[120 empty] | 7.3.3.17.5 (Remote Grid) Updates to grid topology to minimize risk of ignition in HFTDs Remote GridWLDFRContaminationAggregated | WLDFR | HFTD - Distribution - Tier 3 - 1QU CoRE ¦ 4QU LoRE | Non-Red Flag Warning - Large Fires | Contamination | Aggregated | 2029 | 8.4305e-08 | 111.286 | 9.382e-06 | 2029 | Mitigation | 0.95 | 45 | 0 | esc | 0.00097009 | 8.1783e-11 | 0.00097009 | 8.1783e-11 | 0.0027785 | 2.3947e-06 | 0.0088147 | 4.6054e-08
[120 empty] | 7.3.3.17.5 (Remote Grid) Updates to grid topology to minimize risk of ignition in HFTDs Remote GridWLDFRContaminationAggregated | WLDFR | HFTD - Distribution - Tier 3 - 1QU CoRE ¦ 4QU LoRE | Non-Red Flag Warning - Large Fires | Contamination | Aggregated | 2030 | 8.4305e-08 | 111.286 | 9.382e-06 | 2030 | Mitigation | 0.95 | 45 | 0 | esc | 0.00097009 | 8.1783e-11 | 0.00097009 | 8.1783e-11 | 0.0027785 | 2.3947e-06 | 0.0088147 | 4.6054e-08
[120 empty] | 7.3.3.17.5 (Remote Grid) Updates to grid topology to minimize risk of ignition in HFTDs Remote GridWLDFRContaminationAggregated | WLDFR | HFTD - Distribution - Tier 3 - 1QU CoRE ¦ 4QU LoRE | Non-Red Flag Warning - Large Fires | Contamination | Aggregated | 2031 | 8.4305e-08 | 111.286 | 9.382e-06 | 2031 | Mitigation | 0.95 | 45 | 0 | esc | 0.00097009 | 8.1783e-11 | 0.00097009 | 8.1783e-11 | 0.0027785 | 2.3947e-06 | 0.0088147 | 4.6054e-08
[120 empty] | 7.3.3.17.5 (Remote Grid) Updates to grid topology to minimize risk of ignition in HFTDs Remote GridWLDFRContaminationAggregated | WLDFR | HFTD - Distribution - Tier 3 - 1QU CoRE ¦ 4QU LoRE | Non-Red Flag Warning - Large Fires | Contamination | Aggregated | 2032 | 8.4305e-08 | 111.286 | 9.382e-06 | 2032 | Mitigation | 0.95 | 45 | 0 | esc | 0.00097009 | 8.1783e-11 | 0.00097009 | 8.1783e-11 | 0.0027785 | 2.3947e-06 | 0.0088147 | 4.6054e-08
[120 empty] | 7.3.3.17.5 (Remote Grid) Updates to grid topology to minimize risk of ignition in HFTDs Remote GridWLDFRContaminationAggregated | WLDFR | HFTD - Distribution - Tier 3 - 1QU CoRE ¦ 4QU LoRE | Non-Red Flag Warning - Large Fires | Contamination | Aggregated | 2033 | 8.4305e-08 | 111.286 | 9.382e-06 | 2033 | Mitigation | 0.95 | 45 | 0 | esc | 0.00097009 | 8.1783e-11 | 0.00097009 | 8.1783e-11 | 0.0027785 | 2.3947e-06 | 0.0088147 | 4.6054e-08
[120 empty] | 7.3.3.17.5 (Remote Grid) Updates to grid topology to minimize risk of ignition in HFTDs Remote GridWLDFRContaminationAggregated | WLDFR | HFTD - Distribution - Tier 3 - 1QU CoRE ¦ 4QU LoRE | Non-Red Flag Warning - Large Fires | Contamination | Aggregated | 2034 | 8.4305e-08 | 111.286 | 9.382e-06 | 2034 | Mitigation | 0.95 | 45 | 0 | esc | 0.00097009 | 8.1783e-11 | 0.00097009 | 8.1783e-11 | 0.0027785 | 2.3947e-06 | 0.0088147 | 4.6054e-08
[120 empty] | 7.3.3.17.5 (Remote Grid) Updates to grid topology to minimize risk of ignition in HFTDs Remote GridWLDFRContaminationAggregated | WLDFR | HFTD - Distribution - Tier 3 - 1QU CoRE ¦ 4QU LoRE | Non-Red Flag Warning - Large Fires | Contamination | Aggregated | 2035 | 8.4305e-08 | 111.286 | 9.382e-06 | 2035 | Mitigation | 0.95 | 45 | 0 | esc | 0.00097009 | 8.1783e-11 | 0.00097009 | 8.1783e-11 | 0.0027785 | 2.3947e-06 | 0.0088147 | 4.6054e-08
[120 empty] | 7.3.3.17.5 (Remote Grid) Updates to grid topology to minimize risk of ignition in HFTDs Remote GridWLDFRContaminationAggregated | WLDFR | HFTD - Distribution - Tier 3 - 1QU CoRE ¦ 4QU LoRE | Non-Red Flag Warning - Large Fires | Contamination | Aggregated | 2036 | 8.4305e-08 | 111.286 | 9.382e-06 | 2036 | Mitigation | 0.95 | 45 | 0 | esc | 0.00097009 | 8.1783e-11 | 0.00097009 | 8.1783e-11 | 0.0027785 | 2.3947e-06 | 0 | 0
[120 empty] | 7.3.3.17.5 (Remote Grid) Updates to grid topology to minimize risk of ignition in HFTDs Remote GridWLDFRContaminationAggregated | WLDFR | HFTD - Distribution - Tier 3 - 1QU CoRE ¦ 4QU LoRE | Non-Red Flag Warning - Large Fires | Contamination | Aggregated | 2037 | 8.4305e-08 | 111.286 | 9.382e-06 | 2037 | Mitigation | 0.95 | 45 | 0 | esc | 0.00097009 | 8.1783e-11 | 0.00097009 | 8.1783e-11 | 0.0027785 | 2.3947e-06 | 0 | 0
[120 empty] | 7.3.3.17.5 (Remote Grid) Updates to grid topology to minimize risk of ignition in HFTDs Remote GridWLDFRContaminationAggregated | WLDFR | HFTD - Distribution - Tier 3 - 1QU CoRE ¦ 4QU LoRE | Non-Red Flag Warning - Large Fires | Contamination | Aggregated | 2038 | 8.4305e-08 | 111.286 | 9.382e-06 | 2038 | Mitigation | 0.95 | 45 | 0 | esc | 0.00097009 | 8.1783e-11 | 0.00097009 | 8.1783e-11 | 0 | 0 | 0.013543 | 3.4709e-11
[120 empty] | 7.3.3.17.5 (Remote Grid) Updates to grid topology to minimize risk of ignition in HFTDs Remote GridWLDFRContaminationAggregated | WLDFR | HFTD - Distribution - Tier 3 - 1QU CoRE ¦ 4QU LoRE | Non-Red Flag Warning - Large Fires | Contamination | Aggregated | 2039 | 8.4305e-08 | 111.286 | 9.382e-06 | 2039 | Mitigation | 0.95 | 45 | 0 | esc | 0.00097009 | 8.1783e-11 | 0.00097009 | 8.1783e-11 | 0.0027785 | 1.7169e-07 | 0.013543 | 3.4709e-11
[120 empty] | 7.3.3.17.5 (Remote Grid) Updates to grid topology to minimize risk of ignition in HFTDs Remote GridWLDFRContaminationAggregated | WLDFR | HFTD - Distribution - Tier 3 - 1QU CoRE ¦ 4QU LoRE | Non-Red Flag Warning - Large Fires | Contamination | Aggregated | 2040 | 8.4305e-08 | 111.286 | 9.382e-06 | 2040 | Mitigation | 0.95 | 45 | 0 | esc | 0.00097009 | 8.1783e-11 | 0.00097009 | 8.1783e-11 | 0.0027785 | 1.7169e-07 | 0.013543 | 3.4709e-11
[120 empty] | 7.3.3.17.5 (Remote Grid) Updates to grid topology to minimize risk of ignition in HFTDs Remote GridWLDFRContaminationAggregated | WLDFR | HFTD - Distribution - Tier 3 - 1QU CoRE ¦ 4QU LoRE | Non-Red Flag Warning - Large Fires | Contamination | Aggregated | 2041 | 8.4305e-08 | 111.286 | 9.382e-06 | 2041 | Mitigation | 0.95 | 45 | 0 | esc | 0.00097009 | 8.1783e-11 | 0.00097009 | 8.1783e-11 | 0.0027785 | 1.7169e-07 | 0.013543 | 3.4709e-11
[120 empty] | 7.3.3.17.5 (Remote Grid) Updates to grid topology to minimize risk of ignition in HFTDs Remote GridWLDFRContaminationAggregated | WLDFR | HFTD - Distribution - Tier 3 - 1QU CoRE ¦ 4QU LoRE | Non-Red Flag Warning - Large Fires | Contamination | Aggregated | 2042 | 8.4305e-08 | 111.286 | 9.382e-06 | 2042 | Mitigation | 0.95 | 45 | 0 | esc | 0.00097009 | 8.1783e-11 | 0.00097009 | 8.1783e-11 | 0.0027785 | 1.7169e-07 | 0.013543 | 3.4709e-11
[120 empty] | 7.3.3.17.5 (Remote Grid) Updates to grid topology to minimize risk of ignition in HFTDs Remote GridWLDFRContaminationAggregated | WLDFR | HFTD - Distribution - Tier 3 - 1QU CoRE ¦ 4QU LoRE | Non-Red Flag Warning - Large Fires | Contamination | Aggregated | 2043 | 8.4305e-08 | 111.286 | 9.382e-06 | 2043 | Mitigation | 0.95 | 45 | 0 | esc | 0.00097009 | 8.1783e-11 | 0.00097009 | 8.1783e-11 | 0.0027785 | 1.7169e-07 | 0.013543 | 3.4709e-11
[120 empty] | 7.3.3.17.5 (Remote Grid) Updates to grid topology to minimize risk of ignition in HFTDs Remote GridWLDFRContaminationAggregated | WLDFR | HFTD - Distribution - Tier 3 - 1QU CoRE ¦ 4QU LoRE | Non-Red Flag Warning - Large Fires | Contamination | Aggregated | 2044 | 8.4305e-08 | 111.286 | 9.382e-06 | 2044 | Mitigation | 0.95 | 45 | 0 | esc | 0.00097009 | 8.1783e-11 | 0.00097009 | 8.1783e-11 | 0.0027785 | 1.7169e-07 | 0.013543 | 3.4709e-11
[120 empty] | 7.3.3.17.5 (Remote Grid) Updates to grid topology to minimize risk of ignition in HFTDs Remote GridWLDFRContaminationAggregated | WLDFR | HFTD - Distribution - Tier 3 - 1QU CoRE ¦ 4QU LoRE | Non-Red Flag Warning - Large Fires | Contamination | Aggregated | 2045 | 8.4305e-08 | 111.286 | 9.382e-06 | 2045 | Mitigation | 0.95 | 45 | 0 | esc | 0.00097009 | 8.1783e-11 | 0.00097009 | 8.1783e-11 | 0.0027785 | 1.7169e-07 | 0.013543 | 3.4709e-11
[120 empty] | 7.3.3.17.5 (Remote Grid) Updates to grid topology to minimize risk of ignition in HFTDs Remote GridWLDFRContaminationAggregated | WLDFR | HFTD - Distribution - Tier 3 - 1QU CoRE ¦ 4QU LoRE | Non-Red Flag Warning - Large Fires | Contamination | Aggregated | 2046 | 8.4305e-08 | 111.286 | 9.382e-06 | 2046 | Mitigation | 0.95 | 45 | 0 | esc | 0.00097009 | 8.1783e-11 | 0.00097009 | 8.1783e-11 | 0.0027785 | 1.7169e-07 | 0.013543 | 3.4709e-11
[120 empty] | 7.3.3.17.5 (Remote Grid) Updates to grid topology to minimize risk of ignition in HFTDs Remote GridWLDFRContaminationAggregated | WLDFR | HFTD - Distribution - Tier 3 - 1QU CoRE ¦ 4QU LoRE | Non-Red Flag Warning - Large Fires | Contamination | Aggregated | 2047 | 8.4305e-08 | 111.286 | 9.382e-06 | 2047 | Mitigation | 0.95 | 45 | 0 | esc | 0.00097009 | 8.1783e-11 | 0.00097009 | 8.1783e-11 | 0.0027785 | 1.7169e-07 | 0.013543 | 3.4709e-11
[120 empty] | 7.3.3.17.5 (Remote Grid) Updates to grid topology to minimize risk of ignition in HFTDs Remote GridWLDFRContaminationAggregated | WLDFR | HFTD - Distribution - Tier 3 - 1QU CoRE ¦ 4QU LoRE | Non-Red Flag Warning - Large Fires | Contamination | Aggregated | 2048 | 8.4305e-08 | 111.286 | 9.382e-06 | 2048 | Mitigation | 0.95 | 45 | 0 | esc | 0.00097009 | 8.1783e-11 | 0.00097009 | 8.1783e-11 | 0.0027785 | 1.7169e-07 | 0.013543 | 3.4709e-11
[120 empty] | 7.3.3.17.5 (Remote Grid) Updates to grid topology to minimize risk of ignition in HFTDs Remote GridWLDFRContaminationAggregated | WLDFR | HFTD - Distribution - Tier 3 - 1QU CoRE ¦ 4QU LoRE | Non-Red Flag Warning - Large Fires | Contamination | Aggregated | 2049 | 8.4305e-08 | 111.286 | 9.382e-06 | 2049 | Mitigation | 0.95 | 45 | 0 | esc | 0.00097009 | 8.1783e-11 | 0.00097009 | 8.1783e-11 | 0.0027785 | 1.7169e-07 | 0.013543 | 3.4709e-11
[120 empty] | 7.3.3.17.5 (Remote Grid) Updates to grid topology to minimize risk of ignition in HFTDs Remote GridWLDFRContaminationAggregated | WLDFR | HFTD - Distribution - Tier 3 - 1QU CoRE ¦ 4QU LoRE | Non-Red Flag Warning - Large Fires | Contamination | Aggregated | 2050 | 8.4305e-08 | 111.286 | 9.382e-06 | 2050 | Mitigation | 0.95 | 45 | 0 | esc | 0.00097009 | 8.1783e-11 | 0.00097009 | 8.1783e-11 | 0.0027785 | 1.7169e-07 | 0.013543 | 3.4709e-11
[120 empty] | 7.3.3.17.5 (Remote Grid) Updates to grid topology to minimize risk of ignition in HFTDs Remote GridWLDFRContaminationAggregated | WLDFR | HFTD - Distribution - Tier 3 - 1QU CoRE ¦ 4QU LoRE | Non-Red Flag Warning - Large Fires | Contamination | Aggregated | 2051 | 8.4305e-08 | 111.286 | 9.382e-06 | 2051 | Mitigation | 0.95 | 45 | 0 | esc | 0.00097009 | 8.1783e-11 | 0.00097009 | 8.1783e-11 | 0.0027785 | 1.7169e-07 | 0.013543 | 3.4709e-11
[120 empty] | 7.3.3.17.5 (Remote Grid) Updates to grid topology to minimize risk of ignition in HFTDs Remote GridWLDFRContaminationAggregated | WLDFR | HFTD - Distribution - Tier 3 - 1QU CoRE ¦ 4QU LoRE | Non-Red Flag Warning - Large Fires | Contamination | Aggregated | 2052 | 8.4305e-08 | 111.286 | 9.382e-06 | 2052 | Mitigation | 0.95 | 45 | 0 | esc | 0.00097009 | 8.1783e-11 | 0.00097009 | 8.1783e-11 | 0.0027785 | 1.7169e-07 | 0.013543 | 3.4709e-11
[120 empty] | 7.3.3.17.5 (Remote Grid) Updates to grid topology to minimize risk of ignition in HFTDs Remote GridWLDFRContaminationAggregated | WLDFR | HFTD - Distribution - Tier 3 - 1QU CoRE ¦ 4QU LoRE | Non-Red Flag Warning - Large Fires | Contamination | Aggregated | 2053 | 8.4305e-08 | 111.286 | 9.382e-06 | 2053 | Mitigation | 0.95 | 45 | 0 | esc | 0.00097009 | 8.1783e-11 | 0.00097009 | 8.1783e-11 | 0.0027785 | 1.7169e-07 | 0.013543 | 3.4709e-11
[120 empty] | 7.3.3.17.5 (Remote Grid) Updates to grid topology to minimize risk of ignition in HFTDs Remote GridWLDFRContaminationAggregated | WLDFR | HFTD - Distribution - Tier 3 - 1QU CoRE ¦ 4QU LoRE | Non-Red Flag Warning - Large Fires | Contamination | Aggregated | 2054 | 8.4305e-08 | 111.286 | 9.382e-06 | 2054 | Mitigation | 0.95 | 45 | 0 | esc | 0.00097009 | 8.1783e-11 | 0.00097009 | 8.1783e-11 | 0.0027785 | 1.7169e-07 | 0.013543 | 3.4709e-11
[120 empty] | 7.3.3.17.5 (Remote Grid) Updates to grid topology to minimize risk of ignition in HFTDs Remote GridWLDFRContaminationAggregated | WLDFR | HFTD - Distribution - Tier 3 - 1QU CoRE ¦ 4QU LoRE | Non-Red Flag Warning - Large Fires | Contamination | Aggregated | 2055 | 8.4305e-08 | 111.286 | 9.382e-06 | 2055 | Mitigation | 0.95 | 45 | 0 | esc | 0.00097009 | 8.1783e-11 | 0.00097009 | 8.1783e-11 | 0.0027785 | 1.7169e-07 | 0.013543 | 3.4709e-11
[120 empty] | 7.3.3.17.5 (Remote Grid) Updates to grid topology to minimize risk of ignition in HFTDs Remote GridWLDFRContaminationAggregated | WLDFR | HFTD - Distribution - Tier 3 - 1QU CoRE ¦ 4QU LoRE | Non-Red Flag Warning - Large Fires | Contamination | Aggregated | 2056 | 8.4305e-08 | 111.286 | 9.382e-06 | 2056 | Mitigation | 0.95 | 45 | 0 | esc | 0.00097009 | 8.1783e-11 | 0.00097009 | 8.1783e-11 | 0.0027785 | 1.7169e-07 | 0.013543 | 3.4709e-11
[120 empty] | 7.3.3.17.5 (Remote Grid) Updates to grid topology to minimize risk of ignition in HFTDs Remote GridWLDFRContaminationAggregated | WLDFR | HFTD - Distribution - Tier 3 - 1QU CoRE ¦ 4QU LoRE | Non-Red Flag Warning - Large Fires | Contamination | Aggregated | 2057 | 8.4305e-08 | 111.286 | 9.382e-06 | 2057 | Mitigation | 0.95 | 45 | 0 | esc | 0.00097009 | 8.1783e-11 | 0.00097009 | 8.1783e-11 | 0.0027785 | 1.7169e-07 | 0.013543 | 3.4709e-11
[120 empty] | 7.3.3.17.5 (Remote Grid) Updates to grid topology to minimize risk of ignition in HFTDs Remote GridWLDFRContaminationAggregated | WLDFR | HFTD - Distribution - Tier 3 - 1QU CoRE ¦ 4QU LoRE | Non-Red Flag Warning - Large Fires | Contamination | Aggregated | 2058 | 8.4305e-08 | 111.286 | 9.382e-06 | 2058 | Mitigation | 0.95 | 45 | 0 | esc | 0.00097009 | 8.1783e-11 | 0.00097009 | 8.1783e-11 | 0.0027785 | 1.7169e-07 | 0.013543 | 3.4709e-11
[120 empty] | 7.3.3.17.5 (Remote Grid) Updates to grid topology to minimize risk of ignition in HFTDs Remote GridWLDFRContaminationAggregated | WLDFR | HFTD - Distribution - Tier 3 - 1QU CoRE ¦ 4QU LoRE | Non-Red Flag Warning - Large Fires | Contamination | Aggregated | 2059 | 8.4305e-08 | 111.286 | 9.382e-06 | 2059 | Mitigation | 0.95 | 45 | 0 | esc | 0.00097009 | 8.1783e-11 | 0.00097009 | 8.1783e-11 | 0.0027785 | 1.7169e-07 | 0.013543 | 3.4709e-11
[120 empty] | 7.3.3.17.5 (Remote Grid) Updates to grid topology to minimize risk of ignition in HFTDs Remote GridWLDFRContaminationAggregated | WLDFR | HFTD - Distribution - Tier 3 - 1QU CoRE ¦ 4QU LoRE | Non-Red Flag Warning - Large Fires | Contamination | Aggregated | 2060 | 8.4305e-08 | 111.286 | 9.382e-06 | 2060 | Mitigation | 0.95 | 45 | 0 | esc | 0.00097009 | 8.1783e-11 | 0.00097009 | 8.1783e-11 | 0.0027785 | 1.7169e-07 | 0.013543 | 3.4709e-11
[120 empty] | 7.3.3.17.5 (Remote Grid) Updates to grid topology to minimize risk of ignition in HFTDs Remote GridWLDFRContaminationAggregated | WLDFR | HFTD - Distribution - Tier 3 - 1QU CoRE ¦ 4QU LoRE | Non-Red Flag Warning - Large Fires | Contamination | Aggregated | 2061 | 8.4305e-08 | 111.286 | 9.382e-06 | 2061 | Mitigation | 0.95 | 45 | 0 | esc | 0.00097009 | 8.1783e-11 | 0.00097009 | 8.1783e-11 | 0.0027785 | 1.7169e-07 | 0.013543 | 3.4709e-11
[120 empty] | 7.3.3.17.5 (Remote Grid) Updates to grid topology to minimize risk of ignition in HFTDs Remote GridWLDFRContaminationAggregated | WLDFR | HFTD - Distribution - Tier 3 - 1QU CoRE ¦ 4QU LoRE | Non-Red Flag Warning - Large Fires | Contamination | Aggregated | 2062 | 8.4305e-08 | 111.286 | 9.382e-06 | 2062 | Mitigation | 0.95 | 45 | 0 | esc | 0.00097009 | 8.1783e-11 | 0.00097009 | 8.1783e-11 | 0.0027785 | 1.7169e-07 | 0.013543 | 3.4709e-11
[120 empty] | 7.3.3.17.5 (Remote Grid) Updates to grid topology to minimize risk of ignition in HFTDs Remote GridWLDFRContaminationAggregated | WLDFR | HFTD - Distribution - Tier 3 - 1QU CoRE ¦ 4QU LoRE | Non-Red Flag Warning - Large Fires | Contamination | Aggregated | 2063 | 8.4305e-08 | 111.286 | 9.382e-06 | 2063 | Mitigation | 0.95 | 45 | 0 | esc | 0.00097009 | 8.1783e-11 | 0.00097009 | 8.1783e-11 | 0.0027785 | 1.7169e-07 | 0.013543 | 3.4709e-11
[120 empty] | 7.3.3.17.5 (Remote Grid) Updates to grid topology to minimize risk of ignition in HFTDs Remote GridWLDFRContaminationAggregated | WLDFR | HFTD - Distribution - Tier 3 - 1QU CoRE ¦ 4QU LoRE | Non-Red Flag Warning - Large Fires | Contamination | Aggregated | 2064 | 8.4305e-08 | 111.286 | 9.382e-06 | 2064 | Mitigation | 0.95 | 45 | 0 | esc | 0.00097009 | 8.1783e-11 | 0.00097009 | 8.1783e-11 | 0.0027785 | 1.7169e-07 | 0.013543 | 3.4709e-11
[120 empty] | 7.3.3.17.5 (Remote Grid) Updates to grid topology to minimize risk of ignition in HFTDs Remote GridWLDFRContaminationAggregated | WLDFR | HFTD - Distribution - Tier 3 - 1QU CoRE ¦ 4QU LoRE | Non-Red Flag Warning - Large Fires | Contamination | Aggregated | 2065 | 8.4305e-08 | 111.286 | 9.382e-06 | 2065 | Mitigation | 0.95 | 45 | 0 | esc | 0.00097009 | 8.1783e-11 | 0.00097009 | 8.1783e-11 | 0.0027785 | 1.7169e-07 | 0.013543 | 3.4709e-11
[120 empty] | 7.3.3.17.5 (Remote Grid) Updates to grid topology to minimize risk of ignition in HFTDs Remote GridWLDFRContaminationAggregated | WLDFR | HFTD - Distribution - Tier 3 - 1QU CoRE ¦ 4QU LoRE | Non-Red Flag Warning - Large Fires | Contamination | Aggregated | 2066 | 8.4305e-08 | 111.286 | 9.382e-06 | 2066 | Mitigation | 0.95 | 45 | 0 | esc | 0.00097009 | 8.1783e-11 | 0.00097009 | 8.1783e-11 | 0.0027785 | 1.7169e-07 | 0.013543 | 3.4709e-11
[120 empty] | 7.3.3.17.5 (Remote Grid) Updates to grid topology to minimize risk of ignition in HFTDs Remote GridWLDFRContaminationAggregated | WLDFR | HFTD - Distribution - Tier 3 - 1QU CoRE ¦ 4QU LoRE | Non-Red Flag Warning - Large Fires | Contamination | Aggregated | 2067 | 8.4305e-08 | 111.286 | 9.382e-06 | 2067 | Mitigation | 0.95 | 45 | 0 | esc | 0 | 0 | 0.00097009 | 8.1783e-11 | 0.0027785 | 1.7169e-07 | 0.013543 | 3.4709e-11
[120 empty] | 7.3.3.17.5 (Remote Grid) Updates to grid topology to minimize risk of ignition in HFTDs Remote GridWLDFREquipment / facility failureAggregated | WLDFR | HFTD - Distribution - Tier 3 - 1QU CoRE ¦ 4QU LoRE | Non-Red Flag Warning - Large Fires | Equipment / facility failure | Aggregated | 2022 | 1.9966e-06 | 111.286 | 0.0002222 | 2022 | Mitigation | 0.95 | 45 | 0 | esc | 0.00097009 | 1.9369e-09 | 0 | 0 | 0.0027785 | 1.7169e-07 | 0 | 0
[120 empty] | 7.3.3.17.5 (Remote Grid) Updates to grid topology to minimize risk of ignition in HFTDs Remote GridWLDFREquipment / facility failureAggregated | WLDFR | HFTD - Distribution - Tier 3 - 1QU CoRE ¦ 4QU LoRE | Non-Red Flag Warning - Large Fires | Equipment / facility failure | Aggregated | 2023 | 1.9966e-06 | 111.286 | 0.0002222 | 2023 | Mitigation | 0.95 | 45 | 0 | esc | 0.00097009 | 1.9369e-09 | 0.00097009 | 1.9369e-09 | 0.0027785 | 1.7169e-07 | 0 | 0
[120 empty] | 7.3.3.17.5 (Remote Grid) Updates to grid topology to minimize risk of ignition in HFTDs Remote GridWLDFREquipment / facility failureAggregated | WLDFR | HFTD - Distribution - Tier 3 - 1QU CoRE ¦ 4QU LoRE | Non-Red Flag Warning - Large Fires | Equipment / facility failure | Aggregated | 2024 | 1.9966e-06 | 111.286 | 0.0002222 | 2024 | Mitigation | 0.95 | 45 | 0 | esc | 0.00097009 | 1.9369e-09 | 0.00097009 | 1.9369e-09 | 0.0027785 | 1.7169e-07 | 0.0013359 | 2.0582e-10
[120 empty] | 7.3.3.17.5 (Remote Grid) Updates to grid topology to minimize risk of ignition in HFTDs Remote GridWLDFREquipment / facility failureAggregated | WLDFR | HFTD - Distribution - Tier 3 - 1QU CoRE ¦ 4QU LoRE | Non-Red Flag Warning - Large Fires | Equipment / facility failure | Aggregated | 2025 | 1.9966e-06 | 111.286 | 0.0002222 | 2025 | Mitigation | 0.95 | 45 | 0 | esc | 0.00097009 | 1.9369e-09 | 0.00097009 | 1.9369e-09 | 0.0027785 | 1.7169e-07 | 0.0013359 | 2.0582e-10
[120 empty] | 7.3.3.17.5 (Remote Grid) Updates to grid topology to minimize risk of ignition in HFTDs Remote GridWLDFREquipment / facility failureAggregated | WLDFR | HFTD - Distribution - Tier 3 - 1QU CoRE ¦ 4QU LoRE | Non-Red Flag Warning - Large Fires | Equipment / facility failure | Aggregated | 2026 | 1.9966e-06 | 111.286 | 0.0002222 | 2026 | Mitigation | 0.95 | 45 | 0 | esc | 0.00097009 | 1.9369e-09 | 0.00097009 | 1.9369e-09 | 0.0027785 | 1.7169e-07 | 0.0013359 | 2.0582e-10
[120 empty] | 7.3.3.17.5 (Remote Grid) Updates to grid topology to minimize risk of ignition in HFTDs Remote GridWLDFREquipment / facility failureAggregated | WLDFR | HFTD - Distribution - Tier 3 - 1QU CoRE ¦ 4QU LoRE | Non-Red Flag Warning - Large Fires | Equipment / facility failure | Aggregated | 2027 | 1.9966e-06 | 111.286 | 0.0002222 | 2027 | Mitigation | 0.95 | 45 | 0 | esc | 0.00097009 | 1.9369e-09 | 0.00097009 | 1.9369e-09 | 0.0027785 | 1.7169e-07 | 0.0013359 | 2.0582e-10
[120 empty] | 7.3.3.17.5 (Remote Grid) Updates to grid topology to minimize risk of ignition in HFTDs Remote GridWLDFREquipment / facility failureAggregated | WLDFR | HFTD - Distribution - Tier 3 - 1QU CoRE ¦ 4QU LoRE | Non-Red Flag Warning - Large Fires | Equipment / facility failure | Aggregated | 2028 | 1.9966e-06 | 111.286 | 0.0002222 | 2028 | Mitigation | 0.95 | 45 | 0 | esc | 0.00097009 | 1.9369e-09 | 0.00097009 | 1.9369e-09 | 0.0027785 | 1.7169e-07 | 0.0013359 | 2.0582e-10
[120 empty] | 7.3.3.17.5 (Remote Grid) Updates to grid topology to minimize risk of ignition in HFTDs Remote GridWLDFREquipment / facility failureAggregated | WLDFR | HFTD - Distribution - Tier 3 - 1QU CoRE ¦ 4QU LoRE | Non-Red Flag Warning - Large Fires | Equipment / facility failure | Aggregated | 2029 | 1.9966e-06 | 111.286 | 0.0002222 | 2029 | Mitigation | 0.95 | 45 | 0 | esc | 0.00097009 | 1.9369e-09 | 0.00097009 | 1.9369e-09 | 0.0027785 | 1.7169e-07 | 0.0013359 | 2.0582e-10
[120 empty] | 7.3.3.17.5 (Remote Grid) Updates to grid topology to minimize risk of ignition in HFTDs Remote GridWLDFREquipment / facility failureAggregated | WLDFR | HFTD - Distribution - Tier 3 - 1QU CoRE ¦ 4QU LoRE | Non-Red Flag Warning - Large Fires | Equipment / facility failure | Aggregated | 2030 | 1.9966e-06 | 111.286 | 0.0002222 | 2030 | Mitigation | 0.95 | 45 | 0 | esc | 0.00097009 | 1.9369e-09 | 0.00097009 | 1.9369e-09 | 0.0027785 | 1.7169e-07 | 0.0013359 | 2.0582e-10
[120 empty] | 7.3.3.17.5 (Remote Grid) Updates to grid topology to minimize risk of ignition in HFTDs Remote GridWLDFREquipment / facility failureAggregated | WLDFR | HFTD - Distribution - Tier 3 - 1QU CoRE ¦ 4QU LoRE | Non-Red Flag Warning - Large Fires | Equipment / facility failure | Aggregated | 2031 | 1.9966e-06 | 111.286 | 0.0002222 | 2031 | Mitigation | 0.95 | 45 | 0 | esc | 0.00097009 | 1.9369e-09 | 0.00097009 | 1.9369e-09 | 0.0027785 | 1.7169e-07 | 0.0013359 | 2.0582e-10
[120 empty] | 7.3.3.17.5 (Remote Grid) Updates to grid topology to minimize risk of ignition in HFTDs Remote GridWLDFREquipment / facility failureAggregated | WLDFR | HFTD - Distribution - Tier 3 - 1QU CoRE ¦ 4QU LoRE | Non-Red Flag Warning - Large Fires | Equipment / facility failure | Aggregated | 2032 | 1.9966e-06 | 111.286 | 0.0002222 | 2032 | Mitigation | 0.95 | 45 | 0 | esc | 0.00097009 | 1.9369e-09 | 0.00097009 | 1.9369e-09 | 0.0027785 | 1.7169e-07 | 0.0013359 | 2.0582e-10
[120 empty] | 7.3.3.17.5 (Remote Grid) Updates to grid topology to minimize risk of ignition in HFTDs Remote GridWLDFREquipment / facility failureAggregated | WLDFR | HFTD - Distribution - Tier 3 - 1QU CoRE ¦ 4QU LoRE | Non-Red Flag Warning - Large Fires | Equipment / facility failure | Aggregated | 2033 | 1.9966e-06 | 111.286 | 0.0002222 | 2033 | Mitigation | 0.95 | 45 | 0 | esc | 0.00097009 | 1.9369e-09 | 0.00097009 | 1.9369e-09 | 0.0027785 | 1.7169e-07 | 0.0013359 | 2.0582e-10
[120 empty] | 7.3.3.17.5 (Remote Grid) Updates to grid topology to minimize risk of ignition in HFTDs Remote GridWLDFREquipment / facility failureAggregated | WLDFR | HFTD - Distribution - Tier 3 - 1QU CoRE ¦ 4QU LoRE | Non-Red Flag Warning - Large Fires | Equipment / facility failure | Aggregated | 2034 | 1.9966e-06 | 111.286 | 0.0002222 | 2034 | Mitigation | 0.95 | 45 | 0 | esc | 0.00097009 | 1.9369e-09 | 0.00097009 | 1.9369e-09 | 0.0027785 | 1.7169e-07 | 0.0013359 | 2.0582e-10
[120 empty] | 7.3.3.17.5 (Remote Grid) Updates to grid topology to minimize risk of ignition in HFTDs Remote GridWLDFREquipment / facility failureAggregated | WLDFR | HFTD - Distribution - Tier 3 - 1QU CoRE ¦ 4QU LoRE | Non-Red Flag Warning - Large Fires | Equipment / facility failure | Aggregated | 2035 | 1.9966e-06 | 111.286 | 0.0002222 | 2035 | Mitigation | 0.95 | 45 | 0 | esc | 0.00097009 | 1.9369e-09 | 0.00097009 | 1.9369e-09 | 0.0027785 | 1.7169e-07 | 0.0013359 | 2.0582e-10
[120 empty] | 7.3.3.17.5 (Remote Grid) Updates to grid topology to minimize risk of ignition in HFTDs Remote GridWLDFREquipment / facility failureAggregated | WLDFR | HFTD - Distribution - Tier 3 - 1QU CoRE ¦ 4QU LoRE | Non-Red Flag Warning - Large Fires | Equipment / facility failure | Aggregated | 2036 | 1.9966e-06 | 111.286 | 0.0002222 | 2036 | Mitigation | 0.95 | 45 | 0 | esc | 0.00097009 | 1.9369e-09 | 0.00097009 | 1.9369e-09 | 0.0027785 | 1.7169e-07 | 0.0013359 | 2.0582e-10
[120 empty] | 7.3.3.17.5 (Remote Grid) Updates to grid topology to minimize risk of ignition in HFTDs Remote GridWLDFREquipment / facility failureAggregated | WLDFR | HFTD - Distribution - Tier 3 - 1QU CoRE ¦ 4QU LoRE | Non-Red Flag Warning - Large Fires | Equipment / facility failure | Aggregated | 2037 | 1.9966e-06 | 111.286 | 0.0002222 | 2037 | Mitigation | 0.95 | 45 | 0 | esc | 0.00097009 | 1.9369e-09 | 0.00097009 | 1.9369e-09 | 0.0027785 | 1.7169e-07 | 0.0013359 | 2.0582e-10
[120 empty] | 7.3.3.17.5 (Remote Grid) Updates to grid topology to minimize risk of ignition in HFTDs Remote GridWLDFREquipment / facility failureAggregated | WLDFR | HFTD - Distribution - Tier 3 - 1QU CoRE ¦ 4QU LoRE | Non-Red Flag Warning - Large Fires | Equipment / facility failure | Aggregated | 2038 | 1.9966e-06 | 111.286 | 0.0002222 | 2038 | Mitigation | 0.95 | 45 | 0 | esc | 0.00097009 | 1.9369e-09 | 0.00097009 | 1.9369e-09 | 0.0027785 | 1.7169e-07 | 0.0013359 | 2.0582e-10
[120 empty] | 7.3.3.17.5 (Remote Grid) Updates to grid topology to minimize risk of ignition in HFTDs Remote GridWLDFREquipment / facility failureAggregated | WLDFR | HFTD - Distribution - Tier 3 - 1QU CoRE ¦ 4QU LoRE | Non-Red Flag Warning - Large Fires | Equipment / facility failure | Aggregated | 2039 | 1.9966e-06 | 111.286 | 0.0002222 | 2039 | Mitigation | 0.95 | 45 | 0 | esc | 0.00097009 | 1.9369e-09 | 0.00097009 | 1.9369e-09 | 0.0027785 | 1.7169e-07 | 0.0013359 | 2.0582e-10
[120 empty] | 7.3.3.17.5 (Remote Grid) Updates to grid topology to minimize risk of ignition in HFTDs Remote GridWLDFREquipment / facility failureAggregated | WLDFR | HFTD - Distribution - Tier 3 - 1QU CoRE ¦ 4QU LoRE | Non-Red Flag Warning - Large Fires | Equipment / facility failure | Aggregated | 2040 | 1.9966e-06 | 111.286 | 0.0002222 | 2040 | Mitigation | 0.95 | 45 | 0 | esc | 0.00097009 | 1.9369e-09 | 0.00097009 | 1.9369e-09 | 0.0027785 | 1.7169e-07 | 0.0013359 | 2.0582e-10
[120 empty] | 7.3.3.17.5 (Remote Grid) Updates to grid topology to minimize risk of ignition in HFTDs Remote GridWLDFREquipment / facility failureAggregated | WLDFR | HFTD - Distribution - Tier 3 - 1QU CoRE ¦ 4QU LoRE | Non-Red Flag Warning - Large Fires | Equipment / facility failure | Aggregated | 2041 | 1.9966e-06 | 111.286 | 0.0002222 | 2041 | Mitigation | 0.95 | 45 | 0 | esc | 0.00097009 | 1.9369e-09 | 0.00097009 | 1.9369e-09 | 0.0027785 | 1.7169e-07 | 0.0013359 | 2.0582e-10
[120 empty] | 7.3.3.17.5 (Remote Grid) Updates to grid topology to minimize risk of ignition in HFTDs Remote GridWLDFREquipment / facility failureAggregated | WLDFR | HFTD - Distribution - Tier 3 - 1QU CoRE ¦ 4QU LoRE | Non-Red Flag Warning - Large Fires | Equipment / facility failure | Aggregated | 2042 | 1.9966e-06 | 111.286 | 0.0002222 | 2042 | Mitigation | 0.95 | 45 | 0 | esc | 0.00097009 | 1.9369e-09 | 0.00097009 | 1.9369e-09 | 0 | 0 | 0.0013359 | 2.0582e-10
[120 empty] | 7.3.3.17.5 (Remote Grid) Updates to grid topology to minimize risk of ignition in HFTDs Remote GridWLDFREquipment / facility failureAggregated | WLDFR | HFTD - Distribution - Tier 3 - 1QU CoRE ¦ 4QU LoRE | Non-Red Flag Warning - Large Fires | Equipment / facility failure | Aggregated | 2043 | 1.9966e-06 | 111.286 | 0.0002222 | 2043 | Mitigation | 0.95 | 45 | 0 | esc | 0.00097009 | 1.9369e-09 | 0.00097009 | 1.9369e-09 | 0.0027785 | 3.7939e-07 | 0.0013359 | 2.0582e-10
[120 empty] | 7.3.3.17.5 (Remote Grid) Updates to grid topology to minimize risk of ignition in HFTDs Remote GridWLDFREquipment / facility failureAggregated | WLDFR | HFTD - Distribution - Tier 3 - 1QU CoRE ¦ 4QU LoRE | Non-Red Flag Warning - Large Fires | Equipment / facility failure | Aggregated | 2044 | 1.9966e-06 | 111.286 | 0.0002222 | 2044 | Mitigation | 0.95 | 45 | 0 | esc | 0.00097009 | 1.9369e-09 | 0.00097009 | 1.9369e-09 | 0.0027785 | 3.7939e-07 | 0.0013359 | 2.0582e-10
[120 empty] | 7.3.3.17.5 (Remote Grid) Updates to grid topology to minimize risk of ignition in HFTDs Remote GridWLDFREquipment / facility failureAggregated | WLDFR | HFTD - Distribution - Tier 3 - 1QU CoRE ¦ 4QU LoRE | Non-Red Flag Warning - Large Fires | Equipment / facility failure | Aggregated | 2045 | 1.9966e-06 | 111.286 | 0.0002222 | 2045 | Mitigation | 0.95 | 45 | 0 | esc | 0.00097009 | 1.9369e-09 | 0.00097009 | 1.9369e-09 | 0.0027785 | 3.7939e-07 | 0.0013359 | 2.0582e-10
[120 empty] | 7.3.3.17.5 (Remote Grid) Updates to grid topology to minimize risk of ignition in HFTDs Remote GridWLDFREquipment / facility failureAggregated | WLDFR | HFTD - Distribution - Tier 3 - 1QU CoRE ¦ 4QU LoRE | Non-Red Flag Warning - Large Fires | Equipment / facility failure | Aggregated | 2046 | 1.9966e-06 | 111.286 | 0.0002222 | 2046 | Mitigation | 0.95 | 45 | 0 | esc | 0.00097009 | 1.9369e-09 | 0.00097009 | 1.9369e-09 | 0.0027785 | 3.7939e-07 | 0.0013359 | 2.0582e-10
[120 empty] | 7.3.3.17.5 (Remote Grid) Updates to grid topology to minimize risk of ignition in HFTDs Remote GridWLDFREquipment / facility failureAggregated | WLDFR | HFTD - Distribution - Tier 3 - 1QU CoRE ¦ 4QU LoRE | Non-Red Flag Warning - Large Fires | Equipment / facility failure | Aggregated | 2047 | 1.9966e-06 | 111.286 | 0.0002222 | 2047 | Mitigation | 0.95 | 45 | 0 | esc | 0.00097009 | 1.9369e-09 | 0.00097009 | 1.9369e-09 | 0.0027785 | 3.7939e-07 | 0.0013359 | 2.0582e-10
[120 empty] | 7.3.3.17.5 (Remote Grid) Updates to grid topology to minimize risk of ignition in HFTDs Remote GridWLDFREquipment / facility failureAggregated | WLDFR | HFTD - Distribution - Tier 3 - 1QU CoRE ¦ 4QU LoRE | Non-Red Flag Warning - Large Fires | Equipment / facility failure | Aggregated | 2048 | 1.9966e-06 | 111.286 | 0.0002222 | 2048 | Mitigation | 0.95 | 45 | 0 | esc | 0.00097009 | 1.9369e-09 | 0.00097009 | 1.9369e-09 | 0.0027785 | 3.7939e-07 | 0.0013359 | 2.0582e-10
[120 empty] | 7.3.3.17.5 (Remote Grid) Updates to grid topology to minimize risk of ignition in HFTDs Remote GridWLDFREquipment / facility failureAggregated | WLDFR | HFTD - Distribution - Tier 3 - 1QU CoRE ¦ 4QU LoRE | Non-Red Flag Warning - Large Fires | Equipment / facility failure | Aggregated | 2049 | 1.9966e-06 | 111.286 | 0.0002222 | 2049 | Mitigation | 0.95 | 45 | 0 | esc | 0.00097009 | 1.9369e-09 | 0.00097009 | 1.9369e-09 | 0.0027785 | 3.7939e-07 | 0.0013359 | 2.0582e-10
[120 empty] | 7.3.3.17.5 (Remote Grid) Updates to grid topology to minimize risk of ignition in HFTDs Remote GridWLDFREquipment / facility failureAggregated | WLDFR | HFTD - Distribution - Tier 3 - 1QU CoRE ¦ 4QU LoRE | Non-Red Flag Warning - Large Fires | Equipment / facility failure | Aggregated | 2050 | 1.9966e-06 | 111.286 | 0.0002222 | 2050 | Mitigation | 0.95 | 45 | 0 | esc | 0.00097009 | 1.9369e-09 | 0.00097009 | 1.9369e-09 | 0.0027785 | 3.7939e-07 | 0.0013359 | 2.0582e-10
[120 empty] | 7.3.3.17.5 (Remote Grid) Updates to grid topology to minimize risk of ignition in HFTDs Remote GridWLDFREquipment / facility failureAggregated | WLDFR | HFTD - Distribution - Tier 3 - 1QU CoRE ¦ 4QU LoRE | Non-Red Flag Warning - Large Fires | Equipment / facility failure | Aggregated | 2051 | 1.9966e-06 | 111.286 | 0.0002222 | 2051 | Mitigation | 0.95 | 45 | 0 | esc | 0.00097009 | 1.9369e-09 | 0.00097009 | 1.9369e-09 | 0.0027785 | 3.7939e-07 | 0.0013359 | 2.0582e-10
[120 empty] | 7.3.3.17.5 (Remote Grid) Updates to grid topology to minimize risk of ignition in HFTDs Remote GridWLDFREquipment / facility failureAggregated | WLDFR | HFTD - Distribution - Tier 3 - 1QU CoRE ¦ 4QU LoRE | Non-Red Flag Warning - Large Fires | Equipment / facility failure | Aggregated | 2052 | 1.9966e-06 | 111.286 | 0.0002222 | 2052 | Mitigation | 0.95 | 45 | 0 | esc | 0.00097009 | 1.9369e-09 | 0.00097009 | 1.9369e-09 | 0.0027785 | 3.7939e-07 | 0.0013359 | 2.0582e-10
[120 empty] | 7.3.3.17.5 (Remote Grid) Updates to grid topology to minimize risk of ignition in HFTDs Remote GridWLDFREquipment / facility failureAggregated | WLDFR | HFTD - Distribution - Tier 3 - 1QU CoRE ¦ 4QU LoRE | Non-Red Flag Warning - Large Fires | Equipment / facility failure | Aggregated | 2053 | 1.9966e-06 | 111.286 | 0.0002222 | 2053 | Mitigation | 0.95 | 45 | 0 | esc | 0.00097009 | 1.9369e-09 | 0.00097009 | 1.9369e-09 | 0.0027785 | 3.7939e-07 | 0.0013359 | 2.0582e-10
[120 empty] | 7.3.3.17.5 (Remote Grid) Updates to grid topology to minimize risk of ignition in HFTDs Remote GridWLDFREquipment / facility failureAggregated | WLDFR | HFTD - Distribution - Tier 3 - 1QU CoRE ¦ 4QU LoRE | Non-Red Flag Warning - Large Fires | Equipment / facility failure | Aggregated | 2054 | 1.9966e-06 | 111.286 | 0.0002222 | 2054 | Mitigation | 0.95 | 45 | 0 | esc | 0.00097009 | 1.9369e-09 | 0.00097009 | 1.9369e-09 | 0.0027785 | 3.7939e-07 | 0 | 0
[120 empty] | 7.3.3.17.5 (Remote Grid) Updates to grid topology to minimize risk of ignition in HFTDs Remote GridWLDFREquipment / facility failureAggregated | WLDFR | HFTD - Distribution - Tier 3 - 1QU CoRE ¦ 4QU LoRE | Non-Red Flag Warning - Large Fires | Equipment / facility failure | Aggregated | 2055 | 1.9966e-06 | 111.286 | 0.0002222 | 2055 | Mitigation | 0.95 | 45 | 0 | esc | 0.00097009 | 1.9369e-09 | 0.00097009 | 1.9369e-09 | 0.0027785 | 3.7939e-07 | 0 | 0
[120 empty] | 7.3.3.17.5 (Remote Grid) Updates to grid topology to minimize risk of ignition in HFTDs Remote GridWLDFREquipment / facility failureAggregated | WLDFR | HFTD - Distribution - Tier 3 - 1QU CoRE ¦ 4QU LoRE | Non-Red Flag Warning - Large Fires | Equipment / facility failure | Aggregated | 2056 | 1.9966e-06 | 111.286 | 0.0002222 | 2056 | Mitigation | 0.95 | 45 | 0 | esc | 0.00097009 | 1.9369e-09 | 0.00097009 | 1.9369e-09 | 0.0027785 | 3.7939e-07 | 0.0093813 | 7.7681e-09
[120 empty] | 7.3.3.17.5 (Remote Grid) Updates to grid topology to minimize risk of ignition in HFTDs Remote GridWLDFREquipment / facility failureAggregated | WLDFR | HFTD - Distribution - Tier 3 - 1QU CoRE ¦ 4QU LoRE | Non-Red Flag Warning - Large Fires | Equipment / facility failure | Aggregated | 2057 | 1.9966e-06 | 111.286 | 0.0002222 | 2057 | Mitigation | 0.95 | 45 | 0 | esc | 0.00097009 | 1.9369e-09 | 0.00097009 | 1.9369e-09 | 0.0027785 | 3.7939e-07 | 0.0093813 | 7.7681e-09
[120 empty] | 7.3.3.17.5 (Remote Grid) Updates to grid topology to minimize risk of ignition in HFTDs Remote GridWLDFREquipment / facility failureAggregated | WLDFR | HFTD - Distribution - Tier 3 - 1QU CoRE ¦ 4QU LoRE | Non-Red Flag Warning - Large Fires | Equipment / facility failure | Aggregated | 2058 | 1.9966e-06 | 111.286 | 0.0002222 | 2058 | Mitigation | 0.95 | 45 | 0 | esc | 0.00097009 | 1.9369e-09 | 0.00097009 | 1.9369e-09 | 0.0027785 | 3.7939e-07 | 0.0093813 | 7.7681e-09
[120 empty] | 7.3.3.17.5 (Remote Grid) Updates to grid topology to minimize risk of ignition in HFTDs Remote GridWLDFREquipment / facility failureAggregated | WLDFR | HFTD - Distribution - Tier 3 - 1QU CoRE ¦ 4QU LoRE | Non-Red Flag Warning - Large Fires | Equipment / facility failure | Aggregated | 2059 | 1.9966e-06 | 111.286 | 0.0002222 | 2059 | Mitigation | 0.95 | 45 | 0 | esc | 0.00097009 | 1.9369e-09 | 0.00097009 | 1.9369e-09 | 0.0027785 | 3.7939e-07 | 0.0093813 | 7.7681e-09
[120 empty] | 7.3.3.17.5 (Remote Grid) Updates to grid topology to minimize risk of ignition in HFTDs Remote GridWLDFREquipment / facility failureAggregated | WLDFR | HFTD - Distribution - Tier 3 - 1QU CoRE ¦ 4QU LoRE | Non-Red Flag Warning - Large Fires | Equipment / facility failure | Aggregated | 2060 | 1.9966e-06 | 111.286 | 0.0002222 | 2060 | Mitigation | 0.95 | 45 | 0 | esc | 0.00097009 | 1.9369e-09 | 0.00097009 | 1.9369e-09 | 0.0027785 | 3.7939e-07 | 0.0093813 | 7.7681e-09
[120 empty] | 7.3.3.17.5 (Remote Grid) Updates to grid topology to minimize risk of ignition in HFTDs Remote GridWLDFREquipment / facility failureAggregated | WLDFR | HFTD - Distribution - Tier 3 - 1QU CoRE ¦ 4QU LoRE | Non-Red Flag Warning - Large Fires | Equipment / facility failure | Aggregated | 2061 | 1.9966e-06 | 111.286 | 0.0002222 | 2061 | Mitigation | 0.95 | 45 | 0 | esc | 0.00097009 | 1.9369e-09 | 0.00097009 | 1.9369e-09 | 0.0027785 | 3.7939e-07 | 0.0093813 | 7.7681e-09
[120 empty] | 7.3.3.17.5 (Remote Grid) Updates to grid topology to minimize risk of ignition in HFTDs Remote GridWLDFREquipment / facility failureAggregated | WLDFR | HFTD - Distribution - Tier 3 - 1QU CoRE ¦ 4QU LoRE | Non-Red Flag Warning - Large Fires | Equipment / facility failure | Aggregated | 2062 | 1.9966e-06 | 111.286 | 0.0002222 | 2062 | Mitigation | 0.95 | 45 | 0 | esc | 0.00097009 | 1.9369e-09 | 0.00097009 | 1.9369e-09 | 0.0027785 | 3.7939e-07 | 0.0093813 | 7.7681e-09
[120 empty] | 7.3.3.17.5 (Remote Grid) Updates to grid topology to minimize risk of ignition in HFTDs Remote GridWLDFREquipment / facility failureAggregated | WLDFR | HFTD - Distribution - Tier 3 - 1QU CoRE ¦ 4QU LoRE | Non-Red Flag Warning - Large Fires | Equipment / facility failure | Aggregated | 2063 | 1.9966e-06 | 111.286 | 0.0002222 | 2063 | Mitigation | 0.95 | 45 | 0 | esc | 0.00097009 | 1.9369e-09 | 0.00097009 | 1.9369e-09 | 0.0027785 | 3.7939e-07 | 0.0093813 | 7.7681e-09
[120 empty] | 7.3.3.17.5 (Remote Grid) Updates to grid topology to minimize risk of ignition in HFTDs Remote GridWLDFREquipment / facility failureAggregated | WLDFR | HFTD - Distribution - Tier 3 - 1QU CoRE ¦ 4QU LoRE | Non-Red Flag Warning - Large Fires | Equipment / facility failure | Aggregated | 2064 | 1.9966e-06 | 111.286 | 0.0002222 | 2064 | Mitigation | 0.95 | 45 | 0 | esc | 0.00097009 | 1.9369e-09 | 0.00097009 | 1.9369e-09 | 0.0027785 | 3.7939e-07 | 0.0093813 | 7.7681e-09
[120 empty] | 7.3.3.17.5 (Remote Grid) Updates to grid topology to minimize risk of ignition in HFTDs Remote GridWLDFREquipment / facility failureAggregated | WLDFR | HFTD - Distribution - Tier 3 - 1QU CoRE ¦ 4QU LoRE | Non-Red Flag Warning - Large Fires | Equipment / facility failure | Aggregated | 2065 | 1.9966e-06 | 111.286 | 0.0002222 | 2065 | Mitigation | 0.95 | 45 | 0 | esc | 0.00097009 | 1.9369e-09 | 0.00097009 | 1.9369e-09 | 0.0027785 | 3.7939e-07 | 0.0093813 | 7.7681e-09
[120 empty] | 7.3.3.17.5 (Remote Grid) Updates to grid topology to minimize risk of ignition in HFTDs Remote GridWLDFREquipment / facility failureAggregated | WLDFR | HFTD - Distribution - Tier 3 - 1QU CoRE ¦ 4QU LoRE | Non-Red Flag Warning - Large Fires | Equipment / facility failure | Aggregated | 2066 | 1.9966e-06 | 111.286 | 0.0002222 | 2066 | Mitigation | 0.95 | 45 | 0 | esc | 0.00097009 | 1.9369e-09 | 0.00097009 | 1.9369e-09 | 0.0027785 | 3.7939e-07 | 0.0093813 | 7.7681e-09
[120 empty] | 7.3.3.17.5 (Remote Grid) Updates to grid topology to minimize risk of ignition in HFTDs Remote GridWLDFREquipment / facility failureAggregated | WLDFR | HFTD - Distribution - Tier 3 - 1QU CoRE ¦ 4QU LoRE | Non-Red Flag Warning - Large Fires | Equipment / facility failure | Aggregated | 2067 | 1.9966e-06 | 111.286 | 0.0002222 | 2067 | Mitigation | 0.95 | 45 | 0 | esc | 0 | 0 | 0.00097009 | 1.9369e-09 | 0.0027785 | 3.7939e-07 | 0.0093813 | 7.7681e-09
[120 empty] | 7.3.3.17.5 (Remote Grid) Updates to grid topology to minimize risk of ignition in HFTDs Remote GridWLDFRVegetation ContactAggregated | WLDFR | HFTD - Distribution - Tier 3 - 1QU CoRE ¦ 4QU LoRE | Non-Red Flag Warning - Large Fires | Vegetation Contact | Aggregated | 2022 | 1.5352e-05 | 111.286 | 0.0017085 | 2022 | Mitigation | 0.95 | 45 | 0 | esc | 0.00097009 | 1.4893e-08 | 0 | 0 | 0.0027785 | 3.7939e-07 | 0.0093813 | 7.7681e-09
[120 empty] | 7.3.3.17.5 (Remote Grid) Updates to grid topology to minimize risk of ignition in HFTDs Remote GridWLDFRVegetation ContactAggregated | WLDFR | HFTD - Distribution - Tier 3 - 1QU CoRE ¦ 4QU LoRE | Non-Red Flag Warning - Large Fires | Vegetation Contact | Aggregated | 2023 | 1.5352e-05 | 111.286 | 0.0017085 | 2023 | Mitigation | 0.95 | 45 | 0 | esc | 0.00097009 | 1.4893e-08 | 0.00097009 | 1.4893e-08 | 0.0027785 | 3.7939e-07 | 0.0093813 | 7.7681e-09
[120 empty] | 7.3.3.17.5 (Remote Grid) Updates to grid topology to minimize risk of ignition in HFTDs Remote GridWLDFRVegetation ContactAggregated | WLDFR | HFTD - Distribution - Tier 3 - 1QU CoRE ¦ 4QU LoRE | Non-Red Flag Warning - Large Fires | Vegetation Contact | Aggregated | 2024 | 1.5352e-05 | 111.286 | 0.0017085 | 2024 | Mitigation | 0.95 | 45 | 0 | esc | 0.00097009 | 1.4893e-08 | 0.00097009 | 1.4893e-08 | 0.0027785 | 3.7939e-07 | 0.0093813 | 7.7681e-09
[120 empty] | 7.3.3.17.5 (Remote Grid) Updates to grid topology to minimize risk of ignition in HFTDs Remote GridWLDFRVegetation ContactAggregated | WLDFR | HFTD - Distribution - Tier 3 - 1QU CoRE ¦ 4QU LoRE | Non-Red Flag Warning - Large Fires | Vegetation Contact | Aggregated | 2025 | 1.5352e-05 | 111.286 | 0.0017085 | 2025 | Mitigation | 0.95 | 45 | 0 | esc | 0.00097009 | 1.4893e-08 | 0.00097009 | 1.4893e-08 | 0.0027785 | 3.7939e-07 | 0.0093813 | 7.7681e-09
[120 empty] | 7.3.3.17.5 (Remote Grid) Updates to grid topology to minimize risk of ignition in HFTDs Remote GridWLDFRVegetation ContactAggregated | WLDFR | HFTD - Distribution - Tier 3 - 1QU CoRE ¦ 4QU LoRE | Non-Red Flag Warning - Large Fires | Vegetation Contact | Aggregated | 2026 | 1.5352e-05 | 111.286 | 0.0017085 | 2026 | Mitigation | 0.95 | 45 | 0 | esc | 0.00097009 | 1.4893e-08 | 0.00097009 | 1.4893e-08 | 0.0027785 | 3.7939e-07 | 0.0093813 | 7.7681e-09
[120 empty] | 7.3.3.17.5 (Remote Grid) Updates to grid topology to minimize risk of ignition in HFTDs Remote GridWLDFRVegetation ContactAggregated | WLDFR | HFTD - Distribution - Tier 3 - 1QU CoRE ¦ 4QU LoRE | Non-Red Flag Warning - Large Fires | Vegetation Contact | Aggregated | 2027 | 1.5352e-05 | 111.286 | 0.0017085 | 2027 | Mitigation | 0.95 | 45 | 0 | esc | 0.00097009 | 1.4893e-08 | 0.00097009 | 1.4893e-08 | 0.0027785 | 3.7939e-07 | 0.0093813 | 7.7681e-09
[120 empty] | 7.3.3.17.5 (Remote Grid) Updates to grid topology to minimize risk of ignition in HFTDs Remote GridWLDFRVegetation ContactAggregated | WLDFR | HFTD - Distribution - Tier 3 - 1QU CoRE ¦ 4QU LoRE | Non-Red Flag Warning - Large Fires | Vegetation Contact | Aggregated | 2028 | 1.5352e-05 | 111.286 | 0.0017085 | 2028 | Mitigation | 0.95 | 45 | 0 | esc | 0.00097009 | 1.4893e-08 | 0.00097009 | 1.4893e-08 | 0.0027785 | 3.7939e-07 | 0.0093813 | 7.7681e-09
[120 empty] | 7.3.3.17.5 (Remote Grid) Updates to grid topology to minimize risk of ignition in HFTDs Remote GridWLDFRVegetation ContactAggregated | WLDFR | HFTD - Distribution - Tier 3 - 1QU CoRE ¦ 4QU LoRE | Non-Red Flag Warning - Large Fires | Vegetation Contact | Aggregated | 2029 | 1.5352e-05 | 111.286 | 0.0017085 | 2029 | Mitigation | 0.95 | 45 | 0 | esc | 0.00097009 | 1.4893e-08 | 0.00097009 | 1.4893e-08 | 0.0027785 | 3.7939e-07 | 0.0093813 | 7.7681e-09
[120 empty] | 7.3.3.17.5 (Remote Grid) Updates to grid topology to minimize risk of ignition in HFTDs Remote GridWLDFRVegetation ContactAggregated | WLDFR | HFTD - Distribution - Tier 3 - 1QU CoRE ¦ 4QU LoRE | Non-Red Flag Warning - Large Fires | Vegetation Contact | Aggregated | 2030 | 1.5352e-05 | 111.286 | 0.0017085 | 2030 | Mitigation | 0.95 | 45 | 0 | esc | 0.00097009 | 1.4893e-08 | 0.00097009 | 1.4893e-08 | 0.0027785 | 3.7939e-07 | 0.0093813 | 7.7681e-09
[120 empty] | 7.3.3.17.5 (Remote Grid) Updates to grid topology to minimize risk of ignition in HFTDs Remote GridWLDFRVegetation ContactAggregated | WLDFR | HFTD - Distribution - Tier 3 - 1QU CoRE ¦ 4QU LoRE | Non-Red Flag Warning - Large Fires | Vegetation Contact | Aggregated | 2031 | 1.5352e-05 | 111.286 | 0.0017085 | 2031 | Mitigation | 0.95 | 45 | 0 | esc | 0.00097009 | 1.4893e-08 | 0.00097009 | 1.4893e-08 | 0.0027785 | 3.7939e-07 | 0.0093813 | 7.7681e-09
[120 empty] | 7.3.3.17.5 (Remote Grid) Updates to grid topology to minimize risk of ignition in HFTDs Remote GridWLDFRVegetation ContactAggregated | WLDFR | HFTD - Distribution - Tier 3 - 1QU CoRE ¦ 4QU LoRE | Non-Red Flag Warning - Large Fires | Vegetation Contact | Aggregated | 2032 | 1.5352e-05 | 111.286 | 0.0017085 | 2032 | Mitigation | 0.95 | 45 | 0 | esc | 0.00097009 | 1.4893e-08 | 0.00097009 | 1.4893e-08 | 0.0027785 | 3.7939e-07 | 0.0093813 | 7.7681e-09
[120 empty] | 7.3.3.17.5 (Remote Grid) Updates to grid topology to minimize risk of ignition in HFTDs Remote GridWLDFRVegetation ContactAggregated | WLDFR | HFTD - Distribution - Tier 3 - 1QU CoRE ¦ 4QU LoRE | Non-Red Flag Warning - Large Fires | Vegetation Contact | Aggregated | 2033 | 1.5352e-05 | 111.286 | 0.0017085 | 2033 | Mitigation | 0.95 | 45 | 0 | esc | 0.00097009 | 1.4893e-08 | 0.00097009 | 1.4893e-08 | 0.0027785 | 3.7939e-07 | 0.0093813 | 7.7681e-09
[120 empty] | 7.3.3.17.5 (Remote Grid) Updates to grid topology to minimize risk of ignition in HFTDs Remote GridWLDFRVegetation ContactAggregated | WLDFR | HFTD - Distribution - Tier 3 - 1QU CoRE ¦ 4QU LoRE | Non-Red Flag Warning - Large Fires | Vegetation Contact | Aggregated | 2034 | 1.5352e-05 | 111.286 | 0.0017085 | 2034 | Mitigation | 0.95 | 45 | 0 | esc | 0.00097009 | 1.4893e-08 | 0.00097009 | 1.4893e-08 | 0.0027785 | 3.7939e-07 | 0.0093813 | 7.7681e-09
[120 empty] | 7.3.3.17.5 (Remote Grid) Updates to grid topology to minimize risk of ignition in HFTDs Remote GridWLDFRVegetation ContactAggregated | WLDFR | HFTD - Distribution - Tier 3 - 1QU CoRE ¦ 4QU LoRE | Non-Red Flag Warning - Large Fires | Vegetation Contact | Aggregated | 2035 | 1.5352e-05 | 111.286 | 0.0017085 | 2035 | Mitigation | 0.95 | 45 | 0 | esc | 0.00097009 | 1.4893e-08 | 0.00097009 | 1.4893e-08 | 0.0027785 | 3.7939e-07 | 0.0093813 | 7.7681e-09
[120 empty] | 7.3.3.17.5 (Remote Grid) Updates to grid topology to minimize risk of ignition in HFTDs Remote GridWLDFRVegetation ContactAggregated | WLDFR | HFTD - Distribution - Tier 3 - 1QU CoRE ¦ 4QU LoRE | Non-Red Flag Warning - Large Fires | Vegetation Contact | Aggregated | 2036 | 1.5352e-05 | 111.286 | 0.0017085 | 2036 | Mitigation | 0.95 | 45 | 0 | esc | 0.00097009 | 1.4893e-08 | 0.00097009 | 1.4893e-08 | 0.0027785 | 3.7939e-07 | 0.0093813 | 7.7681e-09
[120 empty] | 7.3.3.17.5 (Remote Grid) Updates to grid topology to minimize risk of ignition in HFTDs Remote GridWLDFRVegetation ContactAggregated | WLDFR | HFTD - Distribution - Tier 3 - 1QU CoRE ¦ 4QU LoRE | Non-Red Flag Warning - Large Fires | Vegetation Contact | Aggregated | 2037 | 1.5352e-05 | 111.286 | 0.0017085 | 2037 | Mitigation | 0.95 | 45 | 0 | esc | 0.00097009 | 1.4893e-08 | 0.00097009 | 1.4893e-08 | 0.0027785 | 3.7939e-07 | 0.0093813 | 7.7681e-09
[120 empty] | 7.3.3.17.5 (Remote Grid) Updates to grid topology to minimize risk of ignition in HFTDs Remote GridWLDFRVegetation ContactAggregated | WLDFR | HFTD - Distribution - Tier 3 - 1QU CoRE ¦ 4QU LoRE | Non-Red Flag Warning - Large Fires | Vegetation Contact | Aggregated | 2038 | 1.5352e-05 | 111.286 | 0.0017085 | 2038 | Mitigation | 0.95 | 45 | 0 | esc | 0.00097009 | 1.4893e-08 | 0.00097009 | 1.4893e-08 | 0.0027785 | 3.7939e-07 | 0.0093813 | 7.7681e-09
[120 empty] | 7.3.3.17.5 (Remote Grid) Updates to grid topology to minimize risk of ignition in HFTDs Remote GridWLDFRVegetation ContactAggregated | WLDFR | HFTD - Distribution - Tier 3 - 1QU CoRE ¦ 4QU LoRE | Non-Red Flag Warning - Large Fires | Vegetation Contact | Aggregated | 2039 | 1.5352e-05 | 111.286 | 0.0017085 | 2039 | Mitigation | 0.95 | 45 | 0 | esc | 0.00097009 | 1.4893e-08 | 0.00097009 | 1.4893e-08 | 0.0027785 | 3.7939e-07 | 0.0093813 | 7.7681e-09
[120 empty] | 7.3.3.17.5 (Remote Grid) Updates to grid topology to minimize risk of ignition in HFTDs Remote GridWLDFRVegetation ContactAggregated | WLDFR | HFTD - Distribution - Tier 3 - 1QU CoRE ¦ 4QU LoRE | Non-Red Flag Warning - Large Fires | Vegetation Contact | Aggregated | 2040 | 1.5352e-05 | 111.286 | 0.0017085 | 2040 | Mitigation | 0.95 | 45 | 0 | esc | 0.00097009 | 1.4893e-08 | 0.00097009 | 1.4893e-08 | 0.0027785 | 3.7939e-07 | 0 | 0
[120 empty] | 7.3.3.17.5 (Remote Grid) Updates to grid topology to minimize risk of ignition in HFTDs Remote GridWLDFRVegetation ContactAggregated | WLDFR | HFTD - Distribution - Tier 3 - 1QU CoRE ¦ 4QU LoRE | Non-Red Flag Warning - Large Fires | Vegetation Contact | Aggregated | 2041 | 1.5352e-05 | 111.286 | 0.0017085 | 2041 | Mitigation | 0.95 | 45 | 0 | esc | 0.00097009 | 1.4893e-08 | 0.00097009 | 1.4893e-08 | 0.0027785 | 3.7939e-07 | 0 | 0
[120 empty] | 7.3.3.17.5 (Remote Grid) Updates to grid topology to minimize risk of ignition in HFTDs Remote GridWLDFRVegetation ContactAggregated | WLDFR | HFTD - Distribution - Tier 3 - 1QU CoRE ¦ 4QU LoRE | Non-Red Flag Warning - Large Fires | Vegetation Contact | Aggregated | 2042 | 1.5352e-05 | 111.286 | 0.0017085 | 2042 | Mitigation | 0.95 | 45 | 0 | esc | 0.00097009 | 1.4893e-08 | 0.00097009 | 1.4893e-08 | 0.0027785 | 3.7939e-07 | 0.014004 | 2.6508e-09
[120 empty] | 7.3.3.17.5 (Remote Grid) Updates to grid topology to minimize risk of ignition in HFTDs Remote GridWLDFRVegetation ContactAggregated | WLDFR | HFTD - Distribution - Tier 3 - 1QU CoRE ¦ 4QU LoRE | Non-Red Flag Warning - Large Fires | Vegetation Contact | Aggregated | 2043 | 1.5352e-05 | 111.286 | 0.0017085 | 2043 | Mitigation | 0.95 | 45 | 0 | esc | 0.00097009 | 1.4893e-08 | 0.00097009 | 1.4893e-08 | 0.0027785 | 3.7939e-07 | 0.014004 | 2.6508e-09
[120 empty] | 7.3.3.17.5 (Remote Grid) Updates to grid topology to minimize risk of ignition in HFTDs Remote GridWLDFRVegetation ContactAggregated | WLDFR | HFTD - Distribution - Tier 3 - 1QU CoRE ¦ 4QU LoRE | Non-Red Flag Warning - Large Fires | Vegetation Contact | Aggregated | 2044 | 1.5352e-05 | 111.286 | 0.0017085 | 2044 | Mitigation | 0.95 | 45 | 0 | esc | 0.00097009 | 1.4893e-08 | 0.00097009 | 1.4893e-08 | 0.0027785 | 3.7939e-07 | 0.014004 | 2.6508e-09
[120 empty] | 7.3.3.17.5 (Remote Grid) Updates to grid topology to minimize risk of ignition in HFTDs Remote GridWLDFRVegetation ContactAggregated | WLDFR | HFTD - Distribution - Tier 3 - 1QU CoRE ¦ 4QU LoRE | Non-Red Flag Warning - Large Fires | Vegetation Contact | Aggregated | 2045 | 1.5352e-05 | 111.286 | 0.0017085 | 2045 | Mitigation | 0.95 | 45 | 0 | esc | 0.00097009 | 1.4893e-08 | 0.00097009 | 1.4893e-08 | 0.0027785 | 3.7939e-07 | 0.014004 | 2.6508e-09
[120 empty] | 7.3.3.17.5 (Remote Grid) Updates to grid topology to minimize risk of ignition in HFTDs Remote GridWLDFRVegetation ContactAggregated | WLDFR | HFTD - Distribution - Tier 3 - 1QU CoRE ¦ 4QU LoRE | Non-Red Flag Warning - Large Fires | Vegetation Contact | Aggregated | 2046 | 1.5352e-05 | 111.286 | 0.0017085 | 2046 | Mitigation | 0.95 | 45 | 0 | esc | 0.00097009 | 1.4893e-08 | 0.00097009 | 1.4893e-08 | 0 | 0 | 0.014004 | 2.6508e-09
[120 empty] | 7.3.3.17.5 (Remote Grid) Updates to grid topology to minimize risk of ignition in HFTDs Remote GridWLDFRVegetation ContactAggregated | WLDFR | HFTD - Distribution - Tier 3 - 1QU CoRE ¦ 4QU LoRE | Non-Red Flag Warning - Large Fires | Vegetation Contact | Aggregated | 2047 | 1.5352e-05 | 111.286 | 0.0017085 | 2047 | Mitigation | 0.95 | 45 | 0 | esc | 0.00097009 | 1.4893e-08 | 0.00097009 | 1.4893e-08 | 0.0027785 | 2.8192e-08 | 0.014004 | 2.6508e-09
[120 empty] | 7.3.3.17.5 (Remote Grid) Updates to grid topology to minimize risk of ignition in HFTDs Remote GridWLDFRVegetation ContactAggregated | WLDFR | HFTD - Distribution - Tier 3 - 1QU CoRE ¦ 4QU LoRE | Non-Red Flag Warning - Large Fires | Vegetation Contact | Aggregated | 2048 | 1.5352e-05 | 111.286 | 0.0017085 | 2048 | Mitigation | 0.95 | 45 | 0 | esc | 0.00097009 | 1.4893e-08 | 0.00097009 | 1.4893e-08 | 0.0027785 | 2.8192e-08 | 0.014004 | 2.6508e-09
[120 empty] | 7.3.3.17.5 (Remote Grid) Updates to grid topology to minimize risk of ignition in HFTDs Remote GridWLDFRVegetation ContactAggregated | WLDFR | HFTD - Distribution - Tier 3 - 1QU CoRE ¦ 4QU LoRE | Non-Red Flag Warning - Large Fires | Vegetation Contact | Aggregated | 2049 | 1.5352e-05 | 111.286 | 0.0017085 | 2049 | Mitigation | 0.95 | 45 | 0 | esc | 0.00097009 | 1.4893e-08 | 0.00097009 | 1.4893e-08 | 0.0027785 | 2.8192e-08 | 0.014004 | 2.6508e-09
[120 empty] | 7.3.3.17.5 (Remote Grid) Updates to grid topology to minimize risk of ignition in HFTDs Remote GridWLDFRVegetation ContactAggregated | WLDFR | HFTD - Distribution - Tier 3 - 1QU CoRE ¦ 4QU LoRE | Non-Red Flag Warning - Large Fires | Vegetation Contact | Aggregated | 2050 | 1.5352e-05 | 111.286 | 0.0017085 | 2050 | Mitigation | 0.95 | 45 | 0 | esc | 0.00097009 | 1.4893e-08 | 0.00097009 | 1.4893e-08 | 0.0027785 | 2.8192e-08 | 0.014004 | 2.6508e-09
[120 empty] | 7.3.3.17.5 (Remote Grid) Updates to grid topology to minimize risk of ignition in HFTDs Remote GridWLDFRVegetation ContactAggregated | WLDFR | HFTD - Distribution - Tier 3 - 1QU CoRE ¦ 4QU LoRE | Non-Red Flag Warning - Large Fires | Vegetation Contact | Aggregated | 2051 | 1.5352e-05 | 111.286 | 0.0017085 | 2051 | Mitigation | 0.95 | 45 | 0 | esc | 0.00097009 | 1.4893e-08 | 0.00097009 | 1.4893e-08 | 0.0027785 | 2.8192e-08 | 0.014004 | 2.6508e-09
[120 empty] | 7.3.3.17.5 (Remote Grid) Updates to grid topology to minimize risk of ignition in HFTDs Remote GridWLDFRVegetation ContactAggregated | WLDFR | HFTD - Distribution - Tier 3 - 1QU CoRE ¦ 4QU LoRE | Non-Red Flag Warning - Large Fires | Vegetation Contact | Aggregated | 2052 | 1.5352e-05 | 111.286 | 0.0017085 | 2052 | Mitigation | 0.95 | 45 | 0 | esc | 0.00097009 | 1.4893e-08 | 0.00097009 | 1.4893e-08 | 0.0027785 | 2.8192e-08 | 0.014004 | 2.6508e-09
[120 empty] | 7.3.3.17.5 (Remote Grid) Updates to grid topology to minimize risk of ignition in HFTDs Remote GridWLDFRVegetation ContactAggregated | WLDFR | HFTD - Distribution - Tier 3 - 1QU CoRE ¦ 4QU LoRE | Non-Red Flag Warning - Large Fires | Vegetation Contact | Aggregated | 2053 | 1.5352e-05 | 111.286 | 0.0017085 | 2053 | Mitigation | 0.95 | 45 | 0 | esc | 0.00097009 | 1.4893e-08 | 0.00097009 | 1.4893e-08 | 0.0027785 | 2.8192e-08 | 0.014004 | 2.6508e-09
[120 empty] | 7.3.3.17.5 (Remote Grid) Updates to grid topology to minimize risk of ignition in HFTDs Remote GridWLDFRVegetation ContactAggregated | WLDFR | HFTD - Distribution - Tier 3 - 1QU CoRE ¦ 4QU LoRE | Non-Red Flag Warning - Large Fires | Vegetation Contact | Aggregated | 2054 | 1.5352e-05 | 111.286 | 0.0017085 | 2054 | Mitigation | 0.95 | 45 | 0 | esc | 0.00097009 | 1.4893e-08 | 0.00097009 | 1.4893e-08 | 0.0027785 | 2.8192e-08 | 0.014004 | 2.6508e-09
[120 empty] | 7.3.3.17.5 (Remote Grid) Updates to grid topology to minimize risk of ignition in HFTDs Remote GridWLDFRVegetation ContactAggregated | WLDFR | HFTD - Distribution - Tier 3 - 1QU CoRE ¦ 4QU LoRE | Non-Red Flag Warning - Large Fires | Vegetation Contact | Aggregated | 2055 | 1.5352e-05 | 111.286 | 0.0017085 | 2055 | Mitigation | 0.95 | 45 | 0 | esc | 0.00097009 | 1.4893e-08 | 0.00097009 | 1.4893e-08 | 0.0027785 | 2.8192e-08 | 0.014004 | 2.6508e-09
[120 empty] | 7.3.3.17.5 (Remote Grid) Updates to grid topology to minimize risk of ignition in HFTDs Remote GridWLDFRVegetation ContactAggregated | WLDFR | HFTD - Distribution - Tier 3 - 1QU CoRE ¦ 4QU LoRE | Non-Red Flag Warning - Large Fires | Vegetation Contact | Aggregated | 2056 | 1.5352e-05 | 111.286 | 0.0017085 | 2056 | Mitigation | 0.95 | 45 | 0 | esc | 0.00097009 | 1.4893e-08 | 0.00097009 | 1.4893e-08 | 0.0027785 | 2.8192e-08 | 0.014004 | 2.6508e-09
[120 empty] | 7.3.3.17.5 (Remote Grid) Updates to grid topology to minimize risk of ignition in HFTDs Remote GridWLDFRVegetation ContactAggregated | WLDFR | HFTD - Distribution - Tier 3 - 1QU CoRE ¦ 4QU LoRE | Non-Red Flag Warning - Large Fires | Vegetation Contact | Aggregated | 2057 | 1.5352e-05 | 111.286 | 0.0017085 | 2057 | Mitigation | 0.95 | 45 | 0 | esc | 0.00097009 | 1.4893e-08 | 0.00097009 | 1.4893e-08 | 0.0027785 | 2.8192e-08 | 0.014004 | 2.6508e-09
[120 empty] | 7.3.3.17.5 (Remote Grid) Updates to grid topology to minimize risk of ignition in HFTDs Remote GridWLDFRVegetation ContactAggregated | WLDFR | HFTD - Distribution - Tier 3 - 1QU CoRE ¦ 4QU LoRE | Non-Red Flag Warning - Large Fires | Vegetation Contact | Aggregated | 2058 | 1.5352e-05 | 111.286 | 0.0017085 | 2058 | Mitigation | 0.95 | 45 | 0 | esc | 0.00097009 | 1.4893e-08 | 0.00097009 | 1.4893e-08 | 0.0027785 | 2.8192e-08 | 0.014004 | 2.6508e-09
[120 empty] | 7.3.3.17.5 (Remote Grid) Updates to grid topology to minimize risk of ignition in HFTDs Remote GridWLDFRVegetation ContactAggregated | WLDFR | HFTD - Distribution - Tier 3 - 1QU CoRE ¦ 4QU LoRE | Non-Red Flag Warning - Large Fires | Vegetation Contact | Aggregated | 2059 | 1.5352e-05 | 111.286 | 0.0017085 | 2059 | Mitigation | 0.95 | 45 | 0 | esc | 0.00097009 | 1.4893e-08 | 0.00097009 | 1.4893e-08 | 0.0027785 | 2.8192e-08 | 0.014004 | 2.6508e-09
[120 empty] | 7.3.3.17.5 (Remote Grid) Updates to grid topology to minimize risk of ignition in HFTDs Remote GridWLDFRVegetation ContactAggregated | WLDFR | HFTD - Distribution - Tier 3 - 1QU CoRE ¦ 4QU LoRE | Non-Red Flag Warning - Large Fires | Vegetation Contact | Aggregated | 2060 | 1.5352e-05 | 111.286 | 0.0017085 | 2060 | Mitigation | 0.95 | 45 | 0 | esc | 0.00097009 | 1.4893e-08 | 0.00097009 | 1.4893e-08 | 0.0027785 | 2.8192e-08 | 0.014004 | 2.6508e-09
[120 empty] | 7.3.3.17.5 (Remote Grid) Updates to grid topology to minimize risk of ignition in HFTDs Remote GridWLDFRVegetation ContactAggregated | WLDFR | HFTD - Distribution - Tier 3 - 1QU CoRE ¦ 4QU LoRE | Non-Red Flag Warning - Large Fires | Vegetation Contact | Aggregated | 2061 | 1.5352e-05 | 111.286 | 0.0017085 | 2061 | Mitigation | 0.95 | 45 | 0 | esc | 0.00097009 | 1.4893e-08 | 0.00097009 | 1.4893e-08 | 0.0027785 | 2.8192e-08 | 0.014004 | 2.6508e-09
[120 empty] | 7.3.3.17.5 (Remote Grid) Updates to grid topology to minimize risk of ignition in HFTDs Remote GridWLDFRVegetation ContactAggregated | WLDFR | HFTD - Distribution - Tier 3 - 1QU CoRE ¦ 4QU LoRE | Non-Red Flag Warning - Large Fires | Vegetation Contact | Aggregated | 2062 | 1.5352e-05 | 111.286 | 0.0017085 | 2062 | Mitigation | 0.95 | 45 | 0 | esc | 0.00097009 | 1.4893e-08 | 0.00097009 | 1.4893e-08 | 0.0027785 | 2.8192e-08 | 0.014004 | 2.6508e-09
[120 empty] | 7.3.3.17.5 (Remote Grid) Updates to grid topology to minimize risk of ignition in HFTDs Remote GridWLDFRVegetation ContactAggregated | WLDFR | HFTD - Distribution - Tier 3 - 1QU CoRE ¦ 4QU LoRE | Non-Red Flag Warning - Large Fires | Vegetation Contact | Aggregated | 2063 | 1.5352e-05 | 111.286 | 0.0017085 | 2063 | Mitigation | 0.95 | 45 | 0 | esc | 0.00097009 | 1.4893e-08 | 0.00097009 | 1.4893e-08 | 0.0027785 | 2.8192e-08 | 0.014004 | 2.6508e-09
[120 empty] | 7.3.3.17.5 (Remote Grid) Updates to grid topology to minimize risk of ignition in HFTDs Remote GridWLDFRVegetation ContactAggregated | WLDFR | HFTD - Distribution - Tier 3 - 1QU CoRE ¦ 4QU LoRE | Non-Red Flag Warning - Large Fires | Vegetation Contact | Aggregated | 2064 | 1.5352e-05 | 111.286 | 0.0017085 | 2064 | Mitigation | 0.95 | 45 | 0 | esc | 0.00097009 | 1.4893e-08 | 0.00097009 | 1.4893e-08 | 0.0027785 | 2.8192e-08 | 0.014004 | 2.6508e-09
[120 empty] | 7.3.3.17.5 (Remote Grid) Updates to grid topology to minimize risk of ignition in HFTDs Remote GridWLDFRVegetation ContactAggregated | WLDFR | HFTD - Distribution - Tier 3 - 1QU CoRE ¦ 4QU LoRE | Non-Red Flag Warning - Large Fires | Vegetation Contact | Aggregated | 2065 | 1.5352e-05 | 111.286 | 0.0017085 | 2065 | Mitigation | 0.95 | 45 | 0 | esc | 0.00097009 | 1.4893e-08 | 0.00097009 | 1.4893e-08 | 0.0027785 | 2.8192e-08 | 0.014004 | 2.6508e-09
[120 empty] | 7.3.3.17.5 (Remote Grid) Updates to grid topology to minimize risk of ignition in HFTDs Remote GridWLDFRVegetation ContactAggregated | WLDFR | HFTD - Distribution - Tier 3 - 1QU CoRE ¦ 4QU LoRE | Non-Red Flag Warning - Large Fires | Vegetation Contact | Aggregated | 2066 | 1.5352e-05 | 111.286 | 0.0017085 | 2066 | Mitigation | 0.95 | 45 | 0 | esc | 0.00097009 | 1.4893e-08 | 0.00097009 | 1.4893e-08 | 0.0027785 | 2.8192e-08 | 0.014004 | 2.6508e-09
[120 empty] | 7.3.3.17.5 (Remote Grid) Updates to grid topology to minimize risk of ignition in HFTDs Remote GridWLDFRVegetation ContactAggregated | WLDFR | HFTD - Distribution - Tier 3 - 1QU CoRE ¦ 4QU LoRE | Non-Red Flag Warning - Large Fires | Vegetation Contact | Aggregated | 2067 | 1.5352e-05 | 111.286 | 0.0017085 | 2067 | Mitigation | 0.95 | 45 | 0 | esc | 0 | 0 | 0.00097009 | 1.4893e-08 | 0.0027785 | 2.8192e-08 | 0.014004 | 2.6508e-09
[120 empty] | 7.3.3.17.5 (Remote Grid) Updates to grid topology to minimize risk of ignition in HFTDs Remote GridWLDFRWire-to-wire contactAggregated | WLDFR | HFTD - Distribution - Tier 3 - 1QU CoRE ¦ 4QU LoRE | Non-Red Flag Warning - Large Fires | Wire-to-wire contact | Aggregated | 2022 | 1.2016e-06 | 111.286 | 0.00013372 | 2022 | Mitigation | 0.95 | 45 | 0 | esc | 0.00097009 | 1.1656e-09 | 0 | 0 | 0.0027785 | 2.8192e-08 | 0.014004 | 2.6508e-09
[120 empty] | 7.3.3.17.5 (Remote Grid) Updates to grid topology to minimize risk of ignition in HFTDs Remote GridWLDFRWire-to-wire contactAggregated | WLDFR | HFTD - Distribution - Tier 3 - 1QU CoRE ¦ 4QU LoRE | Non-Red Flag Warning - Large Fires | Wire-to-wire contact | Aggregated | 2023 | 1.2016e-06 | 111.286 | 0.00013372 | 2023 | Mitigation | 0.95 | 45 | 0 | esc | 0.00097009 | 1.1656e-09 | 0.00097009 | 1.1656e-09 | 0.0027785 | 2.8192e-08 | 0.014004 | 2.6508e-09
[120 empty] | 7.3.3.17.5 (Remote Grid) Updates to grid topology to minimize risk of ignition in HFTDs Remote GridWLDFRWire-to-wire contactAggregated | WLDFR | HFTD - Distribution - Tier 3 - 1QU CoRE ¦ 4QU LoRE | Non-Red Flag Warning - Large Fires | Wire-to-wire contact | Aggregated | 2024 | 1.2016e-06 | 111.286 | 0.00013372 | 2024 | Mitigation | 0.95 | 45 | 0 | esc | 0.00097009 | 1.1656e-09 | 0.00097009 | 1.1656e-09 | 0.0027785 | 2.8192e-08 | 0.014004 | 2.6508e-09
[120 empty] | 7.3.3.17.5 (Remote Grid) Updates to grid topology to minimize risk of ignition in HFTDs Remote GridWLDFRWire-to-wire contactAggregated | WLDFR | HFTD - Distribution - Tier 3 - 1QU CoRE ¦ 4QU LoRE | Non-Red Flag Warning - Large Fires | Wire-to-wire contact | Aggregated | 2025 | 1.2016e-06 | 111.286 | 0.00013372 | 2025 | Mitigation | 0.95 | 45 | 0 | esc | 0.00097009 | 1.1656e-09 | 0.00097009 | 1.1656e-09 | 0.0027785 | 2.8192e-08 | 0.014004 | 2.6508e-09
[120 empty] | 7.3.3.17.5 (Remote Grid) Updates to grid topology to minimize risk of ignition in HFTDs Remote GridWLDFRWire-to-wire contactAggregated | WLDFR | HFTD - Distribution - Tier 3 - 1QU CoRE ¦ 4QU LoRE | Non-Red Flag Warning - Large Fires | Wire-to-wire contact | Aggregated | 2026 | 1.2016e-06 | 111.286 | 0.00013372 | 2026 | Mitigation | 0.95 | 45 | 0 | esc | 0.00097009 | 1.1656e-09 | 0.00097009 | 1.1656e-09 | 0.0027785 | 2.8192e-08 | 0 | 0
[120 empty] | 7.3.3.17.5 (Remote Grid) Updates to grid topology to minimize risk of ignition in HFTDs Remote GridWLDFRWire-to-wire contactAggregated | WLDFR | HFTD - Distribution - Tier 3 - 1QU CoRE ¦ 4QU LoRE | Non-Red Flag Warning - Large Fires | Wire-to-wire contact | Aggregated | 2027 | 1.2016e-06 | 111.286 | 0.00013372 | 2027 | Mitigation | 0.95 | 45 | 0 | esc | 0.00097009 | 1.1656e-09 | 0.00097009 | 1.1656e-09 | 0.0027785 | 2.8192e-08 | 0 | 0
[120 empty] | 7.3.3.17.5 (Remote Grid) Updates to grid topology to minimize risk of ignition in HFTDs Remote GridWLDFRWire-to-wire contactAggregated | WLDFR | HFTD - Distribution - Tier 3 - 1QU CoRE ¦ 4QU LoRE | Non-Red Flag Warning - Large Fires | Wire-to-wire contact | Aggregated | 2028 | 1.2016e-06 | 111.286 | 0.00013372 | 2028 | Mitigation | 0.95 | 45 | 0 | esc | 0.00097009 | 1.1656e-09 | 0.00097009 | 1.1656e-09 | 0.0027785 | 2.8192e-08 | 0.012777 | 2.3988e-09
[120 empty] | 7.3.3.17.5 (Remote Grid) Updates to grid topology to minimize risk of ignition in HFTDs Remote GridWLDFRWire-to-wire contactAggregated | WLDFR | HFTD - Distribution - Tier 3 - 1QU CoRE ¦ 4QU LoRE | Non-Red Flag Warning - Large Fires | Wire-to-wire contact | Aggregated | 2029 | 1.2016e-06 | 111.286 | 0.00013372 | 2029 | Mitigation | 0.95 | 45 | 0 | esc | 0.00097009 | 1.1656e-09 | 0.00097009 | 1.1656e-09 | 0.0027785 | 2.8192e-08 | 0.012777 | 2.3988e-09
[120 empty] | 7.3.3.17.5 (Remote Grid) Updates to grid topology to minimize risk of ignition in HFTDs Remote GridWLDFRWire-to-wire contactAggregated | WLDFR | HFTD - Distribution - Tier 3 - 1QU CoRE ¦ 4QU LoRE | Non-Red Flag Warning - Large Fires | Wire-to-wire contact | Aggregated | 2030 | 1.2016e-06 | 111.286 | 0.00013372 | 2030 | Mitigation | 0.95 | 45 | 0 | esc | 0.00097009 | 1.1656e-09 | 0.00097009 | 1.1656e-09 | 0.0027785 | 2.8192e-08 | 0.012777 | 2.3988e-09
[120 empty] | 7.3.3.17.5 (Remote Grid) Updates to grid topology to minimize risk of ignition in HFTDs Remote GridWLDFRWire-to-wire contactAggregated | WLDFR | HFTD - Distribution - Tier 3 - 1QU CoRE ¦ 4QU LoRE | Non-Red Flag Warning - Large Fires | Wire-to-wire contact | Aggregated | 2031 | 1.2016e-06 | 111.286 | 0.00013372 | 2031 | Mitigation | 0.95 | 45 | 0 | esc | 0.00097009 | 1.1656e-09 | 0.00097009 | 1.1656e-09 | 0.0027785 | 2.8192e-08 | 0.012777 | 2.3988e-09
[120 empty] | 7.3.3.17.5 (Remote Grid) Updates to grid topology to minimize risk of ignition in HFTDs Remote GridWLDFRWire-to-wire contactAggregated | WLDFR | HFTD - Distribution - Tier 3 - 1QU CoRE ¦ 4QU LoRE | Non-Red Flag Warning - Large Fires | Wire-to-wire contact | Aggregated | 2032 | 1.2016e-06 | 111.286 | 0.00013372 | 2032 | Mitigation | 0.95 | 45 | 0 | esc | 0.00097009 | 1.1656e-09 | 0.00097009 | 1.1656e-09 | 0.0027785 | 2.8192e-08 | 0.012777 | 2.3988e-09
[120 empty] | 7.3.3.17.5 (Remote Grid) Updates to grid topology to minimize risk of ignition in HFTDs Remote GridWLDFRWire-to-wire contactAggregated | WLDFR | HFTD - Distribution - Tier 3 - 1QU CoRE ¦ 4QU LoRE | Non-Red Flag Warning - Large Fires | Wire-to-wire contact | Aggregated | 2033 | 1.2016e-06 | 111.286 | 0.00013372 | 2033 | Mitigation | 0.95 | 45 | 0 | esc | 0.00097009 | 1.1656e-09 | 0.00097009 | 1.1656e-09 | 0.0027785 | 2.8192e-08 | 0.012777 | 2.3988e-09
[120 empty] | 7.3.3.17.5 (Remote Grid) Updates to grid topology to minimize risk of ignition in HFTDs Remote GridWLDFRWire-to-wire contactAggregated | WLDFR | HFTD - Distribution - Tier 3 - 1QU CoRE ¦ 4QU LoRE | Non-Red Flag Warning - Large Fires | Wire-to-wire contact | Aggregated | 2034 | 1.2016e-06 | 111.286 | 0.00013372 | 2034 | Mitigation | 0.95 | 45 | 0 | esc | 0.00097009 | 1.1656e-09 | 0.00097009 | 1.1656e-09 | 0.0027785 | 2.8192e-08 | 0.012777 | 2.3988e-09
[120 empty] | 7.3.3.17.5 (Remote Grid) Updates to grid topology to minimize risk of ignition in HFTDs Remote GridWLDFRWire-to-wire contactAggregated | WLDFR | HFTD - Distribution - Tier 3 - 1QU CoRE ¦ 4QU LoRE | Non-Red Flag Warning - Large Fires | Wire-to-wire contact | Aggregated | 2035 | 1.2016e-06 | 111.286 | 0.00013372 | 2035 | Mitigation | 0.95 | 45 | 0 | esc | 0.00097009 | 1.1656e-09 | 0.00097009 | 1.1656e-09 | 0.0027785 | 2.8192e-08 | 0.012777 | 2.3988e-09
[120 empty] | 7.3.3.17.5 (Remote Grid) Updates to grid topology to minimize risk of ignition in HFTDs Remote GridWLDFRWire-to-wire contactAggregated | WLDFR | HFTD - Distribution - Tier 3 - 1QU CoRE ¦ 4QU LoRE | Non-Red Flag Warning - Large Fires | Wire-to-wire contact | Aggregated | 2036 | 1.2016e-06 | 111.286 | 0.00013372 | 2036 | Mitigation | 0.95 | 45 | 0 | esc | 0.00097009 | 1.1656e-09 | 0.00097009 | 1.1656e-09 | 0.0027785 | 2.8192e-08 | 0.012777 | 2.3988e-09
[120 empty] | 7.3.3.17.5 (Remote Grid) Updates to grid topology to minimize risk of ignition in HFTDs Remote GridWLDFRWire-to-wire contactAggregated | WLDFR | HFTD - Distribution - Tier 3 - 1QU CoRE ¦ 4QU LoRE | Non-Red Flag Warning - Large Fires | Wire-to-wire contact | Aggregated | 2037 | 1.2016e-06 | 111.286 | 0.00013372 | 2037 | Mitigation | 0.95 | 45 | 0 | esc | 0.00097009 | 1.1656e-09 | 0.00097009 | 1.1656e-09 | 0.0027785 | 2.8192e-08 | 0.012777 | 2.3988e-09
[120 empty] | 7.3.3.17.5 (Remote Grid) Updates to grid topology to minimize risk of ignition in HFTDs Remote GridWLDFRWire-to-wire contactAggregated | WLDFR | HFTD - Distribution - Tier 3 - 1QU CoRE ¦ 4QU LoRE | Non-Red Flag Warning - Large Fires | Wire-to-wire contact | Aggregated | 2038 | 1.2016e-06 | 111.286 | 0.00013372 | 2038 | Mitigation | 0.95 | 45 | 0 | esc | 0.00097009 | 1.1656e-09 | 0.00097009 | 1.1656e-09 | 0.0027785 | 2.8192e-08 | 0.012777 | 2.3988e-09
[120 empty] | 7.3.3.17.5 (Remote Grid) Updates to grid topology to minimize risk of ignition in HFTDs Remote GridWLDFRWire-to-wire contactAggregated | WLDFR | HFTD - Distribution - Tier 3 - 1QU CoRE ¦ 4QU LoRE | Non-Red Flag Warning - Large Fires | Wire-to-wire contact | Aggregated | 2039 | 1.2016e-06 | 111.286 | 0.00013372 | 2039 | Mitigation | 0.95 | 45 | 0 | esc | 0.00097009 | 1.1656e-09 | 0.00097009 | 1.1656e-09 | 0.0027785 | 2.8192e-08 | 0.012777 | 2.3988e-09
[120 empty] | 7.3.3.17.5 (Remote Grid) Updates to grid topology to minimize risk of ignition in HFTDs Remote GridWLDFRWire-to-wire contactAggregated | WLDFR | HFTD - Distribution - Tier 3 - 1QU CoRE ¦ 4QU LoRE | Non-Red Flag Warning - Large Fires | Wire-to-wire contact | Aggregated | 2040 | 1.2016e-06 | 111.286 | 0.00013372 | 2040 | Mitigation | 0.95 | 45 | 0 | esc | 0.00097009 | 1.1656e-09 | 0.00097009 | 1.1656e-09 | 0.0027785 | 2.8192e-08 | 0.012777 | 2.3988e-09
[120 empty] | 7.3.3.17.5 (Remote Grid) Updates to grid topology to minimize risk of ignition in HFTDs Remote GridWLDFRWire-to-wire contactAggregated | WLDFR | HFTD - Distribution - Tier 3 - 1QU CoRE ¦ 4QU LoRE | Non-Red Flag Warning - Large Fires | Wire-to-wire contact | Aggregated | 2041 | 1.2016e-06 | 111.286 | 0.00013372 | 2041 | Mitigation | 0.95 | 45 | 0 | esc | 0.00097009 | 1.1656e-09 | 0.00097009 | 1.1656e-09 | 0.0027785 | 2.8192e-08 | 0.012777 | 2.3988e-09
[120 empty] | 7.3.3.17.5 (Remote Grid) Updates to grid topology to minimize risk of ignition in HFTDs Remote GridWLDFRWire-to-wire contactAggregated | WLDFR | HFTD - Distribution - Tier 3 - 1QU CoRE ¦ 4QU LoRE | Non-Red Flag Warning - Large Fires | Wire-to-wire contact | Aggregated | 2042 | 1.2016e-06 | 111.286 | 0.00013372 | 2042 | Mitigation | 0.95 | 45 | 0 | esc | 0.00097009 | 1.1656e-09 | 0.00097009 | 1.1656e-09 | 0.0027785 | 2.8192e-08 | 0.012777 | 2.3988e-09
[120 empty] | 7.3.3.17.5 (Remote Grid) Updates to grid topology to minimize risk of ignition in HFTDs Remote GridWLDFRWire-to-wire contactAggregated | WLDFR | HFTD - Distribution - Tier 3 - 1QU CoRE ¦ 4QU LoRE | Non-Red Flag Warning - Large Fires | Wire-to-wire contact | Aggregated | 2043 | 1.2016e-06 | 111.286 | 0.00013372 | 2043 | Mitigation | 0.95 | 45 | 0 | esc | 0.00097009 | 1.1656e-09 | 0.00097009 | 1.1656e-09 | 0.0027785 | 2.8192e-08 | 0.012777 | 2.3988e-09
[120 empty] | 7.3.3.17.5 (Remote Grid) Updates to grid topology to minimize risk of ignition in HFTDs Remote GridWLDFRWire-to-wire contactAggregated | WLDFR | HFTD - Distribution - Tier 3 - 1QU CoRE ¦ 4QU LoRE | Non-Red Flag Warning - Large Fires | Wire-to-wire contact | Aggregated | 2044 | 1.2016e-06 | 111.286 | 0.00013372 | 2044 | Mitigation | 0.95 | 45 | 0 | esc | 0.00097009 | 1.1656e-09 | 0.00097009 | 1.1656e-09 | 0.0027785 | 2.8192e-08 | 0.012777 | 2.3988e-09
[120 empty] | 7.3.3.17.5 (Remote Grid) Updates to grid topology to minimize risk of ignition in HFTDs Remote GridWLDFRWire-to-wire contactAggregated | WLDFR | HFTD - Distribution - Tier 3 - 1QU CoRE ¦ 4QU LoRE | Non-Red Flag Warning - Large Fires | Wire-to-wire contact | Aggregated | 2045 | 1.2016e-06 | 111.286 | 0.00013372 | 2045 | Mitigation | 0.95 | 45 | 0 | esc | 0.00097009 | 1.1656e-09 | 0.00097009 | 1.1656e-09 | 0.0027785 | 2.8192e-08 | 0.012777 | 2.3988e-09
[120 empty] | 7.3.3.17.5 (Remote Grid) Updates to grid topology to minimize risk of ignition in HFTDs Remote GridWLDFRWire-to-wire contactAggregated | WLDFR | HFTD - Distribution - Tier 3 - 1QU CoRE ¦ 4QU LoRE | Non-Red Flag Warning - Large Fires | Wire-to-wire contact | Aggregated | 2046 | 1.2016e-06 | 111.286 | 0.00013372 | 2046 | Mitigation | 0.95 | 45 | 0 | esc | 0.00097009 | 1.1656e-09 | 0.00097009 | 1.1656e-09 | 0.0027785 | 2.8192e-08 | 0.012777 | 2.3988e-09
[120 empty] | 7.3.3.17.5 (Remote Grid) Updates to grid topology to minimize risk of ignition in HFTDs Remote GridWLDFRWire-to-wire contactAggregated | WLDFR | HFTD - Distribution - Tier 3 - 1QU CoRE ¦ 4QU LoRE | Non-Red Flag Warning - Large Fires | Wire-to-wire contact | Aggregated | 2047 | 1.2016e-06 | 111.286 | 0.00013372 | 2047 | Mitigation | 0.95 | 45 | 0 | esc | 0.00097009 | 1.1656e-09 | 0.00097009 | 1.1656e-09 | 0.0027785 | 2.8192e-08 | 0.012777 | 2.3988e-09
[120 empty] | 7.3.3.17.5 (Remote Grid) Updates to grid topology to minimize risk of ignition in HFTDs Remote GridWLDFRWire-to-wire contactAggregated | WLDFR | HFTD - Distribution - Tier 3 - 1QU CoRE ¦ 4QU LoRE | Non-Red Flag Warning - Large Fires | Wire-to-wire contact | Aggregated | 2048 | 1.2016e-06 | 111.286 | 0.00013372 | 2048 | Mitigation | 0.95 | 45 | 0 | esc | 0.00097009 | 1.1656e-09 | 0.00097009 | 1.1656e-09 | 0.0027785 | 2.8192e-08 | 0.012777 | 2.3988e-09
[120 empty] | 7.3.3.17.5 (Remote Grid) Updates to grid topology to minimize risk of ignition in HFTDs Remote GridWLDFRWire-to-wire contactAggregated | WLDFR | HFTD - Distribution - Tier 3 - 1QU CoRE ¦ 4QU LoRE | Non-Red Flag Warning - Large Fires | Wire-to-wire contact | Aggregated | 2049 | 1.2016e-06 | 111.286 | 0.00013372 | 2049 | Mitigation | 0.95 | 45 | 0 | esc | 0.00097009 | 1.1656e-09 | 0.00097009 | 1.1656e-09 | 0.0027785 | 2.8192e-08 | 0.012777 | 2.3988e-09
[120 empty] | 7.3.3.17.5 (Remote Grid) Updates to grid topology to minimize risk of ignition in HFTDs Remote GridWLDFRWire-to-wire contactAggregated | WLDFR | HFTD - Distribution - Tier 3 - 1QU CoRE ¦ 4QU LoRE | Non-Red Flag Warning - Large Fires | Wire-to-wire contact | Aggregated | 2050 | 1.2016e-06 | 111.286 | 0.00013372 | 2050 | Mitigation | 0.95 | 45 | 0 | esc | 0.00097009 | 1.1656e-09 | 0.00097009 | 1.1656e-09 | 0 | 0 | 0.012777 | 2.3988e-09
[120 empty] | 7.3.3.17.5 (Remote Grid) Updates to grid topology to minimize risk of ignition in HFTDs Remote GridWLDFRWire-to-wire contactAggregated | WLDFR | HFTD - Distribution - Tier 3 - 1QU CoRE ¦ 4QU LoRE | Non-Red Flag Warning - Large Fires | Wire-to-wire contact | Aggregated | 2051 | 1.2016e-06 | 111.286 | 0.00013372 | 2051 | Mitigation | 0.95 | 45 | 0 | esc | 0.00097009 | 1.1656e-09 | 0.00097009 | 1.1656e-09 | 0.0027785 | 6.3669e-06 | 0.012777 | 2.3988e-09
[120 empty] | 7.3.3.17.5 (Remote Grid) Updates to grid topology to minimize risk of ignition in HFTDs Remote GridWLDFRWire-to-wire contactAggregated | WLDFR | HFTD - Distribution - Tier 3 - 1QU CoRE ¦ 4QU LoRE | Non-Red Flag Warning - Large Fires | Wire-to-wire contact | Aggregated | 2052 | 1.2016e-06 | 111.286 | 0.00013372 | 2052 | Mitigation | 0.95 | 45 | 0 | esc | 0.00097009 | 1.1656e-09 | 0.00097009 | 1.1656e-09 | 0.0027785 | 6.3669e-06 | 0.012777 | 2.3988e-09
[120 empty] | 7.3.3.17.5 (Remote Grid) Updates to grid topology to minimize risk of ignition in HFTDs Remote GridWLDFRWire-to-wire contactAggregated | WLDFR | HFTD - Distribution - Tier 3 - 1QU CoRE ¦ 4QU LoRE | Non-Red Flag Warning - Large Fires | Wire-to-wire contact | Aggregated | 2053 | 1.2016e-06 | 111.286 | 0.00013372 | 2053 | Mitigation | 0.95 | 45 | 0 | esc | 0.00097009 | 1.1656e-09 | 0.00097009 | 1.1656e-09 | 0.0027785 | 6.3669e-06 | 0.012777 | 2.3988e-09
[120 empty] | 7.3.3.17.5 (Remote Grid) Updates to grid topology to minimize risk of ignition in HFTDs Remote GridWLDFRWire-to-wire contactAggregated | WLDFR | HFTD - Distribution - Tier 3 - 1QU CoRE ¦ 4QU LoRE | Non-Red Flag Warning - Large Fires | Wire-to-wire contact | Aggregated | 2054 | 1.2016e-06 | 111.286 | 0.00013372 | 2054 | Mitigation | 0.95 | 45 | 0 | esc | 0.00097009 | 1.1656e-09 | 0.00097009 | 1.1656e-09 | 0.0027785 | 6.3669e-06 | 0.012777 | 2.3988e-09
[120 empty] | 7.3.3.17.5 (Remote Grid) Updates to grid topology to minimize risk of ignition in HFTDs Remote GridWLDFRWire-to-wire contactAggregated | WLDFR | HFTD - Distribution - Tier 3 - 1QU CoRE ¦ 4QU LoRE | Non-Red Flag Warning - Large Fires | Wire-to-wire contact | Aggregated | 2055 | 1.2016e-06 | 111.286 | 0.00013372 | 2055 | Mitigation | 0.95 | 45 | 0 | esc | 0.00097009 | 1.1656e-09 | 0.00097009 | 1.1656e-09 | 0.0027785 | 6.3669e-06 | 0.012777 | 2.3988e-09
[120 empty] | 7.3.3.17.5 (Remote Grid) Updates to grid topology to minimize risk of ignition in HFTDs Remote GridWLDFRWire-to-wire contactAggregated | WLDFR | HFTD - Distribution - Tier 3 - 1QU CoRE ¦ 4QU LoRE | Non-Red Flag Warning - Large Fires | Wire-to-wire contact | Aggregated | 2056 | 1.2016e-06 | 111.286 | 0.00013372 | 2056 | Mitigation | 0.95 | 45 | 0 | esc | 0.00097009 | 1.1656e-09 | 0.00097009 | 1.1656e-09 | 0.0027785 | 6.3669e-06 | 0.012777 | 2.3988e-09
[120 empty] | 7.3.3.17.5 (Remote Grid) Updates to grid topology to minimize risk of ignition in HFTDs Remote GridWLDFRWire-to-wire contactAggregated | WLDFR | HFTD - Distribution - Tier 3 - 1QU CoRE ¦ 4QU LoRE | Non-Red Flag Warning - Large Fires | Wire-to-wire contact | Aggregated | 2057 | 1.2016e-06 | 111.286 | 0.00013372 | 2057 | Mitigation | 0.95 | 45 | 0 | esc | 0.00097009 | 1.1656e-09 | 0.00097009 | 1.1656e-09 | 0.0027785 | 6.3669e-06 | 0.012777 | 2.3988e-09
[120 empty] | 7.3.3.17.5 (Remote Grid) Updates to grid topology to minimize risk of ignition in HFTDs Remote GridWLDFRWire-to-wire contactAggregated | WLDFR | HFTD - Distribution - Tier 3 - 1QU CoRE ¦ 4QU LoRE | Non-Red Flag Warning - Large Fires | Wire-to-wire contact | Aggregated | 2058 | 1.2016e-06 | 111.286 | 0.00013372 | 2058 | Mitigation | 0.95 | 45 | 0 | esc | 0.00097009 | 1.1656e-09 | 0.00097009 | 1.1656e-09 | 0.0027785 | 6.3669e-06 | 0 | 0
[120 empty] | 7.3.3.17.5 (Remote Grid) Updates to grid topology to minimize risk of ignition in HFTDs Remote GridWLDFRWire-to-wire contactAggregated | WLDFR | HFTD - Distribution - Tier 3 - 1QU CoRE ¦ 4QU LoRE | Non-Red Flag Warning - Large Fires | Wire-to-wire contact | Aggregated | 2059 | 1.2016e-06 | 111.286 | 0.00013372 | 2059 | Mitigation | 0.95 | 45 | 0 | esc | 0.00097009 | 1.1656e-09 | 0.00097009 | 1.1656e-09 | 0.0027785 | 6.3669e-06 | 0 | 0
[120 empty] | 7.3.3.17.5 (Remote Grid) Updates to grid topology to minimize risk of ignition in HFTDs Remote GridWLDFRWire-to-wire contactAggregated | WLDFR | HFTD - Distribution - Tier 3 - 1QU CoRE ¦ 4QU LoRE | Non-Red Flag Warning - Large Fires | Wire-to-wire contact | Aggregated | 2060 | 1.2016e-06 | 111.286 | 0.00013372 | 2060 | Mitigation | 0.95 | 45 | 0 | esc | 0.00097009 | 1.1656e-09 | 0.00097009 | 1.1656e-09 | 0.0027785 | 6.3669e-06 | 0.012705 | 1.3475e-09
[120 empty] | 7.3.3.17.5 (Remote Grid) Updates to grid topology to minimize risk of ignition in HFTDs Remote GridWLDFRWire-to-wire contactAggregated | WLDFR | HFTD - Distribution - Tier 3 - 1QU CoRE ¦ 4QU LoRE | Non-Red Flag Warning - Large Fires | Wire-to-wire contact | Aggregated | 2061 | 1.2016e-06 | 111.286 | 0.00013372 | 2061 | Mitigation | 0.95 | 45 | 0 | esc | 0.00097009 | 1.1656e-09 | 0.00097009 | 1.1656e-09 | 0.0027785 | 6.3669e-06 | 0.012705 | 1.3475e-09
[120 empty] | 7.3.3.17.5 (Remote Grid) Updates to grid topology to minimize risk of ignition in HFTDs Remote GridWLDFRWire-to-wire contactAggregated | WLDFR | HFTD - Distribution - Tier 3 - 1QU CoRE ¦ 4QU LoRE | Non-Red Flag Warning - Large Fires | Wire-to-wire contact | Aggregated | 2062 | 1.2016e-06 | 111.286 | 0.00013372 | 2062 | Mitigation | 0.95 | 45 | 0 | esc | 0.00097009 | 1.1656e-09 | 0.00097009 | 1.1656e-09 | 0.0027785 | 6.3669e-06 | 0.012705 | 1.3475e-09
[120 empty] | 7.3.3.17.5 (Remote Grid) Updates to grid topology to minimize risk of ignition in HFTDs Remote GridWLDFRWire-to-wire contactAggregated | WLDFR | HFTD - Distribution - Tier 3 - 1QU CoRE ¦ 4QU LoRE | Non-Red Flag Warning - Large Fires | Wire-to-wire contact | Aggregated | 2063 | 1.2016e-06 | 111.286 | 0.00013372 | 2063 | Mitigation | 0.95 | 45 | 0 | esc | 0.00097009 | 1.1656e-09 | 0.00097009 | 1.1656e-09 | 0.0027785 | 6.3669e-06 | 0.012705 | 1.3475e-09
[120 empty] | 7.3.3.17.5 (Remote Grid) Updates to grid topology to minimize risk of ignition in HFTDs Remote GridWLDFRWire-to-wire contactAggregated | WLDFR | HFTD - Distribution - Tier 3 - 1QU CoRE ¦ 4QU LoRE | Non-Red Flag Warning - Large Fires | Wire-to-wire contact | Aggregated | 2064 | 1.2016e-06 | 111.286 | 0.00013372 | 2064 | Mitigation | 0.95 | 45 | 0 | esc | 0.00097009 | 1.1656e-09 | 0.00097009 | 1.1656e-09 | 0.0027785 | 6.3669e-06 | 0.012705 | 1.3475e-09
[120 empty] | 7.3.3.17.5 (Remote Grid) Updates to grid topology to minimize risk of ignition in HFTDs Remote GridWLDFRWire-to-wire contactAggregated | WLDFR | HFTD - Distribution - Tier 3 - 1QU CoRE ¦ 4QU LoRE | Non-Red Flag Warning - Large Fires | Wire-to-wire contact | Aggregated | 2065 | 1.2016e-06 | 111.286 | 0.00013372 | 2065 | Mitigation | 0.95 | 45 | 0 | esc | 0.00097009 | 1.1656e-09 | 0.00097009 | 1.1656e-09 | 0.0027785 | 6.3669e-06 | 0.012705 | 1.3475e-09
[120 empty] | 7.3.3.17.5 (Remote Grid) Updates to grid topology to minimize risk of ignition in HFTDs Remote GridWLDFRWire-to-wire contactAggregated | WLDFR | HFTD - Distribution - Tier 3 - 1QU CoRE ¦ 4QU LoRE | Non-Red Flag Warning - Large Fires | Wire-to-wire contact | Aggregated | 2066 | 1.2016e-06 | 111.286 | 0.00013372 | 2066 | Mitigation | 0.95 | 45 | 0 | esc | 0.00097009 | 1.1656e-09 | 0.00097009 | 1.1656e-09 | 0.0027785 | 6.3669e-06 | 0.012705 | 1.3475e-09
[120 empty] | 7.3.3.17.5 (Remote Grid) Updates to grid topology to minimize risk of ignition in HFTDs Remote GridWLDFRWire-to-wire contactAggregated | WLDFR | HFTD - Distribution - Tier 3 - 1QU CoRE ¦ 4QU LoRE | Non-Red Flag Warning - Large Fires | Wire-to-wire contact | Aggregated | 2067 | 1.2016e-06 | 111.286 | 0.00013372 | 2067 | Mitigation | 0.95 | 45 | 0 | esc | 0 | 0 | 0.00097009 | 1.1656e-09 | 0.0027785 | 6.3669e-06 | 0.012705 | 1.3475e-09
[120 empty] | 7.3.3.17.5 (Remote Grid) Updates to grid topology to minimize risk of ignition in HFTDs Remote GridWLDFRContact from objectAggregated | WLDFR | HFTD - Distribution - Tier 3 - 1QU CoRE ¦ 4QU LoRE | Non-Red Flag Warning - Small Fires | Contact from object | Aggregated | 2022 | 0.00035091 | 111.286 | 0.039051 | 2022 | Mitigation | 0.95 | 45 | 0 | esc | 0.00097009 | 3.4041e-07 | 0 | 0 | 0.0027785 | 6.3669e-06 | 0.012705 | 1.3475e-09
[120 empty] | 7.3.3.17.5 (Remote Grid) Updates to grid topology to minimize risk of ignition in HFTDs Remote GridWLDFRContact from objectAggregated | WLDFR | HFTD - Distribution - Tier 3 - 1QU CoRE ¦ 4QU LoRE | Non-Red Flag Warning - Small Fires | Contact from object | Aggregated | 2023 | 0.00035091 | 111.286 | 0.039051 | 2023 | Mitigation | 0.95 | 45 | 0 | esc | 0.00097009 | 3.4041e-07 | 0.00097009 | 3.4041e-07 | 0.0027785 | 6.3669e-06 | 0.012705 | 1.3475e-09
[120 empty] | 7.3.3.17.5 (Remote Grid) Updates to grid topology to minimize risk of ignition in HFTDs Remote GridWLDFRContact from objectAggregated | WLDFR | HFTD - Distribution - Tier 3 - 1QU CoRE ¦ 4QU LoRE | Non-Red Flag Warning - Small Fires | Contact from object | Aggregated | 2024 | 0.00035091 | 111.286 | 0.039051 | 2024 | Mitigation | 0.95 | 45 | 0 | esc | 0.00097009 | 3.4041e-07 | 0.00097009 | 3.4041e-07 | 0.0027785 | 6.3669e-06 | 0.012705 | 1.3475e-09
[120 empty] | 7.3.3.17.5 (Remote Grid) Updates to grid topology to minimize risk of ignition in HFTDs Remote GridWLDFRContact from objectAggregated | WLDFR | HFTD - Distribution - Tier 3 - 1QU CoRE ¦ 4QU LoRE | Non-Red Flag Warning - Small Fires | Contact from object | Aggregated | 2025 | 0.00035091 | 111.286 | 0.039051 | 2025 | Mitigation | 0.95 | 45 | 0 | esc | 0.00097009 | 3.4041e-07 | 0.00097009 | 3.4041e-07 | 0.0027785 | 6.3669e-06 | 0.012705 | 1.3475e-09
[120 empty] | 7.3.3.17.5 (Remote Grid) Updates to grid topology to minimize risk of ignition in HFTDs Remote GridWLDFRContact from objectAggregated | WLDFR | HFTD - Distribution - Tier 3 - 1QU CoRE ¦ 4QU LoRE | Non-Red Flag Warning - Small Fires | Contact from object | Aggregated | 2026 | 0.00035091 | 111.286 | 0.039051 | 2026 | Mitigation | 0.95 | 45 | 0 | esc | 0.00097009 | 3.4041e-07 | 0.00097009 | 3.4041e-07 | 0.0027785 | 6.3669e-06 | 0.012705 | 1.3475e-09
[120 empty] | 7.3.3.17.5 (Remote Grid) Updates to grid topology to minimize risk of ignition in HFTDs Remote GridWLDFRContact from objectAggregated | WLDFR | HFTD - Distribution - Tier 3 - 1QU CoRE ¦ 4QU LoRE | Non-Red Flag Warning - Small Fires | Contact from object | Aggregated | 2027 | 0.00035091 | 111.286 | 0.039051 | 2027 | Mitigation | 0.95 | 45 | 0 | esc | 0.00097009 | 3.4041e-07 | 0.00097009 | 3.4041e-07 | 0.0027785 | 6.3669e-06 | 0.012705 | 1.3475e-09
[120 empty] | 7.3.3.17.5 (Remote Grid) Updates to grid topology to minimize risk of ignition in HFTDs Remote GridWLDFRContact from objectAggregated | WLDFR | HFTD - Distribution - Tier 3 - 1QU CoRE ¦ 4QU LoRE | Non-Red Flag Warning - Small Fires | Contact from object | Aggregated | 2028 | 0.00035091 | 111.286 | 0.039051 | 2028 | Mitigation | 0.95 | 45 | 0 | esc | 0.00097009 | 3.4041e-07 | 0.00097009 | 3.4041e-07 | 0.0027785 | 6.3669e-06 | 0.012705 | 1.3475e-09
[120 empty] | 7.3.3.17.5 (Remote Grid) Updates to grid topology to minimize risk of ignition in HFTDs Remote GridWLDFRContact from objectAggregated | WLDFR | HFTD - Distribution - Tier 3 - 1QU CoRE ¦ 4QU LoRE | Non-Red Flag Warning - Small Fires | Contact from object | Aggregated | 2029 | 0.00035091 | 111.286 | 0.039051 | 2029 | Mitigation | 0.95 | 45 | 0 | esc | 0.00097009 | 3.4041e-07 | 0.00097009 | 3.4041e-07 | 0.0027785 | 6.3669e-06 | 0.012705 | 1.3475e-09
[120 empty] | 7.3.3.17.5 (Remote Grid) Updates to grid topology to minimize risk of ignition in HFTDs Remote GridWLDFRContact from objectAggregated | WLDFR | HFTD - Distribution - Tier 3 - 1QU CoRE ¦ 4QU LoRE | Non-Red Flag Warning - Small Fires | Contact from object | Aggregated | 2030 | 0.00035091 | 111.286 | 0.039051 | 2030 | Mitigation | 0.95 | 45 | 0 | esc | 0.00097009 | 3.4041e-07 | 0.00097009 | 3.4041e-07 | 0.0027785 | 6.3669e-06 | 0.012705 | 1.3475e-09
[120 empty] | 7.3.3.17.5 (Remote Grid) Updates to grid topology to minimize risk of ignition in HFTDs Remote GridWLDFRContact from objectAggregated | WLDFR | HFTD - Distribution - Tier 3 - 1QU CoRE ¦ 4QU LoRE | Non-Red Flag Warning - Small Fires | Contact from object | Aggregated | 2031 | 0.00035091 | 111.286 | 0.039051 | 2031 | Mitigation | 0.95 | 45 | 0 | esc | 0.00097009 | 3.4041e-07 | 0.00097009 | 3.4041e-07 | 0.0027785 | 6.3669e-06 | 0.012705 | 1.3475e-09
[120 empty] | 7.3.3.17.5 (Remote Grid) Updates to grid topology to minimize risk of ignition in HFTDs Remote GridWLDFRContact from objectAggregated | WLDFR | HFTD - Distribution - Tier 3 - 1QU CoRE ¦ 4QU LoRE | Non-Red Flag Warning - Small Fires | Contact from object | Aggregated | 2032 | 0.00035091 | 111.286 | 0.039051 | 2032 | Mitigation | 0.95 | 45 | 0 | esc | 0.00097009 | 3.4041e-07 | 0.00097009 | 3.4041e-07 | 0.0027785 | 6.3669e-06 | 0.012705 | 1.3475e-09
[120 empty] | 7.3.3.17.5 (Remote Grid) Updates to grid topology to minimize risk of ignition in HFTDs Remote GridWLDFRContact from objectAggregated | WLDFR | HFTD - Distribution - Tier 3 - 1QU CoRE ¦ 4QU LoRE | Non-Red Flag Warning - Small Fires | Contact from object | Aggregated | 2033 | 0.00035091 | 111.286 | 0.039051 | 2033 | Mitigation | 0.95 | 45 | 0 | esc | 0.00097009 | 3.4041e-07 | 0.00097009 | 3.4041e-07 | 0.0027785 | 6.3669e-06 | 0.012705 | 1.3475e-09
[120 empty] | 7.3.3.17.5 (Remote Grid) Updates to grid topology to minimize risk of ignition in HFTDs Remote GridWLDFRContact from objectAggregated | WLDFR | HFTD - Distribution - Tier 3 - 1QU CoRE ¦ 4QU LoRE | Non-Red Flag Warning - Small Fires | Contact from object | Aggregated | 2034 | 0.00035091 | 111.286 | 0.039051 | 2034 | Mitigation | 0.95 | 45 | 0 | esc | 0.00097009 | 3.4041e-07 | 0.00097009 | 3.4041e-07 | 0.0027785 | 6.3669e-06 | 0.012705 | 1.3475e-09
[120 empty] | 7.3.3.17.5 (Remote Grid) Updates to grid topology to minimize risk of ignition in HFTDs Remote GridWLDFRContact from objectAggregated | WLDFR | HFTD - Distribution - Tier 3 - 1QU CoRE ¦ 4QU LoRE | Non-Red Flag Warning - Small Fires | Contact from object | Aggregated | 2035 | 0.00035091 | 111.286 | 0.039051 | 2035 | Mitigation | 0.95 | 45 | 0 | esc | 0.00097009 | 3.4041e-07 | 0.00097009 | 3.4041e-07 | 0.0027785 | 6.3669e-06 | 0.012705 | 1.3475e-09
[120 empty] | 7.3.3.17.5 (Remote Grid) Updates to grid topology to minimize risk of ignition in HFTDs Remote GridWLDFRContact from objectAggregated | WLDFR | HFTD - Distribution - Tier 3 - 1QU CoRE ¦ 4QU LoRE | Non-Red Flag Warning - Small Fires | Contact from object | Aggregated | 2036 | 0.00035091 | 111.286 | 0.039051 | 2036 | Mitigation | 0.95 | 45 | 0 | esc | 0.00097009 | 3.4041e-07 | 0.00097009 | 3.4041e-07 | 0.0027785 | 6.3669e-06 | 0.012705 | 1.3475e-09
[120 empty] | 7.3.3.17.5 (Remote Grid) Updates to grid topology to minimize risk of ignition in HFTDs Remote GridWLDFRContact from objectAggregated | WLDFR | HFTD - Distribution - Tier 3 - 1QU CoRE ¦ 4QU LoRE | Non-Red Flag Warning - Small Fires | Contact from object | Aggregated | 2037 | 0.00035091 | 111.286 | 0.039051 | 2037 | Mitigation | 0.95 | 45 | 0 | esc | 0.00097009 | 3.4041e-07 | 0.00097009 | 3.4041e-07 | 0.0027785 | 6.3669e-06 | 0.012705 | 1.3475e-09
[120 empty] | 7.3.3.17.5 (Remote Grid) Updates to grid topology to minimize risk of ignition in HFTDs Remote GridWLDFRContact from objectAggregated | WLDFR | HFTD - Distribution - Tier 3 - 1QU CoRE ¦ 4QU LoRE | Non-Red Flag Warning - Small Fires | Contact from object | Aggregated | 2038 | 0.00035091 | 111.286 | 0.039051 | 2038 | Mitigation | 0.95 | 45 | 0 | esc | 0.00097009 | 3.4041e-07 | 0.00097009 | 3.4041e-07 | 0.0027785 | 6.3669e-06 | 0.012705 | 1.3475e-09
[120 empty] | 7.3.3.17.5 (Remote Grid) Updates to grid topology to minimize risk of ignition in HFTDs Remote GridWLDFRContact from objectAggregated | WLDFR | HFTD - Distribution - Tier 3 - 1QU CoRE ¦ 4QU LoRE | Non-Red Flag Warning - Small Fires | Contact from object | Aggregated | 2039 | 0.00035091 | 111.286 | 0.039051 | 2039 | Mitigation | 0.95 | 45 | 0 | esc | 0.00097009 | 3.4041e-07 | 0.00097009 | 3.4041e-07 | 0.0027785 | 6.3669e-06 | 0.012705 | 1.3475e-09
[120 empty] | 7.3.3.17.5 (Remote Grid) Updates to grid topology to minimize risk of ignition in HFTDs Remote GridWLDFRContact from objectAggregated | WLDFR | HFTD - Distribution - Tier 3 - 1QU CoRE ¦ 4QU LoRE | Non-Red Flag Warning - Small Fires | Contact from object | Aggregated | 2040 | 0.00035091 | 111.286 | 0.039051 | 2040 | Mitigation | 0.95 | 45 | 0 | esc | 0.00097009 | 3.4041e-07 | 0.00097009 | 3.4041e-07 | 0.0027785 | 6.3669e-06 | 0.012705 | 1.3475e-09
[120 empty] | 7.3.3.17.5 (Remote Grid) Updates to grid topology to minimize risk of ignition in HFTDs Remote GridWLDFRContact from objectAggregated | WLDFR | HFTD - Distribution - Tier 3 - 1QU CoRE ¦ 4QU LoRE | Non-Red Flag Warning - Small Fires | Contact from object | Aggregated | 2041 | 0.00035091 | 111.286 | 0.039051 | 2041 | Mitigation | 0.95 | 45 | 0 | esc | 0.00097009 | 3.4041e-07 | 0.00097009 | 3.4041e-07 | 0.0027785 | 6.3669e-06 | 0.012705 | 1.3475e-09
[120 empty] | 7.3.3.17.5 (Remote Grid) Updates to grid topology to minimize risk of ignition in HFTDs Remote GridWLDFRContact from objectAggregated | WLDFR | HFTD - Distribution - Tier 3 - 1QU CoRE ¦ 4QU LoRE | Non-Red Flag Warning - Small Fires | Contact from object | Aggregated | 2042 | 0.00035091 | 111.286 | 0.039051 | 2042 | Mitigation | 0.95 | 45 | 0 | esc | 0.00097009 | 3.4041e-07 | 0.00097009 | 3.4041e-07 | 0.0027785 | 6.3669e-06 | 0.012705 | 1.3475e-09
[120 empty] | 7.3.3.17.5 (Remote Grid) Updates to grid topology to minimize risk of ignition in HFTDs Remote GridWLDFRContact from objectAggregated | WLDFR | HFTD - Distribution - Tier 3 - 1QU CoRE ¦ 4QU LoRE | Non-Red Flag Warning - Small Fires | Contact from object | Aggregated | 2043 | 0.00035091 | 111.286 | 0.039051 | 2043 | Mitigation | 0.95 | 45 | 0 | esc | 0.00097009 | 3.4041e-07 | 0.00097009 | 3.4041e-07 | 0.0027785 | 6.3669e-06 | 0.012705 | 1.3475e-09
[120 empty] | 7.3.3.17.5 (Remote Grid) Updates to grid topology to minimize risk of ignition in HFTDs Remote GridWLDFRContact from objectAggregated | WLDFR | HFTD - Distribution - Tier 3 - 1QU CoRE ¦ 4QU LoRE | Non-Red Flag Warning - Small Fires | Contact from object | Aggregated | 2044 | 0.00035091 | 111.286 | 0.039051 | 2044 | Mitigation | 0.95 | 45 | 0 | esc | 0.00097009 | 3.4041e-07 | 0.00097009 | 3.4041e-07 | 0.0027785 | 6.3669e-06 | 0 | 0
[120 empty] | 7.3.3.17.5 (Remote Grid) Updates to grid topology to minimize risk of ignition in HFTDs Remote GridWLDFRContact from objectAggregated | WLDFR | HFTD - Distribution - Tier 3 - 1QU CoRE ¦ 4QU LoRE | Non-Red Flag Warning - Small Fires | Contact from object | Aggregated | 2045 | 0.00035091 | 111.286 | 0.039051 | 2045 | Mitigation | 0.95 | 45 | 0 | esc | 0.00097009 | 3.4041e-07 | 0.00097009 | 3.4041e-07 | 0.0027785 | 6.3669e-06 | 0 | 0
[120 empty] | 7.3.3.17.5 (Remote Grid) Updates to grid topology to minimize risk of ignition in HFTDs Remote GridWLDFRContact from objectAggregated | WLDFR | HFTD - Distribution - Tier 3 - 1QU CoRE ¦ 4QU LoRE | Non-Red Flag Warning - Small Fires | Contact from object | Aggregated | 2046 | 0.00035091 | 111.286 | 0.039051 | 2046 | Mitigation | 0.95 | 45 | 0 | esc | 0.00097009 | 3.4041e-07 | 0.00097009 | 3.4041e-07 | 0.0027785 | 6.3669e-06 | 0.01662 | 1.2847e-10
[120 empty] | 7.3.3.17.5 (Remote Grid) Updates to grid topology to minimize risk of ignition in HFTDs Remote GridWLDFRContact from objectAggregated | WLDFR | HFTD - Distribution - Tier 3 - 1QU CoRE ¦ 4QU LoRE | Non-Red Flag Warning - Small Fires | Contact from object | Aggregated | 2047 | 0.00035091 | 111.286 | 0.039051 | 2047 | Mitigation | 0.95 | 45 | 0 | esc | 0.00097009 | 3.4041e-07 | 0.00097009 | 3.4041e-07 | 0.0027785 | 6.3669e-06 | 0.01662 | 1.2847e-10
[120 empty] | 7.3.3.17.5 (Remote Grid) Updates to grid topology to minimize risk of ignition in HFTDs Remote GridWLDFRContact from objectAggregated | WLDFR | HFTD - Distribution - Tier 3 - 1QU CoRE ¦ 4QU LoRE | Non-Red Flag Warning - Small Fires | Contact from object | Aggregated | 2048 | 0.00035091 | 111.286 | 0.039051 | 2048 | Mitigation | 0.95 | 45 | 0 | esc | 0.00097009 | 3.4041e-07 | 0.00097009 | 3.4041e-07 | 0.0027785 | 6.3669e-06 | 0.01662 | 1.2847e-10
[120 empty] | 7.3.3.17.5 (Remote Grid) Updates to grid topology to minimize risk of ignition in HFTDs Remote GridWLDFRContact from objectAggregated | WLDFR | HFTD - Distribution - Tier 3 - 1QU CoRE ¦ 4QU LoRE | Non-Red Flag Warning - Small Fires | Contact from object | Aggregated | 2049 | 0.00035091 | 111.286 | 0.039051 | 2049 | Mitigation | 0.95 | 45 | 0 | esc | 0.00097009 | 3.4041e-07 | 0.00097009 | 3.4041e-07 | 0.0027785 | 6.3669e-06 | 0.01662 | 1.2847e-10
[120 empty] | 7.3.3.17.5 (Remote Grid) Updates to grid topology to minimize risk of ignition in HFTDs Remote GridWLDFRContact from objectAggregated | WLDFR | HFTD - Distribution - Tier 3 - 1QU CoRE ¦ 4QU LoRE | Non-Red Flag Warning - Small Fires | Contact from object | Aggregated | 2050 | 0.00035091 | 111.286 | 0.039051 | 2050 | Mitigation | 0.95 | 45 | 0 | esc | 0.00097009 | 3.4041e-07 | 0.00097009 | 3.4041e-07 | 0.0027785 | 6.3669e-06 | 0.01662 | 1.2847e-10
[120 empty] | 7.3.3.17.5 (Remote Grid) Updates to grid topology to minimize risk of ignition in HFTDs Remote GridWLDFRContact from objectAggregated | WLDFR | HFTD - Distribution - Tier 3 - 1QU CoRE ¦ 4QU LoRE | Non-Red Flag Warning - Small Fires | Contact from object | Aggregated | 2051 | 0.00035091 | 111.286 | 0.039051 | 2051 | Mitigation | 0.95 | 45 | 0 | esc | 0.00097009 | 3.4041e-07 | 0.00097009 | 3.4041e-07 | 0.0027785 | 6.3669e-06 | 0.01662 | 1.2847e-10
[120 empty] | 7.3.3.17.5 (Remote Grid) Updates to grid topology to minimize risk of ignition in HFTDs Remote GridWLDFRContact from objectAggregated | WLDFR | HFTD - Distribution - Tier 3 - 1QU CoRE ¦ 4QU LoRE | Non-Red Flag Warning - Small Fires | Contact from object | Aggregated | 2052 | 0.00035091 | 111.286 | 0.039051 | 2052 | Mitigation | 0.95 | 45 | 0 | esc | 0.00097009 | 3.4041e-07 | 0.00097009 | 3.4041e-07 | 0.0027785 | 6.3669e-06 | 0.01662 | 1.2847e-10
[120 empty] | 7.3.3.17.5 (Remote Grid) Updates to grid topology to minimize risk of ignition in HFTDs Remote GridWLDFRContact from objectAggregated | WLDFR | HFTD - Distribution - Tier 3 - 1QU CoRE ¦ 4QU LoRE | Non-Red Flag Warning - Small Fires | Contact from object | Aggregated | 2053 | 0.00035091 | 111.286 | 0.039051 | 2053 | Mitigation | 0.95 | 45 | 0 | esc | 0.00097009 | 3.4041e-07 | 0.00097009 | 3.4041e-07 | 0.0027785 | 6.3669e-06 | 0.01662 | 1.2847e-10
[120 empty] | 7.3.3.17.5 (Remote Grid) Updates to grid topology to minimize risk of ignition in HFTDs Remote GridWLDFRContact from objectAggregated | WLDFR | HFTD - Distribution - Tier 3 - 1QU CoRE ¦ 4QU LoRE | Non-Red Flag Warning - Small Fires | Contact from object | Aggregated | 2054 | 0.00035091 | 111.286 | 0.039051 | 2054 | Mitigation | 0.95 | 45 | 0 | esc | 0.00097009 | 3.4041e-07 | 0.00097009 | 3.4041e-07 | 0 | 0 | 0.01662 | 1.2847e-10
[120 empty] | 7.3.3.17.5 (Remote Grid) Updates to grid topology to minimize risk of ignition in HFTDs Remote GridWLDFRContact from objectAggregated | WLDFR | HFTD - Distribution - Tier 3 - 1QU CoRE ¦ 4QU LoRE | Non-Red Flag Warning - Small Fires | Contact from object | Aggregated | 2055 | 0.00035091 | 111.286 | 0.039051 | 2055 | Mitigation | 0.95 | 45 | 0 | esc | 0.00097009 | 3.4041e-07 | 0.00097009 | 3.4041e-07 | 0.0027785 | 6.6795e-07 | 0.01662 | 1.2847e-10
[120 empty] | 7.3.3.17.5 (Remote Grid) Updates to grid topology to minimize risk of ignition in HFTDs Remote GridWLDFRContact from objectAggregated | WLDFR | HFTD - Distribution - Tier 3 - 1QU CoRE ¦ 4QU LoRE | Non-Red Flag Warning - Small Fires | Contact from object | Aggregated | 2056 | 0.00035091 | 111.286 | 0.039051 | 2056 | Mitigation | 0.95 | 45 | 0 | esc | 0.00097009 | 3.4041e-07 | 0.00097009 | 3.4041e-07 | 0.0027785 | 6.6795e-07 | 0.01662 | 1.2847e-10
[120 empty] | 7.3.3.17.5 (Remote Grid) Updates to grid topology to minimize risk of ignition in HFTDs Remote GridWLDFRContact from objectAggregated | WLDFR | HFTD - Distribution - Tier 3 - 1QU CoRE ¦ 4QU LoRE | Non-Red Flag Warning - Small Fires | Contact from object | Aggregated | 2057 | 0.00035091 | 111.286 | 0.039051 | 2057 | Mitigation | 0.95 | 45 | 0 | esc | 0.00097009 | 3.4041e-07 | 0.00097009 | 3.4041e-07 | 0.0027785 | 6.6795e-07 | 0.01662 | 1.2847e-10
[120 empty] | 7.3.3.17.5 (Remote Grid) Updates to grid topology to minimize risk of ignition in HFTDs Remote GridWLDFRContact from objectAggregated | WLDFR | HFTD - Distribution - Tier 3 - 1QU CoRE ¦ 4QU LoRE | Non-Red Flag Warning - Small Fires | Contact from object | Aggregated | 2058 | 0.00035091 | 111.286 | 0.039051 | 2058 | Mitigation | 0.95 | 45 | 0 | esc | 0.00097009 | 3.4041e-07 | 0.00097009 | 3.4041e-07 | 0.0027785 | 6.6795e-07 | 0.01662 | 1.2847e-10
[120 empty] | 7.3.3.17.5 (Remote Grid) Updates to grid topology to minimize risk of ignition in HFTDs Remote GridWLDFRContact from objectAggregated | WLDFR | HFTD - Distribution - Tier 3 - 1QU CoRE ¦ 4QU LoRE | Non-Red Flag Warning - Small Fires | Contact from object | Aggregated | 2059 | 0.00035091 | 111.286 | 0.039051 | 2059 | Mitigation | 0.95 | 45 | 0 | esc | 0.00097009 | 3.4041e-07 | 0.00097009 | 3.4041e-07 | 0.0027785 | 6.6795e-07 | 0.01662 | 1.2847e-10
[120 empty] | 7.3.3.17.5 (Remote Grid) Updates to grid topology to minimize risk of ignition in HFTDs Remote GridWLDFRContact from objectAggregated | WLDFR | HFTD - Distribution - Tier 3 - 1QU CoRE ¦ 4QU LoRE | Non-Red Flag Warning - Small Fires | Contact from object | Aggregated | 2060 | 0.00035091 | 111.286 | 0.039051 | 2060 | Mitigation | 0.95 | 45 | 0 | esc | 0.00097009 | 3.4041e-07 | 0.00097009 | 3.4041e-07 | 0.0027785 | 6.6795e-07 | 0.01662 | 1.2847e-10
[120 empty] | 7.3.3.17.5 (Remote Grid) Updates to grid topology to minimize risk of ignition in HFTDs Remote GridWLDFRContact from objectAggregated | WLDFR | HFTD - Distribution - Tier 3 - 1QU CoRE ¦ 4QU LoRE | Non-Red Flag Warning - Small Fires | Contact from object | Aggregated | 2061 | 0.00035091 | 111.286 | 0.039051 | 2061 | Mitigation | 0.95 | 45 | 0 | esc | 0.00097009 | 3.4041e-07 | 0.00097009 | 3.4041e-07 | 0.0027785 | 6.6795e-07 | 0.01662 | 1.2847e-10
[120 empty] | 7.3.3.17.5 (Remote Grid) Updates to grid topology to minimize risk of ignition in HFTDs Remote GridWLDFRContact from objectAggregated | WLDFR | HFTD - Distribution - Tier 3 - 1QU CoRE ¦ 4QU LoRE | Non-Red Flag Warning - Small Fires | Contact from object | Aggregated | 2062 | 0.00035091 | 111.286 | 0.039051 | 2062 | Mitigation | 0.95 | 45 | 0 | esc | 0.00097009 | 3.4041e-07 | 0.00097009 | 3.4041e-07 | 0.0027785 | 6.6795e-07 | 0.01662 | 1.2847e-10
[120 empty] | 7.3.3.17.5 (Remote Grid) Updates to grid topology to minimize risk of ignition in HFTDs Remote GridWLDFRContact from objectAggregated | WLDFR | HFTD - Distribution - Tier 3 - 1QU CoRE ¦ 4QU LoRE | Non-Red Flag Warning - Small Fires | Contact from object | Aggregated | 2063 | 0.00035091 | 111.286 | 0.039051 | 2063 | Mitigation | 0.95 | 45 | 0 | esc | 0.00097009 | 3.4041e-07 | 0.00097009 | 3.4041e-07 | 0.0027785 | 6.6795e-07 | 0.01662 | 1.2847e-10
[120 empty] | 7.3.3.17.5 (Remote Grid) Updates to grid topology to minimize risk of ignition in HFTDs Remote GridWLDFRContact from objectAggregated | WLDFR | HFTD - Distribution - Tier 3 - 1QU CoRE ¦ 4QU LoRE | Non-Red Flag Warning - Small Fires | Contact from object | Aggregated | 2064 | 0.00035091 | 111.286 | 0.039051 | 2064 | Mitigation | 0.95 | 45 | 0 | esc | 0.00097009 | 3.4041e-07 | 0.00097009 | 3.4041e-07 | 0.0027785 | 6.6795e-07 | 0.01662 | 1.2847e-10
[120 empty] | 7.3.3.17.5 (Remote Grid) Updates to grid topology to minimize risk of ignition in HFTDs Remote GridWLDFRContact from objectAggregated | WLDFR | HFTD - Distribution - Tier 3 - 1QU CoRE ¦ 4QU LoRE | Non-Red Flag Warning - Small Fires | Contact from object | Aggregated | 2065 | 0.00035091 | 111.286 | 0.039051 | 2065 | Mitigation | 0.95 | 45 | 0 | esc | 0.00097009 | 3.4041e-07 | 0.00097009 | 3.4041e-07 | 0.0027785 | 6.6795e-07 | 0.01662 | 1.2847e-10
[120 empty] | 7.3.3.17.5 (Remote Grid) Updates to grid topology to minimize risk of ignition in HFTDs Remote GridWLDFRContact from objectAggregated | WLDFR | HFTD - Distribution - Tier 3 - 1QU CoRE ¦ 4QU LoRE | Non-Red Flag Warning - Small Fires | Contact from object | Aggregated | 2066 | 0.00035091 | 111.286 | 0.039051 | 2066 | Mitigation | 0.95 | 45 | 0 | esc | 0.00097009 | 3.4041e-07 | 0.00097009 | 3.4041e-07 | 0.0027785 | 6.6795e-07 | 0.01662 | 1.2847e-10
[120 empty] | 7.3.3.17.5 (Remote Grid) Updates to grid topology to minimize risk of ignition in HFTDs Remote GridWLDFRContact from objectAggregated | WLDFR | HFTD - Distribution - Tier 3 - 1QU CoRE ¦ 4QU LoRE | Non-Red Flag Warning - Small Fires | Contact from object | Aggregated | 2067 | 0.00035091 | 111.286 | 0.039051 | 2067 | Mitigation | 0.95 | 45 | 0 | esc | 0 | 0 | 0.00097009 | 3.4041e-07 | 0.0027785 | 6.6795e-07 | 0.01662 | 1.2847e-10
[120 empty] | 7.3.3.17.5 (Remote Grid) Updates to grid topology to minimize risk of ignition in HFTDs Remote GridWLDFRContaminationAggregated | WLDFR | HFTD - Distribution - Tier 3 - 1QU CoRE ¦ 4QU LoRE | Non-Red Flag Warning - Small Fires | Contamination | Aggregated | 2022 | 6.5667e-06 | 111.286 | 0.00073078 | 2022 | Mitigation | 0.95 | 45 | 0 | esc | 0.00097009 | 6.3703e-09 | 0 | 0 | 0.0027785 | 6.6795e-07 | 0.01662 | 1.2847e-10
[120 empty] | 7.3.3.17.5 (Remote Grid) Updates to grid topology to minimize risk of ignition in HFTDs Remote GridWLDFRContaminationAggregated | WLDFR | HFTD - Distribution - Tier 3 - 1QU CoRE ¦ 4QU LoRE | Non-Red Flag Warning - Small Fires | Contamination | Aggregated | 2023 | 6.5667e-06 | 111.286 | 0.00073078 | 2023 | Mitigation | 0.95 | 45 | 0 | esc | 0.00097009 | 6.3703e-09 | 0.00097009 | 6.3703e-09 | 0.0027785 | 6.6795e-07 | 0.01662 | 1.2847e-10
[120 empty] | 7.3.3.17.5 (Remote Grid) Updates to grid topology to minimize risk of ignition in HFTDs Remote GridWLDFRContaminationAggregated | WLDFR | HFTD - Distribution - Tier 3 - 1QU CoRE ¦ 4QU LoRE | Non-Red Flag Warning - Small Fires | Contamination | Aggregated | 2024 | 6.5667e-06 | 111.286 | 0.00073078 | 2024 | Mitigation | 0.95 | 45 | 0 | esc | 0.00097009 | 6.3703e-09 | 0.00097009 | 6.3703e-09 | 0.0027785 | 6.6795e-07 | 0.01662 | 1.2847e-10
[120 empty] | 7.3.3.17.5 (Remote Grid) Updates to grid topology to minimize risk of ignition in HFTDs Remote GridWLDFRContaminationAggregated | WLDFR | HFTD - Distribution - Tier 3 - 1QU CoRE ¦ 4QU LoRE | Non-Red Flag Warning - Small Fires | Contamination | Aggregated | 2025 | 6.5667e-06 | 111.286 | 0.00073078 | 2025 | Mitigation | 0.95 | 45 | 0 | esc | 0.00097009 | 6.3703e-09 | 0.00097009 | 6.3703e-09 | 0.0027785 | 6.6795e-07 | 0.01662 | 1.2847e-10
[120 empty] | 7.3.3.17.5 (Remote Grid) Updates to grid topology to minimize risk of ignition in HFTDs Remote GridWLDFRContaminationAggregated | WLDFR | HFTD - Distribution - Tier 3 - 1QU CoRE ¦ 4QU LoRE | Non-Red Flag Warning - Small Fires | Contamination | Aggregated | 2026 | 6.5667e-06 | 111.286 | 0.00073078 | 2026 | Mitigation | 0.95 | 45 | 0 | esc | 0.00097009 | 6.3703e-09 | 0.00097009 | 6.3703e-09 | 0.0027785 | 6.6795e-07 | 0.01662 | 1.2847e-10
[120 empty] | 7.3.3.17.5 (Remote Grid) Updates to grid topology to minimize risk of ignition in HFTDs Remote GridWLDFRContaminationAggregated | WLDFR | HFTD - Distribution - Tier 3 - 1QU CoRE ¦ 4QU LoRE | Non-Red Flag Warning - Small Fires | Contamination | Aggregated | 2027 | 6.5667e-06 | 111.286 | 0.00073078 | 2027 | Mitigation | 0.95 | 45 | 0 | esc | 0.00097009 | 6.3703e-09 | 0.00097009 | 6.3703e-09 | 0.0027785 | 6.6795e-07 | 0.01662 | 1.2847e-10
[120 empty] | 7.3.3.17.5 (Remote Grid) Updates to grid topology to minimize risk of ignition in HFTDs Remote GridWLDFRContaminationAggregated | WLDFR | HFTD - Distribution - Tier 3 - 1QU CoRE ¦ 4QU LoRE | Non-Red Flag Warning - Small Fires | Contamination | Aggregated | 2028 | 6.5667e-06 | 111.286 | 0.00073078 | 2028 | Mitigation | 0.95 | 45 | 0 | esc | 0.00097009 | 6.3703e-09 | 0.00097009 | 6.3703e-09 | 0.0027785 | 6.6795e-07 | 0.01662 | 1.2847e-10
[120 empty] | 7.3.3.17.5 (Remote Grid) Updates to grid topology to minimize risk of ignition in HFTDs Remote GridWLDFRContaminationAggregated | WLDFR | HFTD - Distribution - Tier 3 - 1QU CoRE ¦ 4QU LoRE | Non-Red Flag Warning - Small Fires | Contamination | Aggregated | 2029 | 6.5667e-06 | 111.286 | 0.00073078 | 2029 | Mitigation | 0.95 | 45 | 0 | esc | 0.00097009 | 6.3703e-09 | 0.00097009 | 6.3703e-09 | 0.0027785 | 6.6795e-07 | 0.01662 | 1.2847e-10
[120 empty] | 7.3.3.17.5 (Remote Grid) Updates to grid topology to minimize risk of ignition in HFTDs Remote GridWLDFRContaminationAggregated | WLDFR | HFTD - Distribution - Tier 3 - 1QU CoRE ¦ 4QU LoRE | Non-Red Flag Warning - Small Fires | Contamination | Aggregated | 2030 | 6.5667e-06 | 111.286 | 0.00073078 | 2030 | Mitigation | 0.95 | 45 | 0 | esc | 0.00097009 | 6.3703e-09 | 0.00097009 | 6.3703e-09 | 0.0027785 | 6.6795e-07 | 0 | 0
[120 empty] | 7.3.3.17.5 (Remote Grid) Updates to grid topology to minimize risk of ignition in HFTDs Remote GridWLDFRContaminationAggregated | WLDFR | HFTD - Distribution - Tier 3 - 1QU CoRE ¦ 4QU LoRE | Non-Red Flag Warning - Small Fires | Contamination | Aggregated | 2031 | 6.5667e-06 | 111.286 | 0.00073078 | 2031 | Mitigation | 0.95 | 45 | 0 | esc | 0.00097009 | 6.3703e-09 | 0.00097009 | 6.3703e-09 | 0.0027785 | 6.6795e-07 | 0 | 0
[120 empty] | 7.3.3.17.5 (Remote Grid) Updates to grid topology to minimize risk of ignition in HFTDs Remote GridWLDFRContaminationAggregated | WLDFR | HFTD - Distribution - Tier 3 - 1QU CoRE ¦ 4QU LoRE | Non-Red Flag Warning - Small Fires | Contamination | Aggregated | 2032 | 6.5667e-06 | 111.286 | 0.00073078 | 2032 | Mitigation | 0.95 | 45 | 0 | esc | 0.00097009 | 6.3703e-09 | 0.00097009 | 6.3703e-09 | 0.0027785 | 6.6795e-07 | 0.0080352 | 4.9894e-09
[120 empty] | 7.3.3.17.5 (Remote Grid) Updates to grid topology to minimize risk of ignition in HFTDs Remote GridWLDFRContaminationAggregated | WLDFR | HFTD - Distribution - Tier 3 - 1QU CoRE ¦ 4QU LoRE | Non-Red Flag Warning - Small Fires | Contamination | Aggregated | 2033 | 6.5667e-06 | 111.286 | 0.00073078 | 2033 | Mitigation | 0.95 | 45 | 0 | esc | 0.00097009 | 6.3703e-09 | 0.00097009 | 6.3703e-09 | 0.0027785 | 6.6795e-07 | 0.0080352 | 4.9894e-09
[120 empty] | 7.3.3.17.5 (Remote Grid) Updates to grid topology to minimize risk of ignition in HFTDs Remote GridWLDFRContaminationAggregated | WLDFR | HFTD - Distribution - Tier 3 - 1QU CoRE ¦ 4QU LoRE | Non-Red Flag Warning - Small Fires | Contamination | Aggregated | 2034 | 6.5667e-06 | 111.286 | 0.00073078 | 2034 | Mitigation | 0.95 | 45 | 0 | esc | 0.00097009 | 6.3703e-09 | 0.00097009 | 6.3703e-09 | 0.0027785 | 6.6795e-07 | 0.0080352 | 4.9894e-09
[120 empty] | 7.3.3.17.5 (Remote Grid) Updates to grid topology to minimize risk of ignition in HFTDs Remote GridWLDFRContaminationAggregated | WLDFR | HFTD - Distribution - Tier 3 - 1QU CoRE ¦ 4QU LoRE | Non-Red Flag Warning - Small Fires | Contamination | Aggregated | 2035 | 6.5667e-06 | 111.286 | 0.00073078 | 2035 | Mitigation | 0.95 | 45 | 0 | esc | 0.00097009 | 6.3703e-09 | 0.00097009 | 6.3703e-09 | 0.0027785 | 6.6795e-07 | 0.0080352 | 4.9894e-09
[120 empty] | 7.3.3.17.5 (Remote Grid) Updates to grid topology to minimize risk of ignition in HFTDs Remote GridWLDFRContaminationAggregated | WLDFR | HFTD - Distribution - Tier 3 - 1QU CoRE ¦ 4QU LoRE | Non-Red Flag Warning - Small Fires | Contamination | Aggregated | 2036 | 6.5667e-06 | 111.286 | 0.00073078 | 2036 | Mitigation | 0.95 | 45 | 0 | esc | 0.00097009 | 6.3703e-09 | 0.00097009 | 6.3703e-09 | 0.0027785 | 6.6795e-07 | 0.0080352 | 4.9894e-09
[120 empty] | 7.3.3.17.5 (Remote Grid) Updates to grid topology to minimize risk of ignition in HFTDs Remote GridWLDFRContaminationAggregated | WLDFR | HFTD - Distribution - Tier 3 - 1QU CoRE ¦ 4QU LoRE | Non-Red Flag Warning - Small Fires | Contamination | Aggregated | 2037 | 6.5667e-06 | 111.286 | 0.00073078 | 2037 | Mitigation | 0.95 | 45 | 0 | esc | 0.00097009 | 6.3703e-09 | 0.00097009 | 6.3703e-09 | 0.0027785 | 6.6795e-07 | 0.0080352 | 4.9894e-09
[120 empty] | 7.3.3.17.5 (Remote Grid) Updates to grid topology to minimize risk of ignition in HFTDs Remote GridWLDFRContaminationAggregated | WLDFR | HFTD - Distribution - Tier 3 - 1QU CoRE ¦ 4QU LoRE | Non-Red Flag Warning - Small Fires | Contamination | Aggregated | 2038 | 6.5667e-06 | 111.286 | 0.00073078 | 2038 | Mitigation | 0.95 | 45 | 0 | esc | 0.00097009 | 6.3703e-09 | 0.00097009 | 6.3703e-09 | 0.0027785 | 6.6795e-07 | 0.0080352 | 4.9894e-09
[120 empty] | 7.3.3.17.5 (Remote Grid) Updates to grid topology to minimize risk of ignition in HFTDs Remote GridWLDFRContaminationAggregated | WLDFR | HFTD - Distribution - Tier 3 - 1QU CoRE ¦ 4QU LoRE | Non-Red Flag Warning - Small Fires | Contamination | Aggregated | 2039 | 6.5667e-06 | 111.286 | 0.00073078 | 2039 | Mitigation | 0.95 | 45 | 0 | esc | 0.00097009 | 6.3703e-09 | 0.00097009 | 6.3703e-09 | 0.0027785 | 6.6795e-07 | 0.0080352 | 4.9894e-09
[120 empty] | 7.3.3.17.5 (Remote Grid) Updates to grid topology to minimize risk of ignition in HFTDs Remote GridWLDFRContaminationAggregated | WLDFR | HFTD - Distribution - Tier 3 - 1QU CoRE ¦ 4QU LoRE | Non-Red Flag Warning - Small Fires | Contamination | Aggregated | 2040 | 6.5667e-06 | 111.286 | 0.00073078 | 2040 | Mitigation | 0.95 | 45 | 0 | esc | 0.00097009 | 6.3703e-09 | 0.00097009 | 6.3703e-09 | 0.0027785 | 6.6795e-07 | 0.0080352 | 4.9894e-09
[120 empty] | 7.3.3.17.5 (Remote Grid) Updates to grid topology to minimize risk of ignition in HFTDs Remote GridWLDFRContaminationAggregated | WLDFR | HFTD - Distribution - Tier 3 - 1QU CoRE ¦ 4QU LoRE | Non-Red Flag Warning - Small Fires | Contamination | Aggregated | 2041 | 6.5667e-06 | 111.286 | 0.00073078 | 2041 | Mitigation | 0.95 | 45 | 0 | esc | 0.00097009 | 6.3703e-09 | 0.00097009 | 6.3703e-09 | 0.0027785 | 6.6795e-07 | 0.0080352 | 4.9894e-09
[120 empty] | 7.3.3.17.5 (Remote Grid) Updates to grid topology to minimize risk of ignition in HFTDs Remote GridWLDFRContaminationAggregated | WLDFR | HFTD - Distribution - Tier 3 - 1QU CoRE ¦ 4QU LoRE | Non-Red Flag Warning - Small Fires | Contamination | Aggregated | 2042 | 6.5667e-06 | 111.286 | 0.00073078 | 2042 | Mitigation | 0.95 | 45 | 0 | esc | 0.00097009 | 6.3703e-09 | 0.00097009 | 6.3703e-09 | 0.0027785 | 6.6795e-07 | 0.0080352 | 4.9894e-09
[120 empty] | 7.3.3.17.5 (Remote Grid) Updates to grid topology to minimize risk of ignition in HFTDs Remote GridWLDFRContaminationAggregated | WLDFR | HFTD - Distribution - Tier 3 - 1QU CoRE ¦ 4QU LoRE | Non-Red Flag Warning - Small Fires | Contamination | Aggregated | 2043 | 6.5667e-06 | 111.286 | 0.00073078 | 2043 | Mitigation | 0.95 | 45 | 0 | esc | 0.00097009 | 6.3703e-09 | 0.00097009 | 6.3703e-09 | 0.0027785 | 6.6795e-07 | 0.0080352 | 4.9894e-09
[120 empty] | 7.3.3.17.5 (Remote Grid) Updates to grid topology to minimize risk of ignition in HFTDs Remote GridWLDFRContaminationAggregated | WLDFR | HFTD - Distribution - Tier 3 - 1QU CoRE ¦ 4QU LoRE | Non-Red Flag Warning - Small Fires | Contamination | Aggregated | 2044 | 6.5667e-06 | 111.286 | 0.00073078 | 2044 | Mitigation | 0.95 | 45 | 0 | esc | 0.00097009 | 6.3703e-09 | 0.00097009 | 6.3703e-09 | 0.0027785 | 6.6795e-07 | 0.0080352 | 4.9894e-09
[120 empty] | 7.3.3.17.5 (Remote Grid) Updates to grid topology to minimize risk of ignition in HFTDs Remote GridWLDFRContaminationAggregated | WLDFR | HFTD - Distribution - Tier 3 - 1QU CoRE ¦ 4QU LoRE | Non-Red Flag Warning - Small Fires | Contamination | Aggregated | 2045 | 6.5667e-06 | 111.286 | 0.00073078 | 2045 | Mitigation | 0.95 | 45 | 0 | esc | 0.00097009 | 6.3703e-09 | 0.00097009 | 6.3703e-09 | 0.0027785 | 6.6795e-07 | 0.0080352 | 4.9894e-09
[120 empty] | 7.3.3.17.5 (Remote Grid) Updates to grid topology to minimize risk of ignition in HFTDs Remote GridWLDFRContaminationAggregated | WLDFR | HFTD - Distribution - Tier 3 - 1QU CoRE ¦ 4QU LoRE | Non-Red Flag Warning - Small Fires | Contamination | Aggregated | 2046 | 6.5667e-06 | 111.286 | 0.00073078 | 2046 | Mitigation | 0.95 | 45 | 0 | esc | 0.00097009 | 6.3703e-09 | 0.00097009 | 6.3703e-09 | 0.0027785 | 6.6795e-07 | 0.0080352 | 4.9894e-09
[120 empty] | 7.3.3.17.5 (Remote Grid) Updates to grid topology to minimize risk of ignition in HFTDs Remote GridWLDFRContaminationAggregated | WLDFR | HFTD - Distribution - Tier 3 - 1QU CoRE ¦ 4QU LoRE | Non-Red Flag Warning - Small Fires | Contamination | Aggregated | 2047 | 6.5667e-06 | 111.286 | 0.00073078 | 2047 | Mitigation | 0.95 | 45 | 0 | esc | 0.00097009 | 6.3703e-09 | 0.00097009 | 6.3703e-09 | 0.0027785 | 6.6795e-07 | 0.0080352 | 4.9894e-09
[120 empty] | 7.3.3.17.5 (Remote Grid) Updates to grid topology to minimize risk of ignition in HFTDs Remote GridWLDFRContaminationAggregated | WLDFR | HFTD - Distribution - Tier 3 - 1QU CoRE ¦ 4QU LoRE | Non-Red Flag Warning - Small Fires | Contamination | Aggregated | 2048 | 6.5667e-06 | 111.286 | 0.00073078 | 2048 | Mitigation | 0.95 | 45 | 0 | esc | 0.00097009 | 6.3703e-09 | 0.00097009 | 6.3703e-09 | 0.0027785 | 6.6795e-07 | 0.0080352 | 4.9894e-09
[120 empty] | 7.3.3.17.5 (Remote Grid) Updates to grid topology to minimize risk of ignition in HFTDs Remote GridWLDFRContaminationAggregated | WLDFR | HFTD - Distribution - Tier 3 - 1QU CoRE ¦ 4QU LoRE | Non-Red Flag Warning - Small Fires | Contamination | Aggregated | 2049 | 6.5667e-06 | 111.286 | 0.00073078 | 2049 | Mitigation | 0.95 | 45 | 0 | esc | 0.00097009 | 6.3703e-09 | 0.00097009 | 6.3703e-09 | 0.0027785 | 6.6795e-07 | 0.0080352 | 4.9894e-09
[120 empty] | 7.3.3.17.5 (Remote Grid) Updates to grid topology to minimize risk of ignition in HFTDs Remote GridWLDFRContaminationAggregated | WLDFR | HFTD - Distribution - Tier 3 - 1QU CoRE ¦ 4QU LoRE | Non-Red Flag Warning - Small Fires | Contamination | Aggregated | 2050 | 6.5667e-06 | 111.286 | 0.00073078 | 2050 | Mitigation | 0.95 | 45 | 0 | esc | 0.00097009 | 6.3703e-09 | 0.00097009 | 6.3703e-09 | 0.0027785 | 6.6795e-07 | 0.0080352 | 4.9894e-09
[120 empty] | 7.3.3.17.5 (Remote Grid) Updates to grid topology to minimize risk of ignition in HFTDs Remote GridWLDFRContaminationAggregated | WLDFR | HFTD - Distribution - Tier 3 - 1QU CoRE ¦ 4QU LoRE | Non-Red Flag Warning - Small Fires | Contamination | Aggregated | 2051 | 6.5667e-06 | 111.286 | 0.00073078 | 2051 | Mitigation | 0.95 | 45 | 0 | esc | 0.00097009 | 6.3703e-09 | 0.00097009 | 6.3703e-09 | 0.0027785 | 6.6795e-07 | 0.0080352 | 4.9894e-09
[120 empty] | 7.3.3.17.5 (Remote Grid) Updates to grid topology to minimize risk of ignition in HFTDs Remote GridWLDFRContaminationAggregated | WLDFR | HFTD - Distribution - Tier 3 - 1QU CoRE ¦ 4QU LoRE | Non-Red Flag Warning - Small Fires | Contamination | Aggregated | 2052 | 6.5667e-06 | 111.286 | 0.00073078 | 2052 | Mitigation | 0.95 | 45 | 0 | esc | 0.00097009 | 6.3703e-09 | 0.00097009 | 6.3703e-09 | 0.0027785 | 6.6795e-07 | 0.0080352 | 4.9894e-09
[120 empty] | 7.3.3.17.5 (Remote Grid) Updates to grid topology to minimize risk of ignition in HFTDs Remote GridWLDFRContaminationAggregated | WLDFR | HFTD - Distribution - Tier 3 - 1QU CoRE ¦ 4QU LoRE | Non-Red Flag Warning - Small Fires | Contamination | Aggregated | 2053 | 6.5667e-06 | 111.286 | 0.00073078 | 2053 | Mitigation | 0.95 | 45 | 0 | esc | 0.00097009 | 6.3703e-09 | 0.00097009 | 6.3703e-09 | 0.0027785 | 6.6795e-07 | 0.0080352 | 4.9894e-09
[120 empty] | 7.3.3.17.5 (Remote Grid) Updates to grid topology to minimize risk of ignition in HFTDs Remote GridWLDFRContaminationAggregated | WLDFR | HFTD - Distribution - Tier 3 - 1QU CoRE ¦ 4QU LoRE | Non-Red Flag Warning - Small Fires | Contamination | Aggregated | 2054 | 6.5667e-06 | 111.286 | 0.00073078 | 2054 | Mitigation | 0.95 | 45 | 0 | esc | 0.00097009 | 6.3703e-09 | 0.00097009 | 6.3703e-09 | 0.0027785 | 6.6795e-07 | 0.0080352 | 4.9894e-09
[120 empty] | 7.3.3.17.5 (Remote Grid) Updates to grid topology to minimize risk of ignition in HFTDs Remote GridWLDFRContaminationAggregated | WLDFR | HFTD - Distribution - Tier 3 - 1QU CoRE ¦ 4QU LoRE | Non-Red Flag Warning - Small Fires | Contamination | Aggregated | 2055 | 6.5667e-06 | 111.286 | 0.00073078 | 2055 | Mitigation | 0.95 | 45 | 0 | esc | 0.00097009 | 6.3703e-09 | 0.00097009 | 6.3703e-09 | 0.0027785 | 6.6795e-07 | 0.0080352 | 4.9894e-09
[120 empty] | 7.3.3.17.5 (Remote Grid) Updates to grid topology to minimize risk of ignition in HFTDs Remote GridWLDFRContaminationAggregated | WLDFR | HFTD - Distribution - Tier 3 - 1QU CoRE ¦ 4QU LoRE | Non-Red Flag Warning - Small Fires | Contamination | Aggregated | 2056 | 6.5667e-06 | 111.286 | 0.00073078 | 2056 | Mitigation | 0.95 | 45 | 0 | esc | 0.00097009 | 6.3703e-09 | 0.00097009 | 6.3703e-09 | 0.0027785 | 6.6795e-07 | 0.0080352 | 4.9894e-09
[120 empty] | 7.3.3.17.5 (Remote Grid) Updates to grid topology to minimize risk of ignition in HFTDs Remote GridWLDFRContaminationAggregated | WLDFR | HFTD - Distribution - Tier 3 - 1QU CoRE ¦ 4QU LoRE | Non-Red Flag Warning - Small Fires | Contamination | Aggregated | 2057 | 6.5667e-06 | 111.286 | 0.00073078 | 2057 | Mitigation | 0.95 | 45 | 0 | esc | 0.00097009 | 6.3703e-09 | 0.00097009 | 6.3703e-09 | 0.0027785 | 6.6795e-07 | 0.0080352 | 4.9894e-09
[120 empty] | 7.3.3.17.5 (Remote Grid) Updates to grid topology to minimize risk of ignition in HFTDs Remote GridWLDFRContaminationAggregated | WLDFR | HFTD - Distribution - Tier 3 - 1QU CoRE ¦ 4QU LoRE | Non-Red Flag Warning - Small Fires | Contamination | Aggregated | 2058 | 6.5667e-06 | 111.286 | 0.00073078 | 2058 | Mitigation | 0.95 | 45 | 0 | esc | 0.00097009 | 6.3703e-09 | 0.00097009 | 6.3703e-09 | 0 | 0 | 0.0080352 | 4.9894e-09
[120 empty] | 7.3.3.17.5 (Remote Grid) Updates to grid topology to minimize risk of ignition in HFTDs Remote GridWLDFRContaminationAggregated | WLDFR | HFTD - Distribution - Tier 3 - 1QU CoRE ¦ 4QU LoRE | Non-Red Flag Warning - Small Fires | Contamination | Aggregated | 2059 | 6.5667e-06 | 111.286 | 0.00073078 | 2059 | Mitigation | 0.95 | 45 | 0 | esc | 0.00097009 | 6.3703e-09 | 0.00097009 | 6.3703e-09 | 0.0027785 | 8.4297e-09 | 0.0080352 | 4.9894e-09
[120 empty] | 7.3.3.17.5 (Remote Grid) Updates to grid topology to minimize risk of ignition in HFTDs Remote GridWLDFRContaminationAggregated | WLDFR | HFTD - Distribution - Tier 3 - 1QU CoRE ¦ 4QU LoRE | Non-Red Flag Warning - Small Fires | Contamination | Aggregated | 2060 | 6.5667e-06 | 111.286 | 0.00073078 | 2060 | Mitigation | 0.95 | 45 | 0 | esc | 0.00097009 | 6.3703e-09 | 0.00097009 | 6.3703e-09 | 0.0027785 | 8.4297e-09 | 0.0080352 | 4.9894e-09
[120 empty] | 7.3.3.17.5 (Remote Grid) Updates to grid topology to minimize risk of ignition in HFTDs Remote GridWLDFRContaminationAggregated | WLDFR | HFTD - Distribution - Tier 3 - 1QU CoRE ¦ 4QU LoRE | Non-Red Flag Warning - Small Fires | Contamination | Aggregated | 2061 | 6.5667e-06 | 111.286 | 0.00073078 | 2061 | Mitigation | 0.95 | 45 | 0 | esc | 0.00097009 | 6.3703e-09 | 0.00097009 | 6.3703e-09 | 0.0027785 | 8.4297e-09 | 0.0080352 | 4.9894e-09
[120 empty] | 7.3.3.17.5 (Remote Grid) Updates to grid topology to minimize risk of ignition in HFTDs Remote GridWLDFRContaminationAggregated | WLDFR | HFTD - Distribution - Tier 3 - 1QU CoRE ¦ 4QU LoRE | Non-Red Flag Warning - Small Fires | Contamination | Aggregated | 2062 | 6.5667e-06 | 111.286 | 0.00073078 | 2062 | Mitigation | 0.95 | 45 | 0 | esc | 0.00097009 | 6.3703e-09 | 0.00097009 | 6.3703e-09 | 0.0027785 | 8.4297e-09 | 0 | 0
[120 empty] | 7.3.3.17.5 (Remote Grid) Updates to grid topology to minimize risk of ignition in HFTDs Remote GridWLDFRContaminationAggregated | WLDFR | HFTD - Distribution - Tier 3 - 1QU CoRE ¦ 4QU LoRE | Non-Red Flag Warning - Small Fires | Contamination | Aggregated | 2063 | 6.5667e-06 | 111.286 | 0.00073078 | 2063 | Mitigation | 0.95 | 45 | 0 | esc | 0.00097009 | 6.3703e-09 | 0.00097009 | 6.3703e-09 | 0.0027785 | 8.4297e-09 | 0 | 0
[120 empty] | 7.3.3.17.5 (Remote Grid) Updates to grid topology to minimize risk of ignition in HFTDs Remote GridWLDFRContaminationAggregated | WLDFR | HFTD - Distribution - Tier 3 - 1QU CoRE ¦ 4QU LoRE | Non-Red Flag Warning - Small Fires | Contamination | Aggregated | 2064 | 6.5667e-06 | 111.286 | 0.00073078 | 2064 | Mitigation | 0.95 | 45 | 0 | esc | 0.00097009 | 6.3703e-09 | 0.00097009 | 6.3703e-09 | 0.0027785 | 8.4297e-09 | 0.010315 | 2.514e-09
[120 empty] | 7.3.3.17.5 (Remote Grid) Updates to grid topology to minimize risk of ignition in HFTDs Remote GridWLDFRContaminationAggregated | WLDFR | HFTD - Distribution - Tier 3 - 1QU CoRE ¦ 4QU LoRE | Non-Red Flag Warning - Small Fires | Contamination | Aggregated | 2065 | 6.5667e-06 | 111.286 | 0.00073078 | 2065 | Mitigation | 0.95 | 45 | 0 | esc | 0.00097009 | 6.3703e-09 | 0.00097009 | 6.3703e-09 | 0.0027785 | 8.4297e-09 | 0.010315 | 2.514e-09
[120 empty] | 7.3.3.17.5 (Remote Grid) Updates to grid topology to minimize risk of ignition in HFTDs Remote GridWLDFRContaminationAggregated | WLDFR | HFTD - Distribution - Tier 3 - 1QU CoRE ¦ 4QU LoRE | Non-Red Flag Warning - Small Fires | Contamination | Aggregated | 2066 | 6.5667e-06 | 111.286 | 0.00073078 | 2066 | Mitigation | 0.95 | 45 | 0 | esc | 0.00097009 | 6.3703e-09 | 0.00097009 | 6.3703e-09 | 0.0027785 | 8.4297e-09 | 0.010315 | 2.514e-09
[120 empty] | 7.3.3.17.5 (Remote Grid) Updates to grid topology to minimize risk of ignition in HFTDs Remote GridWLDFRContaminationAggregated | WLDFR | HFTD - Distribution - Tier 3 - 1QU CoRE ¦ 4QU LoRE | Non-Red Flag Warning - Small Fires | Contamination | Aggregated | 2067 | 6.5667e-06 | 111.286 | 0.00073078 | 2067 | Mitigation | 0.95 | 45 | 0 | esc | 0 | 0 | 0.00097009 | 6.3703e-09 | 0.0027785 | 8.4297e-09 | 0.010315 | 2.514e-09
[120 empty] | 7.3.3.17.5 (Remote Grid) Updates to grid topology to minimize risk of ignition in HFTDs Remote GridWLDFREquipment / facility failureAggregated | WLDFR | HFTD - Distribution - Tier 3 - 1QU CoRE ¦ 4QU LoRE | Non-Red Flag Warning - Small Fires | Equipment / facility failure | Aggregated | 2022 | 0.00050862 | 111.286 | 0.056602 | 2022 | Mitigation | 0.95 | 45 | 0 | esc | 0.00097009 | 4.934e-07 | 0 | 0 | 0.0027785 | 8.4297e-09 | 0.010315 | 2.514e-09
[120 empty] | 7.3.3.17.5 (Remote Grid) Updates to grid topology to minimize risk of ignition in HFTDs Remote GridWLDFREquipment / facility failureAggregated | WLDFR | HFTD - Distribution - Tier 3 - 1QU CoRE ¦ 4QU LoRE | Non-Red Flag Warning - Small Fires | Equipment / facility failure | Aggregated | 2023 | 0.00050862 | 111.286 | 0.056602 | 2023 | Mitigation | 0.95 | 45 | 0 | esc | 0.00097009 | 4.934e-07 | 0.00097009 | 4.934e-07 | 0.0027785 | 8.4297e-09 | 0.010315 | 2.514e-09
[120 empty] | 7.3.3.17.5 (Remote Grid) Updates to grid topology to minimize risk of ignition in HFTDs Remote GridWLDFREquipment / facility failureAggregated | WLDFR | HFTD - Distribution - Tier 3 - 1QU CoRE ¦ 4QU LoRE | Non-Red Flag Warning - Small Fires | Equipment / facility failure | Aggregated | 2024 | 0.00050862 | 111.286 | 0.056602 | 2024 | Mitigation | 0.95 | 45 | 0 | esc | 0.00097009 | 4.934e-07 | 0.00097009 | 4.934e-07 | 0.0027785 | 8.4297e-09 | 0.010315 | 2.514e-09
[120 empty] | 7.3.3.17.5 (Remote Grid) Updates to grid topology to minimize risk of ignition in HFTDs Remote GridWLDFREquipment / facility failureAggregated | WLDFR | HFTD - Distribution - Tier 3 - 1QU CoRE ¦ 4QU LoRE | Non-Red Flag Warning - Small Fires | Equipment / facility failure | Aggregated | 2025 | 0.00050862 | 111.286 | 0.056602 | 2025 | Mitigation | 0.95 | 45 | 0 | esc | 0.00097009 | 4.934e-07 | 0.00097009 | 4.934e-07 | 0.0027785 | 8.4297e-09 | 0.010315 | 2.514e-09
[120 empty] | 7.3.3.17.5 (Remote Grid) Updates to grid topology to minimize risk of ignition in HFTDs Remote GridWLDFREquipment / facility failureAggregated | WLDFR | HFTD - Distribution - Tier 3 - 1QU CoRE ¦ 4QU LoRE | Non-Red Flag Warning - Small Fires | Equipment / facility failure | Aggregated | 2026 | 0.00050862 | 111.286 | 0.056602 | 2026 | Mitigation | 0.95 | 45 | 0 | esc | 0.00097009 | 4.934e-07 | 0.00097009 | 4.934e-07 | 0.0027785 | 8.4297e-09 | 0.010315 | 2.514e-09
[120 empty] | 7.3.3.17.5 (Remote Grid) Updates to grid topology to minimize risk of ignition in HFTDs Remote GridWLDFREquipment / facility failureAggregated | WLDFR | HFTD - Distribution - Tier 3 - 1QU CoRE ¦ 4QU LoRE | Non-Red Flag Warning - Small Fires | Equipment / facility failure | Aggregated | 2027 | 0.00050862 | 111.286 | 0.056602 | 2027 | Mitigation | 0.95 | 45 | 0 | esc | 0.00097009 | 4.934e-07 | 0.00097009 | 4.934e-07 | 0.0027785 | 8.4297e-09 | 0.010315 | 2.514e-09
[120 empty] | 7.3.3.17.5 (Remote Grid) Updates to grid topology to minimize risk of ignition in HFTDs Remote GridWLDFREquipment / facility failureAggregated | WLDFR | HFTD - Distribution - Tier 3 - 1QU CoRE ¦ 4QU LoRE | Non-Red Flag Warning - Small Fires | Equipment / facility failure | Aggregated | 2028 | 0.00050862 | 111.286 | 0.056602 | 2028 | Mitigation | 0.95 | 45 | 0 | esc | 0.00097009 | 4.934e-07 | 0.00097009 | 4.934e-07 | 0.0027785 | 8.4297e-09 | 0.010315 | 2.514e-09
[120 empty] | 7.3.3.17.5 (Remote Grid) Updates to grid topology to minimize risk of ignition in HFTDs Remote GridWLDFREquipment / facility failureAggregated | WLDFR | HFTD - Distribution - Tier 3 - 1QU CoRE ¦ 4QU LoRE | Non-Red Flag Warning - Small Fires | Equipment / facility failure | Aggregated | 2029 | 0.00050862 | 111.286 | 0.056602 | 2029 | Mitigation | 0.95 | 45 | 0 | esc | 0.00097009 | 4.934e-07 | 0.00097009 | 4.934e-07 | 0.0027785 | 8.4297e-09 | 0.010315 | 2.514e-09
[120 empty] | 7.3.3.17.5 (Remote Grid) Updates to grid topology to minimize risk of ignition in HFTDs Remote GridWLDFREquipment / facility failureAggregated | WLDFR | HFTD - Distribution - Tier 3 - 1QU CoRE ¦ 4QU LoRE | Non-Red Flag Warning - Small Fires | Equipment / facility failure | Aggregated | 2030 | 0.00050862 | 111.286 | 0.056602 | 2030 | Mitigation | 0.95 | 45 | 0 | esc | 0.00097009 | 4.934e-07 | 0.00097009 | 4.934e-07 | 0.0027785 | 8.4297e-09 | 0.010315 | 2.514e-09
[120 empty] | 7.3.3.17.5 (Remote Grid) Updates to grid topology to minimize risk of ignition in HFTDs Remote GridWLDFREquipment / facility failureAggregated | WLDFR | HFTD - Distribution - Tier 3 - 1QU CoRE ¦ 4QU LoRE | Non-Red Flag Warning - Small Fires | Equipment / facility failure | Aggregated | 2031 | 0.00050862 | 111.286 | 0.056602 | 2031 | Mitigation | 0.95 | 45 | 0 | esc | 0.00097009 | 4.934e-07 | 0.00097009 | 4.934e-07 | 0.0027785 | 8.4297e-09 | 0.010315 | 2.514e-09
[120 empty] | 7.3.3.17.5 (Remote Grid) Updates to grid topology to minimize risk of ignition in HFTDs Remote GridWLDFREquipment / facility failureAggregated | WLDFR | HFTD - Distribution - Tier 3 - 1QU CoRE ¦ 4QU LoRE | Non-Red Flag Warning - Small Fires | Equipment / facility failure | Aggregated | 2032 | 0.00050862 | 111.286 | 0.056602 | 2032 | Mitigation | 0.95 | 45 | 0 | esc | 0.00097009 | 4.934e-07 | 0.00097009 | 4.934e-07 | 0.0027785 | 8.4297e-09 | 0.010315 | 2.514e-09
[120 empty] | 7.3.3.17.5 (Remote Grid) Updates to grid topology to minimize risk of ignition in HFTDs Remote GridWLDFREquipment / facility failureAggregated | WLDFR | HFTD - Distribution - Tier 3 - 1QU CoRE ¦ 4QU LoRE | Non-Red Flag Warning - Small Fires | Equipment / facility failure | Aggregated | 2033 | 0.00050862 | 111.286 | 0.056602 | 2033 | Mitigation | 0.95 | 45 | 0 | esc | 0.00097009 | 4.934e-07 | 0.00097009 | 4.934e-07 | 0.0027785 | 8.4297e-09 | 0.010315 | 2.514e-09
[120 empty] | 7.3.3.17.5 (Remote Grid) Updates to grid topology to minimize risk of ignition in HFTDs Remote GridWLDFREquipment / facility failureAggregated | WLDFR | HFTD - Distribution - Tier 3 - 1QU CoRE ¦ 4QU LoRE | Non-Red Flag Warning - Small Fires | Equipment / facility failure | Aggregated | 2034 | 0.00050862 | 111.286 | 0.056602 | 2034 | Mitigation | 0.95 | 45 | 0 | esc | 0.00097009 | 4.934e-07 | 0.00097009 | 4.934e-07 | 0.0027785 | 8.4297e-09 | 0.010315 | 2.514e-09
[120 empty] | 7.3.3.17.5 (Remote Grid) Updates to grid topology to minimize risk of ignition in HFTDs Remote GridWLDFREquipment / facility failureAggregated | WLDFR | HFTD - Distribution - Tier 3 - 1QU CoRE ¦ 4QU LoRE | Non-Red Flag Warning - Small Fires | Equipment / facility failure | Aggregated | 2035 | 0.00050862 | 111.286 | 0.056602 | 2035 | Mitigation | 0.95 | 45 | 0 | esc | 0.00097009 | 4.934e-07 | 0.00097009 | 4.934e-07 | 0.0027785 | 8.4297e-09 | 0.010315 | 2.514e-09
[120 empty] | 7.3.3.17.5 (Remote Grid) Updates to grid topology to minimize risk of ignition in HFTDs Remote GridWLDFREquipment / facility failureAggregated | WLDFR | HFTD - Distribution - Tier 3 - 1QU CoRE ¦ 4QU LoRE | Non-Red Flag Warning - Small Fires | Equipment / facility failure | Aggregated | 2036 | 0.00050862 | 111.286 | 0.056602 | 2036 | Mitigation | 0.95 | 45 | 0 | esc | 0.00097009 | 4.934e-07 | 0.00097009 | 4.934e-07 | 0.0027785 | 8.4297e-09 | 0.010315 | 2.514e-09
[120 empty] | 7.3.3.17.5 (Remote Grid) Updates to grid topology to minimize risk of ignition in HFTDs Remote GridWLDFREquipment / facility failureAggregated | WLDFR | HFTD - Distribution - Tier 3 - 1QU CoRE ¦ 4QU LoRE | Non-Red Flag Warning - Small Fires | Equipment / facility failure | Aggregated | 2037 | 0.00050862 | 111.286 | 0.056602 | 2037 | Mitigation | 0.95 | 45 | 0 | esc | 0.00097009 | 4.934e-07 | 0.00097009 | 4.934e-07 | 0.0027785 | 8.4297e-09 | 0.010315 | 2.514e-09
[120 empty] | 7.3.3.17.5 (Remote Grid) Updates to grid topology to minimize risk of ignition in HFTDs Remote GridWLDFREquipment / facility failureAggregated | WLDFR | HFTD - Distribution - Tier 3 - 1QU CoRE ¦ 4QU LoRE | Non-Red Flag Warning - Small Fires | Equipment / facility failure | Aggregated | 2038 | 0.00050862 | 111.286 | 0.056602 | 2038 | Mitigation | 0.95 | 45 | 0 | esc | 0.00097009 | 4.934e-07 | 0.00097009 | 4.934e-07 | 0.0027785 | 8.4297e-09 | 0.010315 | 2.514e-09
[120 empty] | 7.3.3.17.5 (Remote Grid) Updates to grid topology to minimize risk of ignition in HFTDs Remote GridWLDFREquipment / facility failureAggregated | WLDFR | HFTD - Distribution - Tier 3 - 1QU CoRE ¦ 4QU LoRE | Non-Red Flag Warning - Small Fires | Equipment / facility failure | Aggregated | 2039 | 0.00050862 | 111.286 | 0.056602 | 2039 | Mitigation | 0.95 | 45 | 0 | esc | 0.00097009 | 4.934e-07 | 0.00097009 | 4.934e-07 | 0.0027785 | 8.4297e-09 | 0.010315 | 2.514e-09
[120 empty] | 7.3.3.17.5 (Remote Grid) Updates to grid topology to minimize risk of ignition in HFTDs Remote GridWLDFREquipment / facility failureAggregated | WLDFR | HFTD - Distribution - Tier 3 - 1QU CoRE ¦ 4QU LoRE | Non-Red Flag Warning - Small Fires | Equipment / facility failure | Aggregated | 2040 | 0.00050862 | 111.286 | 0.056602 | 2040 | Mitigation | 0.95 | 45 | 0 | esc | 0.00097009 | 4.934e-07 | 0.00097009 | 4.934e-07 | 0.0027785 | 8.4297e-09 | 0.010315 | 2.514e-09
[120 empty] | 7.3.3.17.5 (Remote Grid) Updates to grid topology to minimize risk of ignition in HFTDs Remote GridWLDFREquipment / facility failureAggregated | WLDFR | HFTD - Distribution - Tier 3 - 1QU CoRE ¦ 4QU LoRE | Non-Red Flag Warning - Small Fires | Equipment / facility failure | Aggregated | 2041 | 0.00050862 | 111.286 | 0.056602 | 2041 | Mitigation | 0.95 | 45 | 0 | esc | 0.00097009 | 4.934e-07 | 0.00097009 | 4.934e-07 | 0.0027785 | 8.4297e-09 | 0.010315 | 2.514e-09
[120 empty] | 7.3.3.17.5 (Remote Grid) Updates to grid topology to minimize risk of ignition in HFTDs Remote GridWLDFREquipment / facility failureAggregated | WLDFR | HFTD - Distribution - Tier 3 - 1QU CoRE ¦ 4QU LoRE | Non-Red Flag Warning - Small Fires | Equipment / facility failure | Aggregated | 2042 | 0.00050862 | 111.286 | 0.056602 | 2042 | Mitigation | 0.95 | 45 | 0 | esc | 0.00097009 | 4.934e-07 | 0.00097009 | 4.934e-07 | 0.0027785 | 8.4297e-09 | 0.010315 | 2.514e-09
[120 empty] | 7.3.3.17.5 (Remote Grid) Updates to grid topology to minimize risk of ignition in HFTDs Remote GridWLDFREquipment / facility failureAggregated | WLDFR | HFTD - Distribution - Tier 3 - 1QU CoRE ¦ 4QU LoRE | Non-Red Flag Warning - Small Fires | Equipment / facility failure | Aggregated | 2043 | 0.00050862 | 111.286 | 0.056602 | 2043 | Mitigation | 0.95 | 45 | 0 | esc | 0.00097009 | 4.934e-07 | 0.00097009 | 4.934e-07 | 0.0027785 | 8.4297e-09 | 0.010315 | 2.514e-09
[120 empty] | 7.3.3.17.5 (Remote Grid) Updates to grid topology to minimize risk of ignition in HFTDs Remote GridWLDFREquipment / facility failureAggregated | WLDFR | HFTD - Distribution - Tier 3 - 1QU CoRE ¦ 4QU LoRE | Non-Red Flag Warning - Small Fires | Equipment / facility failure | Aggregated | 2044 | 0.00050862 | 111.286 | 0.056602 | 2044 | Mitigation | 0.95 | 45 | 0 | esc | 0.00097009 | 4.934e-07 | 0.00097009 | 4.934e-07 | 0.0027785 | 8.4297e-09 | 0.010315 | 2.514e-09
[120 empty] | 7.3.3.17.5 (Remote Grid) Updates to grid topology to minimize risk of ignition in HFTDs Remote GridWLDFREquipment / facility failureAggregated | WLDFR | HFTD - Distribution - Tier 3 - 1QU CoRE ¦ 4QU LoRE | Non-Red Flag Warning - Small Fires | Equipment / facility failure | Aggregated | 2045 | 0.00050862 | 111.286 | 0.056602 | 2045 | Mitigation | 0.95 | 45 | 0 | esc | 0.00097009 | 4.934e-07 | 0.00097009 | 4.934e-07 | 0.0027785 | 8.4297e-09 | 0.010315 | 2.514e-09
[120 empty] | 7.3.3.17.5 (Remote Grid) Updates to grid topology to minimize risk of ignition in HFTDs Remote GridWLDFREquipment / facility failureAggregated | WLDFR | HFTD - Distribution - Tier 3 - 1QU CoRE ¦ 4QU LoRE | Non-Red Flag Warning - Small Fires | Equipment / facility failure | Aggregated | 2046 | 0.00050862 | 111.286 | 0.056602 | 2046 | Mitigation | 0.95 | 45 | 0 | esc | 0.00097009 | 4.934e-07 | 0.00097009 | 4.934e-07 | 0.0027785 | 8.4297e-09 | 0.010315 | 2.514e-09
[120 empty] | 7.3.3.17.5 (Remote Grid) Updates to grid topology to minimize risk of ignition in HFTDs Remote GridWLDFREquipment / facility failureAggregated | WLDFR | HFTD - Distribution - Tier 3 - 1QU CoRE ¦ 4QU LoRE | Non-Red Flag Warning - Small Fires | Equipment / facility failure | Aggregated | 2047 | 0.00050862 | 111.286 | 0.056602 | 2047 | Mitigation | 0.95 | 45 | 0 | esc | 0.00097009 | 4.934e-07 | 0.00097009 | 4.934e-07 | 0.0027785 | 8.4297e-09 | 0.010315 | 2.514e-09
[120 empty] | 7.3.3.17.5 (Remote Grid) Updates to grid topology to minimize risk of ignition in HFTDs Remote GridWLDFREquipment / facility failureAggregated | WLDFR | HFTD - Distribution - Tier 3 - 1QU CoRE ¦ 4QU LoRE | Non-Red Flag Warning - Small Fires | Equipment / facility failure | Aggregated | 2048 | 0.00050862 | 111.286 | 0.056602 | 2048 | Mitigation | 0.95 | 45 | 0 | esc | 0.00097009 | 4.934e-07 | 0.00097009 | 4.934e-07 | 0.0027785 | 8.4297e-09 | 0 | 0
[120 empty] | 7.3.3.17.5 (Remote Grid) Updates to grid topology to minimize risk of ignition in HFTDs Remote GridWLDFREquipment / facility failureAggregated | WLDFR | HFTD - Distribution - Tier 3 - 1QU CoRE ¦ 4QU LoRE | Non-Red Flag Warning - Small Fires | Equipment / facility failure | Aggregated | 2049 | 0.00050862 | 111.286 | 0.056602 | 2049 | Mitigation | 0.95 | 45 | 0 | esc | 0.00097009 | 4.934e-07 | 0.00097009 | 4.934e-07 | 0.0027785 | 8.4297e-09 | 0 | 0
[120 empty] | 7.3.3.17.5 (Remote Grid) Updates to grid topology to minimize risk of ignition in HFTDs Remote GridWLDFREquipment / facility failureAggregated | WLDFR | HFTD - Distribution - Tier 3 - 1QU CoRE ¦ 4QU LoRE | Non-Red Flag Warning - Small Fires | Equipment / facility failure | Aggregated | 2050 | 0.00050862 | 111.286 | 0.056602 | 2050 | Mitigation | 0.95 | 45 | 0 | esc | 0.00097009 | 4.934e-07 | 0.00097009 | 4.934e-07 | 0.0027785 | 8.4297e-09 | 0.013666 | 3.7046e-09
[120 empty] | 7.3.3.17.5 (Remote Grid) Updates to grid topology to minimize risk of ignition in HFTDs Remote GridWLDFREquipment / facility failureAggregated | WLDFR | HFTD - Distribution - Tier 3 - 1QU CoRE ¦ 4QU LoRE | Non-Red Flag Warning - Small Fires | Equipment / facility failure | Aggregated | 2051 | 0.00050862 | 111.286 | 0.056602 | 2051 | Mitigation | 0.95 | 45 | 0 | esc | 0.00097009 | 4.934e-07 | 0.00097009 | 4.934e-07 | 0.0027785 | 8.4297e-09 | 0.013666 | 3.7046e-09
[120 empty] | 7.3.3.17.5 (Remote Grid) Updates to grid topology to minimize risk of ignition in HFTDs Remote GridWLDFREquipment / facility failureAggregated | WLDFR | HFTD - Distribution - Tier 3 - 1QU CoRE ¦ 4QU LoRE | Non-Red Flag Warning - Small Fires | Equipment / facility failure | Aggregated | 2052 | 0.00050862 | 111.286 | 0.056602 | 2052 | Mitigation | 0.95 | 45 | 0 | esc | 0.00097009 | 4.934e-07 | 0.00097009 | 4.934e-07 | 0.0027785 | 8.4297e-09 | 0.013666 | 3.7046e-09
[120 empty] | 7.3.3.17.5 (Remote Grid) Updates to grid topology to minimize risk of ignition in HFTDs Remote GridWLDFREquipment / facility failureAggregated | WLDFR | HFTD - Distribution - Tier 3 - 1QU CoRE ¦ 4QU LoRE | Non-Red Flag Warning - Small Fires | Equipment / facility failure | Aggregated | 2053 | 0.00050862 | 111.286 | 0.056602 | 2053 | Mitigation | 0.95 | 45 | 0 | esc | 0.00097009 | 4.934e-07 | 0.00097009 | 4.934e-07 | 0.0027785 | 8.4297e-09 | 0.013666 | 3.7046e-09
[120 empty] | 7.3.3.17.5 (Remote Grid) Updates to grid topology to minimize risk of ignition in HFTDs Remote GridWLDFREquipment / facility failureAggregated | WLDFR | HFTD - Distribution - Tier 3 - 1QU CoRE ¦ 4QU LoRE | Non-Red Flag Warning - Small Fires | Equipment / facility failure | Aggregated | 2054 | 0.00050862 | 111.286 | 0.056602 | 2054 | Mitigation | 0.95 | 45 | 0 | esc | 0.00097009 | 4.934e-07 | 0.00097009 | 4.934e-07 | 0.0027785 | 8.4297e-09 | 0.013666 | 3.7046e-09
[120 empty] | 7.3.3.17.5 (Remote Grid) Updates to grid topology to minimize risk of ignition in HFTDs Remote GridWLDFREquipment / facility failureAggregated | WLDFR | HFTD - Distribution - Tier 3 - 1QU CoRE ¦ 4QU LoRE | Non-Red Flag Warning - Small Fires | Equipment / facility failure | Aggregated | 2055 | 0.00050862 | 111.286 | 0.056602 | 2055 | Mitigation | 0.95 | 45 | 0 | esc | 0.00097009 | 4.934e-07 | 0.00097009 | 4.934e-07 | 0.0027785 | 8.4297e-09 | 0.013666 | 3.7046e-09
[120 empty] | 7.3.3.17.5 (Remote Grid) Updates to grid topology to minimize risk of ignition in HFTDs Remote GridWLDFREquipment / facility failureAggregated | WLDFR | HFTD - Distribution - Tier 3 - 1QU CoRE ¦ 4QU LoRE | Non-Red Flag Warning - Small Fires | Equipment / facility failure | Aggregated | 2056 | 0.00050862 | 111.286 | 0.056602 | 2056 | Mitigation | 0.95 | 45 | 0 | esc | 0.00097009 | 4.934e-07 | 0.00097009 | 4.934e-07 | 0.0027785 | 8.4297e-09 | 0.013666 | 3.7046e-09
[120 empty] | 7.3.3.17.5 (Remote Grid) Updates to grid topology to minimize risk of ignition in HFTDs Remote GridWLDFREquipment / facility failureAggregated | WLDFR | HFTD - Distribution - Tier 3 - 1QU CoRE ¦ 4QU LoRE | Non-Red Flag Warning - Small Fires | Equipment / facility failure | Aggregated | 2057 | 0.00050862 | 111.286 | 0.056602 | 2057 | Mitigation | 0.95 | 45 | 0 | esc | 0.00097009 | 4.934e-07 | 0.00097009 | 4.934e-07 | 0.0027785 | 8.4297e-09 | 0.013666 | 3.7046e-09
[120 empty] | 7.3.3.17.5 (Remote Grid) Updates to grid topology to minimize risk of ignition in HFTDs Remote GridWLDFREquipment / facility failureAggregated | WLDFR | HFTD - Distribution - Tier 3 - 1QU CoRE ¦ 4QU LoRE | Non-Red Flag Warning - Small Fires | Equipment / facility failure | Aggregated | 2058 | 0.00050862 | 111.286 | 0.056602 | 2058 | Mitigation | 0.95 | 45 | 0 | esc | 0.00097009 | 4.934e-07 | 0.00097009 | 4.934e-07 | 0.0027785 | 8.4297e-09 | 0.013666 | 3.7046e-09
[120 empty] | 7.3.3.17.5 (Remote Grid) Updates to grid topology to minimize risk of ignition in HFTDs Remote GridWLDFREquipment / facility failureAggregated | WLDFR | HFTD - Distribution - Tier 3 - 1QU CoRE ¦ 4QU LoRE | Non-Red Flag Warning - Small Fires | Equipment / facility failure | Aggregated | 2059 | 0.00050862 | 111.286 | 0.056602 | 2059 | Mitigation | 0.95 | 45 | 0 | esc | 0.00097009 | 4.934e-07 | 0.00097009 | 4.934e-07 | 0.0027785 | 8.4297e-09 | 0.013666 | 3.7046e-09
[120 empty] | 7.3.3.17.5 (Remote Grid) Updates to grid topology to minimize risk of ignition in HFTDs Remote GridWLDFREquipment / facility failureAggregated | WLDFR | HFTD - Distribution - Tier 3 - 1QU CoRE ¦ 4QU LoRE | Non-Red Flag Warning - Small Fires | Equipment / facility failure | Aggregated | 2060 | 0.00050862 | 111.286 | 0.056602 | 2060 | Mitigation | 0.95 | 45 | 0 | esc | 0.00097009 | 4.934e-07 | 0.00097009 | 4.934e-07 | 0.0027785 | 8.4297e-09 | 0.013666 | 3.7046e-09
[120 empty] | 7.3.3.17.5 (Remote Grid) Updates to grid topology to minimize risk of ignition in HFTDs Remote GridWLDFREquipment / facility failureAggregated | WLDFR | HFTD - Distribution - Tier 3 - 1QU CoRE ¦ 4QU LoRE | Non-Red Flag Warning - Small Fires | Equipment / facility failure | Aggregated | 2061 | 0.00050862 | 111.286 | 0.056602 | 2061 | Mitigation | 0.95 | 45 | 0 | esc | 0.00097009 | 4.934e-07 | 0.00097009 | 4.934e-07 | 0.0027785 | 8.4297e-09 | 0.013666 | 3.7046e-09
[120 empty] | 7.3.3.17.5 (Remote Grid) Updates to grid topology to minimize risk of ignition in HFTDs Remote GridWLDFREquipment / facility failureAggregated | WLDFR | HFTD - Distribution - Tier 3 - 1QU CoRE ¦ 4QU LoRE | Non-Red Flag Warning - Small Fires | Equipment / facility failure | Aggregated | 2062 | 0.00050862 | 111.286 | 0.056602 | 2062 | Mitigation | 0.95 | 45 | 0 | esc | 0.00097009 | 4.934e-07 | 0.00097009 | 4.934e-07 | 0 | 0 | 0.013666 | 3.7046e-09
[120 empty] | 7.3.3.17.5 (Remote Grid) Updates to grid topology to minimize risk of ignition in HFTDs Remote GridWLDFREquipment / facility failureAggregated | WLDFR | HFTD - Distribution - Tier 3 - 1QU CoRE ¦ 4QU LoRE | Non-Red Flag Warning - Small Fires | Equipment / facility failure | Aggregated | 2063 | 0.00050862 | 111.286 | 0.056602 | 2063 | Mitigation | 0.95 | 45 | 0 | esc | 0.00097009 | 4.934e-07 | 0.00097009 | 4.934e-07 | 0.0027785 | 1.9703e-08 | 0.013666 | 3.7046e-09
[120 empty] | 7.3.3.17.5 (Remote Grid) Updates to grid topology to minimize risk of ignition in HFTDs Remote GridWLDFREquipment / facility failureAggregated | WLDFR | HFTD - Distribution - Tier 3 - 1QU CoRE ¦ 4QU LoRE | Non-Red Flag Warning - Small Fires | Equipment / facility failure | Aggregated | 2064 | 0.00050862 | 111.286 | 0.056602 | 2064 | Mitigation | 0.95 | 45 | 0 | esc | 0.00097009 | 4.934e-07 | 0.00097009 | 4.934e-07 | 0.0027785 | 1.9703e-08 | 0.013666 | 3.7046e-09
[120 empty] | 7.3.3.17.5 (Remote Grid) Updates to grid topology to minimize risk of ignition in HFTDs Remote GridWLDFREquipment / facility failureAggregated | WLDFR | HFTD - Distribution - Tier 3 - 1QU CoRE ¦ 4QU LoRE | Non-Red Flag Warning - Small Fires | Equipment / facility failure | Aggregated | 2065 | 0.00050862 | 111.286 | 0.056602 | 2065 | Mitigation | 0.95 | 45 | 0 | esc | 0.00097009 | 4.934e-07 | 0.00097009 | 4.934e-07 | 0.0027785 | 1.9703e-08 | 0.013666 | 3.7046e-09
[120 empty] | 7.3.3.17.5 (Remote Grid) Updates to grid topology to minimize risk of ignition in HFTDs Remote GridWLDFREquipment / facility failureAggregated | WLDFR | HFTD - Distribution - Tier 3 - 1QU CoRE ¦ 4QU LoRE | Non-Red Flag Warning - Small Fires | Equipment / facility failure | Aggregated | 2066 | 0.00050862 | 111.286 | 0.056602 | 2066 | Mitigation | 0.95 | 45 | 0 | esc | 0.00097009 | 4.934e-07 | 0.00097009 | 4.934e-07 | 0.0027785 | 1.9703e-08 | 0.013666 | 3.7046e-09
[120 empty] | 7.3.3.17.5 (Remote Grid) Updates to grid topology to minimize risk of ignition in HFTDs Remote GridWLDFREquipment / facility failureAggregated | WLDFR | HFTD - Distribution - Tier 3 - 1QU CoRE ¦ 4QU LoRE | Non-Red Flag Warning - Small Fires | Equipment / facility failure | Aggregated | 2067 | 0.00050862 | 111.286 | 0.056602 | 2067 | Mitigation | 0.95 | 45 | 0 | esc | 0 | 0 | 0.00097009 | 4.934e-07 | 0.0027785 | 1.9703e-08 | 0.013666 | 3.7046e-09
[120 empty] | 7.3.3.17.5 (Remote Grid) Updates to grid topology to minimize risk of ignition in HFTDs Remote GridWLDFRVegetation ContactAggregated | WLDFR | HFTD - Distribution - Tier 3 - 1QU CoRE ¦ 4QU LoRE | Non-Red Flag Warning - Small Fires | Vegetation Contact | Aggregated | 2022 | 0.00174 | 111.286 | 0.19363 | 2022 | Mitigation | 0.95 | 45 | 0 | esc | 0.00097009 | 1.6879e-06 | 0 | 0 | 0.0027785 | 1.9703e-08 | 0.013666 | 3.7046e-09
[120 empty] | 7.3.3.17.5 (Remote Grid) Updates to grid topology to minimize risk of ignition in HFTDs Remote GridWLDFRVegetation ContactAggregated | WLDFR | HFTD - Distribution - Tier 3 - 1QU CoRE ¦ 4QU LoRE | Non-Red Flag Warning - Small Fires | Vegetation Contact | Aggregated | 2023 | 0.00174 | 111.286 | 0.19363 | 2023 | Mitigation | 0.95 | 45 | 0 | esc | 0.00097009 | 1.6879e-06 | 0.00097009 | 1.6879e-06 | 0.0027785 | 1.9703e-08 | 0.013666 | 3.7046e-09
[120 empty] | 7.3.3.17.5 (Remote Grid) Updates to grid topology to minimize risk of ignition in HFTDs Remote GridWLDFRVegetation ContactAggregated | WLDFR | HFTD - Distribution - Tier 3 - 1QU CoRE ¦ 4QU LoRE | Non-Red Flag Warning - Small Fires | Vegetation Contact | Aggregated | 2024 | 0.00174 | 111.286 | 0.19363 | 2024 | Mitigation | 0.95 | 45 | 0 | esc | 0.00097009 | 1.6879e-06 | 0.00097009 | 1.6879e-06 | 0.0027785 | 1.9703e-08 | 0.013666 | 3.7046e-09
[120 empty] | 7.3.3.17.5 (Remote Grid) Updates to grid topology to minimize risk of ignition in HFTDs Remote GridWLDFRVegetation ContactAggregated | WLDFR | HFTD - Distribution - Tier 3 - 1QU CoRE ¦ 4QU LoRE | Non-Red Flag Warning - Small Fires | Vegetation Contact | Aggregated | 2025 | 0.00174 | 111.286 | 0.19363 | 2025 | Mitigation | 0.95 | 45 | 0 | esc | 0.00097009 | 1.6879e-06 | 0.00097009 | 1.6879e-06 | 0.0027785 | 1.9703e-08 | 0.013666 | 3.7046e-09
[120 empty] | 7.3.3.17.5 (Remote Grid) Updates to grid topology to minimize risk of ignition in HFTDs Remote GridWLDFRVegetation ContactAggregated | WLDFR | HFTD - Distribution - Tier 3 - 1QU CoRE ¦ 4QU LoRE | Non-Red Flag Warning - Small Fires | Vegetation Contact | Aggregated | 2026 | 0.00174 | 111.286 | 0.19363 | 2026 | Mitigation | 0.95 | 45 | 0 | esc | 0.00097009 | 1.6879e-06 | 0.00097009 | 1.6879e-06 | 0.0027785 | 1.9703e-08 | 0.013666 | 3.7046e-09
[120 empty] | 7.3.3.17.5 (Remote Grid) Updates to grid topology to minimize risk of ignition in HFTDs Remote GridWLDFRVegetation ContactAggregated | WLDFR | HFTD - Distribution - Tier 3 - 1QU CoRE ¦ 4QU LoRE | Non-Red Flag Warning - Small Fires | Vegetation Contact | Aggregated | 2027 | 0.00174 | 111.286 | 0.19363 | 2027 | Mitigation | 0.95 | 45 | 0 | esc | 0.00097009 | 1.6879e-06 | 0.00097009 | 1.6879e-06 | 0.0027785 | 1.9703e-08 | 0.013666 | 3.7046e-09
[120 empty] | 7.3.3.17.5 (Remote Grid) Updates to grid topology to minimize risk of ignition in HFTDs Remote GridWLDFRVegetation ContactAggregated | WLDFR | HFTD - Distribution - Tier 3 - 1QU CoRE ¦ 4QU LoRE | Non-Red Flag Warning - Small Fires | Vegetation Contact | Aggregated | 2028 | 0.00174 | 111.286 | 0.19363 | 2028 | Mitigation | 0.95 | 45 | 0 | esc | 0.00097009 | 1.6879e-06 | 0.00097009 | 1.6879e-06 | 0.0027785 | 1.9703e-08 | 0.013666 | 3.7046e-09
[120 empty] | 7.3.3.17.5 (Remote Grid) Updates to grid topology to minimize risk of ignition in HFTDs Remote GridWLDFRVegetation ContactAggregated | WLDFR | HFTD - Distribution - Tier 3 - 1QU CoRE ¦ 4QU LoRE | Non-Red Flag Warning - Small Fires | Vegetation Contact | Aggregated | 2029 | 0.00174 | 111.286 | 0.19363 | 2029 | Mitigation | 0.95 | 45 | 0 | esc | 0.00097009 | 1.6879e-06 | 0.00097009 | 1.6879e-06 | 0.0027785 | 1.9703e-08 | 0.013666 | 3.7046e-09
[120 empty] | 7.3.3.17.5 (Remote Grid) Updates to grid topology to minimize risk of ignition in HFTDs Remote GridWLDFRVegetation ContactAggregated | WLDFR | HFTD - Distribution - Tier 3 - 1QU CoRE ¦ 4QU LoRE | Non-Red Flag Warning - Small Fires | Vegetation Contact | Aggregated | 2030 | 0.00174 | 111.286 | 0.19363 | 2030 | Mitigation | 0.95 | 45 | 0 | esc | 0.00097009 | 1.6879e-06 | 0.00097009 | 1.6879e-06 | 0.0027785 | 1.9703e-08 | 0.013666 | 3.7046e-09
[120 empty] | 7.3.3.17.5 (Remote Grid) Updates to grid topology to minimize risk of ignition in HFTDs Remote GridWLDFRVegetation ContactAggregated | WLDFR | HFTD - Distribution - Tier 3 - 1QU CoRE ¦ 4QU LoRE | Non-Red Flag Warning - Small Fires | Vegetation Contact | Aggregated | 2031 | 0.00174 | 111.286 | 0.19363 | 2031 | Mitigation | 0.95 | 45 | 0 | esc | 0.00097009 | 1.6879e-06 | 0.00097009 | 1.6879e-06 | 0.0027785 | 1.9703e-08 | 0.013666 | 3.7046e-09
[120 empty] | 7.3.3.17.5 (Remote Grid) Updates to grid topology to minimize risk of ignition in HFTDs Remote GridWLDFRVegetation ContactAggregated | WLDFR | HFTD - Distribution - Tier 3 - 1QU CoRE ¦ 4QU LoRE | Non-Red Flag Warning - Small Fires | Vegetation Contact | Aggregated | 2032 | 0.00174 | 111.286 | 0.19363 | 2032 | Mitigation | 0.95 | 45 | 0 | esc | 0.00097009 | 1.6879e-06 | 0.00097009 | 1.6879e-06 | 0.0027785 | 1.9703e-08 | 0.013666 | 3.7046e-09
[120 empty] | 7.3.3.17.5 (Remote Grid) Updates to grid topology to minimize risk of ignition in HFTDs Remote GridWLDFRVegetation ContactAggregated | WLDFR | HFTD - Distribution - Tier 3 - 1QU CoRE ¦ 4QU LoRE | Non-Red Flag Warning - Small Fires | Vegetation Contact | Aggregated | 2033 | 0.00174 | 111.286 | 0.19363 | 2033 | Mitigation | 0.95 | 45 | 0 | esc | 0.00097009 | 1.6879e-06 | 0.00097009 | 1.6879e-06 | 0.0027785 | 1.9703e-08 | 0.013666 | 3.7046e-09
[120 empty] | 7.3.3.17.5 (Remote Grid) Updates to grid topology to minimize risk of ignition in HFTDs Remote GridWLDFRVegetation ContactAggregated | WLDFR | HFTD - Distribution - Tier 3 - 1QU CoRE ¦ 4QU LoRE | Non-Red Flag Warning - Small Fires | Vegetation Contact | Aggregated | 2034 | 0.00174 | 111.286 | 0.19363 | 2034 | Mitigation | 0.95 | 45 | 0 | esc | 0.00097009 | 1.6879e-06 | 0.00097009 | 1.6879e-06 | 0.0027785 | 1.9703e-08 | 0 | 0
[120 empty] | 7.3.3.17.5 (Remote Grid) Updates to grid topology to minimize risk of ignition in HFTDs Remote GridWLDFRVegetation ContactAggregated | WLDFR | HFTD - Distribution - Tier 3 - 1QU CoRE ¦ 4QU LoRE | Non-Red Flag Warning - Small Fires | Vegetation Contact | Aggregated | 2035 | 0.00174 | 111.286 | 0.19363 | 2035 | Mitigation | 0.95 | 45 | 0 | esc | 0.00097009 | 1.6879e-06 | 0.00097009 | 1.6879e-06 | 0.0027785 | 1.9703e-08 | 0 | 0
[120 empty] | 7.3.3.17.5 (Remote Grid) Updates to grid topology to minimize risk of ignition in HFTDs Remote GridWLDFRVegetation ContactAggregated | WLDFR | HFTD - Distribution - Tier 3 - 1QU CoRE ¦ 4QU LoRE | Non-Red Flag Warning - Small Fires | Vegetation Contact | Aggregated | 2036 | 0.00174 | 111.286 | 0.19363 | 2036 | Mitigation | 0.95 | 45 | 0 | esc | 0.00097009 | 1.6879e-06 | 0.00097009 | 1.6879e-06 | 0.0027785 | 1.9703e-08 | 0.0063316 | 2.7147e-10
[120 empty] | 7.3.3.17.5 (Remote Grid) Updates to grid topology to minimize risk of ignition in HFTDs Remote GridWLDFRVegetation ContactAggregated | WLDFR | HFTD - Distribution - Tier 3 - 1QU CoRE ¦ 4QU LoRE | Non-Red Flag Warning - Small Fires | Vegetation Contact | Aggregated | 2037 | 0.00174 | 111.286 | 0.19363 | 2037 | Mitigation | 0.95 | 45 | 0 | esc | 0.00097009 | 1.6879e-06 | 0.00097009 | 1.6879e-06 | 0.0027785 | 1.9703e-08 | 0.0063316 | 2.7147e-10
[120 empty] | 7.3.3.17.5 (Remote Grid) Updates to grid topology to minimize risk of ignition in HFTDs Remote GridWLDFRVegetation ContactAggregated | WLDFR | HFTD - Distribution - Tier 3 - 1QU CoRE ¦ 4QU LoRE | Non-Red Flag Warning - Small Fires | Vegetation Contact | Aggregated | 2038 | 0.00174 | 111.286 | 0.19363 | 2038 | Mitigation | 0.95 | 45 | 0 | esc | 0.00097009 | 1.6879e-06 | 0.00097009 | 1.6879e-06 | 0.0027785 | 1.9703e-08 | 0.0063316 | 2.7147e-10
[120 empty] | 7.3.3.17.5 (Remote Grid) Updates to grid topology to minimize risk of ignition in HFTDs Remote GridWLDFRVegetation ContactAggregated | WLDFR | HFTD - Distribution - Tier 3 - 1QU CoRE ¦ 4QU LoRE | Non-Red Flag Warning - Small Fires | Vegetation Contact | Aggregated | 2039 | 0.00174 | 111.286 | 0.19363 | 2039 | Mitigation | 0.95 | 45 | 0 | esc | 0.00097009 | 1.6879e-06 | 0.00097009 | 1.6879e-06 | 0.0027785 | 1.9703e-08 | 0.0063316 | 2.7147e-10
[120 empty] | 7.3.3.17.5 (Remote Grid) Updates to grid topology to minimize risk of ignition in HFTDs Remote GridWLDFRVegetation ContactAggregated | WLDFR | HFTD - Distribution - Tier 3 - 1QU CoRE ¦ 4QU LoRE | Non-Red Flag Warning - Small Fires | Vegetation Contact | Aggregated | 2040 | 0.00174 | 111.286 | 0.19363 | 2040 | Mitigation | 0.95 | 45 | 0 | esc | 0.00097009 | 1.6879e-06 | 0.00097009 | 1.6879e-06 | 0.0027785 | 1.9703e-08 | 0.0063316 | 2.7147e-10
[120 empty] | 7.3.3.17.5 (Remote Grid) Updates to grid topology to minimize risk of ignition in HFTDs Remote GridWLDFRVegetation ContactAggregated | WLDFR | HFTD - Distribution - Tier 3 - 1QU CoRE ¦ 4QU LoRE | Non-Red Flag Warning - Small Fires | Vegetation Contact | Aggregated | 2041 | 0.00174 | 111.286 | 0.19363 | 2041 | Mitigation | 0.95 | 45 | 0 | esc | 0.00097009 | 1.6879e-06 | 0.00097009 | 1.6879e-06 | 0.0027785 | 1.9703e-08 | 0.0063316 | 2.7147e-10
[120 empty] | 7.3.3.17.5 (Remote Grid) Updates to grid topology to minimize risk of ignition in HFTDs Remote GridWLDFRVegetation ContactAggregated | WLDFR | HFTD - Distribution - Tier 3 - 1QU CoRE ¦ 4QU LoRE | Non-Red Flag Warning - Small Fires | Vegetation Contact | Aggregated | 2042 | 0.00174 | 111.286 | 0.19363 | 2042 | Mitigation | 0.95 | 45 | 0 | esc | 0.00097009 | 1.6879e-06 | 0.00097009 | 1.6879e-06 | 0.0027785 | 1.9703e-08 | 0.0063316 | 2.7147e-10
[120 empty] | 7.3.3.17.5 (Remote Grid) Updates to grid topology to minimize risk of ignition in HFTDs Remote GridWLDFRVegetation ContactAggregated | WLDFR | HFTD - Distribution - Tier 3 - 1QU CoRE ¦ 4QU LoRE | Non-Red Flag Warning - Small Fires | Vegetation Contact | Aggregated | 2043 | 0.00174 | 111.286 | 0.19363 | 2043 | Mitigation | 0.95 | 45 | 0 | esc | 0.00097009 | 1.6879e-06 | 0.00097009 | 1.6879e-06 | 0.0027785 | 1.9703e-08 | 0.0063316 | 2.7147e-10
[120 empty] | 7.3.3.17.5 (Remote Grid) Updates to grid topology to minimize risk of ignition in HFTDs Remote GridWLDFRVegetation ContactAggregated | WLDFR | HFTD - Distribution - Tier 3 - 1QU CoRE ¦ 4QU LoRE | Non-Red Flag Warning - Small Fires | Vegetation Contact | Aggregated | 2044 | 0.00174 | 111.286 | 0.19363 | 2044 | Mitigation | 0.95 | 45 | 0 | esc | 0.00097009 | 1.6879e-06 | 0.00097009 | 1.6879e-06 | 0.0027785 | 1.9703e-08 | 0.0063316 | 2.7147e-10
[120 empty] | 7.3.3.17.5 (Remote Grid) Updates to grid topology to minimize risk of ignition in HFTDs Remote GridWLDFRVegetation ContactAggregated | WLDFR | HFTD - Distribution - Tier 3 - 1QU CoRE ¦ 4QU LoRE | Non-Red Flag Warning - Small Fires | Vegetation Contact | Aggregated | 2045 | 0.00174 | 111.286 | 0.19363 | 2045 | Mitigation | 0.95 | 45 | 0 | esc | 0.00097009 | 1.6879e-06 | 0.00097009 | 1.6879e-06 | 0.0027785 | 1.9703e-08 | 0.0063316 | 2.7147e-10
[120 empty] | 7.3.3.17.5 (Remote Grid) Updates to grid topology to minimize risk of ignition in HFTDs Remote GridWLDFRVegetation ContactAggregated | WLDFR | HFTD - Distribution - Tier 3 - 1QU CoRE ¦ 4QU LoRE | Non-Red Flag Warning - Small Fires | Vegetation Contact | Aggregated | 2046 | 0.00174 | 111.286 | 0.19363 | 2046 | Mitigation | 0.95 | 45 | 0 | esc | 0.00097009 | 1.6879e-06 | 0.00097009 | 1.6879e-06 | 0.0027785 | 1.9703e-08 | 0.0063316 | 2.7147e-10
[120 empty] | 7.3.3.17.5 (Remote Grid) Updates to grid topology to minimize risk of ignition in HFTDs Remote GridWLDFRVegetation ContactAggregated | WLDFR | HFTD - Distribution - Tier 3 - 1QU CoRE ¦ 4QU LoRE | Non-Red Flag Warning - Small Fires | Vegetation Contact | Aggregated | 2047 | 0.00174 | 111.286 | 0.19363 | 2047 | Mitigation | 0.95 | 45 | 0 | esc | 0.00097009 | 1.6879e-06 | 0.00097009 | 1.6879e-06 | 0.0027785 | 1.9703e-08 | 0.0063316 | 2.7147e-10
[120 empty] | 7.3.3.17.5 (Remote Grid) Updates to grid topology to minimize risk of ignition in HFTDs Remote GridWLDFRVegetation ContactAggregated | WLDFR | HFTD - Distribution - Tier 3 - 1QU CoRE ¦ 4QU LoRE | Non-Red Flag Warning - Small Fires | Vegetation Contact | Aggregated | 2048 | 0.00174 | 111.286 | 0.19363 | 2048 | Mitigation | 0.95 | 45 | 0 | esc | 0.00097009 | 1.6879e-06 | 0.00097009 | 1.6879e-06 | 0.0027785 | 1.9703e-08 | 0.0063316 | 2.7147e-10
[120 empty] | 7.3.3.17.5 (Remote Grid) Updates to grid topology to minimize risk of ignition in HFTDs Remote GridWLDFRVegetation ContactAggregated | WLDFR | HFTD - Distribution - Tier 3 - 1QU CoRE ¦ 4QU LoRE | Non-Red Flag Warning - Small Fires | Vegetation Contact | Aggregated | 2049 | 0.00174 | 111.286 | 0.19363 | 2049 | Mitigation | 0.95 | 45 | 0 | esc | 0.00097009 | 1.6879e-06 | 0.00097009 | 1.6879e-06 | 0.0027785 | 1.9703e-08 | 0.0063316 | 2.7147e-10
[120 empty] | 7.3.3.17.5 (Remote Grid) Updates to grid topology to minimize risk of ignition in HFTDs Remote GridWLDFRVegetation ContactAggregated | WLDFR | HFTD - Distribution - Tier 3 - 1QU CoRE ¦ 4QU LoRE | Non-Red Flag Warning - Small Fires | Vegetation Contact | Aggregated | 2050 | 0.00174 | 111.286 | 0.19363 | 2050 | Mitigation | 0.95 | 45 | 0 | esc | 0.00097009 | 1.6879e-06 | 0.00097009 | 1.6879e-06 | 0.0027785 | 1.9703e-08 | 0.0063316 | 2.7147e-10
[120 empty] | 7.3.3.17.5 (Remote Grid) Updates to grid topology to minimize risk of ignition in HFTDs Remote GridWLDFRVegetation ContactAggregated | WLDFR | HFTD - Distribution - Tier 3 - 1QU CoRE ¦ 4QU LoRE | Non-Red Flag Warning - Small Fires | Vegetation Contact | Aggregated | 2051 | 0.00174 | 111.286 | 0.19363 | 2051 | Mitigation | 0.95 | 45 | 0 | esc | 0.00097009 | 1.6879e-06 | 0.00097009 | 1.6879e-06 | 0.0027785 | 1.9703e-08 | 0.0063316 | 2.7147e-10
[120 empty] | 7.3.3.17.5 (Remote Grid) Updates to grid topology to minimize risk of ignition in HFTDs Remote GridWLDFRVegetation ContactAggregated | WLDFR | HFTD - Distribution - Tier 3 - 1QU CoRE ¦ 4QU LoRE | Non-Red Flag Warning - Small Fires | Vegetation Contact | Aggregated | 2052 | 0.00174 | 111.286 | 0.19363 | 2052 | Mitigation | 0.95 | 45 | 0 | esc | 0.00097009 | 1.6879e-06 | 0.00097009 | 1.6879e-06 | 0.0027785 | 1.9703e-08 | 0.0063316 | 2.7147e-10
[120 empty] | 7.3.3.17.5 (Remote Grid) Updates to grid topology to minimize risk of ignition in HFTDs Remote GridWLDFRVegetation ContactAggregated | WLDFR | HFTD - Distribution - Tier 3 - 1QU CoRE ¦ 4QU LoRE | Non-Red Flag Warning - Small Fires | Vegetation Contact | Aggregated | 2053 | 0.00174 | 111.286 | 0.19363 | 2053 | Mitigation | 0.95 | 45 | 0 | esc | 0.00097009 | 1.6879e-06 | 0.00097009 | 1.6879e-06 | 0.0027785 | 1.9703e-08 | 0.0063316 | 2.7147e-10
[120 empty] | 7.3.3.17.5 (Remote Grid) Updates to grid topology to minimize risk of ignition in HFTDs Remote GridWLDFRVegetation ContactAggregated | WLDFR | HFTD - Distribution - Tier 3 - 1QU CoRE ¦ 4QU LoRE | Non-Red Flag Warning - Small Fires | Vegetation Contact | Aggregated | 2054 | 0.00174 | 111.286 | 0.19363 | 2054 | Mitigation | 0.95 | 45 | 0 | esc | 0.00097009 | 1.6879e-06 | 0.00097009 | 1.6879e-06 | 0.0027785 | 1.9703e-08 | 0.0063316 | 2.7147e-10
[120 empty] | 7.3.3.17.5 (Remote Grid) Updates to grid topology to minimize risk of ignition in HFTDs Remote GridWLDFRVegetation ContactAggregated | WLDFR | HFTD - Distribution - Tier 3 - 1QU CoRE ¦ 4QU LoRE | Non-Red Flag Warning - Small Fires | Vegetation Contact | Aggregated | 2055 | 0.00174 | 111.286 | 0.19363 | 2055 | Mitigation | 0.95 | 45 | 0 | esc | 0.00097009 | 1.6879e-06 | 0.00097009 | 1.6879e-06 | 0.0027785 | 1.9703e-08 | 0.0063316 | 2.7147e-10
[120 empty] | 7.3.3.17.5 (Remote Grid) Updates to grid topology to minimize risk of ignition in HFTDs Remote GridWLDFRVegetation ContactAggregated | WLDFR | HFTD - Distribution - Tier 3 - 1QU CoRE ¦ 4QU LoRE | Non-Red Flag Warning - Small Fires | Vegetation Contact | Aggregated | 2056 | 0.00174 | 111.286 | 0.19363 | 2056 | Mitigation | 0.95 | 45 | 0 | esc | 0.00097009 | 1.6879e-06 | 0.00097009 | 1.6879e-06 | 0.0027785 | 1.9703e-08 | 0.0063316 | 2.7147e-10
[120 empty] | 7.3.3.17.5 (Remote Grid) Updates to grid topology to minimize risk of ignition in HFTDs Remote GridWLDFRVegetation ContactAggregated | WLDFR | HFTD - Distribution - Tier 3 - 1QU CoRE ¦ 4QU LoRE | Non-Red Flag Warning - Small Fires | Vegetation Contact | Aggregated | 2057 | 0.00174 | 111.286 | 0.19363 | 2057 | Mitigation | 0.95 | 45 | 0 | esc | 0.00097009 | 1.6879e-06 | 0.00097009 | 1.6879e-06 | 0.0027785 | 1.9703e-08 | 0.0063316 | 2.7147e-10
[120 empty] | 7.3.3.17.5 (Remote Grid) Updates to grid topology to minimize risk of ignition in HFTDs Remote GridWLDFRVegetation ContactAggregated | WLDFR | HFTD - Distribution - Tier 3 - 1QU CoRE ¦ 4QU LoRE | Non-Red Flag Warning - Small Fires | Vegetation Contact | Aggregated | 2058 | 0.00174 | 111.286 | 0.19363 | 2058 | Mitigation | 0.95 | 45 | 0 | esc | 0.00097009 | 1.6879e-06 | 0.00097009 | 1.6879e-06 | 0.0027785 | 1.9703e-08 | 0.0063316 | 2.7147e-10
[120 empty] | 7.3.3.17.5 (Remote Grid) Updates to grid topology to minimize risk of ignition in HFTDs Remote GridWLDFRVegetation ContactAggregated | WLDFR | HFTD - Distribution - Tier 3 - 1QU CoRE ¦ 4QU LoRE | Non-Red Flag Warning - Small Fires | Vegetation Contact | Aggregated | 2059 | 0.00174 | 111.286 | 0.19363 | 2059 | Mitigation | 0.95 | 45 | 0 | esc | 0.00097009 | 1.6879e-06 | 0.00097009 | 1.6879e-06 | 0.0027785 | 1.9703e-08 | 0.0063316 | 2.7147e-10
[120 empty] | 7.3.3.17.5 (Remote Grid) Updates to grid topology to minimize risk of ignition in HFTDs Remote GridWLDFRVegetation ContactAggregated | WLDFR | HFTD - Distribution - Tier 3 - 1QU CoRE ¦ 4QU LoRE | Non-Red Flag Warning - Small Fires | Vegetation Contact | Aggregated | 2060 | 0.00174 | 111.286 | 0.19363 | 2060 | Mitigation | 0.95 | 45 | 0 | esc | 0.00097009 | 1.6879e-06 | 0.00097009 | 1.6879e-06 | 0.0027785 | 1.9703e-08 | 0.0063316 | 2.7147e-10
[120 empty] | 7.3.3.17.5 (Remote Grid) Updates to grid topology to minimize risk of ignition in HFTDs Remote GridWLDFRVegetation ContactAggregated | WLDFR | HFTD - Distribution - Tier 3 - 1QU CoRE ¦ 4QU LoRE | Non-Red Flag Warning - Small Fires | Vegetation Contact | Aggregated | 2061 | 0.00174 | 111.286 | 0.19363 | 2061 | Mitigation | 0.95 | 45 | 0 | esc | 0.00097009 | 1.6879e-06 | 0.00097009 | 1.6879e-06 | 0.0027785 | 1.9703e-08 | 0.0063316 | 2.7147e-10
[120 empty] | 7.3.3.17.5 (Remote Grid) Updates to grid topology to minimize risk of ignition in HFTDs Remote GridWLDFRVegetation ContactAggregated | WLDFR | HFTD - Distribution - Tier 3 - 1QU CoRE ¦ 4QU LoRE | Non-Red Flag Warning - Small Fires | Vegetation Contact | Aggregated | 2062 | 0.00174 | 111.286 | 0.19363 | 2062 | Mitigation | 0.95 | 45 | 0 | esc | 0.00097009 | 1.6879e-06 | 0.00097009 | 1.6879e-06 | 0.0027785 | 1.9703e-08 | 0.0063316 | 2.7147e-10
[120 empty] | 7.3.3.17.5 (Remote Grid) Updates to grid topology to minimize risk of ignition in HFTDs Remote GridWLDFRVegetation ContactAggregated | WLDFR | HFTD - Distribution - Tier 3 - 1QU CoRE ¦ 4QU LoRE | Non-Red Flag Warning - Small Fires | Vegetation Contact | Aggregated | 2063 | 0.00174 | 111.286 | 0.19363 | 2063 | Mitigation | 0.95 | 45 | 0 | esc | 0.00097009 | 1.6879e-06 | 0.00097009 | 1.6879e-06 | 0.0027785 | 1.9703e-08 | 0.0063316 | 2.7147e-10
[120 empty] | 7.3.3.17.5 (Remote Grid) Updates to grid topology to minimize risk of ignition in HFTDs Remote GridWLDFRVegetation ContactAggregated | WLDFR | HFTD - Distribution - Tier 3 - 1QU CoRE ¦ 4QU LoRE | Non-Red Flag Warning - Small Fires | Vegetation Contact | Aggregated | 2064 | 0.00174 | 111.286 | 0.19363 | 2064 | Mitigation | 0.95 | 45 | 0 | esc | 0.00097009 | 1.6879e-06 | 0.00097009 | 1.6879e-06 | 0.0027785 | 1.9703e-08 | 0.0063316 | 2.7147e-10
[120 empty] | 7.3.3.17.5 (Remote Grid) Updates to grid topology to minimize risk of ignition in HFTDs Remote GridWLDFRVegetation ContactAggregated | WLDFR | HFTD - Distribution - Tier 3 - 1QU CoRE ¦ 4QU LoRE | Non-Red Flag Warning - Small Fires | Vegetation Contact | Aggregated | 2065 | 0.00174 | 111.286 | 0.19363 | 2065 | Mitigation | 0.95 | 45 | 0 | esc | 0.00097009 | 1.6879e-06 | 0.00097009 | 1.6879e-06 | 0.0027785 | 1.9703e-08 | 0.0063316 | 2.7147e-10
[120 empty] | 7.3.3.17.5 (Remote Grid) Updates to grid topology to minimize risk of ignition in HFTDs Remote GridWLDFRVegetation ContactAggregated | WLDFR | HFTD - Distribution - Tier 3 - 1QU CoRE ¦ 4QU LoRE | Non-Red Flag Warning - Small Fires | Vegetation Contact | Aggregated | 2066 | 0.00174 | 111.286 | 0.19363 | 2066 | Mitigation | 0.95 | 45 | 0 | esc | 0.00097009 | 1.6879e-06 | 0.00097009 | 1.6879e-06 | 0 | 0 | 0 | 0
[120 empty] | 7.3.3.17.5 (Remote Grid) Updates to grid topology to minimize risk of ignition in HFTDs Remote GridWLDFRVegetation ContactAggregated | WLDFR | HFTD - Distribution - Tier 3 - 1QU CoRE ¦ 4QU LoRE | Non-Red Flag Warning - Small Fires | Vegetation Contact | Aggregated | 2067 | 0.00174 | 111.286 | 0.19363 | 2067 | Mitigation | 0.95 | 45 | 0 | esc | 0 | 0 | 0.00097009 | 1.6879e-06 | 0.0027785 | 1.6949e-09 | 0 | 0
[120 empty] | 7.3.3.17.5 (Remote Grid) Updates to grid topology to minimize risk of ignition in HFTDs Remote GridWLDFRWire-to-wire contactAggregated | WLDFR | HFTD - Distribution - Tier 3 - 1QU CoRE ¦ 4QU LoRE | Non-Red Flag Warning - Small Fires | Wire-to-wire contact | Aggregated | 2022 | 0.00013093 | 111.286 | 0.014571 | 2022 | Mitigation | 0.95 | 45 | 0 | esc | 0.00097009 | 1.2701e-07 | 0 | 0 | 0.0027785 | 1.6949e-09 | 0.010957 | 2.0843e-08
[120 empty] | 7.3.3.17.5 (Remote Grid) Updates to grid topology to minimize risk of ignition in HFTDs Remote GridWLDFRWire-to-wire contactAggregated | WLDFR | HFTD - Distribution - Tier 3 - 1QU CoRE ¦ 4QU LoRE | Non-Red Flag Warning - Small Fires | Wire-to-wire contact | Aggregated | 2023 | 0.00013093 | 111.286 | 0.014571 | 2023 | Mitigation | 0.95 | 45 | 0 | esc | 0.00097009 | 1.2701e-07 | 0.00097009 | 1.2701e-07 | 0.0027785 | 1.6949e-09 | 0.010957 | 2.0843e-08
[120 empty] | 7.3.3.17.5 (Remote Grid) Updates to grid topology to minimize risk of ignition in HFTDs Remote GridWLDFRWire-to-wire contactAggregated | WLDFR | HFTD - Distribution - Tier 3 - 1QU CoRE ¦ 4QU LoRE | Non-Red Flag Warning - Small Fires | Wire-to-wire contact | Aggregated | 2024 | 0.00013093 | 111.286 | 0.014571 | 2024 | Mitigation | 0.95 | 45 | 0 | esc | 0.00097009 | 1.2701e-07 | 0.00097009 | 1.2701e-07 | 0.0027785 | 1.6949e-09 | 0.010957 | 2.0843e-08
[120 empty] | 7.3.3.17.5 (Remote Grid) Updates to grid topology to minimize risk of ignition in HFTDs Remote GridWLDFRWire-to-wire contactAggregated | WLDFR | HFTD - Distribution - Tier 3 - 1QU CoRE ¦ 4QU LoRE | Non-Red Flag Warning - Small Fires | Wire-to-wire contact | Aggregated | 2025 | 0.00013093 | 111.286 | 0.014571 | 2025 | Mitigation | 0.95 | 45 | 0 | esc | 0.00097009 | 1.2701e-07 | 0.00097009 | 1.2701e-07 | 0.0027785 | 1.6949e-09 | 0.010957 | 2.0843e-08
[120 empty] | 7.3.3.17.5 (Remote Grid) Updates to grid topology to minimize risk of ignition in HFTDs Remote GridWLDFRWire-to-wire contactAggregated | WLDFR | HFTD - Distribution - Tier 3 - 1QU CoRE ¦ 4QU LoRE | Non-Red Flag Warning - Small Fires | Wire-to-wire contact | Aggregated | 2026 | 0.00013093 | 111.286 | 0.014571 | 2026 | Mitigation | 0.95 | 45 | 0 | esc | 0.00097009 | 1.2701e-07 | 0.00097009 | 1.2701e-07 | 0.0027785 | 1.6949e-09 | 0.010957 | 2.0843e-08
[120 empty] | 7.3.3.17.5 (Remote Grid) Updates to grid topology to minimize risk of ignition in HFTDs Remote GridWLDFRWire-to-wire contactAggregated | WLDFR | HFTD - Distribution - Tier 3 - 1QU CoRE ¦ 4QU LoRE | Non-Red Flag Warning - Small Fires | Wire-to-wire contact | Aggregated | 2027 | 0.00013093 | 111.286 | 0.014571 | 2027 | Mitigation | 0.95 | 45 | 0 | esc | 0.00097009 | 1.2701e-07 | 0.00097009 | 1.2701e-07 | 0.0027785 | 1.6949e-09 | 0.010957 | 2.0843e-08
[120 empty] | 7.3.3.17.5 (Remote Grid) Updates to grid topology to minimize risk of ignition in HFTDs Remote GridWLDFRWire-to-wire contactAggregated | WLDFR | HFTD - Distribution - Tier 3 - 1QU CoRE ¦ 4QU LoRE | Non-Red Flag Warning - Small Fires | Wire-to-wire contact | Aggregated | 2028 | 0.00013093 | 111.286 | 0.014571 | 2028 | Mitigation | 0.95 | 45 | 0 | esc | 0.00097009 | 1.2701e-07 | 0.00097009 | 1.2701e-07 | 0.0027785 | 1.6949e-09 | 0.010957 | 2.0843e-08
[120 empty] | 7.3.3.17.5 (Remote Grid) Updates to grid topology to minimize risk of ignition in HFTDs Remote GridWLDFRWire-to-wire contactAggregated | WLDFR | HFTD - Distribution - Tier 3 - 1QU CoRE ¦ 4QU LoRE | Non-Red Flag Warning - Small Fires | Wire-to-wire contact | Aggregated | 2029 | 0.00013093 | 111.286 | 0.014571 | 2029 | Mitigation | 0.95 | 45 | 0 | esc | 0.00097009 | 1.2701e-07 | 0.00097009 | 1.2701e-07 | 0.0027785 | 1.6949e-09 | 0.010957 | 2.0843e-08
[120 empty] | 7.3.3.17.5 (Remote Grid) Updates to grid topology to minimize risk of ignition in HFTDs Remote GridWLDFRWire-to-wire contactAggregated | WLDFR | HFTD - Distribution - Tier 3 - 1QU CoRE ¦ 4QU LoRE | Non-Red Flag Warning - Small Fires | Wire-to-wire contact | Aggregated | 2030 | 0.00013093 | 111.286 | 0.014571 | 2030 | Mitigation | 0.95 | 45 | 0 | esc | 0.00097009 | 1.2701e-07 | 0.00097009 | 1.2701e-07 | 0.0027785 | 1.6949e-09 | 0.010957 | 2.0843e-08
[120 empty] | 7.3.3.17.5 (Remote Grid) Updates to grid topology to minimize risk of ignition in HFTDs Remote GridWLDFRWire-to-wire contactAggregated | WLDFR | HFTD - Distribution - Tier 3 - 1QU CoRE ¦ 4QU LoRE | Non-Red Flag Warning - Small Fires | Wire-to-wire contact | Aggregated | 2031 | 0.00013093 | 111.286 | 0.014571 | 2031 | Mitigation | 0.95 | 45 | 0 | esc | 0.00097009 | 1.2701e-07 | 0.00097009 | 1.2701e-07 | 0.0027785 | 1.6949e-09 | 0.010957 | 2.0843e-08
[120 empty] | 7.3.3.17.5 (Remote Grid) Updates to grid topology to minimize risk of ignition in HFTDs Remote GridWLDFRWire-to-wire contactAggregated | WLDFR | HFTD - Distribution - Tier 3 - 1QU CoRE ¦ 4QU LoRE | Non-Red Flag Warning - Small Fires | Wire-to-wire contact | Aggregated | 2032 | 0.00013093 | 111.286 | 0.014571 | 2032 | Mitigation | 0.95 | 45 | 0 | esc | 0.00097009 | 1.2701e-07 | 0.00097009 | 1.2701e-07 | 0.0027785 | 1.6949e-09 | 0.010957 | 2.0843e-08
[120 empty] | 7.3.3.17.5 (Remote Grid) Updates to grid topology to minimize risk of ignition in HFTDs Remote GridWLDFRWire-to-wire contactAggregated | WLDFR | HFTD - Distribution - Tier 3 - 1QU CoRE ¦ 4QU LoRE | Non-Red Flag Warning - Small Fires | Wire-to-wire contact | Aggregated | 2033 | 0.00013093 | 111.286 | 0.014571 | 2033 | Mitigation | 0.95 | 45 | 0 | esc | 0.00097009 | 1.2701e-07 | 0.00097009 | 1.2701e-07 | 0.0027785 | 1.6949e-09 | 0.010957 | 2.0843e-08
[120 empty] | 7.3.3.17.5 (Remote Grid) Updates to grid topology to minimize risk of ignition in HFTDs Remote GridWLDFRWire-to-wire contactAggregated | WLDFR | HFTD - Distribution - Tier 3 - 1QU CoRE ¦ 4QU LoRE | Non-Red Flag Warning - Small Fires | Wire-to-wire contact | Aggregated | 2034 | 0.00013093 | 111.286 | 0.014571 | 2034 | Mitigation | 0.95 | 45 | 0 | esc | 0.00097009 | 1.2701e-07 | 0.00097009 | 1.2701e-07 | 0.0027785 | 1.6949e-09 | 0.010957 | 2.0843e-08
[120 empty] | 7.3.3.17.5 (Remote Grid) Updates to grid topology to minimize risk of ignition in HFTDs Remote GridWLDFRWire-to-wire contactAggregated | WLDFR | HFTD - Distribution - Tier 3 - 1QU CoRE ¦ 4QU LoRE | Non-Red Flag Warning - Small Fires | Wire-to-wire contact | Aggregated | 2035 | 0.00013093 | 111.286 | 0.014571 | 2035 | Mitigation | 0.95 | 45 | 0 | esc | 0.00097009 | 1.2701e-07 | 0.00097009 | 1.2701e-07 | 0.0027785 | 1.6949e-09 | 0.010957 | 2.0843e-08
[120 empty] | 7.3.3.17.5 (Remote Grid) Updates to grid topology to minimize risk of ignition in HFTDs Remote GridWLDFRWire-to-wire contactAggregated | WLDFR | HFTD - Distribution - Tier 3 - 1QU CoRE ¦ 4QU LoRE | Non-Red Flag Warning - Small Fires | Wire-to-wire contact | Aggregated | 2036 | 0.00013093 | 111.286 | 0.014571 | 2036 | Mitigation | 0.95 | 45 | 0 | esc | 0.00097009 | 1.2701e-07 | 0.00097009 | 1.2701e-07 | 0.0027785 | 1.6949e-09 | 0.010957 | 2.0843e-08
[120 empty] | 7.3.3.17.5 (Remote Grid) Updates to grid topology to minimize risk of ignition in HFTDs Remote GridWLDFRWire-to-wire contactAggregated | WLDFR | HFTD - Distribution - Tier 3 - 1QU CoRE ¦ 4QU LoRE | Non-Red Flag Warning - Small Fires | Wire-to-wire contact | Aggregated | 2037 | 0.00013093 | 111.286 | 0.014571 | 2037 | Mitigation | 0.95 | 45 | 0 | esc | 0.00097009 | 1.2701e-07 | 0.00097009 | 1.2701e-07 | 0.0027785 | 1.6949e-09 | 0.010957 | 2.0843e-08
[120 empty] | 7.3.3.17.5 (Remote Grid) Updates to grid topology to minimize risk of ignition in HFTDs Remote GridWLDFRWire-to-wire contactAggregated | WLDFR | HFTD - Distribution - Tier 3 - 1QU CoRE ¦ 4QU LoRE | Non-Red Flag Warning - Small Fires | Wire-to-wire contact | Aggregated | 2038 | 0.00013093 | 111.286 | 0.014571 | 2038 | Mitigation | 0.95 | 45 | 0 | esc | 0.00097009 | 1.2701e-07 | 0.00097009 | 1.2701e-07 | 0.0027785 | 1.6949e-09 | 0.010957 | 2.0843e-08
[120 empty] | 7.3.3.17.5 (Remote Grid) Updates to grid topology to minimize risk of ignition in HFTDs Remote GridWLDFRWire-to-wire contactAggregated | WLDFR | HFTD - Distribution - Tier 3 - 1QU CoRE ¦ 4QU LoRE | Non-Red Flag Warning - Small Fires | Wire-to-wire contact | Aggregated | 2039 | 0.00013093 | 111.286 | 0.014571 | 2039 | Mitigation | 0.95 | 45 | 0 | esc | 0.00097009 | 1.2701e-07 | 0.00097009 | 1.2701e-07 | 0.0027785 | 1.6949e-09 | 0.010957 | 2.0843e-08
[120 empty] | 7.3.3.17.5 (Remote Grid) Updates to grid topology to minimize risk of ignition in HFTDs Remote GridWLDFRWire-to-wire contactAggregated | WLDFR | HFTD - Distribution - Tier 3 - 1QU CoRE ¦ 4QU LoRE | Non-Red Flag Warning - Small Fires | Wire-to-wire contact | Aggregated | 2040 | 0.00013093 | 111.286 | 0.014571 | 2040 | Mitigation | 0.95 | 45 | 0 | esc | 0.00097009 | 1.2701e-07 | 0.00097009 | 1.2701e-07 | 0.0027785 | 1.6949e-09 | 0.010957 | 2.0843e-08
[120 empty] | 7.3.3.17.5 (Remote Grid) Updates to grid topology to minimize risk of ignition in HFTDs Remote GridWLDFRWire-to-wire contactAggregated | WLDFR | HFTD - Distribution - Tier 3 - 1QU CoRE ¦ 4QU LoRE | Non-Red Flag Warning - Small Fires | Wire-to-wire contact | Aggregated | 2041 | 0.00013093 | 111.286 | 0.014571 | 2041 | Mitigation | 0.95 | 45 | 0 | esc | 0.00097009 | 1.2701e-07 | 0.00097009 | 1.2701e-07 | 0.0027785 | 1.6949e-09 | 0.010957 | 2.0843e-08
[120 empty] | 7.3.3.17.5 (Remote Grid) Updates to grid topology to minimize risk of ignition in HFTDs Remote GridWLDFRWire-to-wire contactAggregated | WLDFR | HFTD - Distribution - Tier 3 - 1QU CoRE ¦ 4QU LoRE | Non-Red Flag Warning - Small Fires | Wire-to-wire contact | Aggregated | 2042 | 0.00013093 | 111.286 | 0.014571 | 2042 | Mitigation | 0.95 | 45 | 0 | esc | 0.00097009 | 1.2701e-07 | 0.00097009 | 1.2701e-07 | 0.0027785 | 1.6949e-09 | 0.010957 | 2.0843e-08
[120 empty] | 7.3.3.17.5 (Remote Grid) Updates to grid topology to minimize risk of ignition in HFTDs Remote GridWLDFRWire-to-wire contactAggregated | WLDFR | HFTD - Distribution - Tier 3 - 1QU CoRE ¦ 4QU LoRE | Non-Red Flag Warning - Small Fires | Wire-to-wire contact | Aggregated | 2043 | 0.00013093 | 111.286 | 0.014571 | 2043 | Mitigation | 0.95 | 45 | 0 | esc | 0.00097009 | 1.2701e-07 | 0.00097009 | 1.2701e-07 | 0.0027785 | 1.6949e-09 | 0.010957 | 2.0843e-08
[120 empty] | 7.3.3.17.5 (Remote Grid) Updates to grid topology to minimize risk of ignition in HFTDs Remote GridWLDFRWire-to-wire contactAggregated | WLDFR | HFTD - Distribution - Tier 3 - 1QU CoRE ¦ 4QU LoRE | Non-Red Flag Warning - Small Fires | Wire-to-wire contact | Aggregated | 2044 | 0.00013093 | 111.286 | 0.014571 | 2044 | Mitigation | 0.95 | 45 | 0 | esc | 0.00097009 | 1.2701e-07 | 0.00097009 | 1.2701e-07 | 0.0027785 | 1.6949e-09 | 0.010957 | 2.0843e-08
[120 empty] | 7.3.3.17.5 (Remote Grid) Updates to grid topology to minimize risk of ignition in HFTDs Remote GridWLDFRWire-to-wire contactAggregated | WLDFR | HFTD - Distribution - Tier 3 - 1QU CoRE ¦ 4QU LoRE | Non-Red Flag Warning - Small Fires | Wire-to-wire contact | Aggregated | 2045 | 0.00013093 | 111.286 | 0.014571 | 2045 | Mitigation | 0.95 | 45 | 0 | esc | 0.00097009 | 1.2701e-07 | 0.00097009 | 1.2701e-07 | 0.0027785 | 1.6949e-09 | 0.010957 | 2.0843e-08
[120 empty] | 7.3.3.17.5 (Remote Grid) Updates to grid topology to minimize risk of ignition in HFTDs Remote GridWLDFRWire-to-wire contactAggregated | WLDFR | HFTD - Distribution - Tier 3 - 1QU CoRE ¦ 4QU LoRE | Non-Red Flag Warning - Small Fires | Wire-to-wire contact | Aggregated | 2046 | 0.00013093 | 111.286 | 0.014571 | 2046 | Mitigation | 0.95 | 45 | 0 | esc | 0.00097009 | 1.2701e-07 | 0.00097009 | 1.2701e-07 | 0.0027785 | 1.6949e-09 | 0.010957 | 2.0843e-08
[120 empty] | 7.3.3.17.5 (Remote Grid) Updates to grid topology to minimize risk of ignition in HFTDs Remote GridWLDFRWire-to-wire contactAggregated | WLDFR | HFTD - Distribution - Tier 3 - 1QU CoRE ¦ 4QU LoRE | Non-Red Flag Warning - Small Fires | Wire-to-wire contact | Aggregated | 2047 | 0.00013093 | 111.286 | 0.014571 | 2047 | Mitigation | 0.95 | 45 | 0 | esc | 0.00097009 | 1.2701e-07 | 0.00097009 | 1.2701e-07 | 0.0027785 | 1.6949e-09 | 0.010957 | 2.0843e-08
[120 empty] | 7.3.3.17.5 (Remote Grid) Updates to grid topology to minimize risk of ignition in HFTDs Remote GridWLDFRWire-to-wire contactAggregated | WLDFR | HFTD - Distribution - Tier 3 - 1QU CoRE ¦ 4QU LoRE | Non-Red Flag Warning - Small Fires | Wire-to-wire contact | Aggregated | 2048 | 0.00013093 | 111.286 | 0.014571 | 2048 | Mitigation | 0.95 | 45 | 0 | esc | 0.00097009 | 1.2701e-07 | 0.00097009 | 1.2701e-07 | 0.0027785 | 1.6949e-09 | 0.010957 | 2.0843e-08
[120 empty] | 7.3.3.17.5 (Remote Grid) Updates to grid topology to minimize risk of ignition in HFTDs Remote GridWLDFRWire-to-wire contactAggregated | WLDFR | HFTD - Distribution - Tier 3 - 1QU CoRE ¦ 4QU LoRE | Non-Red Flag Warning - Small Fires | Wire-to-wire contact | Aggregated | 2049 | 0.00013093 | 111.286 | 0.014571 | 2049 | Mitigation | 0.95 | 45 | 0 | esc | 0.00097009 | 1.2701e-07 | 0.00097009 | 1.2701e-07 | 0.0027785 | 1.6949e-09 | 0.010957 | 2.0843e-08
[120 empty] | 7.3.3.17.5 (Remote Grid) Updates to grid topology to minimize risk of ignition in HFTDs Remote GridWLDFRWire-to-wire contactAggregated | WLDFR | HFTD - Distribution - Tier 3 - 1QU CoRE ¦ 4QU LoRE | Non-Red Flag Warning - Small Fires | Wire-to-wire contact | Aggregated | 2050 | 0.00013093 | 111.286 | 0.014571 | 2050 | Mitigation | 0.95 | 45 | 0 | esc | 0.00097009 | 1.2701e-07 | 0.00097009 | 1.2701e-07 | 0.0027785 | 1.6949e-09 | 0.010957 | 2.0843e-08
[120 empty] | 7.3.3.17.5 (Remote Grid) Updates to grid topology to minimize risk of ignition in HFTDs Remote GridWLDFRWire-to-wire contactAggregated | WLDFR | HFTD - Distribution - Tier 3 - 1QU CoRE ¦ 4QU LoRE | Non-Red Flag Warning - Small Fires | Wire-to-wire contact | Aggregated | 2051 | 0.00013093 | 111.286 | 0.014571 | 2051 | Mitigation | 0.95 | 45 | 0 | esc | 0.00097009 | 1.2701e-07 | 0.00097009 | 1.2701e-07 | 0.0027785 | 1.6949e-09 | 0.010957 | 2.0843e-08
[120 empty] | 7.3.3.17.5 (Remote Grid) Updates to grid topology to minimize risk of ignition in HFTDs Remote GridWLDFRWire-to-wire contactAggregated | WLDFR | HFTD - Distribution - Tier 3 - 1QU CoRE ¦ 4QU LoRE | Non-Red Flag Warning - Small Fires | Wire-to-wire contact | Aggregated | 2052 | 0.00013093 | 111.286 | 0.014571 | 2052 | Mitigation | 0.95 | 45 | 0 | esc | 0.00097009 | 1.2701e-07 | 0.00097009 | 1.2701e-07 | 0.0027785 | 1.6949e-09 | 0 | 0
[120 empty] | 7.3.3.17.5 (Remote Grid) Updates to grid topology to minimize risk of ignition in HFTDs Remote GridWLDFRWire-to-wire contactAggregated | WLDFR | HFTD - Distribution - Tier 3 - 1QU CoRE ¦ 4QU LoRE | Non-Red Flag Warning - Small Fires | Wire-to-wire contact | Aggregated | 2053 | 0.00013093 | 111.286 | 0.014571 | 2053 | Mitigation | 0.95 | 45 | 0 | esc | 0.00097009 | 1.2701e-07 | 0.00097009 | 1.2701e-07 | 0.0027785 | 1.6949e-09 | 0 | 0
[120 empty] | 7.3.3.17.5 (Remote Grid) Updates to grid topology to minimize risk of ignition in HFTDs Remote GridWLDFRWire-to-wire contactAggregated | WLDFR | HFTD - Distribution - Tier 3 - 1QU CoRE ¦ 4QU LoRE | Non-Red Flag Warning - Small Fires | Wire-to-wire contact | Aggregated | 2054 | 0.00013093 | 111.286 | 0.014571 | 2054 | Mitigation | 0.95 | 45 | 0 | esc | 0.00097009 | 1.2701e-07 | 0.00097009 | 1.2701e-07 | 0.0027785 | 1.6949e-09 | 0.012004 | 1.0682e-09
[120 empty] | 7.3.3.17.5 (Remote Grid) Updates to grid topology to minimize risk of ignition in HFTDs Remote GridWLDFRWire-to-wire contactAggregated | WLDFR | HFTD - Distribution - Tier 3 - 1QU CoRE ¦ 4QU LoRE | Non-Red Flag Warning - Small Fires | Wire-to-wire contact | Aggregated | 2055 | 0.00013093 | 111.286 | 0.014571 | 2055 | Mitigation | 0.95 | 45 | 0 | esc | 0.00097009 | 1.2701e-07 | 0.00097009 | 1.2701e-07 | 0.0027785 | 1.6949e-09 | 0.012004 | 1.0682e-09
[120 empty] | 7.3.3.17.5 (Remote Grid) Updates to grid topology to minimize risk of ignition in HFTDs Remote GridWLDFRWire-to-wire contactAggregated | WLDFR | HFTD - Distribution - Tier 3 - 1QU CoRE ¦ 4QU LoRE | Non-Red Flag Warning - Small Fires | Wire-to-wire contact | Aggregated | 2056 | 0.00013093 | 111.286 | 0.014571 | 2056 | Mitigation | 0.95 | 45 | 0 | esc | 0.00097009 | 1.2701e-07 | 0.00097009 | 1.2701e-07 | 0.0027785 | 1.6949e-09 | 0.012004 | 1.0682e-09
[120 empty] | 7.3.3.17.5 (Remote Grid) Updates to grid topology to minimize risk of ignition in HFTDs Remote GridWLDFRWire-to-wire contactAggregated | WLDFR | HFTD - Distribution - Tier 3 - 1QU CoRE ¦ 4QU LoRE | Non-Red Flag Warning - Small Fires | Wire-to-wire contact | Aggregated | 2057 | 0.00013093 | 111.286 | 0.014571 | 2057 | Mitigation | 0.95 | 45 | 0 | esc | 0.00097009 | 1.2701e-07 | 0.00097009 | 1.2701e-07 | 0.0027785 | 1.6949e-09 | 0.012004 | 1.0682e-09
[120 empty] | 7.3.3.17.5 (Remote Grid) Updates to grid topology to minimize risk of ignition in HFTDs Remote GridWLDFRWire-to-wire contactAggregated | WLDFR | HFTD - Distribution - Tier 3 - 1QU CoRE ¦ 4QU LoRE | Non-Red Flag Warning - Small Fires | Wire-to-wire contact | Aggregated | 2058 | 0.00013093 | 111.286 | 0.014571 | 2058 | Mitigation | 0.95 | 45 | 0 | esc | 0.00097009 | 1.2701e-07 | 0.00097009 | 1.2701e-07 | 0.0027785 | 1.6949e-09 | 0.012004 | 1.0682e-09
[120 empty] | 7.3.3.17.5 (Remote Grid) Updates to grid topology to minimize risk of ignition in HFTDs Remote GridWLDFRWire-to-wire contactAggregated | WLDFR | HFTD - Distribution - Tier 3 - 1QU CoRE ¦ 4QU LoRE | Non-Red Flag Warning - Small Fires | Wire-to-wire contact | Aggregated | 2059 | 0.00013093 | 111.286 | 0.014571 | 2059 | Mitigation | 0.95 | 45 | 0 | esc | 0.00097009 | 1.2701e-07 | 0.00097009 | 1.2701e-07 | 0.0027785 | 1.6949e-09 | 0.012004 | 1.0682e-09
[120 empty] | 7.3.3.17.5 (Remote Grid) Updates to grid topology to minimize risk of ignition in HFTDs Remote GridWLDFRWire-to-wire contactAggregated | WLDFR | HFTD - Distribution - Tier 3 - 1QU CoRE ¦ 4QU LoRE | Non-Red Flag Warning - Small Fires | Wire-to-wire contact | Aggregated | 2060 | 0.00013093 | 111.286 | 0.014571 | 2060 | Mitigation | 0.95 | 45 | 0 | esc | 0.00097009 | 1.2701e-07 | 0.00097009 | 1.2701e-07 | 0.0027785 | 1.6949e-09 | 0.012004 | 1.0682e-09
[120 empty] | 7.3.3.17.5 (Remote Grid) Updates to grid topology to minimize risk of ignition in HFTDs Remote GridWLDFRWire-to-wire contactAggregated | WLDFR | HFTD - Distribution - Tier 3 - 1QU CoRE ¦ 4QU LoRE | Non-Red Flag Warning - Small Fires | Wire-to-wire contact | Aggregated | 2061 | 0.00013093 | 111.286 | 0.014571 | 2061 | Mitigation | 0.95 | 45 | 0 | esc | 0.00097009 | 1.2701e-07 | 0.00097009 | 1.2701e-07 | 0.0027785 | 1.6949e-09 | 0.012004 | 1.0682e-09
[120 empty] | 7.3.3.17.5 (Remote Grid) Updates to grid topology to minimize risk of ignition in HFTDs Remote GridWLDFRWire-to-wire contactAggregated | WLDFR | HFTD - Distribution - Tier 3 - 1QU CoRE ¦ 4QU LoRE | Non-Red Flag Warning - Small Fires | Wire-to-wire contact | Aggregated | 2062 | 0.00013093 | 111.286 | 0.014571 | 2062 | Mitigation | 0.95 | 45 | 0 | esc | 0.00097009 | 1.2701e-07 | 0.00097009 | 1.2701e-07 | 0.0027785 | 1.6949e-09 | 0.012004 | 1.0682e-09
[120 empty] | 7.3.3.17.5 (Remote Grid) Updates to grid topology to minimize risk of ignition in HFTDs Remote GridWLDFRWire-to-wire contactAggregated | WLDFR | HFTD - Distribution - Tier 3 - 1QU CoRE ¦ 4QU LoRE | Non-Red Flag Warning - Small Fires | Wire-to-wire contact | Aggregated | 2063 | 0.00013093 | 111.286 | 0.014571 | 2063 | Mitigation | 0.95 | 45 | 0 | esc | 0.00097009 | 1.2701e-07 | 0.00097009 | 1.2701e-07 | 0.0027785 | 1.6949e-09 | 0.012004 | 1.0682e-09
[120 empty] | 7.3.3.17.5 (Remote Grid) Updates to grid topology to minimize risk of ignition in HFTDs Remote GridWLDFRWire-to-wire contactAggregated | WLDFR | HFTD - Distribution - Tier 3 - 1QU CoRE ¦ 4QU LoRE | Non-Red Flag Warning - Small Fires | Wire-to-wire contact | Aggregated | 2064 | 0.00013093 | 111.286 | 0.014571 | 2064 | Mitigation | 0.95 | 45 | 0 | esc | 0.00097009 | 1.2701e-07 | 0.00097009 | 1.2701e-07 | 0.0027785 | 1.6949e-09 | 0.012004 | 1.0682e-09
[120 empty] | 7.3.3.17.5 (Remote Grid) Updates to grid topology to minimize risk of ignition in HFTDs Remote GridWLDFRWire-to-wire contactAggregated | WLDFR | HFTD - Distribution - Tier 3 - 1QU CoRE ¦ 4QU LoRE | Non-Red Flag Warning - Small Fires | Wire-to-wire contact | Aggregated | 2065 | 0.00013093 | 111.286 | 0.014571 | 2065 | Mitigation | 0.95 | 45 | 0 | esc | 0.00097009 | 1.2701e-07 | 0.00097009 | 1.2701e-07 | 0.0027785 | 1.6949e-09 | 0.012004 | 1.0682e-09
[120 empty] | 7.3.3.17.5 (Remote Grid) Updates to grid topology to minimize risk of ignition in HFTDs Remote GridWLDFRWire-to-wire contactAggregated | WLDFR | HFTD - Distribution - Tier 3 - 1QU CoRE ¦ 4QU LoRE | Non-Red Flag Warning - Small Fires | Wire-to-wire contact | Aggregated | 2066 | 0.00013093 | 111.286 | 0.014571 | 2066 | Mitigation | 0.95 | 45 | 0 | esc | 0.00097009 | 1.2701e-07 | 0.00097009 | 1.2701e-07 | 0.0027785 | 1.6949e-09 | 0.012004 | 1.0682e-09
[120 empty] | 7.3.3.17.5 (Remote Grid) Updates to grid topology to minimize risk of ignition in HFTDs Remote GridWLDFRWire-to-wire contactAggregated | WLDFR | HFTD - Distribution - Tier 3 - 1QU CoRE ¦ 4QU LoRE | Non-Red Flag Warning - Small Fires | Wire-to-wire contact | Aggregated | 2067 | 0.00013093 | 111.286 | 0.014571 | 2067 | Mitigation | 0.95 | 45 | 0 | esc | 0 | 0 | 0.00097009 | 1.2701e-07 | 0.0027785 | 1.6949e-09 | 0.012004 | 1.0682e-09
[120 empty] | 7.3.3.17.5 (Remote Grid) Updates to grid topology to minimize risk of ignition in HFTDs Remote GridWLDFREquipment / facility failureAggregated | WLDFR | HFTD - Distribution - Tier 3 - 1QU CoRE ¦ 4QU LoRE | Red Flag Warning - Catastrophic Fires | Equipment / facility failure | Aggregated | 2022 | 2.1701e-05 | 111.286 | 0.0024151 | 2022 | Mitigation | 0.95 | 45 | 0 | esc | 0.00097009 | 2.1052e-08 | 0 | 0 | 0.0027785 | 1.6949e-09 | 0.012004 | 1.0682e-09
[120 empty] | 7.3.3.17.5 (Remote Grid) Updates to grid topology to minimize risk of ignition in HFTDs Remote GridWLDFREquipment / facility failureAggregated | WLDFR | HFTD - Distribution - Tier 3 - 1QU CoRE ¦ 4QU LoRE | Red Flag Warning - Catastrophic Fires | Equipment / facility failure | Aggregated | 2023 | 2.1701e-05 | 111.286 | 0.0024151 | 2023 | Mitigation | 0.95 | 45 | 0 | esc | 0.00097009 | 2.1052e-08 | 0.00097009 | 2.1052e-08 | 0.0027785 | 1.6949e-09 | 0.012004 | 1.0682e-09
[120 empty] | 7.3.3.17.5 (Remote Grid) Updates to grid topology to minimize risk of ignition in HFTDs Remote GridWLDFREquipment / facility failureAggregated | WLDFR | HFTD - Distribution - Tier 3 - 1QU CoRE ¦ 4QU LoRE | Red Flag Warning - Catastrophic Fires | Equipment / facility failure | Aggregated | 2024 | 2.1701e-05 | 111.286 | 0.0024151 | 2024 | Mitigation | 0.95 | 45 | 0 | esc | 0.00097009 | 2.1052e-08 | 0.00097009 | 2.1052e-08 | 0 | 0 | 0.012004 | 1.0682e-09
[120 empty] | 7.3.3.17.5 (Remote Grid) Updates to grid topology to minimize risk of ignition in HFTDs Remote GridWLDFREquipment / facility failureAggregated | WLDFR | HFTD - Distribution - Tier 3 - 1QU CoRE ¦ 4QU LoRE | Red Flag Warning - Catastrophic Fires | Equipment / facility failure | Aggregated | 2025 | 2.1701e-05 | 111.286 | 0.0024151 | 2025 | Mitigation | 0.95 | 45 | 0 | esc | 0.00097009 | 2.1052e-08 | 0.00097009 | 2.1052e-08 | 0.0027785 | 2.7086e-09 | 0.012004 | 1.0682e-09
[120 empty] | 7.3.3.17.5 (Remote Grid) Updates to grid topology to minimize risk of ignition in HFTDs Remote GridWLDFREquipment / facility failureAggregated | WLDFR | HFTD - Distribution - Tier 3 - 1QU CoRE ¦ 4QU LoRE | Red Flag Warning - Catastrophic Fires | Equipment / facility failure | Aggregated | 2026 | 2.1701e-05 | 111.286 | 0.0024151 | 2026 | Mitigation | 0.95 | 45 | 0 | esc | 0.00097009 | 2.1052e-08 | 0.00097009 | 2.1052e-08 | 0.0027785 | 2.7086e-09 | 0.012004 | 1.0682e-09
[120 empty] | 7.3.3.17.5 (Remote Grid) Updates to grid topology to minimize risk of ignition in HFTDs Remote GridWLDFREquipment / facility failureAggregated | WLDFR | HFTD - Distribution - Tier 3 - 1QU CoRE ¦ 4QU LoRE | Red Flag Warning - Catastrophic Fires | Equipment / facility failure | Aggregated | 2027 | 2.1701e-05 | 111.286 | 0.0024151 | 2027 | Mitigation | 0.95 | 45 | 0 | esc | 0.00097009 | 2.1052e-08 | 0.00097009 | 2.1052e-08 | 0.0027785 | 2.7086e-09 | 0.012004 | 1.0682e-09
[120 empty] | 7.3.3.17.5 (Remote Grid) Updates to grid topology to minimize risk of ignition in HFTDs Remote GridWLDFREquipment / facility failureAggregated | WLDFR | HFTD - Distribution - Tier 3 - 1QU CoRE ¦ 4QU LoRE | Red Flag Warning - Catastrophic Fires | Equipment / facility failure | Aggregated | 2028 | 2.1701e-05 | 111.286 | 0.0024151 | 2028 | Mitigation | 0.95 | 45 | 0 | esc | 0.00097009 | 2.1052e-08 | 0.00097009 | 2.1052e-08 | 0.0027785 | 2.7086e-09 | 0.012004 | 1.0682e-09
[120 empty] | 7.3.3.17.5 (Remote Grid) Updates to grid topology to minimize risk of ignition in HFTDs Remote GridWLDFREquipment / facility failureAggregated | WLDFR | HFTD - Distribution - Tier 3 - 1QU CoRE ¦ 4QU LoRE | Red Flag Warning - Catastrophic Fires | Equipment / facility failure | Aggregated | 2029 | 2.1701e-05 | 111.286 | 0.0024151 | 2029 | Mitigation | 0.95 | 45 | 0 | esc | 0.00097009 | 2.1052e-08 | 0.00097009 | 2.1052e-08 | 0.0027785 | 2.7086e-09 | 0.012004 | 1.0682e-09
[120 empty] | 7.3.3.17.5 (Remote Grid) Updates to grid topology to minimize risk of ignition in HFTDs Remote GridWLDFREquipment / facility failureAggregated | WLDFR | HFTD - Distribution - Tier 3 - 1QU CoRE ¦ 4QU LoRE | Red Flag Warning - Catastrophic Fires | Equipment / facility failure | Aggregated | 2030 | 2.1701e-05 | 111.286 | 0.0024151 | 2030 | Mitigation | 0.95 | 45 | 0 | esc | 0.00097009 | 2.1052e-08 | 0.00097009 | 2.1052e-08 | 0.0027785 | 2.7086e-09 | 0.012004 | 1.0682e-09
[120 empty] | 7.3.3.17.5 (Remote Grid) Updates to grid topology to minimize risk of ignition in HFTDs Remote GridWLDFREquipment / facility failureAggregated | WLDFR | HFTD - Distribution - Tier 3 - 1QU CoRE ¦ 4QU LoRE | Red Flag Warning - Catastrophic Fires | Equipment / facility failure | Aggregated | 2031 | 2.1701e-05 | 111.286 | 0.0024151 | 2031 | Mitigation | 0.95 | 45 | 0 | esc | 0.00097009 | 2.1052e-08 | 0.00097009 | 2.1052e-08 | 0.0027785 | 2.7086e-09 | 0.012004 | 1.0682e-09
[120 empty] | 7.3.3.17.5 (Remote Grid) Updates to grid topology to minimize risk of ignition in HFTDs Remote GridWLDFREquipment / facility failureAggregated | WLDFR | HFTD - Distribution - Tier 3 - 1QU CoRE ¦ 4QU LoRE | Red Flag Warning - Catastrophic Fires | Equipment / facility failure | Aggregated | 2032 | 2.1701e-05 | 111.286 | 0.0024151 | 2032 | Mitigation | 0.95 | 45 | 0 | esc | 0.00097009 | 2.1052e-08 | 0.00097009 | 2.1052e-08 | 0.0027785 | 2.7086e-09 | 0.012004 | 1.0682e-09
[120 empty] | 7.3.3.17.5 (Remote Grid) Updates to grid topology to minimize risk of ignition in HFTDs Remote GridWLDFREquipment / facility failureAggregated | WLDFR | HFTD - Distribution - Tier 3 - 1QU CoRE ¦ 4QU LoRE | Red Flag Warning - Catastrophic Fires | Equipment / facility failure | Aggregated | 2033 | 2.1701e-05 | 111.286 | 0.0024151 | 2033 | Mitigation | 0.95 | 45 | 0 | esc | 0.00097009 | 2.1052e-08 | 0.00097009 | 2.1052e-08 | 0.0027785 | 2.7086e-09 | 0.012004 | 1.0682e-09
[120 empty] | 7.3.3.17.5 (Remote Grid) Updates to grid topology to minimize risk of ignition in HFTDs Remote GridWLDFREquipment / facility failureAggregated | WLDFR | HFTD - Distribution - Tier 3 - 1QU CoRE ¦ 4QU LoRE | Red Flag Warning - Catastrophic Fires | Equipment / facility failure | Aggregated | 2034 | 2.1701e-05 | 111.286 | 0.0024151 | 2034 | Mitigation | 0.95 | 45 | 0 | esc | 0.00097009 | 2.1052e-08 | 0.00097009 | 2.1052e-08 | 0.0027785 | 2.7086e-09 | 0.012004 | 1.0682e-09
[120 empty] | 7.3.3.17.5 (Remote Grid) Updates to grid topology to minimize risk of ignition in HFTDs Remote GridWLDFREquipment / facility failureAggregated | WLDFR | HFTD - Distribution - Tier 3 - 1QU CoRE ¦ 4QU LoRE | Red Flag Warning - Catastrophic Fires | Equipment / facility failure | Aggregated | 2035 | 2.1701e-05 | 111.286 | 0.0024151 | 2035 | Mitigation | 0.95 | 45 | 0 | esc | 0.00097009 | 2.1052e-08 | 0.00097009 | 2.1052e-08 | 0.0027785 | 2.7086e-09 | 0.012004 | 1.0682e-09
[120 empty] | 7.3.3.17.5 (Remote Grid) Updates to grid topology to minimize risk of ignition in HFTDs Remote GridWLDFREquipment / facility failureAggregated | WLDFR | HFTD - Distribution - Tier 3 - 1QU CoRE ¦ 4QU LoRE | Red Flag Warning - Catastrophic Fires | Equipment / facility failure | Aggregated | 2036 | 2.1701e-05 | 111.286 | 0.0024151 | 2036 | Mitigation | 0.95 | 45 | 0 | esc | 0.00097009 | 2.1052e-08 | 0.00097009 | 2.1052e-08 | 0.0027785 | 2.7086e-09 | 0.012004 | 1.0682e-09
[120 empty] | 7.3.3.17.5 (Remote Grid) Updates to grid topology to minimize risk of ignition in HFTDs Remote GridWLDFREquipment / facility failureAggregated | WLDFR | HFTD - Distribution - Tier 3 - 1QU CoRE ¦ 4QU LoRE | Red Flag Warning - Catastrophic Fires | Equipment / facility failure | Aggregated | 2037 | 2.1701e-05 | 111.286 | 0.0024151 | 2037 | Mitigation | 0.95 | 45 | 0 | esc | 0.00097009 | 2.1052e-08 | 0.00097009 | 2.1052e-08 | 0.0027785 | 2.7086e-09 | 0.012004 | 1.0682e-09
[120 empty] | 7.3.3.17.5 (Remote Grid) Updates to grid topology to minimize risk of ignition in HFTDs Remote GridWLDFREquipment / facility failureAggregated | WLDFR | HFTD - Distribution - Tier 3 - 1QU CoRE ¦ 4QU LoRE | Red Flag Warning - Catastrophic Fires | Equipment / facility failure | Aggregated | 2038 | 2.1701e-05 | 111.286 | 0.0024151 | 2038 | Mitigation | 0.95 | 45 | 0 | esc | 0.00097009 | 2.1052e-08 | 0.00097009 | 2.1052e-08 | 0.0027785 | 2.7086e-09 | 0 | 0
[120 empty] | 7.3.3.17.5 (Remote Grid) Updates to grid topology to minimize risk of ignition in HFTDs Remote GridWLDFREquipment / facility failureAggregated | WLDFR | HFTD - Distribution - Tier 3 - 1QU CoRE ¦ 4QU LoRE | Red Flag Warning - Catastrophic Fires | Equipment / facility failure | Aggregated | 2039 | 2.1701e-05 | 111.286 | 0.0024151 | 2039 | Mitigation | 0.95 | 45 | 0 | esc | 0.00097009 | 2.1052e-08 | 0.00097009 | 2.1052e-08 | 0.0027785 | 2.7086e-09 | 0 | 0
[120 empty] | 7.3.3.17.5 (Remote Grid) Updates to grid topology to minimize risk of ignition in HFTDs Remote GridWLDFREquipment / facility failureAggregated | WLDFR | HFTD - Distribution - Tier 3 - 1QU CoRE ¦ 4QU LoRE | Red Flag Warning - Catastrophic Fires | Equipment / facility failure | Aggregated | 2040 | 2.1701e-05 | 111.286 | 0.0024151 | 2040 | Mitigation | 0.95 | 45 | 0 | esc | 0.00097009 | 2.1052e-08 | 0.00097009 | 2.1052e-08 | 0.0027785 | 2.7086e-09 | 0.010025 | 2.0732e-09
[120 empty] | 7.3.3.17.5 (Remote Grid) Updates to grid topology to minimize risk of ignition in HFTDs Remote GridWLDFREquipment / facility failureAggregated | WLDFR | HFTD - Distribution - Tier 3 - 1QU CoRE ¦ 4QU LoRE | Red Flag Warning - Catastrophic Fires | Equipment / facility failure | Aggregated | 2041 | 2.1701e-05 | 111.286 | 0.0024151 | 2041 | Mitigation | 0.95 | 45 | 0 | esc | 0.00097009 | 2.1052e-08 | 0.00097009 | 2.1052e-08 | 0.0027785 | 2.7086e-09 | 0.010025 | 2.0732e-09
[120 empty] | 7.3.3.17.5 (Remote Grid) Updates to grid topology to minimize risk of ignition in HFTDs Remote GridWLDFREquipment / facility failureAggregated | WLDFR | HFTD - Distribution - Tier 3 - 1QU CoRE ¦ 4QU LoRE | Red Flag Warning - Catastrophic Fires | Equipment / facility failure | Aggregated | 2042 | 2.1701e-05 | 111.286 | 0.0024151 | 2042 | Mitigation | 0.95 | 45 | 0 | esc | 0.00097009 | 2.1052e-08 | 0.00097009 | 2.1052e-08 | 0.0027785 | 2.7086e-09 | 0.010025 | 2.0732e-09
[120 empty] | 7.3.3.17.5 (Remote Grid) Updates to grid topology to minimize risk of ignition in HFTDs Remote GridWLDFREquipment / facility failureAggregated | WLDFR | HFTD - Distribution - Tier 3 - 1QU CoRE ¦ 4QU LoRE | Red Flag Warning - Catastrophic Fires | Equipment / facility failure | Aggregated | 2043 | 2.1701e-05 | 111.286 | 0.0024151 | 2043 | Mitigation | 0.95 | 45 | 0 | esc | 0.00097009 | 2.1052e-08 | 0.00097009 | 2.1052e-08 | 0.0027785 | 2.7086e-09 | 0.010025 | 2.0732e-09
[120 empty] | 7.3.3.17.5 (Remote Grid) Updates to grid topology to minimize risk of ignition in HFTDs Remote GridWLDFREquipment / facility failureAggregated | WLDFR | HFTD - Distribution - Tier 3 - 1QU CoRE ¦ 4QU LoRE | Red Flag Warning - Catastrophic Fires | Equipment / facility failure | Aggregated | 2044 | 2.1701e-05 | 111.286 | 0.0024151 | 2044 | Mitigation | 0.95 | 45 | 0 | esc | 0.00097009 | 2.1052e-08 | 0.00097009 | 2.1052e-08 | 0.0027785 | 2.7086e-09 | 0.010025 | 2.0732e-09
[120 empty] | 7.3.3.17.5 (Remote Grid) Updates to grid topology to minimize risk of ignition in HFTDs Remote GridWLDFREquipment / facility failureAggregated | WLDFR | HFTD - Distribution - Tier 3 - 1QU CoRE ¦ 4QU LoRE | Red Flag Warning - Catastrophic Fires | Equipment / facility failure | Aggregated | 2045 | 2.1701e-05 | 111.286 | 0.0024151 | 2045 | Mitigation | 0.95 | 45 | 0 | esc | 0.00097009 | 2.1052e-08 | 0.00097009 | 2.1052e-08 | 0.0027785 | 2.7086e-09 | 0.010025 | 2.0732e-09
[120 empty] | 7.3.3.17.5 (Remote Grid) Updates to grid topology to minimize risk of ignition in HFTDs Remote GridWLDFREquipment / facility failureAggregated | WLDFR | HFTD - Distribution - Tier 3 - 1QU CoRE ¦ 4QU LoRE | Red Flag Warning - Catastrophic Fires | Equipment / facility failure | Aggregated | 2046 | 2.1701e-05 | 111.286 | 0.0024151 | 2046 | Mitigation | 0.95 | 45 | 0 | esc | 0.00097009 | 2.1052e-08 | 0.00097009 | 2.1052e-08 | 0.0027785 | 2.7086e-09 | 0.010025 | 2.0732e-09
[120 empty] | 7.3.3.17.5 (Remote Grid) Updates to grid topology to minimize risk of ignition in HFTDs Remote GridWLDFREquipment / facility failureAggregated | WLDFR | HFTD - Distribution - Tier 3 - 1QU CoRE ¦ 4QU LoRE | Red Flag Warning - Catastrophic Fires | Equipment / facility failure | Aggregated | 2047 | 2.1701e-05 | 111.286 | 0.0024151 | 2047 | Mitigation | 0.95 | 45 | 0 | esc | 0.00097009 | 2.1052e-08 | 0.00097009 | 2.1052e-08 | 0.0027785 | 2.7086e-09 | 0.010025 | 2.0732e-09
[120 empty] | 7.3.3.17.5 (Remote Grid) Updates to grid topology to minimize risk of ignition in HFTDs Remote GridWLDFREquipment / facility failureAggregated | WLDFR | HFTD - Distribution - Tier 3 - 1QU CoRE ¦ 4QU LoRE | Red Flag Warning - Catastrophic Fires | Equipment / facility failure | Aggregated | 2048 | 2.1701e-05 | 111.286 | 0.0024151 | 2048 | Mitigation | 0.95 | 45 | 0 | esc | 0.00097009 | 2.1052e-08 | 0.00097009 | 2.1052e-08 | 0.0027785 | 2.7086e-09 | 0.010025 | 2.0732e-09
[120 empty] | 7.3.3.17.5 (Remote Grid) Updates to grid topology to minimize risk of ignition in HFTDs Remote GridWLDFREquipment / facility failureAggregated | WLDFR | HFTD - Distribution - Tier 3 - 1QU CoRE ¦ 4QU LoRE | Red Flag Warning - Catastrophic Fires | Equipment / facility failure | Aggregated | 2049 | 2.1701e-05 | 111.286 | 0.0024151 | 2049 | Mitigation | 0.95 | 45 | 0 | esc | 0.00097009 | 2.1052e-08 | 0.00097009 | 2.1052e-08 | 0.0027785 | 2.7086e-09 | 0.010025 | 2.0732e-09
[120 empty] | 7.3.3.17.5 (Remote Grid) Updates to grid topology to minimize risk of ignition in HFTDs Remote GridWLDFREquipment / facility failureAggregated | WLDFR | HFTD - Distribution - Tier 3 - 1QU CoRE ¦ 4QU LoRE | Red Flag Warning - Catastrophic Fires | Equipment / facility failure | Aggregated | 2050 | 2.1701e-05 | 111.286 | 0.0024151 | 2050 | Mitigation | 0.95 | 45 | 0 | esc | 0.00097009 | 2.1052e-08 | 0.00097009 | 2.1052e-08 | 0.0027785 | 2.7086e-09 | 0.010025 | 2.0732e-09
[120 empty] | 7.3.3.17.5 (Remote Grid) Updates to grid topology to minimize risk of ignition in HFTDs Remote GridWLDFREquipment / facility failureAggregated | WLDFR | HFTD - Distribution - Tier 3 - 1QU CoRE ¦ 4QU LoRE | Red Flag Warning - Catastrophic Fires | Equipment / facility failure | Aggregated | 2051 | 2.1701e-05 | 111.286 | 0.0024151 | 2051 | Mitigation | 0.95 | 45 | 0 | esc | 0.00097009 | 2.1052e-08 | 0.00097009 | 2.1052e-08 | 0.0027785 | 2.7086e-09 | 0.010025 | 2.0732e-09
[120 empty] | 7.3.3.17.5 (Remote Grid) Updates to grid topology to minimize risk of ignition in HFTDs Remote GridWLDFREquipment / facility failureAggregated | WLDFR | HFTD - Distribution - Tier 3 - 1QU CoRE ¦ 4QU LoRE | Red Flag Warning - Catastrophic Fires | Equipment / facility failure | Aggregated | 2052 | 2.1701e-05 | 111.286 | 0.0024151 | 2052 | Mitigation | 0.95 | 45 | 0 | esc | 0.00097009 | 2.1052e-08 | 0.00097009 | 2.1052e-08 | 0.0027785 | 2.7086e-09 | 0.010025 | 2.0732e-09
[120 empty] | 7.3.3.17.5 (Remote Grid) Updates to grid topology to minimize risk of ignition in HFTDs Remote GridWLDFREquipment / facility failureAggregated | WLDFR | HFTD - Distribution - Tier 3 - 1QU CoRE ¦ 4QU LoRE | Red Flag Warning - Catastrophic Fires | Equipment / facility failure | Aggregated | 2053 | 2.1701e-05 | 111.286 | 0.0024151 | 2053 | Mitigation | 0.95 | 45 | 0 | esc | 0.00097009 | 2.1052e-08 | 0.00097009 | 2.1052e-08 | 0.0027785 | 2.7086e-09 | 0.010025 | 2.0732e-09
[120 empty] | 7.3.3.17.5 (Remote Grid) Updates to grid topology to minimize risk of ignition in HFTDs Remote GridWLDFREquipment / facility failureAggregated | WLDFR | HFTD - Distribution - Tier 3 - 1QU CoRE ¦ 4QU LoRE | Red Flag Warning - Catastrophic Fires | Equipment / facility failure | Aggregated | 2054 | 2.1701e-05 | 111.286 | 0.0024151 | 2054 | Mitigation | 0.95 | 45 | 0 | esc | 0.00097009 | 2.1052e-08 | 0.00097009 | 2.1052e-08 | 0.0027785 | 2.7086e-09 | 0.010025 | 2.0732e-09
[120 empty] | 7.3.3.17.5 (Remote Grid) Updates to grid topology to minimize risk of ignition in HFTDs Remote GridWLDFREquipment / facility failureAggregated | WLDFR | HFTD - Distribution - Tier 3 - 1QU CoRE ¦ 4QU LoRE | Red Flag Warning - Catastrophic Fires | Equipment / facility failure | Aggregated | 2055 | 2.1701e-05 | 111.286 | 0.0024151 | 2055 | Mitigation | 0.95 | 45 | 0 | esc | 0.00097009 | 2.1052e-08 | 0.00097009 | 2.1052e-08 | 0.0027785 | 2.7086e-09 | 0.010025 | 2.0732e-09
[120 empty] | 7.3.3.17.5 (Remote Grid) Updates to grid topology to minimize risk of ignition in HFTDs Remote GridWLDFREquipment / facility failureAggregated | WLDFR | HFTD - Distribution - Tier 3 - 1QU CoRE ¦ 4QU LoRE | Red Flag Warning - Catastrophic Fires | Equipment / facility failure | Aggregated | 2056 | 2.1701e-05 | 111.286 | 0.0024151 | 2056 | Mitigation | 0.95 | 45 | 0 | esc | 0.00097009 | 2.1052e-08 | 0.00097009 | 2.1052e-08 | 0.0027785 | 2.7086e-09 | 0.010025 | 2.0732e-09
[120 empty] | 7.3.3.17.5 (Remote Grid) Updates to grid topology to minimize risk of ignition in HFTDs Remote GridWLDFREquipment / facility failureAggregated | WLDFR | HFTD - Distribution - Tier 3 - 1QU CoRE ¦ 4QU LoRE | Red Flag Warning - Catastrophic Fires | Equipment / facility failure | Aggregated | 2057 | 2.1701e-05 | 111.286 | 0.0024151 | 2057 | Mitigation | 0.95 | 45 | 0 | esc | 0.00097009 | 2.1052e-08 | 0.00097009 | 2.1052e-08 | 0.0027785 | 2.7086e-09 | 0.010025 | 2.0732e-09
[120 empty] | 7.3.3.17.5 (Remote Grid) Updates to grid topology to minimize risk of ignition in HFTDs Remote GridWLDFREquipment / facility failureAggregated | WLDFR | HFTD - Distribution - Tier 3 - 1QU CoRE ¦ 4QU LoRE | Red Flag Warning - Catastrophic Fires | Equipment / facility failure | Aggregated | 2058 | 2.1701e-05 | 111.286 | 0.0024151 | 2058 | Mitigation | 0.95 | 45 | 0 | esc | 0.00097009 | 2.1052e-08 | 0.00097009 | 2.1052e-08 | 0.0027785 | 2.7086e-09 | 0.010025 | 2.0732e-09
[120 empty] | 7.3.3.17.5 (Remote Grid) Updates to grid topology to minimize risk of ignition in HFTDs Remote GridWLDFREquipment / facility failureAggregated | WLDFR | HFTD - Distribution - Tier 3 - 1QU CoRE ¦ 4QU LoRE | Red Flag Warning - Catastrophic Fires | Equipment / facility failure | Aggregated | 2059 | 2.1701e-05 | 111.286 | 0.0024151 | 2059 | Mitigation | 0.95 | 45 | 0 | esc | 0.00097009 | 2.1052e-08 | 0.00097009 | 2.1052e-08 | 0.0027785 | 2.7086e-09 | 0.010025 | 2.0732e-09
[120 empty] | 7.3.3.17.5 (Remote Grid) Updates to grid topology to minimize risk of ignition in HFTDs Remote GridWLDFREquipment / facility failureAggregated | WLDFR | HFTD - Distribution - Tier 3 - 1QU CoRE ¦ 4QU LoRE | Red Flag Warning - Catastrophic Fires | Equipment / facility failure | Aggregated | 2060 | 2.1701e-05 | 111.286 | 0.0024151 | 2060 | Mitigation | 0.95 | 45 | 0 | esc | 0.00097009 | 2.1052e-08 | 0.00097009 | 2.1052e-08 | 0.0027785 | 2.7086e-09 | 0.010025 | 2.0732e-09
[120 empty] | 7.3.3.17.5 (Remote Grid) Updates to grid topology to minimize risk of ignition in HFTDs Remote GridWLDFREquipment / facility failureAggregated | WLDFR | HFTD - Distribution - Tier 3 - 1QU CoRE ¦ 4QU LoRE | Red Flag Warning - Catastrophic Fires | Equipment / facility failure | Aggregated | 2061 | 2.1701e-05 | 111.286 | 0.0024151 | 2061 | Mitigation | 0.95 | 45 | 0 | esc | 0.00097009 | 2.1052e-08 | 0.00097009 | 2.1052e-08 | 0.0027785 | 2.7086e-09 | 0.010025 | 2.0732e-09
[120 empty] | 7.3.3.17.5 (Remote Grid) Updates to grid topology to minimize risk of ignition in HFTDs Remote GridWLDFREquipment / facility failureAggregated | WLDFR | HFTD - Distribution - Tier 3 - 1QU CoRE ¦ 4QU LoRE | Red Flag Warning - Catastrophic Fires | Equipment / facility failure | Aggregated | 2062 | 2.1701e-05 | 111.286 | 0.0024151 | 2062 | Mitigation | 0.95 | 45 | 0 | esc | 0.00097009 | 2.1052e-08 | 0.00097009 | 2.1052e-08 | 0.0027785 | 2.7086e-09 | 0.010025 | 2.0732e-09
[120 empty] | 7.3.3.17.5 (Remote Grid) Updates to grid topology to minimize risk of ignition in HFTDs Remote GridWLDFREquipment / facility failureAggregated | WLDFR | HFTD - Distribution - Tier 3 - 1QU CoRE ¦ 4QU LoRE | Red Flag Warning - Catastrophic Fires | Equipment / facility failure | Aggregated | 2063 | 2.1701e-05 | 111.286 | 0.0024151 | 2063 | Mitigation | 0.95 | 45 | 0 | esc | 0.00097009 | 2.1052e-08 | 0.00097009 | 2.1052e-08 | 0.0027785 | 2.7086e-09 | 0.010025 | 2.0732e-09
[120 empty] | 7.3.3.17.5 (Remote Grid) Updates to grid topology to minimize risk of ignition in HFTDs Remote GridWLDFREquipment / facility failureAggregated | WLDFR | HFTD - Distribution - Tier 3 - 1QU CoRE ¦ 4QU LoRE | Red Flag Warning - Catastrophic Fires | Equipment / facility failure | Aggregated | 2064 | 2.1701e-05 | 111.286 | 0.0024151 | 2064 | Mitigation | 0.95 | 45 | 0 | esc | 0.00097009 | 2.1052e-08 | 0.00097009 | 2.1052e-08 | 0.0027785 | 2.7086e-09 | 0.010025 | 2.0732e-09
[120 empty] | 7.3.3.17.5 (Remote Grid) Updates to grid topology to minimize risk of ignition in HFTDs Remote GridWLDFREquipment / facility failureAggregated | WLDFR | HFTD - Distribution - Tier 3 - 1QU CoRE ¦ 4QU LoRE | Red Flag Warning - Catastrophic Fires | Equipment / facility failure | Aggregated | 2065 | 2.1701e-05 | 111.286 | 0.0024151 | 2065 | Mitigation | 0.95 | 45 | 0 | esc | 0.00097009 | 2.1052e-08 | 0.00097009 | 2.1052e-08 | 0.0027785 | 2.7086e-09 | 0.010025 | 2.0732e-09
[120 empty] | 7.3.3.17.5 (Remote Grid) Updates to grid topology to minimize risk of ignition in HFTDs Remote GridWLDFREquipment / facility failureAggregated | WLDFR | HFTD - Distribution - Tier 3 - 1QU CoRE ¦ 4QU LoRE | Red Flag Warning - Catastrophic Fires | Equipment / facility failure | Aggregated | 2066 | 2.1701e-05 | 111.286 | 0.0024151 | 2066 | Mitigation | 0.95 | 45 | 0 | esc | 0.00097009 | 2.1052e-08 | 0.00097009 | 2.1052e-08 | 0.0027785 | 2.7086e-09 | 0.010025 | 2.0732e-09
[120 empty] | 7.3.3.17.5 (Remote Grid) Updates to grid topology to minimize risk of ignition in HFTDs Remote GridWLDFREquipment / facility failureAggregated | WLDFR | HFTD - Distribution - Tier 3 - 1QU CoRE ¦ 4QU LoRE | Red Flag Warning - Catastrophic Fires | Equipment / facility failure | Aggregated | 2067 | 2.1701e-05 | 111.286 | 0.0024151 | 2067 | Mitigation | 0.95 | 45 | 0 | esc | 0 | 0 | 0.00097009 | 2.1052e-08 | 0.0027785 | 2.7086e-09 | 0.010025 | 2.0732e-09
[120 empty] | 7.3.3.17.5 (Remote Grid) Updates to grid topology to minimize risk of ignition in HFTDs Remote GridWLDFRVegetation ContactAggregated | WLDFR | HFTD - Distribution - Tier 3 - 1QU CoRE ¦ 4QU LoRE | Red Flag Warning - Catastrophic Fires | Vegetation Contact | Aggregated | 2022 | 7.5745e-05 | 111.286 | 0.0084294 | 2022 | Mitigation | 0.95 | 45 | 0 | esc | 0.00097009 | 7.3479e-08 | 0 | 0 | 0.0027785 | 2.7086e-09 | 0.010025 | 2.0732e-09
[120 empty] | 7.3.3.17.5 (Remote Grid) Updates to grid topology to minimize risk of ignition in HFTDs Remote GridWLDFRVegetation ContactAggregated | WLDFR | HFTD - Distribution - Tier 3 - 1QU CoRE ¦ 4QU LoRE | Red Flag Warning - Catastrophic Fires | Vegetation Contact | Aggregated | 2023 | 7.5745e-05 | 111.286 | 0.0084294 | 2023 | Mitigation | 0.95 | 45 | 0 | esc | 0.00097009 | 7.3479e-08 | 0.00097009 | 7.3479e-08 | 0.0027785 | 2.7086e-09 | 0.010025 | 2.0732e-09
[120 empty] | 7.3.3.17.5 (Remote Grid) Updates to grid topology to minimize risk of ignition in HFTDs Remote GridWLDFRVegetation ContactAggregated | WLDFR | HFTD - Distribution - Tier 3 - 1QU CoRE ¦ 4QU LoRE | Red Flag Warning - Catastrophic Fires | Vegetation Contact | Aggregated | 2024 | 7.5745e-05 | 111.286 | 0.0084294 | 2024 | Mitigation | 0.95 | 45 | 0 | esc | 0.00097009 | 7.3479e-08 | 0.00097009 | 7.3479e-08 | 0.0027785 | 2.7086e-09 | 0 | 0
[120 empty] | 7.3.3.17.5 (Remote Grid) Updates to grid topology to minimize risk of ignition in HFTDs Remote GridWLDFRVegetation ContactAggregated | WLDFR | HFTD - Distribution - Tier 3 - 1QU CoRE ¦ 4QU LoRE | Red Flag Warning - Catastrophic Fires | Vegetation Contact | Aggregated | 2025 | 7.5745e-05 | 111.286 | 0.0084294 | 2025 | Mitigation | 0.95 | 45 | 0 | esc | 0.00097009 | 7.3479e-08 | 0.00097009 | 7.3479e-08 | 0.0027785 | 2.7086e-09 | 0 | 0
[120 empty] | 7.3.3.17.5 (Remote Grid) Updates to grid topology to minimize risk of ignition in HFTDs Remote GridWLDFRVegetation ContactAggregated | WLDFR | HFTD - Distribution - Tier 3 - 1QU CoRE ¦ 4QU LoRE | Red Flag Warning - Catastrophic Fires | Vegetation Contact | Aggregated | 2026 | 7.5745e-05 | 111.286 | 0.0084294 | 2026 | Mitigation | 0.95 | 45 | 0 | esc | 0.00097009 | 7.3479e-08 | 0.00097009 | 7.3479e-08 | 0.0027785 | 2.7086e-09 | 0.0094681 | 6.6841e-09
[120 empty] | 7.3.3.17.5 (Remote Grid) Updates to grid topology to minimize risk of ignition in HFTDs Remote GridWLDFRVegetation ContactAggregated | WLDFR | HFTD - Distribution - Tier 3 - 1QU CoRE ¦ 4QU LoRE | Red Flag Warning - Catastrophic Fires | Vegetation Contact | Aggregated | 2027 | 7.5745e-05 | 111.286 | 0.0084294 | 2027 | Mitigation | 0.95 | 45 | 0 | esc | 0.00097009 | 7.3479e-08 | 0.00097009 | 7.3479e-08 | 0.0027785 | 2.7086e-09 | 0.0094681 | 6.6841e-09
[120 empty] | 7.3.3.17.5 (Remote Grid) Updates to grid topology to minimize risk of ignition in HFTDs Remote GridWLDFRVegetation ContactAggregated | WLDFR | HFTD - Distribution - Tier 3 - 1QU CoRE ¦ 4QU LoRE | Red Flag Warning - Catastrophic Fires | Vegetation Contact | Aggregated | 2028 | 7.5745e-05 | 111.286 | 0.0084294 | 2028 | Mitigation | 0.95 | 45 | 0 | esc | 0.00097009 | 7.3479e-08 | 0.00097009 | 7.3479e-08 | 0 | 0 | 0.0094681 | 6.6841e-09
[120 empty] | 7.3.3.17.5 (Remote Grid) Updates to grid topology to minimize risk of ignition in HFTDs Remote GridWLDFRVegetation ContactAggregated | WLDFR | HFTD - Distribution - Tier 3 - 1QU CoRE ¦ 4QU LoRE | Red Flag Warning - Catastrophic Fires | Vegetation Contact | Aggregated | 2029 | 7.5745e-05 | 111.286 | 0.0084294 | 2029 | Mitigation | 0.95 | 45 | 0 | esc | 0.00097009 | 7.3479e-08 | 0.00097009 | 7.3479e-08 | 0.0027785 | 2.7394e-08 | 0.0094681 | 6.6841e-09
[120 empty] | 7.3.3.17.5 (Remote Grid) Updates to grid topology to minimize risk of ignition in HFTDs Remote GridWLDFRVegetation ContactAggregated | WLDFR | HFTD - Distribution - Tier 3 - 1QU CoRE ¦ 4QU LoRE | Red Flag Warning - Catastrophic Fires | Vegetation Contact | Aggregated | 2030 | 7.5745e-05 | 111.286 | 0.0084294 | 2030 | Mitigation | 0.95 | 45 | 0 | esc | 0.00097009 | 7.3479e-08 | 0.00097009 | 7.3479e-08 | 0.0027785 | 2.7394e-08 | 0.0094681 | 6.6841e-09
[120 empty] | 7.3.3.17.5 (Remote Grid) Updates to grid topology to minimize risk of ignition in HFTDs Remote GridWLDFRVegetation ContactAggregated | WLDFR | HFTD - Distribution - Tier 3 - 1QU CoRE ¦ 4QU LoRE | Red Flag Warning - Catastrophic Fires | Vegetation Contact | Aggregated | 2031 | 7.5745e-05 | 111.286 | 0.0084294 | 2031 | Mitigation | 0.95 | 45 | 0 | esc | 0.00097009 | 7.3479e-08 | 0.00097009 | 7.3479e-08 | 0.0027785 | 2.7394e-08 | 0.0094681 | 6.6841e-09
[120 empty] | 7.3.3.17.5 (Remote Grid) Updates to grid topology to minimize risk of ignition in HFTDs Remote GridWLDFRVegetation ContactAggregated | WLDFR | HFTD - Distribution - Tier 3 - 1QU CoRE ¦ 4QU LoRE | Red Flag Warning - Catastrophic Fires | Vegetation Contact | Aggregated | 2032 | 7.5745e-05 | 111.286 | 0.0084294 | 2032 | Mitigation | 0.95 | 45 | 0 | esc | 0.00097009 | 7.3479e-08 | 0.00097009 | 7.3479e-08 | 0.0027785 | 2.7394e-08 | 0.0094681 | 6.6841e-09
[120 empty] | 7.3.3.17.5 (Remote Grid) Updates to grid topology to minimize risk of ignition in HFTDs Remote GridWLDFRVegetation ContactAggregated | WLDFR | HFTD - Distribution - Tier 3 - 1QU CoRE ¦ 4QU LoRE | Red Flag Warning - Catastrophic Fires | Vegetation Contact | Aggregated | 2033 | 7.5745e-05 | 111.286 | 0.0084294 | 2033 | Mitigation | 0.95 | 45 | 0 | esc | 0.00097009 | 7.3479e-08 | 0.00097009 | 7.3479e-08 | 0.0027785 | 2.7394e-08 | 0.0094681 | 6.6841e-09
[120 empty] | 7.3.3.17.5 (Remote Grid) Updates to grid topology to minimize risk of ignition in HFTDs Remote GridWLDFRVegetation ContactAggregated | WLDFR | HFTD - Distribution - Tier 3 - 1QU CoRE ¦ 4QU LoRE | Red Flag Warning - Catastrophic Fires | Vegetation Contact | Aggregated | 2034 | 7.5745e-05 | 111.286 | 0.0084294 | 2034 | Mitigation | 0.95 | 45 | 0 | esc | 0.00097009 | 7.3479e-08 | 0.00097009 | 7.3479e-08 | 0.0027785 | 2.7394e-08 | 0.0094681 | 6.6841e-09
[120 empty] | 7.3.3.17.5 (Remote Grid) Updates to grid topology to minimize risk of ignition in HFTDs Remote GridWLDFRVegetation ContactAggregated | WLDFR | HFTD - Distribution - Tier 3 - 1QU CoRE ¦ 4QU LoRE | Red Flag Warning - Catastrophic Fires | Vegetation Contact | Aggregated | 2035 | 7.5745e-05 | 111.286 | 0.0084294 | 2035 | Mitigation | 0.95 | 45 | 0 | esc | 0.00097009 | 7.3479e-08 | 0.00097009 | 7.3479e-08 | 0.0027785 | 2.7394e-08 | 0.0094681 | 6.6841e-09
[120 empty] | 7.3.3.17.5 (Remote Grid) Updates to grid topology to minimize risk of ignition in HFTDs Remote GridWLDFRVegetation ContactAggregated | WLDFR | HFTD - Distribution - Tier 3 - 1QU CoRE ¦ 4QU LoRE | Red Flag Warning - Catastrophic Fires | Vegetation Contact | Aggregated | 2036 | 7.5745e-05 | 111.286 | 0.0084294 | 2036 | Mitigation | 0.95 | 45 | 0 | esc | 0.00097009 | 7.3479e-08 | 0.00097009 | 7.3479e-08 | 0.0027785 | 2.7394e-08 | 0.0094681 | 6.6841e-09
[120 empty] | 7.3.3.17.5 (Remote Grid) Updates to grid topology to minimize risk of ignition in HFTDs Remote GridWLDFRVegetation ContactAggregated | WLDFR | HFTD - Distribution - Tier 3 - 1QU CoRE ¦ 4QU LoRE | Red Flag Warning - Catastrophic Fires | Vegetation Contact | Aggregated | 2037 | 7.5745e-05 | 111.286 | 0.0084294 | 2037 | Mitigation | 0.95 | 45 | 0 | esc | 0.00097009 | 7.3479e-08 | 0.00097009 | 7.3479e-08 | 0.0027785 | 2.7394e-08 | 0.0094681 | 6.6841e-09
[120 empty] | 7.3.3.17.5 (Remote Grid) Updates to grid topology to minimize risk of ignition in HFTDs Remote GridWLDFRVegetation ContactAggregated | WLDFR | HFTD - Distribution - Tier 3 - 1QU CoRE ¦ 4QU LoRE | Red Flag Warning - Catastrophic Fires | Vegetation Contact | Aggregated | 2038 | 7.5745e-05 | 111.286 | 0.0084294 | 2038 | Mitigation | 0.95 | 45 | 0 | esc | 0.00097009 | 7.3479e-08 | 0.00097009 | 7.3479e-08 | 0.0027785 | 2.7394e-08 | 0.0094681 | 6.6841e-09
[120 empty] | 7.3.3.17.5 (Remote Grid) Updates to grid topology to minimize risk of ignition in HFTDs Remote GridWLDFRVegetation ContactAggregated | WLDFR | HFTD - Distribution - Tier 3 - 1QU CoRE ¦ 4QU LoRE | Red Flag Warning - Catastrophic Fires | Vegetation Contact | Aggregated | 2039 | 7.5745e-05 | 111.286 | 0.0084294 | 2039 | Mitigation | 0.95 | 45 | 0 | esc | 0.00097009 | 7.3479e-08 | 0.00097009 | 7.3479e-08 | 0.0027785 | 2.7394e-08 | 0.0094681 | 6.6841e-09
[120 empty] | 7.3.3.17.5 (Remote Grid) Updates to grid topology to minimize risk of ignition in HFTDs Remote GridWLDFRVegetation ContactAggregated | WLDFR | HFTD - Distribution - Tier 3 - 1QU CoRE ¦ 4QU LoRE | Red Flag Warning - Catastrophic Fires | Vegetation Contact | Aggregated | 2040 | 7.5745e-05 | 111.286 | 0.0084294 | 2040 | Mitigation | 0.95 | 45 | 0 | esc | 0.00097009 | 7.3479e-08 | 0.00097009 | 7.3479e-08 | 0.0027785 | 2.7394e-08 | 0.0094681 | 6.6841e-09
[120 empty] | 7.3.3.17.5 (Remote Grid) Updates to grid topology to minimize risk of ignition in HFTDs Remote GridWLDFRVegetation ContactAggregated | WLDFR | HFTD - Distribution - Tier 3 - 1QU CoRE ¦ 4QU LoRE | Red Flag Warning - Catastrophic Fires | Vegetation Contact | Aggregated | 2041 | 7.5745e-05 | 111.286 | 0.0084294 | 2041 | Mitigation | 0.95 | 45 | 0 | esc | 0.00097009 | 7.3479e-08 | 0.00097009 | 7.3479e-08 | 0.0027785 | 2.7394e-08 | 0.0094681 | 6.6841e-09
[120 empty] | 7.3.3.17.5 (Remote Grid) Updates to grid topology to minimize risk of ignition in HFTDs Remote GridWLDFRVegetation ContactAggregated | WLDFR | HFTD - Distribution - Tier 3 - 1QU CoRE ¦ 4QU LoRE | Red Flag Warning - Catastrophic Fires | Vegetation Contact | Aggregated | 2042 | 7.5745e-05 | 111.286 | 0.0084294 | 2042 | Mitigation | 0.95 | 45 | 0 | esc | 0.00097009 | 7.3479e-08 | 0.00097009 | 7.3479e-08 | 0.0027785 | 2.7394e-08 | 0.0094681 | 6.6841e-09
[120 empty] | 7.3.3.17.5 (Remote Grid) Updates to grid topology to minimize risk of ignition in HFTDs Remote GridWLDFRVegetation ContactAggregated | WLDFR | HFTD - Distribution - Tier 3 - 1QU CoRE ¦ 4QU LoRE | Red Flag Warning - Catastrophic Fires | Vegetation Contact | Aggregated | 2043 | 7.5745e-05 | 111.286 | 0.0084294 | 2043 | Mitigation | 0.95 | 45 | 0 | esc | 0.00097009 | 7.3479e-08 | 0.00097009 | 7.3479e-08 | 0.0027785 | 2.7394e-08 | 0.0094681 | 6.6841e-09
[120 empty] | 7.3.3.17.5 (Remote Grid) Updates to grid topology to minimize risk of ignition in HFTDs Remote GridWLDFRVegetation ContactAggregated | WLDFR | HFTD - Distribution - Tier 3 - 1QU CoRE ¦ 4QU LoRE | Red Flag Warning - Catastrophic Fires | Vegetation Contact | Aggregated | 2044 | 7.5745e-05 | 111.286 | 0.0084294 | 2044 | Mitigation | 0.95 | 45 | 0 | esc | 0.00097009 | 7.3479e-08 | 0.00097009 | 7.3479e-08 | 0.0027785 | 2.7394e-08 | 0.0094681 | 6.6841e-09
[120 empty] | 7.3.3.17.5 (Remote Grid) Updates to grid topology to minimize risk of ignition in HFTDs Remote GridWLDFRVegetation ContactAggregated | WLDFR | HFTD - Distribution - Tier 3 - 1QU CoRE ¦ 4QU LoRE | Red Flag Warning - Catastrophic Fires | Vegetation Contact | Aggregated | 2045 | 7.5745e-05 | 111.286 | 0.0084294 | 2045 | Mitigation | 0.95 | 45 | 0 | esc | 0.00097009 | 7.3479e-08 | 0.00097009 | 7.3479e-08 | 0.0027785 | 2.7394e-08 | 0.0094681 | 6.6841e-09
[120 empty] | 7.3.3.17.5 (Remote Grid) Updates to grid topology to minimize risk of ignition in HFTDs Remote GridWLDFRVegetation ContactAggregated | WLDFR | HFTD - Distribution - Tier 3 - 1QU CoRE ¦ 4QU LoRE | Red Flag Warning - Catastrophic Fires | Vegetation Contact | Aggregated | 2046 | 7.5745e-05 | 111.286 | 0.0084294 | 2046 | Mitigation | 0.95 | 45 | 0 | esc | 0.00097009 | 7.3479e-08 | 0.00097009 | 7.3479e-08 | 0.0027785 | 2.7394e-08 | 0.0094681 | 6.6841e-09
[120 empty] | 7.3.3.17.5 (Remote Grid) Updates to grid topology to minimize risk of ignition in HFTDs Remote GridWLDFRVegetation ContactAggregated | WLDFR | HFTD - Distribution - Tier 3 - 1QU CoRE ¦ 4QU LoRE | Red Flag Warning - Catastrophic Fires | Vegetation Contact | Aggregated | 2047 | 7.5745e-05 | 111.286 | 0.0084294 | 2047 | Mitigation | 0.95 | 45 | 0 | esc | 0.00097009 | 7.3479e-08 | 0.00097009 | 7.3479e-08 | 0.0027785 | 2.7394e-08 | 0.0094681 | 6.6841e-09
[120 empty] | 7.3.3.17.5 (Remote Grid) Updates to grid topology to minimize risk of ignition in HFTDs Remote GridWLDFRVegetation ContactAggregated | WLDFR | HFTD - Distribution - Tier 3 - 1QU CoRE ¦ 4QU LoRE | Red Flag Warning - Catastrophic Fires | Vegetation Contact | Aggregated | 2048 | 7.5745e-05 | 111.286 | 0.0084294 | 2048 | Mitigation | 0.95 | 45 | 0 | esc | 0.00097009 | 7.3479e-08 | 0.00097009 | 7.3479e-08 | 0.0027785 | 2.7394e-08 | 0.0094681 | 6.6841e-09
[120 empty] | 7.3.3.17.5 (Remote Grid) Updates to grid topology to minimize risk of ignition in HFTDs Remote GridWLDFRVegetation ContactAggregated | WLDFR | HFTD - Distribution - Tier 3 - 1QU CoRE ¦ 4QU LoRE | Red Flag Warning - Catastrophic Fires | Vegetation Contact | Aggregated | 2049 | 7.5745e-05 | 111.286 | 0.0084294 | 2049 | Mitigation | 0.95 | 45 | 0 | esc | 0.00097009 | 7.3479e-08 | 0.00097009 | 7.3479e-08 | 0.0027785 | 2.7394e-08 | 0.0094681 | 6.6841e-09
[120 empty] | 7.3.3.17.5 (Remote Grid) Updates to grid topology to minimize risk of ignition in HFTDs Remote GridWLDFRVegetation ContactAggregated | WLDFR | HFTD - Distribution - Tier 3 - 1QU CoRE ¦ 4QU LoRE | Red Flag Warning - Catastrophic Fires | Vegetation Contact | Aggregated | 2050 | 7.5745e-05 | 111.286 | 0.0084294 | 2050 | Mitigation | 0.95 | 45 | 0 | esc | 0.00097009 | 7.3479e-08 | 0.00097009 | 7.3479e-08 | 0.0027785 | 2.7394e-08 | 0.0094681 | 6.6841e-09
[120 empty] | 7.3.3.17.5 (Remote Grid) Updates to grid topology to minimize risk of ignition in HFTDs Remote GridWLDFRVegetation ContactAggregated | WLDFR | HFTD - Distribution - Tier 3 - 1QU CoRE ¦ 4QU LoRE | Red Flag Warning - Catastrophic Fires | Vegetation Contact | Aggregated | 2051 | 7.5745e-05 | 111.286 | 0.0084294 | 2051 | Mitigation | 0.95 | 45 | 0 | esc | 0.00097009 | 7.3479e-08 | 0.00097009 | 7.3479e-08 | 0.0027785 | 2.7394e-08 | 0.0094681 | 6.6841e-09
[120 empty] | 7.3.3.17.5 (Remote Grid) Updates to grid topology to minimize risk of ignition in HFTDs Remote GridWLDFRVegetation ContactAggregated | WLDFR | HFTD - Distribution - Tier 3 - 1QU CoRE ¦ 4QU LoRE | Red Flag Warning - Catastrophic Fires | Vegetation Contact | Aggregated | 2052 | 7.5745e-05 | 111.286 | 0.0084294 | 2052 | Mitigation | 0.95 | 45 | 0 | esc | 0.00097009 | 7.3479e-08 | 0.00097009 | 7.3479e-08 | 0.0027785 | 2.7394e-08 | 0.0094681 | 6.6841e-09
[120 empty] | 7.3.3.17.5 (Remote Grid) Updates to grid topology to minimize risk of ignition in HFTDs Remote GridWLDFRVegetation ContactAggregated | WLDFR | HFTD - Distribution - Tier 3 - 1QU CoRE ¦ 4QU LoRE | Red Flag Warning - Catastrophic Fires | Vegetation Contact | Aggregated | 2053 | 7.5745e-05 | 111.286 | 0.0084294 | 2053 | Mitigation | 0.95 | 45 | 0 | esc | 0.00097009 | 7.3479e-08 | 0.00097009 | 7.3479e-08 | 0.0027785 | 2.7394e-08 | 0.0094681 | 6.6841e-09
[120 empty] | 7.3.3.17.5 (Remote Grid) Updates to grid topology to minimize risk of ignition in HFTDs Remote GridWLDFRVegetation ContactAggregated | WLDFR | HFTD - Distribution - Tier 3 - 1QU CoRE ¦ 4QU LoRE | Red Flag Warning - Catastrophic Fires | Vegetation Contact | Aggregated | 2054 | 7.5745e-05 | 111.286 | 0.0084294 | 2054 | Mitigation | 0.95 | 45 | 0 | esc | 0.00097009 | 7.3479e-08 | 0.00097009 | 7.3479e-08 | 0.0027785 | 2.7394e-08 | 0.0094681 | 6.6841e-09
[120 empty] | 7.3.3.17.5 (Remote Grid) Updates to grid topology to minimize risk of ignition in HFTDs Remote GridWLDFRVegetation ContactAggregated | WLDFR | HFTD - Distribution - Tier 3 - 1QU CoRE ¦ 4QU LoRE | Red Flag Warning - Catastrophic Fires | Vegetation Contact | Aggregated | 2055 | 7.5745e-05 | 111.286 | 0.0084294 | 2055 | Mitigation | 0.95 | 45 | 0 | esc | 0.00097009 | 7.3479e-08 | 0.00097009 | 7.3479e-08 | 0.0027785 | 2.7394e-08 | 0.0094681 | 6.6841e-09
[120 empty] | 7.3.3.17.5 (Remote Grid) Updates to grid topology to minimize risk of ignition in HFTDs Remote GridWLDFRVegetation ContactAggregated | WLDFR | HFTD - Distribution - Tier 3 - 1QU CoRE ¦ 4QU LoRE | Red Flag Warning - Catastrophic Fires | Vegetation Contact | Aggregated | 2056 | 7.5745e-05 | 111.286 | 0.0084294 | 2056 | Mitigation | 0.95 | 45 | 0 | esc | 0.00097009 | 7.3479e-08 | 0.00097009 | 7.3479e-08 | 0.0027785 | 2.7394e-08 | 0 | 0
[120 empty] | 7.3.3.17.5 (Remote Grid) Updates to grid topology to minimize risk of ignition in HFTDs Remote GridWLDFRVegetation ContactAggregated | WLDFR | HFTD - Distribution - Tier 3 - 1QU CoRE ¦ 4QU LoRE | Red Flag Warning - Catastrophic Fires | Vegetation Contact | Aggregated | 2057 | 7.5745e-05 | 111.286 | 0.0084294 | 2057 | Mitigation | 0.95 | 45 | 0 | esc | 0.00097009 | 7.3479e-08 | 0.00097009 | 7.3479e-08 | 0.0027785 | 2.7394e-08 | 0 | 0
[120 empty] | 7.3.3.17.5 (Remote Grid) Updates to grid topology to minimize risk of ignition in HFTDs Remote GridWLDFRVegetation ContactAggregated | WLDFR | HFTD - Distribution - Tier 3 - 1QU CoRE ¦ 4QU LoRE | Red Flag Warning - Catastrophic Fires | Vegetation Contact | Aggregated | 2058 | 7.5745e-05 | 111.286 | 0.0084294 | 2058 | Mitigation | 0.95 | 45 | 0 | esc | 0.00097009 | 7.3479e-08 | 0.00097009 | 7.3479e-08 | 0.0027785 | 2.7394e-08 | 0.010598 | 4.117e-10
[120 empty] | 7.3.3.17.5 (Remote Grid) Updates to grid topology to minimize risk of ignition in HFTDs Remote GridWLDFRVegetation ContactAggregated | WLDFR | HFTD - Distribution - Tier 3 - 1QU CoRE ¦ 4QU LoRE | Red Flag Warning - Catastrophic Fires | Vegetation Contact | Aggregated | 2059 | 7.5745e-05 | 111.286 | 0.0084294 | 2059 | Mitigation | 0.95 | 45 | 0 | esc | 0.00097009 | 7.3479e-08 | 0.00097009 | 7.3479e-08 | 0.0027785 | 2.7394e-08 | 0.010598 | 4.117e-10
[120 empty] | 7.3.3.17.5 (Remote Grid) Updates to grid topology to minimize risk of ignition in HFTDs Remote GridWLDFRVegetation ContactAggregated | WLDFR | HFTD - Distribution - Tier 3 - 1QU CoRE ¦ 4QU LoRE | Red Flag Warning - Catastrophic Fires | Vegetation Contact | Aggregated | 2060 | 7.5745e-05 | 111.286 | 0.0084294 | 2060 | Mitigation | 0.95 | 45 | 0 | esc | 0.00097009 | 7.3479e-08 | 0.00097009 | 7.3479e-08 | 0.0027785 | 2.7394e-08 | 0.010598 | 4.117e-10
[120 empty] | 7.3.3.17.5 (Remote Grid) Updates to grid topology to minimize risk of ignition in HFTDs Remote GridWLDFRVegetation ContactAggregated | WLDFR | HFTD - Distribution - Tier 3 - 1QU CoRE ¦ 4QU LoRE | Red Flag Warning - Catastrophic Fires | Vegetation Contact | Aggregated | 2061 | 7.5745e-05 | 111.286 | 0.0084294 | 2061 | Mitigation | 0.95 | 45 | 0 | esc | 0.00097009 | 7.3479e-08 | 0.00097009 | 7.3479e-08 | 0.0027785 | 2.7394e-08 | 0.010598 | 4.117e-10
[120 empty] | 7.3.3.17.5 (Remote Grid) Updates to grid topology to minimize risk of ignition in HFTDs Remote GridWLDFRVegetation ContactAggregated | WLDFR | HFTD - Distribution - Tier 3 - 1QU CoRE ¦ 4QU LoRE | Red Flag Warning - Catastrophic Fires | Vegetation Contact | Aggregated | 2062 | 7.5745e-05 | 111.286 | 0.0084294 | 2062 | Mitigation | 0.95 | 45 | 0 | esc | 0.00097009 | 7.3479e-08 | 0.00097009 | 7.3479e-08 | 0.0027785 | 2.7394e-08 | 0.010598 | 4.117e-10
[120 empty] | 7.3.3.17.5 (Remote Grid) Updates to grid topology to minimize risk of ignition in HFTDs Remote GridWLDFRVegetation ContactAggregated | WLDFR | HFTD - Distribution - Tier 3 - 1QU CoRE ¦ 4QU LoRE | Red Flag Warning - Catastrophic Fires | Vegetation Contact | Aggregated | 2063 | 7.5745e-05 | 111.286 | 0.0084294 | 2063 | Mitigation | 0.95 | 45 | 0 | esc | 0.00097009 | 7.3479e-08 | 0.00097009 | 7.3479e-08 | 0.0027785 | 2.7394e-08 | 0.010598 | 4.117e-10
[120 empty] | 7.3.3.17.5 (Remote Grid) Updates to grid topology to minimize risk of ignition in HFTDs Remote GridWLDFRVegetation ContactAggregated | WLDFR | HFTD - Distribution - Tier 3 - 1QU CoRE ¦ 4QU LoRE | Red Flag Warning - Catastrophic Fires | Vegetation Contact | Aggregated | 2064 | 7.5745e-05 | 111.286 | 0.0084294 | 2064 | Mitigation | 0.95 | 45 | 0 | esc | 0.00097009 | 7.3479e-08 | 0.00097009 | 7.3479e-08 | 0.0027785 | 2.7394e-08 | 0.010598 | 4.117e-10
[120 empty] | 7.3.3.17.5 (Remote Grid) Updates to grid topology to minimize risk of ignition in HFTDs Remote GridWLDFRVegetation ContactAggregated | WLDFR | HFTD - Distribution - Tier 3 - 1QU CoRE ¦ 4QU LoRE | Red Flag Warning - Catastrophic Fires | Vegetation Contact | Aggregated | 2065 | 7.5745e-05 | 111.286 | 0.0084294 | 2065 | Mitigation | 0.95 | 45 | 0 | esc | 0.00097009 | 7.3479e-08 | 0.00097009 | 7.3479e-08 | 0.0027785 | 2.7394e-08 | 0.010598 | 4.117e-10
[120 empty] | 7.3.3.17.5 (Remote Grid) Updates to grid topology to minimize risk of ignition in HFTDs Remote GridWLDFRVegetation ContactAggregated | WLDFR | HFTD - Distribution - Tier 3 - 1QU CoRE ¦ 4QU LoRE | Red Flag Warning - Catastrophic Fires | Vegetation Contact | Aggregated | 2066 | 7.5745e-05 | 111.286 | 0.0084294 | 2066 | Mitigation | 0.95 | 45 | 0 | esc | 0.00097009 | 7.3479e-08 | 0.00097009 | 7.3479e-08 | 0.0027785 | 2.7394e-08 | 0.010598 | 4.117e-10
[120 empty] | 7.3.3.17.5 (Remote Grid) Updates to grid topology to minimize risk of ignition in HFTDs Remote GridWLDFRVegetation ContactAggregated | WLDFR | HFTD - Distribution - Tier 3 - 1QU CoRE ¦ 4QU LoRE | Red Flag Warning - Catastrophic Fires | Vegetation Contact | Aggregated | 2067 | 7.5745e-05 | 111.286 | 0.0084294 | 2067 | Mitigation | 0.95 | 45 | 0 | esc | 0 | 0 | 0.00097009 | 7.3479e-08 | 0.0027785 | 2.7394e-08 | 0.010598 | 4.117e-10
[120 empty] | 7.3.3.17.5 (Remote Grid) Updates to grid topology to minimize risk of ignition in HFTDs Remote GridWLDFREquipment / facility failureAggregated | WLDFR | HFTD - Distribution - Tier 3 - 1QU CoRE ¦ 4QU LoRE | Red Flag Warning - Destructive Fires | Equipment / facility failure | Aggregated | 2022 | 3.646e-06 | 111.286 | 0.00040575 | 2022 | Mitigation | 0.95 | 45 | 0 | esc | 0.00097009 | 3.5369e-09 | 0 | 0 | 0.0027785 | 2.7394e-08 | 0.010598 | 4.117e-10
[120 empty] | 7.3.3.17.5 (Remote Grid) Updates to grid topology to minimize risk of ignition in HFTDs Remote GridWLDFREquipment / facility failureAggregated | WLDFR | HFTD - Distribution - Tier 3 - 1QU CoRE ¦ 4QU LoRE | Red Flag Warning - Destructive Fires | Equipment / facility failure | Aggregated | 2023 | 3.646e-06 | 111.286 | 0.00040575 | 2023 | Mitigation | 0.95 | 45 | 0 | esc | 0.00097009 | 3.5369e-09 | 0.00097009 | 3.5369e-09 | 0.0027785 | 2.7394e-08 | 0.010598 | 4.117e-10
[120 empty] | 7.3.3.17.5 (Remote Grid) Updates to grid topology to minimize risk of ignition in HFTDs Remote GridWLDFREquipment / facility failureAggregated | WLDFR | HFTD - Distribution - Tier 3 - 1QU CoRE ¦ 4QU LoRE | Red Flag Warning - Destructive Fires | Equipment / facility failure | Aggregated | 2024 | 3.646e-06 | 111.286 | 0.00040575 | 2024 | Mitigation | 0.95 | 45 | 0 | esc | 0.00097009 | 3.5369e-09 | 0.00097009 | 3.5369e-09 | 0.0027785 | 2.7394e-08 | 0.010598 | 4.117e-10
[120 empty] | 7.3.3.17.5 (Remote Grid) Updates to grid topology to minimize risk of ignition in HFTDs Remote GridWLDFREquipment / facility failureAggregated | WLDFR | HFTD - Distribution - Tier 3 - 1QU CoRE ¦ 4QU LoRE | Red Flag Warning - Destructive Fires | Equipment / facility failure | Aggregated | 2025 | 3.646e-06 | 111.286 | 0.00040575 | 2025 | Mitigation | 0.95 | 45 | 0 | esc | 0.00097009 | 3.5369e-09 | 0.00097009 | 3.5369e-09 | 0.0027785 | 2.7394e-08 | 0.010598 | 4.117e-10
[120 empty] | 7.3.3.17.5 (Remote Grid) Updates to grid topology to minimize risk of ignition in HFTDs Remote GridWLDFREquipment / facility failureAggregated | WLDFR | HFTD - Distribution - Tier 3 - 1QU CoRE ¦ 4QU LoRE | Red Flag Warning - Destructive Fires | Equipment / facility failure | Aggregated | 2026 | 3.646e-06 | 111.286 | 0.00040575 | 2026 | Mitigation | 0.95 | 45 | 0 | esc | 0.00097009 | 3.5369e-09 | 0.00097009 | 3.5369e-09 | 0.0027785 | 2.7394e-08 | 0.010598 | 4.117e-10
[120 empty] | 7.3.3.17.5 (Remote Grid) Updates to grid topology to minimize risk of ignition in HFTDs Remote GridWLDFREquipment / facility failureAggregated | WLDFR | HFTD - Distribution - Tier 3 - 1QU CoRE ¦ 4QU LoRE | Red Flag Warning - Destructive Fires | Equipment / facility failure | Aggregated | 2027 | 3.646e-06 | 111.286 | 0.00040575 | 2027 | Mitigation | 0.95 | 45 | 0 | esc | 0.00097009 | 3.5369e-09 | 0.00097009 | 3.5369e-09 | 0.0027785 | 2.7394e-08 | 0.010598 | 4.117e-10
[120 empty] | 7.3.3.17.5 (Remote Grid) Updates to grid topology to minimize risk of ignition in HFTDs Remote GridWLDFREquipment / facility failureAggregated | WLDFR | HFTD - Distribution - Tier 3 - 1QU CoRE ¦ 4QU LoRE | Red Flag Warning - Destructive Fires | Equipment / facility failure | Aggregated | 2028 | 3.646e-06 | 111.286 | 0.00040575 | 2028 | Mitigation | 0.95 | 45 | 0 | esc | 0.00097009 | 3.5369e-09 | 0.00097009 | 3.5369e-09 | 0.0027785 | 2.7394e-08 | 0.010598 | 4.117e-10
[120 empty] | 7.3.3.17.5 (Remote Grid) Updates to grid topology to minimize risk of ignition in HFTDs Remote GridWLDFREquipment / facility failureAggregated | WLDFR | HFTD - Distribution - Tier 3 - 1QU CoRE ¦ 4QU LoRE | Red Flag Warning - Destructive Fires | Equipment / facility failure | Aggregated | 2029 | 3.646e-06 | 111.286 | 0.00040575 | 2029 | Mitigation | 0.95 | 45 | 0 | esc | 0.00097009 | 3.5369e-09 | 0.00097009 | 3.5369e-09 | 0.0027785 | 2.7394e-08 | 0.010598 | 4.117e-10
[120 empty] | 7.3.3.17.5 (Remote Grid) Updates to grid topology to minimize risk of ignition in HFTDs Remote GridWLDFREquipment / facility failureAggregated | WLDFR | HFTD - Distribution - Tier 3 - 1QU CoRE ¦ 4QU LoRE | Red Flag Warning - Destructive Fires | Equipment / facility failure | Aggregated | 2030 | 3.646e-06 | 111.286 | 0.00040575 | 2030 | Mitigation | 0.95 | 45 | 0 | esc | 0.00097009 | 3.5369e-09 | 0.00097009 | 3.5369e-09 | 0.0027785 | 2.7394e-08 | 0.010598 | 4.117e-10
[120 empty] | 7.3.3.17.5 (Remote Grid) Updates to grid topology to minimize risk of ignition in HFTDs Remote GridWLDFREquipment / facility failureAggregated | WLDFR | HFTD - Distribution - Tier 3 - 1QU CoRE ¦ 4QU LoRE | Red Flag Warning - Destructive Fires | Equipment / facility failure | Aggregated | 2031 | 3.646e-06 | 111.286 | 0.00040575 | 2031 | Mitigation | 0.95 | 45 | 0 | esc | 0.00097009 | 3.5369e-09 | 0.00097009 | 3.5369e-09 | 0.0027785 | 2.7394e-08 | 0.010598 | 4.117e-10
[120 empty] | 7.3.3.17.5 (Remote Grid) Updates to grid topology to minimize risk of ignition in HFTDs Remote GridWLDFREquipment / facility failureAggregated | WLDFR | HFTD - Distribution - Tier 3 - 1QU CoRE ¦ 4QU LoRE | Red Flag Warning - Destructive Fires | Equipment / facility failure | Aggregated | 2032 | 3.646e-06 | 111.286 | 0.00040575 | 2032 | Mitigation | 0.95 | 45 | 0 | esc | 0.00097009 | 3.5369e-09 | 0.00097009 | 3.5369e-09 | 0 | 0 | 0.010598 | 4.117e-10
[120 empty] | 7.3.3.17.5 (Remote Grid) Updates to grid topology to minimize risk of ignition in HFTDs Remote GridWLDFREquipment / facility failureAggregated | WLDFR | HFTD - Distribution - Tier 3 - 1QU CoRE ¦ 4QU LoRE | Red Flag Warning - Destructive Fires | Equipment / facility failure | Aggregated | 2033 | 3.646e-06 | 111.286 | 0.00040575 | 2033 | Mitigation | 0.95 | 45 | 0 | esc | 0.00097009 | 3.5369e-09 | 0.00097009 | 3.5369e-09 | 0.0027785 | 3.9569e-08 | 0.010598 | 4.117e-10
[120 empty] | 7.3.3.17.5 (Remote Grid) Updates to grid topology to minimize risk of ignition in HFTDs Remote GridWLDFREquipment / facility failureAggregated | WLDFR | HFTD - Distribution - Tier 3 - 1QU CoRE ¦ 4QU LoRE | Red Flag Warning - Destructive Fires | Equipment / facility failure | Aggregated | 2034 | 3.646e-06 | 111.286 | 0.00040575 | 2034 | Mitigation | 0.95 | 45 | 0 | esc | 0.00097009 | 3.5369e-09 | 0.00097009 | 3.5369e-09 | 0.0027785 | 3.9569e-08 | 0.010598 | 4.117e-10
[120 empty] | 7.3.3.17.5 (Remote Grid) Updates to grid topology to minimize risk of ignition in HFTDs Remote GridWLDFREquipment / facility failureAggregated | WLDFR | HFTD - Distribution - Tier 3 - 1QU CoRE ¦ 4QU LoRE | Red Flag Warning - Destructive Fires | Equipment / facility failure | Aggregated | 2035 | 3.646e-06 | 111.286 | 0.00040575 | 2035 | Mitigation | 0.95 | 45 | 0 | esc | 0.00097009 | 3.5369e-09 | 0.00097009 | 3.5369e-09 | 0.0027785 | 3.9569e-08 | 0.010598 | 4.117e-10
[120 empty] | 7.3.3.17.5 (Remote Grid) Updates to grid topology to minimize risk of ignition in HFTDs Remote GridWLDFREquipment / facility failureAggregated | WLDFR | HFTD - Distribution - Tier 3 - 1QU CoRE ¦ 4QU LoRE | Red Flag Warning - Destructive Fires | Equipment / facility failure | Aggregated | 2036 | 3.646e-06 | 111.286 | 0.00040575 | 2036 | Mitigation | 0.95 | 45 | 0 | esc | 0.00097009 | 3.5369e-09 | 0.00097009 | 3.5369e-09 | 0.0027785 | 3.9569e-08 | 0.010598 | 4.117e-10
[120 empty] | 7.3.3.17.5 (Remote Grid) Updates to grid topology to minimize risk of ignition in HFTDs Remote GridWLDFREquipment / facility failureAggregated | WLDFR | HFTD - Distribution - Tier 3 - 1QU CoRE ¦ 4QU LoRE | Red Flag Warning - Destructive Fires | Equipment / facility failure | Aggregated | 2037 | 3.646e-06 | 111.286 | 0.00040575 | 2037 | Mitigation | 0.95 | 45 | 0 | esc | 0.00097009 | 3.5369e-09 | 0.00097009 | 3.5369e-09 | 0.0027785 | 3.9569e-08 | 0.010598 | 4.117e-10
[120 empty] | 7.3.3.17.5 (Remote Grid) Updates to grid topology to minimize risk of ignition in HFTDs Remote GridWLDFREquipment / facility failureAggregated | WLDFR | HFTD - Distribution - Tier 3 - 1QU CoRE ¦ 4QU LoRE | Red Flag Warning - Destructive Fires | Equipment / facility failure | Aggregated | 2038 | 3.646e-06 | 111.286 | 0.00040575 | 2038 | Mitigation | 0.95 | 45 | 0 | esc | 0.00097009 | 3.5369e-09 | 0.00097009 | 3.5369e-09 | 0.0027785 | 3.9569e-08 | 0.010598 | 4.117e-10
[120 empty] | 7.3.3.17.5 (Remote Grid) Updates to grid topology to minimize risk of ignition in HFTDs Remote GridWLDFREquipment / facility failureAggregated | WLDFR | HFTD - Distribution - Tier 3 - 1QU CoRE ¦ 4QU LoRE | Red Flag Warning - Destructive Fires | Equipment / facility failure | Aggregated | 2039 | 3.646e-06 | 111.286 | 0.00040575 | 2039 | Mitigation | 0.95 | 45 | 0 | esc | 0.00097009 | 3.5369e-09 | 0.00097009 | 3.5369e-09 | 0.0027785 | 3.9569e-08 | 0.010598 | 4.117e-10
[120 empty] | 7.3.3.17.5 (Remote Grid) Updates to grid topology to minimize risk of ignition in HFTDs Remote GridWLDFREquipment / facility failureAggregated | WLDFR | HFTD - Distribution - Tier 3 - 1QU CoRE ¦ 4QU LoRE | Red Flag Warning - Destructive Fires | Equipment / facility failure | Aggregated | 2040 | 3.646e-06 | 111.286 | 0.00040575 | 2040 | Mitigation | 0.95 | 45 | 0 | esc | 0.00097009 | 3.5369e-09 | 0.00097009 | 3.5369e-09 | 0.0027785 | 3.9569e-08 | 0.010598 | 4.117e-10
[120 empty] | 7.3.3.17.5 (Remote Grid) Updates to grid topology to minimize risk of ignition in HFTDs Remote GridWLDFREquipment / facility failureAggregated | WLDFR | HFTD - Distribution - Tier 3 - 1QU CoRE ¦ 4QU LoRE | Red Flag Warning - Destructive Fires | Equipment / facility failure | Aggregated | 2041 | 3.646e-06 | 111.286 | 0.00040575 | 2041 | Mitigation | 0.95 | 45 | 0 | esc | 0.00097009 | 3.5369e-09 | 0.00097009 | 3.5369e-09 | 0.0027785 | 3.9569e-08 | 0.010598 | 4.117e-10
[120 empty] | 7.3.3.17.5 (Remote Grid) Updates to grid topology to minimize risk of ignition in HFTDs Remote GridWLDFREquipment / facility failureAggregated | WLDFR | HFTD - Distribution - Tier 3 - 1QU CoRE ¦ 4QU LoRE | Red Flag Warning - Destructive Fires | Equipment / facility failure | Aggregated | 2042 | 3.646e-06 | 111.286 | 0.00040575 | 2042 | Mitigation | 0.95 | 45 | 0 | esc | 0.00097009 | 3.5369e-09 | 0.00097009 | 3.5369e-09 | 0.0027785 | 3.9569e-08 | 0 | 0
[120 empty] | 7.3.3.17.5 (Remote Grid) Updates to grid topology to minimize risk of ignition in HFTDs Remote GridWLDFREquipment / facility failureAggregated | WLDFR | HFTD - Distribution - Tier 3 - 1QU CoRE ¦ 4QU LoRE | Red Flag Warning - Destructive Fires | Equipment / facility failure | Aggregated | 2043 | 3.646e-06 | 111.286 | 0.00040575 | 2043 | Mitigation | 0.95 | 45 | 0 | esc | 0.00097009 | 3.5369e-09 | 0.00097009 | 3.5369e-09 | 0.0027785 | 3.9569e-08 | 0 | 0
[120 empty] | 7.3.3.17.5 (Remote Grid) Updates to grid topology to minimize risk of ignition in HFTDs Remote GridWLDFREquipment / facility failureAggregated | WLDFR | HFTD - Distribution - Tier 3 - 1QU CoRE ¦ 4QU LoRE | Red Flag Warning - Destructive Fires | Equipment / facility failure | Aggregated | 2044 | 3.646e-06 | 111.286 | 0.00040575 | 2044 | Mitigation | 0.95 | 45 | 0 | esc | 0.00097009 | 3.5369e-09 | 0.00097009 | 3.5369e-09 | 0.0027785 | 3.9569e-08 | 0.0087991 | 1.5211e-08
[120 empty] | 7.3.3.17.5 (Remote Grid) Updates to grid topology to minimize risk of ignition in HFTDs Remote GridWLDFREquipment / facility failureAggregated | WLDFR | HFTD - Distribution - Tier 3 - 1QU CoRE ¦ 4QU LoRE | Red Flag Warning - Destructive Fires | Equipment / facility failure | Aggregated | 2045 | 3.646e-06 | 111.286 | 0.00040575 | 2045 | Mitigation | 0.95 | 45 | 0 | esc | 0.00097009 | 3.5369e-09 | 0.00097009 | 3.5369e-09 | 0.0027785 | 3.9569e-08 | 0.0087991 | 1.5211e-08
[120 empty] | 7.3.3.17.5 (Remote Grid) Updates to grid topology to minimize risk of ignition in HFTDs Remote GridWLDFREquipment / facility failureAggregated | WLDFR | HFTD - Distribution - Tier 3 - 1QU CoRE ¦ 4QU LoRE | Red Flag Warning - Destructive Fires | Equipment / facility failure | Aggregated | 2046 | 3.646e-06 | 111.286 | 0.00040575 | 2046 | Mitigation | 0.95 | 45 | 0 | esc | 0.00097009 | 3.5369e-09 | 0.00097009 | 3.5369e-09 | 0.0027785 | 3.9569e-08 | 0.0087991 | 1.5211e-08
[120 empty] | 7.3.3.17.5 (Remote Grid) Updates to grid topology to minimize risk of ignition in HFTDs Remote GridWLDFREquipment / facility failureAggregated | WLDFR | HFTD - Distribution - Tier 3 - 1QU CoRE ¦ 4QU LoRE | Red Flag Warning - Destructive Fires | Equipment / facility failure | Aggregated | 2047 | 3.646e-06 | 111.286 | 0.00040575 | 2047 | Mitigation | 0.95 | 45 | 0 | esc | 0.00097009 | 3.5369e-09 | 0.00097009 | 3.5369e-09 | 0.0027785 | 3.9569e-08 | 0.0087991 | 1.5211e-08
[120 empty] | 7.3.3.17.5 (Remote Grid) Updates to grid topology to minimize risk of ignition in HFTDs Remote GridWLDFREquipment / facility failureAggregated | WLDFR | HFTD - Distribution - Tier 3 - 1QU CoRE ¦ 4QU LoRE | Red Flag Warning - Destructive Fires | Equipment / facility failure | Aggregated | 2048 | 3.646e-06 | 111.286 | 0.00040575 | 2048 | Mitigation | 0.95 | 45 | 0 | esc | 0.00097009 | 3.5369e-09 | 0.00097009 | 3.5369e-09 | 0.0027785 | 3.9569e-08 | 0.0087991 | 1.5211e-08
[120 empty] | 7.3.3.17.5 (Remote Grid) Updates to grid topology to minimize risk of ignition in HFTDs Remote GridWLDFREquipment / facility failureAggregated | WLDFR | HFTD - Distribution - Tier 3 - 1QU CoRE ¦ 4QU LoRE | Red Flag Warning - Destructive Fires | Equipment / facility failure | Aggregated | 2049 | 3.646e-06 | 111.286 | 0.00040575 | 2049 | Mitigation | 0.95 | 45 | 0 | esc | 0.00097009 | 3.5369e-09 | 0.00097009 | 3.5369e-09 | 0.0027785 | 3.9569e-08 | 0.0087991 | 1.5211e-08
[120 empty] | 7.3.3.17.5 (Remote Grid) Updates to grid topology to minimize risk of ignition in HFTDs Remote GridWLDFREquipment / facility failureAggregated | WLDFR | HFTD - Distribution - Tier 3 - 1QU CoRE ¦ 4QU LoRE | Red Flag Warning - Destructive Fires | Equipment / facility failure | Aggregated | 2050 | 3.646e-06 | 111.286 | 0.00040575 | 2050 | Mitigation | 0.95 | 45 | 0 | esc | 0.00097009 | 3.5369e-09 | 0.00097009 | 3.5369e-09 | 0.0027785 | 3.9569e-08 | 0.0087991 | 1.5211e-08
[120 empty] | 7.3.3.17.5 (Remote Grid) Updates to grid topology to minimize risk of ignition in HFTDs Remote GridWLDFREquipment / facility failureAggregated | WLDFR | HFTD - Distribution - Tier 3 - 1QU CoRE ¦ 4QU LoRE | Red Flag Warning - Destructive Fires | Equipment / facility failure | Aggregated | 2051 | 3.646e-06 | 111.286 | 0.00040575 | 2051 | Mitigation | 0.95 | 45 | 0 | esc | 0.00097009 | 3.5369e-09 | 0.00097009 | 3.5369e-09 | 0.0027785 | 3.9569e-08 | 0.0087991 | 1.5211e-08
[120 empty] | 7.3.3.17.5 (Remote Grid) Updates to grid topology to minimize risk of ignition in HFTDs Remote GridWLDFREquipment / facility failureAggregated | WLDFR | HFTD - Distribution - Tier 3 - 1QU CoRE ¦ 4QU LoRE | Red Flag Warning - Destructive Fires | Equipment / facility failure | Aggregated | 2052 | 3.646e-06 | 111.286 | 0.00040575 | 2052 | Mitigation | 0.95 | 45 | 0 | esc | 0.00097009 | 3.5369e-09 | 0.00097009 | 3.5369e-09 | 0.0027785 | 3.9569e-08 | 0.0087991 | 1.5211e-08
[120 empty] | 7.3.3.17.5 (Remote Grid) Updates to grid topology to minimize risk of ignition in HFTDs Remote GridWLDFREquipment / facility failureAggregated | WLDFR | HFTD - Distribution - Tier 3 - 1QU CoRE ¦ 4QU LoRE | Red Flag Warning - Destructive Fires | Equipment / facility failure | Aggregated | 2053 | 3.646e-06 | 111.286 | 0.00040575 | 2053 | Mitigation | 0.95 | 45 | 0 | esc | 0.00097009 | 3.5369e-09 | 0.00097009 | 3.5369e-09 | 0.0027785 | 3.9569e-08 | 0.0087991 | 1.5211e-08
[120 empty] | 7.3.3.17.5 (Remote Grid) Updates to grid topology to minimize risk of ignition in HFTDs Remote GridWLDFREquipment / facility failureAggregated | WLDFR | HFTD - Distribution - Tier 3 - 1QU CoRE ¦ 4QU LoRE | Red Flag Warning - Destructive Fires | Equipment / facility failure | Aggregated | 2054 | 3.646e-06 | 111.286 | 0.00040575 | 2054 | Mitigation | 0.95 | 45 | 0 | esc | 0.00097009 | 3.5369e-09 | 0.00097009 | 3.5369e-09 | 0.0027785 | 3.9569e-08 | 0.0087991 | 1.5211e-08
[120 empty] | 7.3.3.17.5 (Remote Grid) Updates to grid topology to minimize risk of ignition in HFTDs Remote GridWLDFREquipment / facility failureAggregated | WLDFR | HFTD - Distribution - Tier 3 - 1QU CoRE ¦ 4QU LoRE | Red Flag Warning - Destructive Fires | Equipment / facility failure | Aggregated | 2055 | 3.646e-06 | 111.286 | 0.00040575 | 2055 | Mitigation | 0.95 | 45 | 0 | esc | 0.00097009 | 3.5369e-09 | 0.00097009 | 3.5369e-09 | 0.0027785 | 3.9569e-08 | 0.0087991 | 1.5211e-08
[120 empty] | 7.3.3.17.5 (Remote Grid) Updates to grid topology to minimize risk of ignition in HFTDs Remote GridWLDFREquipment / facility failureAggregated | WLDFR | HFTD - Distribution - Tier 3 - 1QU CoRE ¦ 4QU LoRE | Red Flag Warning - Destructive Fires | Equipment / facility failure | Aggregated | 2056 | 3.646e-06 | 111.286 | 0.00040575 | 2056 | Mitigation | 0.95 | 45 | 0 | esc | 0.00097009 | 3.5369e-09 | 0.00097009 | 3.5369e-09 | 0.0027785 | 3.9569e-08 | 0.0087991 | 1.5211e-08
[120 empty] | 7.3.3.17.5 (Remote Grid) Updates to grid topology to minimize risk of ignition in HFTDs Remote GridWLDFREquipment / facility failureAggregated | WLDFR | HFTD - Distribution - Tier 3 - 1QU CoRE ¦ 4QU LoRE | Red Flag Warning - Destructive Fires | Equipment / facility failure | Aggregated | 2057 | 3.646e-06 | 111.286 | 0.00040575 | 2057 | Mitigation | 0.95 | 45 | 0 | esc | 0.00097009 | 3.5369e-09 | 0.00097009 | 3.5369e-09 | 0.0027785 | 3.9569e-08 | 0.0087991 | 1.5211e-08
[120 empty] | 7.3.3.17.5 (Remote Grid) Updates to grid topology to minimize risk of ignition in HFTDs Remote GridWLDFREquipment / facility failureAggregated | WLDFR | HFTD - Distribution - Tier 3 - 1QU CoRE ¦ 4QU LoRE | Red Flag Warning - Destructive Fires | Equipment / facility failure | Aggregated | 2058 | 3.646e-06 | 111.286 | 0.00040575 | 2058 | Mitigation | 0.95 | 45 | 0 | esc | 0.00097009 | 3.5369e-09 | 0.00097009 | 3.5369e-09 | 0.0027785 | 3.9569e-08 | 0.0087991 | 1.5211e-08
[120 empty] | 7.3.3.17.5 (Remote Grid) Updates to grid topology to minimize risk of ignition in HFTDs Remote GridWLDFREquipment / facility failureAggregated | WLDFR | HFTD - Distribution - Tier 3 - 1QU CoRE ¦ 4QU LoRE | Red Flag Warning - Destructive Fires | Equipment / facility failure | Aggregated | 2059 | 3.646e-06 | 111.286 | 0.00040575 | 2059 | Mitigation | 0.95 | 45 | 0 | esc | 0.00097009 | 3.5369e-09 | 0.00097009 | 3.5369e-09 | 0.0027785 | 3.9569e-08 | 0.0087991 | 1.5211e-08
[120 empty] | 7.3.3.17.5 (Remote Grid) Updates to grid topology to minimize risk of ignition in HFTDs Remote GridWLDFREquipment / facility failureAggregated | WLDFR | HFTD - Distribution - Tier 3 - 1QU CoRE ¦ 4QU LoRE | Red Flag Warning - Destructive Fires | Equipment / facility failure | Aggregated | 2060 | 3.646e-06 | 111.286 | 0.00040575 | 2060 | Mitigation | 0.95 | 45 | 0 | esc | 0.00097009 | 3.5369e-09 | 0.00097009 | 3.5369e-09 | 0.0027785 | 3.9569e-08 | 0.0087991 | 1.5211e-08
[120 empty] | 7.3.3.17.5 (Remote Grid) Updates to grid topology to minimize risk of ignition in HFTDs Remote GridWLDFREquipment / facility failureAggregated | WLDFR | HFTD - Distribution - Tier 3 - 1QU CoRE ¦ 4QU LoRE | Red Flag Warning - Destructive Fires | Equipment / facility failure | Aggregated | 2061 | 3.646e-06 | 111.286 | 0.00040575 | 2061 | Mitigation | 0.95 | 45 | 0 | esc | 0.00097009 | 3.5369e-09 | 0.00097009 | 3.5369e-09 | 0.0027785 | 3.9569e-08 | 0.0087991 | 1.5211e-08
[120 empty] | 7.3.3.17.5 (Remote Grid) Updates to grid topology to minimize risk of ignition in HFTDs Remote GridWLDFREquipment / facility failureAggregated | WLDFR | HFTD - Distribution - Tier 3 - 1QU CoRE ¦ 4QU LoRE | Red Flag Warning - Destructive Fires | Equipment / facility failure | Aggregated | 2062 | 3.646e-06 | 111.286 | 0.00040575 | 2062 | Mitigation | 0.95 | 45 | 0 | esc | 0.00097009 | 3.5369e-09 | 0.00097009 | 3.5369e-09 | 0.0027785 | 3.9569e-08 | 0.0087991 | 1.5211e-08
[120 empty] | 7.3.3.17.5 (Remote Grid) Updates to grid topology to minimize risk of ignition in HFTDs Remote GridWLDFREquipment / facility failureAggregated | WLDFR | HFTD - Distribution - Tier 3 - 1QU CoRE ¦ 4QU LoRE | Red Flag Warning - Destructive Fires | Equipment / facility failure | Aggregated | 2063 | 3.646e-06 | 111.286 | 0.00040575 | 2063 | Mitigation | 0.95 | 45 | 0 | esc | 0.00097009 | 3.5369e-09 | 0.00097009 | 3.5369e-09 | 0.0027785 | 3.9569e-08 | 0.0087991 | 1.5211e-08
[120 empty] | 7.3.3.17.5 (Remote Grid) Updates to grid topology to minimize risk of ignition in HFTDs Remote GridWLDFREquipment / facility failureAggregated | WLDFR | HFTD - Distribution - Tier 3 - 1QU CoRE ¦ 4QU LoRE | Red Flag Warning - Destructive Fires | Equipment / facility failure | Aggregated | 2064 | 3.646e-06 | 111.286 | 0.00040575 | 2064 | Mitigation | 0.95 | 45 | 0 | esc | 0.00097009 | 3.5369e-09 | 0.00097009 | 3.5369e-09 | 0.0027785 | 3.9569e-08 | 0.0087991 | 1.5211e-08
[120 empty] | 7.3.3.17.5 (Remote Grid) Updates to grid topology to minimize risk of ignition in HFTDs Remote GridWLDFREquipment / facility failureAggregated | WLDFR | HFTD - Distribution - Tier 3 - 1QU CoRE ¦ 4QU LoRE | Red Flag Warning - Destructive Fires | Equipment / facility failure | Aggregated | 2065 | 3.646e-06 | 111.286 | 0.00040575 | 2065 | Mitigation | 0.95 | 45 | 0 | esc | 0.00097009 | 3.5369e-09 | 0.00097009 | 3.5369e-09 | 0.0027785 | 3.9569e-08 | 0.0087991 | 1.5211e-08
[120 empty] | 7.3.3.17.5 (Remote Grid) Updates to grid topology to minimize risk of ignition in HFTDs Remote GridWLDFREquipment / facility failureAggregated | WLDFR | HFTD - Distribution - Tier 3 - 1QU CoRE ¦ 4QU LoRE | Red Flag Warning - Destructive Fires | Equipment / facility failure | Aggregated | 2066 | 3.646e-06 | 111.286 | 0.00040575 | 2066 | Mitigation | 0.95 | 45 | 0 | esc | 0.00097009 | 3.5369e-09 | 0.00097009 | 3.5369e-09 | 0.0027785 | 3.9569e-08 | 0.0087991 | 1.5211e-08
[120 empty] | 7.3.3.17.5 (Remote Grid) Updates to grid topology to minimize risk of ignition in HFTDs Remote GridWLDFREquipment / facility failureAggregated | WLDFR | HFTD - Distribution - Tier 3 - 1QU CoRE ¦ 4QU LoRE | Red Flag Warning - Destructive Fires | Equipment / facility failure | Aggregated | 2067 | 3.646e-06 | 111.286 | 0.00040575 | 2067 | Mitigation | 0.95 | 45 | 0 | esc | 0 | 0 | 0.00097009 | 3.5369e-09 | 0.0027785 | 3.9569e-08 | 0.0087991 | 1.5211e-08
[120 empty] | 7.3.3.17.5 (Remote Grid) Updates to grid topology to minimize risk of ignition in HFTDs Remote GridWLDFRVegetation ContactAggregated | WLDFR | HFTD - Distribution - Tier 3 - 1QU CoRE ¦ 4QU LoRE | Red Flag Warning - Destructive Fires | Vegetation Contact | Aggregated | 2022 | 8.9887e-06 | 111.286 | 0.0010003 | 2022 | Mitigation | 0.95 | 45 | 0 | esc | 0.00097009 | 8.7198e-09 | 0 | 0 | 0.0027785 | 3.9569e-08 | 0.0087991 | 1.5211e-08
[120 empty] | 7.3.3.17.5 (Remote Grid) Updates to grid topology to minimize risk of ignition in HFTDs Remote GridWLDFRVegetation ContactAggregated | WLDFR | HFTD - Distribution - Tier 3 - 1QU CoRE ¦ 4QU LoRE | Red Flag Warning - Destructive Fires | Vegetation Contact | Aggregated | 2023 | 8.9887e-06 | 111.286 | 0.0010003 | 2023 | Mitigation | 0.95 | 45 | 0 | esc | 0.00097009 | 8.7198e-09 | 0.00097009 | 8.7198e-09 | 0.0027785 | 3.9569e-08 | 0.0087991 | 1.5211e-08
[120 empty] | 7.3.3.17.5 (Remote Grid) Updates to grid topology to minimize risk of ignition in HFTDs Remote GridWLDFRVegetation ContactAggregated | WLDFR | HFTD - Distribution - Tier 3 - 1QU CoRE ¦ 4QU LoRE | Red Flag Warning - Destructive Fires | Vegetation Contact | Aggregated | 2024 | 8.9887e-06 | 111.286 | 0.0010003 | 2024 | Mitigation | 0.95 | 45 | 0 | esc | 0.00097009 | 8.7198e-09 | 0.00097009 | 8.7198e-09 | 0.0027785 | 3.9569e-08 | 0.0087991 | 1.5211e-08
[120 empty] | 7.3.3.17.5 (Remote Grid) Updates to grid topology to minimize risk of ignition in HFTDs Remote GridWLDFRVegetation ContactAggregated | WLDFR | HFTD - Distribution - Tier 3 - 1QU CoRE ¦ 4QU LoRE | Red Flag Warning - Destructive Fires | Vegetation Contact | Aggregated | 2025 | 8.9887e-06 | 111.286 | 0.0010003 | 2025 | Mitigation | 0.95 | 45 | 0 | esc | 0.00097009 | 8.7198e-09 | 0.00097009 | 8.7198e-09 | 0.0027785 | 3.9569e-08 | 0.0087991 | 1.5211e-08
[120 empty] | 7.3.3.17.5 (Remote Grid) Updates to grid topology to minimize risk of ignition in HFTDs Remote GridWLDFRVegetation ContactAggregated | WLDFR | HFTD - Distribution - Tier 3 - 1QU CoRE ¦ 4QU LoRE | Red Flag Warning - Destructive Fires | Vegetation Contact | Aggregated | 2026 | 8.9887e-06 | 111.286 | 0.0010003 | 2026 | Mitigation | 0.95 | 45 | 0 | esc | 0.00097009 | 8.7198e-09 | 0.00097009 | 8.7198e-09 | 0.0027785 | 3.9569e-08 | 0.0087991 | 1.5211e-08
[120 empty] | 7.3.3.17.5 (Remote Grid) Updates to grid topology to minimize risk of ignition in HFTDs Remote GridWLDFRVegetation ContactAggregated | WLDFR | HFTD - Distribution - Tier 3 - 1QU CoRE ¦ 4QU LoRE | Red Flag Warning - Destructive Fires | Vegetation Contact | Aggregated | 2027 | 8.9887e-06 | 111.286 | 0.0010003 | 2027 | Mitigation | 0.95 | 45 | 0 | esc | 0.00097009 | 8.7198e-09 | 0.00097009 | 8.7198e-09 | 0.0027785 | 3.9569e-08 | 0.0087991 | 1.5211e-08
[120 empty] | 7.3.3.17.5 (Remote Grid) Updates to grid topology to minimize risk of ignition in HFTDs Remote GridWLDFRVegetation ContactAggregated | WLDFR | HFTD - Distribution - Tier 3 - 1QU CoRE ¦ 4QU LoRE | Red Flag Warning - Destructive Fires | Vegetation Contact | Aggregated | 2028 | 8.9887e-06 | 111.286 | 0.0010003 | 2028 | Mitigation | 0.95 | 45 | 0 | esc | 0.00097009 | 8.7198e-09 | 0.00097009 | 8.7198e-09 | 0.0027785 | 3.9569e-08 | 0 | 0
[120 empty] | 7.3.3.17.5 (Remote Grid) Updates to grid topology to minimize risk of ignition in HFTDs Remote GridWLDFRVegetation ContactAggregated | WLDFR | HFTD - Distribution - Tier 3 - 1QU CoRE ¦ 4QU LoRE | Red Flag Warning - Destructive Fires | Vegetation Contact | Aggregated | 2029 | 8.9887e-06 | 111.286 | 0.0010003 | 2029 | Mitigation | 0.95 | 45 | 0 | esc | 0.00097009 | 8.7198e-09 | 0.00097009 | 8.7198e-09 | 0.0027785 | 3.9569e-08 | 0 | 0
[120 empty] | 7.3.3.17.5 (Remote Grid) Updates to grid topology to minimize risk of ignition in HFTDs Remote GridWLDFRVegetation ContactAggregated | WLDFR | HFTD - Distribution - Tier 3 - 1QU CoRE ¦ 4QU LoRE | Red Flag Warning - Destructive Fires | Vegetation Contact | Aggregated | 2030 | 8.9887e-06 | 111.286 | 0.0010003 | 2030 | Mitigation | 0.95 | 45 | 0 | esc | 0.00097009 | 8.7198e-09 | 0.00097009 | 8.7198e-09 | 0.0027785 | 3.9569e-08 | 0.00988 | 7.4206e-09
[120 empty] | 7.3.3.17.5 (Remote Grid) Updates to grid topology to minimize risk of ignition in HFTDs Remote GridWLDFRVegetation ContactAggregated | WLDFR | HFTD - Distribution - Tier 3 - 1QU CoRE ¦ 4QU LoRE | Red Flag Warning - Destructive Fires | Vegetation Contact | Aggregated | 2031 | 8.9887e-06 | 111.286 | 0.0010003 | 2031 | Mitigation | 0.95 | 45 | 0 | esc | 0.00097009 | 8.7198e-09 | 0.00097009 | 8.7198e-09 | 0.0027785 | 3.9569e-08 | 0.00988 | 7.4206e-09
[120 empty] | 7.3.3.17.5 (Remote Grid) Updates to grid topology to minimize risk of ignition in HFTDs Remote GridWLDFRVegetation ContactAggregated | WLDFR | HFTD - Distribution - Tier 3 - 1QU CoRE ¦ 4QU LoRE | Red Flag Warning - Destructive Fires | Vegetation Contact | Aggregated | 2032 | 8.9887e-06 | 111.286 | 0.0010003 | 2032 | Mitigation | 0.95 | 45 | 0 | esc | 0.00097009 | 8.7198e-09 | 0.00097009 | 8.7198e-09 | 0.0027785 | 3.9569e-08 | 0.00988 | 7.4206e-09
[120 empty] | 7.3.3.17.5 (Remote Grid) Updates to grid topology to minimize risk of ignition in HFTDs Remote GridWLDFRVegetation ContactAggregated | WLDFR | HFTD - Distribution - Tier 3 - 1QU CoRE ¦ 4QU LoRE | Red Flag Warning - Destructive Fires | Vegetation Contact | Aggregated | 2033 | 8.9887e-06 | 111.286 | 0.0010003 | 2033 | Mitigation | 0.95 | 45 | 0 | esc | 0.00097009 | 8.7198e-09 | 0.00097009 | 8.7198e-09 | 0.0027785 | 3.9569e-08 | 0.00988 | 7.4206e-09
[120 empty] | 7.3.3.17.5 (Remote Grid) Updates to grid topology to minimize risk of ignition in HFTDs Remote GridWLDFRVegetation ContactAggregated | WLDFR | HFTD - Distribution - Tier 3 - 1QU CoRE ¦ 4QU LoRE | Red Flag Warning - Destructive Fires | Vegetation Contact | Aggregated | 2034 | 8.9887e-06 | 111.286 | 0.0010003 | 2034 | Mitigation | 0.95 | 45 | 0 | esc | 0.00097009 | 8.7198e-09 | 0.00097009 | 8.7198e-09 | 0.0027785 | 3.9569e-08 | 0.00988 | 7.4206e-09
[120 empty] | 7.3.3.17.5 (Remote Grid) Updates to grid topology to minimize risk of ignition in HFTDs Remote GridWLDFRVegetation ContactAggregated | WLDFR | HFTD - Distribution - Tier 3 - 1QU CoRE ¦ 4QU LoRE | Red Flag Warning - Destructive Fires | Vegetation Contact | Aggregated | 2035 | 8.9887e-06 | 111.286 | 0.0010003 | 2035 | Mitigation | 0.95 | 45 | 0 | esc | 0.00097009 | 8.7198e-09 | 0.00097009 | 8.7198e-09 | 0.0027785 | 3.9569e-08 | 0.00988 | 7.4206e-09
[120 empty] | 7.3.3.17.5 (Remote Grid) Updates to grid topology to minimize risk of ignition in HFTDs Remote GridWLDFRVegetation ContactAggregated | WLDFR | HFTD - Distribution - Tier 3 - 1QU CoRE ¦ 4QU LoRE | Red Flag Warning - Destructive Fires | Vegetation Contact | Aggregated | 2036 | 8.9887e-06 | 111.286 | 0.0010003 | 2036 | Mitigation | 0.95 | 45 | 0 | esc | 0.00097009 | 8.7198e-09 | 0.00097009 | 8.7198e-09 | 0 | 0 | 0.00988 | 7.4206e-09
[120 empty] | 7.3.3.17.5 (Remote Grid) Updates to grid topology to minimize risk of ignition in HFTDs Remote GridWLDFRVegetation ContactAggregated | WLDFR | HFTD - Distribution - Tier 3 - 1QU CoRE ¦ 4QU LoRE | Red Flag Warning - Destructive Fires | Vegetation Contact | Aggregated | 2037 | 8.9887e-06 | 111.286 | 0.0010003 | 2037 | Mitigation | 0.95 | 45 | 0 | esc | 0.00097009 | 8.7198e-09 | 0.00097009 | 8.7198e-09 | 0.0027785 | 6.3321e-08 | 0.00988 | 7.4206e-09
[120 empty] | 7.3.3.17.5 (Remote Grid) Updates to grid topology to minimize risk of ignition in HFTDs Remote GridWLDFRVegetation ContactAggregated | WLDFR | HFTD - Distribution - Tier 3 - 1QU CoRE ¦ 4QU LoRE | Red Flag Warning - Destructive Fires | Vegetation Contact | Aggregated | 2038 | 8.9887e-06 | 111.286 | 0.0010003 | 2038 | Mitigation | 0.95 | 45 | 0 | esc | 0.00097009 | 8.7198e-09 | 0.00097009 | 8.7198e-09 | 0.0027785 | 6.3321e-08 | 0.00988 | 7.4206e-09
[120 empty] | 7.3.3.17.5 (Remote Grid) Updates to grid topology to minimize risk of ignition in HFTDs Remote GridWLDFRVegetation ContactAggregated | WLDFR | HFTD - Distribution - Tier 3 - 1QU CoRE ¦ 4QU LoRE | Red Flag Warning - Destructive Fires | Vegetation Contact | Aggregated | 2039 | 8.9887e-06 | 111.286 | 0.0010003 | 2039 | Mitigation | 0.95 | 45 | 0 | esc | 0.00097009 | 8.7198e-09 | 0.00097009 | 8.7198e-09 | 0.0027785 | 6.3321e-08 | 0.00988 | 7.4206e-09
[120 empty] | 7.3.3.17.5 (Remote Grid) Updates to grid topology to minimize risk of ignition in HFTDs Remote GridWLDFRVegetation ContactAggregated | WLDFR | HFTD - Distribution - Tier 3 - 1QU CoRE ¦ 4QU LoRE | Red Flag Warning - Destructive Fires | Vegetation Contact | Aggregated | 2040 | 8.9887e-06 | 111.286 | 0.0010003 | 2040 | Mitigation | 0.95 | 45 | 0 | esc | 0.00097009 | 8.7198e-09 | 0.00097009 | 8.7198e-09 | 0.0027785 | 6.3321e-08 | 0.00988 | 7.4206e-09
[120 empty] | 7.3.3.17.5 (Remote Grid) Updates to grid topology to minimize risk of ignition in HFTDs Remote GridWLDFRVegetation ContactAggregated | WLDFR | HFTD - Distribution - Tier 3 - 1QU CoRE ¦ 4QU LoRE | Red Flag Warning - Destructive Fires | Vegetation Contact | Aggregated | 2041 | 8.9887e-06 | 111.286 | 0.0010003 | 2041 | Mitigation | 0.95 | 45 | 0 | esc | 0.00097009 | 8.7198e-09 | 0.00097009 | 8.7198e-09 | 0.0027785 | 6.3321e-08 | 0.00988 | 7.4206e-09
[120 empty] | 7.3.3.17.5 (Remote Grid) Updates to grid topology to minimize risk of ignition in HFTDs Remote GridWLDFRVegetation ContactAggregated | WLDFR | HFTD - Distribution - Tier 3 - 1QU CoRE ¦ 4QU LoRE | Red Flag Warning - Destructive Fires | Vegetation Contact | Aggregated | 2042 | 8.9887e-06 | 111.286 | 0.0010003 | 2042 | Mitigation | 0.95 | 45 | 0 | esc | 0.00097009 | 8.7198e-09 | 0.00097009 | 8.7198e-09 | 0.0027785 | 6.3321e-08 | 0.00988 | 7.4206e-09
[120 empty] | 7.3.3.17.5 (Remote Grid) Updates to grid topology to minimize risk of ignition in HFTDs Remote GridWLDFRVegetation ContactAggregated | WLDFR | HFTD - Distribution - Tier 3 - 1QU CoRE ¦ 4QU LoRE | Red Flag Warning - Destructive Fires | Vegetation Contact | Aggregated | 2043 | 8.9887e-06 | 111.286 | 0.0010003 | 2043 | Mitigation | 0.95 | 45 | 0 | esc | 0.00097009 | 8.7198e-09 | 0.00097009 | 8.7198e-09 | 0.0027785 | 6.3321e-08 | 0.00988 | 7.4206e-09
[120 empty] | 7.3.3.17.5 (Remote Grid) Updates to grid topology to minimize risk of ignition in HFTDs Remote GridWLDFRVegetation ContactAggregated | WLDFR | HFTD - Distribution - Tier 3 - 1QU CoRE ¦ 4QU LoRE | Red Flag Warning - Destructive Fires | Vegetation Contact | Aggregated | 2044 | 8.9887e-06 | 111.286 | 0.0010003 | 2044 | Mitigation | 0.95 | 45 | 0 | esc | 0.00097009 | 8.7198e-09 | 0.00097009 | 8.7198e-09 | 0.0027785 | 6.3321e-08 | 0.00988 | 7.4206e-09
[120 empty] | 7.3.3.17.5 (Remote Grid) Updates to grid topology to minimize risk of ignition in HFTDs Remote GridWLDFRVegetation ContactAggregated | WLDFR | HFTD - Distribution - Tier 3 - 1QU CoRE ¦ 4QU LoRE | Red Flag Warning - Destructive Fires | Vegetation Contact | Aggregated | 2045 | 8.9887e-06 | 111.286 | 0.0010003 | 2045 | Mitigation | 0.95 | 45 | 0 | esc | 0.00097009 | 8.7198e-09 | 0.00097009 | 8.7198e-09 | 0.0027785 | 6.3321e-08 | 0.00988 | 7.4206e-09
[120 empty] | 7.3.3.17.5 (Remote Grid) Updates to grid topology to minimize risk of ignition in HFTDs Remote GridWLDFRVegetation ContactAggregated | WLDFR | HFTD - Distribution - Tier 3 - 1QU CoRE ¦ 4QU LoRE | Red Flag Warning - Destructive Fires | Vegetation Contact | Aggregated | 2046 | 8.9887e-06 | 111.286 | 0.0010003 | 2046 | Mitigation | 0.95 | 45 | 0 | esc | 0.00097009 | 8.7198e-09 | 0.00097009 | 8.7198e-09 | 0.0027785 | 6.3321e-08 | 0.00988 | 7.4206e-09
[120 empty] | 7.3.3.17.5 (Remote Grid) Updates to grid topology to minimize risk of ignition in HFTDs Remote GridWLDFRVegetation ContactAggregated | WLDFR | HFTD - Distribution - Tier 3 - 1QU CoRE ¦ 4QU LoRE | Red Flag Warning - Destructive Fires | Vegetation Contact | Aggregated | 2047 | 8.9887e-06 | 111.286 | 0.0010003 | 2047 | Mitigation | 0.95 | 45 | 0 | esc | 0.00097009 | 8.7198e-09 | 0.00097009 | 8.7198e-09 | 0.0027785 | 6.3321e-08 | 0.00988 | 7.4206e-09
[120 empty] | 7.3.3.17.5 (Remote Grid) Updates to grid topology to minimize risk of ignition in HFTDs Remote GridWLDFRVegetation ContactAggregated | WLDFR | HFTD - Distribution - Tier 3 - 1QU CoRE ¦ 4QU LoRE | Red Flag Warning - Destructive Fires | Vegetation Contact | Aggregated | 2048 | 8.9887e-06 | 111.286 | 0.0010003 | 2048 | Mitigation | 0.95 | 45 | 0 | esc | 0.00097009 | 8.7198e-09 | 0.00097009 | 8.7198e-09 | 0.0027785 | 6.3321e-08 | 0.00988 | 7.4206e-09
[120 empty] | 7.3.3.17.5 (Remote Grid) Updates to grid topology to minimize risk of ignition in HFTDs Remote GridWLDFRVegetation ContactAggregated | WLDFR | HFTD - Distribution - Tier 3 - 1QU CoRE ¦ 4QU LoRE | Red Flag Warning - Destructive Fires | Vegetation Contact | Aggregated | 2049 | 8.9887e-06 | 111.286 | 0.0010003 | 2049 | Mitigation | 0.95 | 45 | 0 | esc | 0.00097009 | 8.7198e-09 | 0.00097009 | 8.7198e-09 | 0.0027785 | 6.3321e-08 | 0.00988 | 7.4206e-09
[120 empty] | 7.3.3.17.5 (Remote Grid) Updates to grid topology to minimize risk of ignition in HFTDs Remote GridWLDFRVegetation ContactAggregated | WLDFR | HFTD - Distribution - Tier 3 - 1QU CoRE ¦ 4QU LoRE | Red Flag Warning - Destructive Fires | Vegetation Contact | Aggregated | 2050 | 8.9887e-06 | 111.286 | 0.0010003 | 2050 | Mitigation | 0.95 | 45 | 0 | esc | 0.00097009 | 8.7198e-09 | 0.00097009 | 8.7198e-09 | 0.0027785 | 6.3321e-08 | 0.00988 | 7.4206e-09
[120 empty] | 7.3.3.17.5 (Remote Grid) Updates to grid topology to minimize risk of ignition in HFTDs Remote GridWLDFRVegetation ContactAggregated | WLDFR | HFTD - Distribution - Tier 3 - 1QU CoRE ¦ 4QU LoRE | Red Flag Warning - Destructive Fires | Vegetation Contact | Aggregated | 2051 | 8.9887e-06 | 111.286 | 0.0010003 | 2051 | Mitigation | 0.95 | 45 | 0 | esc | 0.00097009 | 8.7198e-09 | 0.00097009 | 8.7198e-09 | 0.0027785 | 6.3321e-08 | 0.00988 | 7.4206e-09
[120 empty] | 7.3.3.17.5 (Remote Grid) Updates to grid topology to minimize risk of ignition in HFTDs Remote GridWLDFRVegetation ContactAggregated | WLDFR | HFTD - Distribution - Tier 3 - 1QU CoRE ¦ 4QU LoRE | Red Flag Warning - Destructive Fires | Vegetation Contact | Aggregated | 2052 | 8.9887e-06 | 111.286 | 0.0010003 | 2052 | Mitigation | 0.95 | 45 | 0 | esc | 0.00097009 | 8.7198e-09 | 0.00097009 | 8.7198e-09 | 0.0027785 | 6.3321e-08 | 0.00988 | 7.4206e-09
[120 empty] | 7.3.3.17.5 (Remote Grid) Updates to grid topology to minimize risk of ignition in HFTDs Remote GridWLDFRVegetation ContactAggregated | WLDFR | HFTD - Distribution - Tier 3 - 1QU CoRE ¦ 4QU LoRE | Red Flag Warning - Destructive Fires | Vegetation Contact | Aggregated | 2053 | 8.9887e-06 | 111.286 | 0.0010003 | 2053 | Mitigation | 0.95 | 45 | 0 | esc | 0.00097009 | 8.7198e-09 | 0.00097009 | 8.7198e-09 | 0.0027785 | 6.3321e-08 | 0.00988 | 7.4206e-09
[120 empty] | 7.3.3.17.5 (Remote Grid) Updates to grid topology to minimize risk of ignition in HFTDs Remote GridWLDFRVegetation ContactAggregated | WLDFR | HFTD - Distribution - Tier 3 - 1QU CoRE ¦ 4QU LoRE | Red Flag Warning - Destructive Fires | Vegetation Contact | Aggregated | 2054 | 8.9887e-06 | 111.286 | 0.0010003 | 2054 | Mitigation | 0.95 | 45 | 0 | esc | 0.00097009 | 8.7198e-09 | 0.00097009 | 8.7198e-09 | 0.0027785 | 6.3321e-08 | 0.00988 | 7.4206e-09
[120 empty] | 7.3.3.17.5 (Remote Grid) Updates to grid topology to minimize risk of ignition in HFTDs Remote GridWLDFRVegetation ContactAggregated | WLDFR | HFTD - Distribution - Tier 3 - 1QU CoRE ¦ 4QU LoRE | Red Flag Warning - Destructive Fires | Vegetation Contact | Aggregated | 2055 | 8.9887e-06 | 111.286 | 0.0010003 | 2055 | Mitigation | 0.95 | 45 | 0 | esc | 0.00097009 | 8.7198e-09 | 0.00097009 | 8.7198e-09 | 0.0027785 | 6.3321e-08 | 0.00988 | 7.4206e-09
[120 empty] | 7.3.3.17.5 (Remote Grid) Updates to grid topology to minimize risk of ignition in HFTDs Remote GridWLDFRVegetation ContactAggregated | WLDFR | HFTD - Distribution - Tier 3 - 1QU CoRE ¦ 4QU LoRE | Red Flag Warning - Destructive Fires | Vegetation Contact | Aggregated | 2056 | 8.9887e-06 | 111.286 | 0.0010003 | 2056 | Mitigation | 0.95 | 45 | 0 | esc | 0.00097009 | 8.7198e-09 | 0.00097009 | 8.7198e-09 | 0.0027785 | 6.3321e-08 | 0.00988 | 7.4206e-09
[120 empty] | 7.3.3.17.5 (Remote Grid) Updates to grid topology to minimize risk of ignition in HFTDs Remote GridWLDFRVegetation ContactAggregated | WLDFR | HFTD - Distribution - Tier 3 - 1QU CoRE ¦ 4QU LoRE | Red Flag Warning - Destructive Fires | Vegetation Contact | Aggregated | 2057 | 8.9887e-06 | 111.286 | 0.0010003 | 2057 | Mitigation | 0.95 | 45 | 0 | esc | 0.00097009 | 8.7198e-09 | 0.00097009 | 8.7198e-09 | 0.0027785 | 6.3321e-08 | 0.00988 | 7.4206e-09
[120 empty] | 7.3.3.17.5 (Remote Grid) Updates to grid topology to minimize risk of ignition in HFTDs Remote GridWLDFRVegetation ContactAggregated | WLDFR | HFTD - Distribution - Tier 3 - 1QU CoRE ¦ 4QU LoRE | Red Flag Warning - Destructive Fires | Vegetation Contact | Aggregated | 2058 | 8.9887e-06 | 111.286 | 0.0010003 | 2058 | Mitigation | 0.95 | 45 | 0 | esc | 0.00097009 | 8.7198e-09 | 0.00097009 | 8.7198e-09 | 0.0027785 | 6.3321e-08 | 0.00988 | 7.4206e-09
[120 empty] | 7.3.3.17.5 (Remote Grid) Updates to grid topology to minimize risk of ignition in HFTDs Remote GridWLDFRVegetation ContactAggregated | WLDFR | HFTD - Distribution - Tier 3 - 1QU CoRE ¦ 4QU LoRE | Red Flag Warning - Destructive Fires | Vegetation Contact | Aggregated | 2059 | 8.9887e-06 | 111.286 | 0.0010003 | 2059 | Mitigation | 0.95 | 45 | 0 | esc | 0.00097009 | 8.7198e-09 | 0.00097009 | 8.7198e-09 | 0.0027785 | 6.3321e-08 | 0.00988 | 7.4206e-09
[120 empty] | 7.3.3.17.5 (Remote Grid) Updates to grid topology to minimize risk of ignition in HFTDs Remote GridWLDFRVegetation ContactAggregated | WLDFR | HFTD - Distribution - Tier 3 - 1QU CoRE ¦ 4QU LoRE | Red Flag Warning - Destructive Fires | Vegetation Contact | Aggregated | 2060 | 8.9887e-06 | 111.286 | 0.0010003 | 2060 | Mitigation | 0.95 | 45 | 0 | esc | 0.00097009 | 8.7198e-09 | 0.00097009 | 8.7198e-09 | 0.0027785 | 6.3321e-08 | 0 | 0
[120 empty] | 7.3.3.17.5 (Remote Grid) Updates to grid topology to minimize risk of ignition in HFTDs Remote GridWLDFRVegetation ContactAggregated | WLDFR | HFTD - Distribution - Tier 3 - 1QU CoRE ¦ 4QU LoRE | Red Flag Warning - Destructive Fires | Vegetation Contact | Aggregated | 2061 | 8.9887e-06 | 111.286 | 0.0010003 | 2061 | Mitigation | 0.95 | 45 | 0 | esc | 0.00097009 | 8.7198e-09 | 0.00097009 | 8.7198e-09 | 0.0027785 | 6.3321e-08 | 0 | 0
[120 empty] | 7.3.3.17.5 (Remote Grid) Updates to grid topology to minimize risk of ignition in HFTDs Remote GridWLDFRVegetation ContactAggregated | WLDFR | HFTD - Distribution - Tier 3 - 1QU CoRE ¦ 4QU LoRE | Red Flag Warning - Destructive Fires | Vegetation Contact | Aggregated | 2062 | 8.9887e-06 | 111.286 | 0.0010003 | 2062 | Mitigation | 0.95 | 45 | 0 | esc | 0.00097009 | 8.7198e-09 | 0.00097009 | 8.7198e-09 | 0.0027785 | 6.3321e-08 | 0.0085129 | 7.3132e-09
[120 empty] | 7.3.3.17.5 (Remote Grid) Updates to grid topology to minimize risk of ignition in HFTDs Remote GridWLDFRVegetation ContactAggregated | WLDFR | HFTD - Distribution - Tier 3 - 1QU CoRE ¦ 4QU LoRE | Red Flag Warning - Destructive Fires | Vegetation Contact | Aggregated | 2063 | 8.9887e-06 | 111.286 | 0.0010003 | 2063 | Mitigation | 0.95 | 45 | 0 | esc | 0.00097009 | 8.7198e-09 | 0.00097009 | 8.7198e-09 | 0.0027785 | 6.3321e-08 | 0.0085129 | 7.3132e-09
[120 empty] | 7.3.3.17.5 (Remote Grid) Updates to grid topology to minimize risk of ignition in HFTDs Remote GridWLDFRVegetation ContactAggregated | WLDFR | HFTD - Distribution - Tier 3 - 1QU CoRE ¦ 4QU LoRE | Red Flag Warning - Destructive Fires | Vegetation Contact | Aggregated | 2064 | 8.9887e-06 | 111.286 | 0.0010003 | 2064 | Mitigation | 0.95 | 45 | 0 | esc | 0.00097009 | 8.7198e-09 | 0.00097009 | 8.7198e-09 | 0.0027785 | 6.3321e-08 | 0.0085129 | 7.3132e-09
[120 empty] | 7.3.3.17.5 (Remote Grid) Updates to grid topology to minimize risk of ignition in HFTDs Remote GridWLDFRVegetation ContactAggregated | WLDFR | HFTD - Distribution - Tier 3 - 1QU CoRE ¦ 4QU LoRE | Red Flag Warning - Destructive Fires | Vegetation Contact | Aggregated | 2065 | 8.9887e-06 | 111.286 | 0.0010003 | 2065 | Mitigation | 0.95 | 45 | 0 | esc | 0.00097009 | 8.7198e-09 | 0.00097009 | 8.7198e-09 | 0.0027785 | 6.3321e-08 | 0.0085129 | 7.3132e-09
[120 empty] | 7.3.3.17.5 (Remote Grid) Updates to grid topology to minimize risk of ignition in HFTDs Remote GridWLDFRVegetation ContactAggregated | WLDFR | HFTD - Distribution - Tier 3 - 1QU CoRE ¦ 4QU LoRE | Red Flag Warning - Destructive Fires | Vegetation Contact | Aggregated | 2066 | 8.9887e-06 | 111.286 | 0.0010003 | 2066 | Mitigation | 0.95 | 45 | 0 | esc | 0.00097009 | 8.7198e-09 | 0.00097009 | 8.7198e-09 | 0.0027785 | 6.3321e-08 | 0.0085129 | 7.3132e-09
[120 empty] | 7.3.3.17.5 (Remote Grid) Updates to grid topology to minimize risk of ignition in HFTDs Remote GridWLDFRVegetation ContactAggregated | WLDFR | HFTD - Distribution - Tier 3 - 1QU CoRE ¦ 4QU LoRE | Red Flag Warning - Destructive Fires | Vegetation Contact | Aggregated | 2067 | 8.9887e-06 | 111.286 | 0.0010003 | 2067 | Mitigation | 0.95 | 45 | 0 | esc | 0 | 0 | 0.00097009 | 8.7198e-09 | 0.0027785 | 6.3321e-08 | 0.0085129 | 7.3132e-09
[120 empty] | 7.3.3.17.5 (Remote Grid) Updates to grid topology to minimize risk of ignition in HFTDs Remote GridWLDFREquipment / facility failureAggregated | WLDFR | HFTD - Distribution - Tier 3 - 1QU CoRE ¦ 4QU LoRE | Red Flag Warning - Large Fires | Equipment / facility failure | Aggregated | 2022 | 1.3922e-05 | 111.286 | 0.0015493 | 2022 | Mitigation | 0.95 | 45 | 0 | esc | 0.00097009 | 1.3505e-08 | 0 | 0 | 0.0027785 | 6.3321e-08 | 0.0085129 | 7.3132e-09
[120 empty] | 7.3.3.17.5 (Remote Grid) Updates to grid topology to minimize risk of ignition in HFTDs Remote GridWLDFREquipment / facility failureAggregated | WLDFR | HFTD - Distribution - Tier 3 - 1QU CoRE ¦ 4QU LoRE | Red Flag Warning - Large Fires | Equipment / facility failure | Aggregated | 2023 | 1.3922e-05 | 111.286 | 0.0015493 | 2023 | Mitigation | 0.95 | 45 | 0 | esc | 0.00097009 | 1.3505e-08 | 0.00097009 | 1.3505e-08 | 0.0027785 | 6.3321e-08 | 0.0085129 | 7.3132e-09
[120 empty] | 7.3.3.17.5 (Remote Grid) Updates to grid topology to minimize risk of ignition in HFTDs Remote GridWLDFREquipment / facility failureAggregated | WLDFR | HFTD - Distribution - Tier 3 - 1QU CoRE ¦ 4QU LoRE | Red Flag Warning - Large Fires | Equipment / facility failure | Aggregated | 2024 | 1.3922e-05 | 111.286 | 0.0015493 | 2024 | Mitigation | 0.95 | 45 | 0 | esc | 0.00097009 | 1.3505e-08 | 0.00097009 | 1.3505e-08 | 0.0027785 | 6.3321e-08 | 0.0085129 | 7.3132e-09
[120 empty] | 7.3.3.17.5 (Remote Grid) Updates to grid topology to minimize risk of ignition in HFTDs Remote GridWLDFREquipment / facility failureAggregated | WLDFR | HFTD - Distribution - Tier 3 - 1QU CoRE ¦ 4QU LoRE | Red Flag Warning - Large Fires | Equipment / facility failure | Aggregated | 2025 | 1.3922e-05 | 111.286 | 0.0015493 | 2025 | Mitigation | 0.95 | 45 | 0 | esc | 0.00097009 | 1.3505e-08 | 0.00097009 | 1.3505e-08 | 0.0027785 | 6.3321e-08 | 0.0085129 | 7.3132e-09
[120 empty] | 7.3.3.17.5 (Remote Grid) Updates to grid topology to minimize risk of ignition in HFTDs Remote GridWLDFREquipment / facility failureAggregated | WLDFR | HFTD - Distribution - Tier 3 - 1QU CoRE ¦ 4QU LoRE | Red Flag Warning - Large Fires | Equipment / facility failure | Aggregated | 2026 | 1.3922e-05 | 111.286 | 0.0015493 | 2026 | Mitigation | 0.95 | 45 | 0 | esc | 0.00097009 | 1.3505e-08 | 0.00097009 | 1.3505e-08 | 0.0027785 | 6.3321e-08 | 0.0085129 | 7.3132e-09
[120 empty] | 7.3.3.17.5 (Remote Grid) Updates to grid topology to minimize risk of ignition in HFTDs Remote GridWLDFREquipment / facility failureAggregated | WLDFR | HFTD - Distribution - Tier 3 - 1QU CoRE ¦ 4QU LoRE | Red Flag Warning - Large Fires | Equipment / facility failure | Aggregated | 2027 | 1.3922e-05 | 111.286 | 0.0015493 | 2027 | Mitigation | 0.95 | 45 | 0 | esc | 0.00097009 | 1.3505e-08 | 0.00097009 | 1.3505e-08 | 0.0027785 | 6.3321e-08 | 0.0085129 | 7.3132e-09
[120 empty] | 7.3.3.17.5 (Remote Grid) Updates to grid topology to minimize risk of ignition in HFTDs Remote GridWLDFREquipment / facility failureAggregated | WLDFR | HFTD - Distribution - Tier 3 - 1QU CoRE ¦ 4QU LoRE | Red Flag Warning - Large Fires | Equipment / facility failure | Aggregated | 2028 | 1.3922e-05 | 111.286 | 0.0015493 | 2028 | Mitigation | 0.95 | 45 | 0 | esc | 0.00097009 | 1.3505e-08 | 0.00097009 | 1.3505e-08 | 0.0027785 | 6.3321e-08 | 0.0085129 | 7.3132e-09
[120 empty] | 7.3.3.17.5 (Remote Grid) Updates to grid topology to minimize risk of ignition in HFTDs Remote GridWLDFREquipment / facility failureAggregated | WLDFR | HFTD - Distribution - Tier 3 - 1QU CoRE ¦ 4QU LoRE | Red Flag Warning - Large Fires | Equipment / facility failure | Aggregated | 2029 | 1.3922e-05 | 111.286 | 0.0015493 | 2029 | Mitigation | 0.95 | 45 | 0 | esc | 0.00097009 | 1.3505e-08 | 0.00097009 | 1.3505e-08 | 0.0027785 | 6.3321e-08 | 0.0085129 | 7.3132e-09
[120 empty] | 7.3.3.17.5 (Remote Grid) Updates to grid topology to minimize risk of ignition in HFTDs Remote GridWLDFREquipment / facility failureAggregated | WLDFR | HFTD - Distribution - Tier 3 - 1QU CoRE ¦ 4QU LoRE | Red Flag Warning - Large Fires | Equipment / facility failure | Aggregated | 2030 | 1.3922e-05 | 111.286 | 0.0015493 | 2030 | Mitigation | 0.95 | 45 | 0 | esc | 0.00097009 | 1.3505e-08 | 0.00097009 | 1.3505e-08 | 0.0027785 | 6.3321e-08 | 0.0085129 | 7.3132e-09
[120 empty] | 7.3.3.17.5 (Remote Grid) Updates to grid topology to minimize risk of ignition in HFTDs Remote GridWLDFREquipment / facility failureAggregated | WLDFR | HFTD - Distribution - Tier 3 - 1QU CoRE ¦ 4QU LoRE | Red Flag Warning - Large Fires | Equipment / facility failure | Aggregated | 2031 | 1.3922e-05 | 111.286 | 0.0015493 | 2031 | Mitigation | 0.95 | 45 | 0 | esc | 0.00097009 | 1.3505e-08 | 0.00097009 | 1.3505e-08 | 0.0027785 | 6.3321e-08 | 0.0085129 | 7.3132e-09
[120 empty] | 7.3.3.17.5 (Remote Grid) Updates to grid topology to minimize risk of ignition in HFTDs Remote GridWLDFREquipment / facility failureAggregated | WLDFR | HFTD - Distribution - Tier 3 - 1QU CoRE ¦ 4QU LoRE | Red Flag Warning - Large Fires | Equipment / facility failure | Aggregated | 2032 | 1.3922e-05 | 111.286 | 0.0015493 | 2032 | Mitigation | 0.95 | 45 | 0 | esc | 0.00097009 | 1.3505e-08 | 0.00097009 | 1.3505e-08 | 0.0027785 | 6.3321e-08 | 0.0085129 | 7.3132e-09
[120 empty] | 7.3.3.17.5 (Remote Grid) Updates to grid topology to minimize risk of ignition in HFTDs Remote GridWLDFREquipment / facility failureAggregated | WLDFR | HFTD - Distribution - Tier 3 - 1QU CoRE ¦ 4QU LoRE | Red Flag Warning - Large Fires | Equipment / facility failure | Aggregated | 2033 | 1.3922e-05 | 111.286 | 0.0015493 | 2033 | Mitigation | 0.95 | 45 | 0 | esc | 0.00097009 | 1.3505e-08 | 0.00097009 | 1.3505e-08 | 0.0027785 | 6.3321e-08 | 0.0085129 | 7.3132e-09
[120 empty] | 7.3.3.17.5 (Remote Grid) Updates to grid topology to minimize risk of ignition in HFTDs Remote GridWLDFREquipment / facility failureAggregated | WLDFR | HFTD - Distribution - Tier 3 - 1QU CoRE ¦ 4QU LoRE | Red Flag Warning - Large Fires | Equipment / facility failure | Aggregated | 2034 | 1.3922e-05 | 111.286 | 0.0015493 | 2034 | Mitigation | 0.95 | 45 | 0 | esc | 0.00097009 | 1.3505e-08 | 0.00097009 | 1.3505e-08 | 0.0027785 | 6.3321e-08 | 0.0085129 | 7.3132e-09
[120 empty] | 7.3.3.17.5 (Remote Grid) Updates to grid topology to minimize risk of ignition in HFTDs Remote GridWLDFREquipment / facility failureAggregated | WLDFR | HFTD - Distribution - Tier 3 - 1QU CoRE ¦ 4QU LoRE | Red Flag Warning - Large Fires | Equipment / facility failure | Aggregated | 2035 | 1.3922e-05 | 111.286 | 0.0015493 | 2035 | Mitigation | 0.95 | 45 | 0 | esc | 0.00097009 | 1.3505e-08 | 0.00097009 | 1.3505e-08 | 0.0027785 | 6.3321e-08 | 0.0085129 | 7.3132e-09
[120 empty] | 7.3.3.17.5 (Remote Grid) Updates to grid topology to minimize risk of ignition in HFTDs Remote GridWLDFREquipment / facility failureAggregated | WLDFR | HFTD - Distribution - Tier 3 - 1QU CoRE ¦ 4QU LoRE | Red Flag Warning - Large Fires | Equipment / facility failure | Aggregated | 2036 | 1.3922e-05 | 111.286 | 0.0015493 | 2036 | Mitigation | 0.95 | 45 | 0 | esc | 0.00097009 | 1.3505e-08 | 0.00097009 | 1.3505e-08 | 0.0027785 | 6.3321e-08 | 0.0085129 | 7.3132e-09
[120 empty] | 7.3.3.17.5 (Remote Grid) Updates to grid topology to minimize risk of ignition in HFTDs Remote GridWLDFREquipment / facility failureAggregated | WLDFR | HFTD - Distribution - Tier 3 - 1QU CoRE ¦ 4QU LoRE | Red Flag Warning - Large Fires | Equipment / facility failure | Aggregated | 2037 | 1.3922e-05 | 111.286 | 0.0015493 | 2037 | Mitigation | 0.95 | 45 | 0 | esc | 0.00097009 | 1.3505e-08 | 0.00097009 | 1.3505e-08 | 0.0027785 | 6.3321e-08 | 0.0085129 | 7.3132e-09
[120 empty] | 7.3.3.17.5 (Remote Grid) Updates to grid topology to minimize risk of ignition in HFTDs Remote GridWLDFREquipment / facility failureAggregated | WLDFR | HFTD - Distribution - Tier 3 - 1QU CoRE ¦ 4QU LoRE | Red Flag Warning - Large Fires | Equipment / facility failure | Aggregated | 2038 | 1.3922e-05 | 111.286 | 0.0015493 | 2038 | Mitigation | 0.95 | 45 | 0 | esc | 0.00097009 | 1.3505e-08 | 0.00097009 | 1.3505e-08 | 0.0027785 | 6.3321e-08 | 0.0085129 | 7.3132e-09
[120 empty] | 7.3.3.17.5 (Remote Grid) Updates to grid topology to minimize risk of ignition in HFTDs Remote GridWLDFREquipment / facility failureAggregated | WLDFR | HFTD - Distribution - Tier 3 - 1QU CoRE ¦ 4QU LoRE | Red Flag Warning - Large Fires | Equipment / facility failure | Aggregated | 2039 | 1.3922e-05 | 111.286 | 0.0015493 | 2039 | Mitigation | 0.95 | 45 | 0 | esc | 0.00097009 | 1.3505e-08 | 0.00097009 | 1.3505e-08 | 0.0027785 | 6.3321e-08 | 0.0085129 | 7.3132e-09
[120 empty] | 7.3.3.17.5 (Remote Grid) Updates to grid topology to minimize risk of ignition in HFTDs Remote GridWLDFREquipment / facility failureAggregated | WLDFR | HFTD - Distribution - Tier 3 - 1QU CoRE ¦ 4QU LoRE | Red Flag Warning - Large Fires | Equipment / facility failure | Aggregated | 2040 | 1.3922e-05 | 111.286 | 0.0015493 | 2040 | Mitigation | 0.95 | 45 | 0 | esc | 0.00097009 | 1.3505e-08 | 0.00097009 | 1.3505e-08 | 0 | 0 | 0.0085129 | 7.3132e-09
[120 empty] | 7.3.3.17.5 (Remote Grid) Updates to grid topology to minimize risk of ignition in HFTDs Remote GridWLDFREquipment / facility failureAggregated | WLDFR | HFTD - Distribution - Tier 3 - 1QU CoRE ¦ 4QU LoRE | Red Flag Warning - Large Fires | Equipment / facility failure | Aggregated | 2041 | 1.3922e-05 | 111.286 | 0.0015493 | 2041 | Mitigation | 0.95 | 45 | 0 | esc | 0.00097009 | 1.3505e-08 | 0.00097009 | 1.3505e-08 | 0.0027785 | 5.1694e-10 | 0.0085129 | 7.3132e-09
[120 empty] | 7.3.3.17.5 (Remote Grid) Updates to grid topology to minimize risk of ignition in HFTDs Remote GridWLDFREquipment / facility failureAggregated | WLDFR | HFTD - Distribution - Tier 3 - 1QU CoRE ¦ 4QU LoRE | Red Flag Warning - Large Fires | Equipment / facility failure | Aggregated | 2042 | 1.3922e-05 | 111.286 | 0.0015493 | 2042 | Mitigation | 0.95 | 45 | 0 | esc | 0.00097009 | 1.3505e-08 | 0.00097009 | 1.3505e-08 | 0.0027785 | 5.1694e-10 | 0.0085129 | 7.3132e-09
[120 empty] | 7.3.3.17.5 (Remote Grid) Updates to grid topology to minimize risk of ignition in HFTDs Remote GridWLDFREquipment / facility failureAggregated | WLDFR | HFTD - Distribution - Tier 3 - 1QU CoRE ¦ 4QU LoRE | Red Flag Warning - Large Fires | Equipment / facility failure | Aggregated | 2043 | 1.3922e-05 | 111.286 | 0.0015493 | 2043 | Mitigation | 0.95 | 45 | 0 | esc | 0.00097009 | 1.3505e-08 | 0.00097009 | 1.3505e-08 | 0.0027785 | 5.1694e-10 | 0.0085129 | 7.3132e-09
[120 empty] | 7.3.3.17.5 (Remote Grid) Updates to grid topology to minimize risk of ignition in HFTDs Remote GridWLDFREquipment / facility failureAggregated | WLDFR | HFTD - Distribution - Tier 3 - 1QU CoRE ¦ 4QU LoRE | Red Flag Warning - Large Fires | Equipment / facility failure | Aggregated | 2044 | 1.3922e-05 | 111.286 | 0.0015493 | 2044 | Mitigation | 0.95 | 45 | 0 | esc | 0.00097009 | 1.3505e-08 | 0.00097009 | 1.3505e-08 | 0.0027785 | 5.1694e-10 | 0.0085129 | 7.3132e-09
[120 empty] | 7.3.3.17.5 (Remote Grid) Updates to grid topology to minimize risk of ignition in HFTDs Remote GridWLDFREquipment / facility failureAggregated | WLDFR | HFTD - Distribution - Tier 3 - 1QU CoRE ¦ 4QU LoRE | Red Flag Warning - Large Fires | Equipment / facility failure | Aggregated | 2045 | 1.3922e-05 | 111.286 | 0.0015493 | 2045 | Mitigation | 0.95 | 45 | 0 | esc | 0.00097009 | 1.3505e-08 | 0.00097009 | 1.3505e-08 | 0.0027785 | 5.1694e-10 | 0.0085129 | 7.3132e-09
[120 empty] | 7.3.3.17.5 (Remote Grid) Updates to grid topology to minimize risk of ignition in HFTDs Remote GridWLDFREquipment / facility failureAggregated | WLDFR | HFTD - Distribution - Tier 3 - 1QU CoRE ¦ 4QU LoRE | Red Flag Warning - Large Fires | Equipment / facility failure | Aggregated | 2046 | 1.3922e-05 | 111.286 | 0.0015493 | 2046 | Mitigation | 0.95 | 45 | 0 | esc | 0.00097009 | 1.3505e-08 | 0.00097009 | 1.3505e-08 | 0.0027785 | 5.1694e-10 | 0 | 0
[120 empty] | 7.3.3.17.5 (Remote Grid) Updates to grid topology to minimize risk of ignition in HFTDs Remote GridWLDFREquipment / facility failureAggregated | WLDFR | HFTD - Distribution - Tier 3 - 1QU CoRE ¦ 4QU LoRE | Red Flag Warning - Large Fires | Equipment / facility failure | Aggregated | 2047 | 1.3922e-05 | 111.286 | 0.0015493 | 2047 | Mitigation | 0.95 | 45 | 0 | esc | 0.00097009 | 1.3505e-08 | 0.00097009 | 1.3505e-08 | 0.0027785 | 5.1694e-10 | 0 | 0
[120 empty] | 7.3.3.17.5 (Remote Grid) Updates to grid topology to minimize risk of ignition in HFTDs Remote GridWLDFREquipment / facility failureAggregated | WLDFR | HFTD - Distribution - Tier 3 - 1QU CoRE ¦ 4QU LoRE | Red Flag Warning - Large Fires | Equipment / facility failure | Aggregated | 2048 | 1.3922e-05 | 111.286 | 0.0015493 | 2048 | Mitigation | 0.95 | 45 | 0 | esc | 0.00097009 | 1.3505e-08 | 0.00097009 | 1.3505e-08 | 0.0027785 | 5.1694e-10 | 0.0093087 | 4.7103e-08
[120 empty] | 7.3.3.17.5 (Remote Grid) Updates to grid topology to minimize risk of ignition in HFTDs Remote GridWLDFREquipment / facility failureAggregated | WLDFR | HFTD - Distribution - Tier 3 - 1QU CoRE ¦ 4QU LoRE | Red Flag Warning - Large Fires | Equipment / facility failure | Aggregated | 2049 | 1.3922e-05 | 111.286 | 0.0015493 | 2049 | Mitigation | 0.95 | 45 | 0 | esc | 0.00097009 | 1.3505e-08 | 0.00097009 | 1.3505e-08 | 0.0027785 | 5.1694e-10 | 0.0093087 | 4.7103e-08
[120 empty] | 7.3.3.17.5 (Remote Grid) Updates to grid topology to minimize risk of ignition in HFTDs Remote GridWLDFREquipment / facility failureAggregated | WLDFR | HFTD - Distribution - Tier 3 - 1QU CoRE ¦ 4QU LoRE | Red Flag Warning - Large Fires | Equipment / facility failure | Aggregated | 2050 | 1.3922e-05 | 111.286 | 0.0015493 | 2050 | Mitigation | 0.95 | 45 | 0 | esc | 0.00097009 | 1.3505e-08 | 0.00097009 | 1.3505e-08 | 0.0027785 | 5.1694e-10 | 0.0093087 | 4.7103e-08
[120 empty] | 7.3.3.17.5 (Remote Grid) Updates to grid topology to minimize risk of ignition in HFTDs Remote GridWLDFREquipment / facility failureAggregated | WLDFR | HFTD - Distribution - Tier 3 - 1QU CoRE ¦ 4QU LoRE | Red Flag Warning - Large Fires | Equipment / facility failure | Aggregated | 2051 | 1.3922e-05 | 111.286 | 0.0015493 | 2051 | Mitigation | 0.95 | 45 | 0 | esc | 0.00097009 | 1.3505e-08 | 0.00097009 | 1.3505e-08 | 0.0027785 | 5.1694e-10 | 0.0093087 | 4.7103e-08
[120 empty] | 7.3.3.17.5 (Remote Grid) Updates to grid topology to minimize risk of ignition in HFTDs Remote GridWLDFREquipment / facility failureAggregated | WLDFR | HFTD - Distribution - Tier 3 - 1QU CoRE ¦ 4QU LoRE | Red Flag Warning - Large Fires | Equipment / facility failure | Aggregated | 2052 | 1.3922e-05 | 111.286 | 0.0015493 | 2052 | Mitigation | 0.95 | 45 | 0 | esc | 0.00097009 | 1.3505e-08 | 0.00097009 | 1.3505e-08 | 0.0027785 | 5.1694e-10 | 0.0093087 | 4.7103e-08
[120 empty] | 7.3.3.17.5 (Remote Grid) Updates to grid topology to minimize risk of ignition in HFTDs Remote GridWLDFREquipment / facility failureAggregated | WLDFR | HFTD - Distribution - Tier 3 - 1QU CoRE ¦ 4QU LoRE | Red Flag Warning - Large Fires | Equipment / facility failure | Aggregated | 2053 | 1.3922e-05 | 111.286 | 0.0015493 | 2053 | Mitigation | 0.95 | 45 | 0 | esc | 0.00097009 | 1.3505e-08 | 0.00097009 | 1.3505e-08 | 0.0027785 | 5.1694e-10 | 0.0093087 | 4.7103e-08
[120 empty] | 7.3.3.17.5 (Remote Grid) Updates to grid topology to minimize risk of ignition in HFTDs Remote GridWLDFREquipment / facility failureAggregated | WLDFR | HFTD - Distribution - Tier 3 - 1QU CoRE ¦ 4QU LoRE | Red Flag Warning - Large Fires | Equipment / facility failure | Aggregated | 2054 | 1.3922e-05 | 111.286 | 0.0015493 | 2054 | Mitigation | 0.95 | 45 | 0 | esc | 0.00097009 | 1.3505e-08 | 0.00097009 | 1.3505e-08 | 0.0027785 | 5.1694e-10 | 0.0093087 | 4.7103e-08
[120 empty] | 7.3.3.17.5 (Remote Grid) Updates to grid topology to minimize risk of ignition in HFTDs Remote GridWLDFREquipment / facility failureAggregated | WLDFR | HFTD - Distribution - Tier 3 - 1QU CoRE ¦ 4QU LoRE | Red Flag Warning - Large Fires | Equipment / facility failure | Aggregated | 2055 | 1.3922e-05 | 111.286 | 0.0015493 | 2055 | Mitigation | 0.95 | 45 | 0 | esc | 0.00097009 | 1.3505e-08 | 0.00097009 | 1.3505e-08 | 0.0027785 | 5.1694e-10 | 0.0093087 | 4.7103e-08
[120 empty] | 7.3.3.17.5 (Remote Grid) Updates to grid topology to minimize risk of ignition in HFTDs Remote GridWLDFREquipment / facility failureAggregated | WLDFR | HFTD - Distribution - Tier 3 - 1QU CoRE ¦ 4QU LoRE | Red Flag Warning - Large Fires | Equipment / facility failure | Aggregated | 2056 | 1.3922e-05 | 111.286 | 0.0015493 | 2056 | Mitigation | 0.95 | 45 | 0 | esc | 0.00097009 | 1.3505e-08 | 0.00097009 | 1.3505e-08 | 0.0027785 | 5.1694e-10 | 0.0093087 | 4.7103e-08
[120 empty] | 7.3.3.17.5 (Remote Grid) Updates to grid topology to minimize risk of ignition in HFTDs Remote GridWLDFREquipment / facility failureAggregated | WLDFR | HFTD - Distribution - Tier 3 - 1QU CoRE ¦ 4QU LoRE | Red Flag Warning - Large Fires | Equipment / facility failure | Aggregated | 2057 | 1.3922e-05 | 111.286 | 0.0015493 | 2057 | Mitigation | 0.95 | 45 | 0 | esc | 0.00097009 | 1.3505e-08 | 0.00097009 | 1.3505e-08 | 0.0027785 | 5.1694e-10 | 0.0093087 | 4.7103e-08
[120 empty] | 7.3.3.17.5 (Remote Grid) Updates to grid topology to minimize risk of ignition in HFTDs Remote GridWLDFREquipment / facility failureAggregated | WLDFR | HFTD - Distribution - Tier 3 - 1QU CoRE ¦ 4QU LoRE | Red Flag Warning - Large Fires | Equipment / facility failure | Aggregated | 2058 | 1.3922e-05 | 111.286 | 0.0015493 | 2058 | Mitigation | 0.95 | 45 | 0 | esc | 0.00097009 | 1.3505e-08 | 0.00097009 | 1.3505e-08 | 0.0027785 | 5.1694e-10 | 0.0093087 | 4.7103e-08
[120 empty] | 7.3.3.17.5 (Remote Grid) Updates to grid topology to minimize risk of ignition in HFTDs Remote GridWLDFREquipment / facility failureAggregated | WLDFR | HFTD - Distribution - Tier 3 - 1QU CoRE ¦ 4QU LoRE | Red Flag Warning - Large Fires | Equipment / facility failure | Aggregated | 2059 | 1.3922e-05 | 111.286 | 0.0015493 | 2059 | Mitigation | 0.95 | 45 | 0 | esc | 0.00097009 | 1.3505e-08 | 0.00097009 | 1.3505e-08 | 0.0027785 | 5.1694e-10 | 0.0093087 | 4.7103e-08
[120 empty] | 7.3.3.17.5 (Remote Grid) Updates to grid topology to minimize risk of ignition in HFTDs Remote GridWLDFREquipment / facility failureAggregated | WLDFR | HFTD - Distribution - Tier 3 - 1QU CoRE ¦ 4QU LoRE | Red Flag Warning - Large Fires | Equipment / facility failure | Aggregated | 2060 | 1.3922e-05 | 111.286 | 0.0015493 | 2060 | Mitigation | 0.95 | 45 | 0 | esc | 0.00097009 | 1.3505e-08 | 0.00097009 | 1.3505e-08 | 0.0027785 | 5.1694e-10 | 0.0093087 | 4.7103e-08
[120 empty] | 7.3.3.17.5 (Remote Grid) Updates to grid topology to minimize risk of ignition in HFTDs Remote GridWLDFREquipment / facility failureAggregated | WLDFR | HFTD - Distribution - Tier 3 - 1QU CoRE ¦ 4QU LoRE | Red Flag Warning - Large Fires | Equipment / facility failure | Aggregated | 2061 | 1.3922e-05 | 111.286 | 0.0015493 | 2061 | Mitigation | 0.95 | 45 | 0 | esc | 0.00097009 | 1.3505e-08 | 0.00097009 | 1.3505e-08 | 0.0027785 | 5.1694e-10 | 0.0093087 | 4.7103e-08
[120 empty] | 7.3.3.17.5 (Remote Grid) Updates to grid topology to minimize risk of ignition in HFTDs Remote GridWLDFREquipment / facility failureAggregated | WLDFR | HFTD - Distribution - Tier 3 - 1QU CoRE ¦ 4QU LoRE | Red Flag Warning - Large Fires | Equipment / facility failure | Aggregated | 2062 | 1.3922e-05 | 111.286 | 0.0015493 | 2062 | Mitigation | 0.95 | 45 | 0 | esc | 0.00097009 | 1.3505e-08 | 0.00097009 | 1.3505e-08 | 0.0027785 | 5.1694e-10 | 0.0093087 | 4.7103e-08
[120 empty] | 7.3.3.17.5 (Remote Grid) Updates to grid topology to minimize risk of ignition in HFTDs Remote GridWLDFREquipment / facility failureAggregated | WLDFR | HFTD - Distribution - Tier 3 - 1QU CoRE ¦ 4QU LoRE | Red Flag Warning - Large Fires | Equipment / facility failure | Aggregated | 2063 | 1.3922e-05 | 111.286 | 0.0015493 | 2063 | Mitigation | 0.95 | 45 | 0 | esc | 0.00097009 | 1.3505e-08 | 0.00097009 | 1.3505e-08 | 0.0027785 | 5.1694e-10 | 0.0093087 | 4.7103e-08
[120 empty] | 7.3.3.17.5 (Remote Grid) Updates to grid topology to minimize risk of ignition in HFTDs Remote GridWLDFREquipment / facility failureAggregated | WLDFR | HFTD - Distribution - Tier 3 - 1QU CoRE ¦ 4QU LoRE | Red Flag Warning - Large Fires | Equipment / facility failure | Aggregated | 2064 | 1.3922e-05 | 111.286 | 0.0015493 | 2064 | Mitigation | 0.95 | 45 | 0 | esc | 0.00097009 | 1.3505e-08 | 0.00097009 | 1.3505e-08 | 0.0027785 | 5.1694e-10 | 0.0093087 | 4.7103e-08
[120 empty] | 7.3.3.17.5 (Remote Grid) Updates to grid topology to minimize risk of ignition in HFTDs Remote GridWLDFREquipment / facility failureAggregated | WLDFR | HFTD - Distribution - Tier 3 - 1QU CoRE ¦ 4QU LoRE | Red Flag Warning - Large Fires | Equipment / facility failure | Aggregated | 2065 | 1.3922e-05 | 111.286 | 0.0015493 | 2065 | Mitigation | 0.95 | 45 | 0 | esc | 0.00097009 | 1.3505e-08 | 0.00097009 | 1.3505e-08 | 0.0027785 | 5.1694e-10 | 0.0093087 | 4.7103e-08
[120 empty] | 7.3.3.17.5 (Remote Grid) Updates to grid topology to minimize risk of ignition in HFTDs Remote GridWLDFREquipment / facility failureAggregated | WLDFR | HFTD - Distribution - Tier 3 - 1QU CoRE ¦ 4QU LoRE | Red Flag Warning - Large Fires | Equipment / facility failure | Aggregated | 2066 | 1.3922e-05 | 111.286 | 0.0015493 | 2066 | Mitigation | 0.95 | 45 | 0 | esc | 0.00097009 | 1.3505e-08 | 0.00097009 | 1.3505e-08 | 0.0027785 | 5.1694e-10 | 0.0093087 | 4.7103e-08
[120 empty] | 7.3.3.17.5 (Remote Grid) Updates to grid topology to minimize risk of ignition in HFTDs Remote GridWLDFREquipment / facility failureAggregated | WLDFR | HFTD - Distribution - Tier 3 - 1QU CoRE ¦ 4QU LoRE | Red Flag Warning - Large Fires | Equipment / facility failure | Aggregated | 2067 | 1.3922e-05 | 111.286 | 0.0015493 | 2067 | Mitigation | 0.95 | 45 | 0 | esc | 0 | 0 | 0.00097009 | 1.3505e-08 | 0.0027785 | 5.1694e-10 | 0.0093087 | 4.7103e-08
[120 empty] | 7.3.3.17.5 (Remote Grid) Updates to grid topology to minimize risk of ignition in HFTDs Remote GridWLDFRVegetation ContactAggregated | WLDFR | HFTD - Distribution - Tier 3 - 1QU CoRE ¦ 4QU LoRE | Red Flag Warning - Large Fires | Vegetation Contact | Aggregated | 2022 | 3.3533e-05 | 111.286 | 0.0037317 | 2022 | Mitigation | 0.95 | 45 | 0 | esc | 0.00097009 | 3.2529e-08 | 0 | 0 | 0.0027785 | 5.1694e-10 | 0.0093087 | 4.7103e-08
[120 empty] | 7.3.3.17.5 (Remote Grid) Updates to grid topology to minimize risk of ignition in HFTDs Remote GridWLDFRVegetation ContactAggregated | WLDFR | HFTD - Distribution - Tier 3 - 1QU CoRE ¦ 4QU LoRE | Red Flag Warning - Large Fires | Vegetation Contact | Aggregated | 2023 | 3.3533e-05 | 111.286 | 0.0037317 | 2023 | Mitigation | 0.95 | 45 | 0 | esc | 0.00097009 | 3.2529e-08 | 0.00097009 | 3.2529e-08 | 0.0027785 | 5.1694e-10 | 0.0093087 | 4.7103e-08
[120 empty] | 7.3.3.17.5 (Remote Grid) Updates to grid topology to minimize risk of ignition in HFTDs Remote GridWLDFRVegetation ContactAggregated | WLDFR | HFTD - Distribution - Tier 3 - 1QU CoRE ¦ 4QU LoRE | Red Flag Warning - Large Fires | Vegetation Contact | Aggregated | 2024 | 3.3533e-05 | 111.286 | 0.0037317 | 2024 | Mitigation | 0.95 | 45 | 0 | esc | 0.00097009 | 3.2529e-08 | 0.00097009 | 3.2529e-08 | 0.0027785 | 5.1694e-10 | 0.0093087 | 4.7103e-08
[120 empty] | 7.3.3.17.5 (Remote Grid) Updates to grid topology to minimize risk of ignition in HFTDs Remote GridWLDFRVegetation ContactAggregated | WLDFR | HFTD - Distribution - Tier 3 - 1QU CoRE ¦ 4QU LoRE | Red Flag Warning - Large Fires | Vegetation Contact | Aggregated | 2025 | 3.3533e-05 | 111.286 | 0.0037317 | 2025 | Mitigation | 0.95 | 45 | 0 | esc | 0.00097009 | 3.2529e-08 | 0.00097009 | 3.2529e-08 | 0.0027785 | 5.1694e-10 | 0.0093087 | 4.7103e-08
[120 empty] | 7.3.3.17.5 (Remote Grid) Updates to grid topology to minimize risk of ignition in HFTDs Remote GridWLDFRVegetation ContactAggregated | WLDFR | HFTD - Distribution - Tier 3 - 1QU CoRE ¦ 4QU LoRE | Red Flag Warning - Large Fires | Vegetation Contact | Aggregated | 2026 | 3.3533e-05 | 111.286 | 0.0037317 | 2026 | Mitigation | 0.95 | 45 | 0 | esc | 0.00097009 | 3.2529e-08 | 0.00097009 | 3.2529e-08 | 0.0027785 | 5.1694e-10 | 0.0093087 | 4.7103e-08
[120 empty] | 7.3.3.17.5 (Remote Grid) Updates to grid topology to minimize risk of ignition in HFTDs Remote GridWLDFRVegetation ContactAggregated | WLDFR | HFTD - Distribution - Tier 3 - 1QU CoRE ¦ 4QU LoRE | Red Flag Warning - Large Fires | Vegetation Contact | Aggregated | 2027 | 3.3533e-05 | 111.286 | 0.0037317 | 2027 | Mitigation | 0.95 | 45 | 0 | esc | 0.00097009 | 3.2529e-08 | 0.00097009 | 3.2529e-08 | 0.0027785 | 5.1694e-10 | 0.0093087 | 4.7103e-08
[120 empty] | 7.3.3.17.5 (Remote Grid) Updates to grid topology to minimize risk of ignition in HFTDs Remote GridWLDFRVegetation ContactAggregated | WLDFR | HFTD - Distribution - Tier 3 - 1QU CoRE ¦ 4QU LoRE | Red Flag Warning - Large Fires | Vegetation Contact | Aggregated | 2028 | 3.3533e-05 | 111.286 | 0.0037317 | 2028 | Mitigation | 0.95 | 45 | 0 | esc | 0.00097009 | 3.2529e-08 | 0.00097009 | 3.2529e-08 | 0.0027785 | 5.1694e-10 | 0.0093087 | 4.7103e-08
[120 empty] | 7.3.3.17.5 (Remote Grid) Updates to grid topology to minimize risk of ignition in HFTDs Remote GridWLDFRVegetation ContactAggregated | WLDFR | HFTD - Distribution - Tier 3 - 1QU CoRE ¦ 4QU LoRE | Red Flag Warning - Large Fires | Vegetation Contact | Aggregated | 2029 | 3.3533e-05 | 111.286 | 0.0037317 | 2029 | Mitigation | 0.95 | 45 | 0 | esc | 0.00097009 | 3.2529e-08 | 0.00097009 | 3.2529e-08 | 0.0027785 | 5.1694e-10 | 0.0093087 | 4.7103e-08
[120 empty] | 7.3.3.17.5 (Remote Grid) Updates to grid topology to minimize risk of ignition in HFTDs Remote GridWLDFRVegetation ContactAggregated | WLDFR | HFTD - Distribution - Tier 3 - 1QU CoRE ¦ 4QU LoRE | Red Flag Warning - Large Fires | Vegetation Contact | Aggregated | 2030 | 3.3533e-05 | 111.286 | 0.0037317 | 2030 | Mitigation | 0.95 | 45 | 0 | esc | 0.00097009 | 3.2529e-08 | 0.00097009 | 3.2529e-08 | 0.0027785 | 5.1694e-10 | 0.0093087 | 4.7103e-08
[120 empty] | 7.3.3.17.5 (Remote Grid) Updates to grid topology to minimize risk of ignition in HFTDs Remote GridWLDFRVegetation ContactAggregated | WLDFR | HFTD - Distribution - Tier 3 - 1QU CoRE ¦ 4QU LoRE | Red Flag Warning - Large Fires | Vegetation Contact | Aggregated | 2031 | 3.3533e-05 | 111.286 | 0.0037317 | 2031 | Mitigation | 0.95 | 45 | 0 | esc | 0.00097009 | 3.2529e-08 | 0.00097009 | 3.2529e-08 | 0.0027785 | 5.1694e-10 | 0.0093087 | 4.7103e-08
[120 empty] | 7.3.3.17.5 (Remote Grid) Updates to grid topology to minimize risk of ignition in HFTDs Remote GridWLDFRVegetation ContactAggregated | WLDFR | HFTD - Distribution - Tier 3 - 1QU CoRE ¦ 4QU LoRE | Red Flag Warning - Large Fires | Vegetation Contact | Aggregated | 2032 | 3.3533e-05 | 111.286 | 0.0037317 | 2032 | Mitigation | 0.95 | 45 | 0 | esc | 0.00097009 | 3.2529e-08 | 0.00097009 | 3.2529e-08 | 0.0027785 | 5.1694e-10 | 0 | 0
[120 empty] | 7.3.3.17.5 (Remote Grid) Updates to grid topology to minimize risk of ignition in HFTDs Remote GridWLDFRVegetation ContactAggregated | WLDFR | HFTD - Distribution - Tier 3 - 1QU CoRE ¦ 4QU LoRE | Red Flag Warning - Large Fires | Vegetation Contact | Aggregated | 2033 | 3.3533e-05 | 111.286 | 0.0037317 | 2033 | Mitigation | 0.95 | 45 | 0 | esc | 0.00097009 | 3.2529e-08 | 0.00097009 | 3.2529e-08 | 0.0027785 | 5.1694e-10 | 0 | 0
[120 empty] | 7.3.3.17.5 (Remote Grid) Updates to grid topology to minimize risk of ignition in HFTDs Remote GridWLDFRVegetation ContactAggregated | WLDFR | HFTD - Distribution - Tier 3 - 1QU CoRE ¦ 4QU LoRE | Red Flag Warning - Large Fires | Vegetation Contact | Aggregated | 2034 | 3.3533e-05 | 111.286 | 0.0037317 | 2034 | Mitigation | 0.95 | 45 | 0 | esc | 0.00097009 | 3.2529e-08 | 0.00097009 | 3.2529e-08 | 0.0027785 | 5.1694e-10 | 0.0083522 | 8.8701e-09
[120 empty] | 7.3.3.17.5 (Remote Grid) Updates to grid topology to minimize risk of ignition in HFTDs Remote GridWLDFRVegetation ContactAggregated | WLDFR | HFTD - Distribution - Tier 3 - 1QU CoRE ¦ 4QU LoRE | Red Flag Warning - Large Fires | Vegetation Contact | Aggregated | 2035 | 3.3533e-05 | 111.286 | 0.0037317 | 2035 | Mitigation | 0.95 | 45 | 0 | esc | 0.00097009 | 3.2529e-08 | 0.00097009 | 3.2529e-08 | 0.0027785 | 5.1694e-10 | 0.0083522 | 8.8701e-09
[120 empty] | 7.3.3.17.5 (Remote Grid) Updates to grid topology to minimize risk of ignition in HFTDs Remote GridWLDFRVegetation ContactAggregated | WLDFR | HFTD - Distribution - Tier 3 - 1QU CoRE ¦ 4QU LoRE | Red Flag Warning - Large Fires | Vegetation Contact | Aggregated | 2036 | 3.3533e-05 | 111.286 | 0.0037317 | 2036 | Mitigation | 0.95 | 45 | 0 | esc | 0.00097009 | 3.2529e-08 | 0.00097009 | 3.2529e-08 | 0.0027785 | 5.1694e-10 | 0.0083522 | 8.8701e-09
[120 empty] | 7.3.3.17.5 (Remote Grid) Updates to grid topology to minimize risk of ignition in HFTDs Remote GridWLDFRVegetation ContactAggregated | WLDFR | HFTD - Distribution - Tier 3 - 1QU CoRE ¦ 4QU LoRE | Red Flag Warning - Large Fires | Vegetation Contact | Aggregated | 2037 | 3.3533e-05 | 111.286 | 0.0037317 | 2037 | Mitigation | 0.95 | 45 | 0 | esc | 0.00097009 | 3.2529e-08 | 0.00097009 | 3.2529e-08 | 0.0027785 | 5.1694e-10 | 0.0083522 | 8.8701e-09
[120 empty] | 7.3.3.17.5 (Remote Grid) Updates to grid topology to minimize risk of ignition in HFTDs Remote GridWLDFRVegetation ContactAggregated | WLDFR | HFTD - Distribution - Tier 3 - 1QU CoRE ¦ 4QU LoRE | Red Flag Warning - Large Fires | Vegetation Contact | Aggregated | 2038 | 3.3533e-05 | 111.286 | 0.0037317 | 2038 | Mitigation | 0.95 | 45 | 0 | esc | 0.00097009 | 3.2529e-08 | 0.00097009 | 3.2529e-08 | 0.0027785 | 5.1694e-10 | 0.0083522 | 8.8701e-09
[120 empty] | 7.3.3.17.5 (Remote Grid) Updates to grid topology to minimize risk of ignition in HFTDs Remote GridWLDFRVegetation ContactAggregated | WLDFR | HFTD - Distribution - Tier 3 - 1QU CoRE ¦ 4QU LoRE | Red Flag Warning - Large Fires | Vegetation Contact | Aggregated | 2039 | 3.3533e-05 | 111.286 | 0.0037317 | 2039 | Mitigation | 0.95 | 45 | 0 | esc | 0.00097009 | 3.2529e-08 | 0.00097009 | 3.2529e-08 | 0.0027785 | 5.1694e-10 | 0.0083522 | 8.8701e-09
[120 empty] | 7.3.3.17.5 (Remote Grid) Updates to grid topology to minimize risk of ignition in HFTDs Remote GridWLDFRVegetation ContactAggregated | WLDFR | HFTD - Distribution - Tier 3 - 1QU CoRE ¦ 4QU LoRE | Red Flag Warning - Large Fires | Vegetation Contact | Aggregated | 2040 | 3.3533e-05 | 111.286 | 0.0037317 | 2040 | Mitigation | 0.95 | 45 | 0 | esc | 0.00097009 | 3.2529e-08 | 0.00097009 | 3.2529e-08 | 0.0027785 | 5.1694e-10 | 0.0083522 | 8.8701e-09
[120 empty] | 7.3.3.17.5 (Remote Grid) Updates to grid topology to minimize risk of ignition in HFTDs Remote GridWLDFRVegetation ContactAggregated | WLDFR | HFTD - Distribution - Tier 3 - 1QU CoRE ¦ 4QU LoRE | Red Flag Warning - Large Fires | Vegetation Contact | Aggregated | 2041 | 3.3533e-05 | 111.286 | 0.0037317 | 2041 | Mitigation | 0.95 | 45 | 0 | esc | 0.00097009 | 3.2529e-08 | 0.00097009 | 3.2529e-08 | 0.0027785 | 5.1694e-10 | 0.0083522 | 8.8701e-09
[120 empty] | 7.3.3.17.5 (Remote Grid) Updates to grid topology to minimize risk of ignition in HFTDs Remote GridWLDFRVegetation ContactAggregated | WLDFR | HFTD - Distribution - Tier 3 - 1QU CoRE ¦ 4QU LoRE | Red Flag Warning - Large Fires | Vegetation Contact | Aggregated | 2042 | 3.3533e-05 | 111.286 | 0.0037317 | 2042 | Mitigation | 0.95 | 45 | 0 | esc | 0.00097009 | 3.2529e-08 | 0.00097009 | 3.2529e-08 | 0.0027785 | 5.1694e-10 | 0.0083522 | 8.8701e-09
[120 empty] | 7.3.3.17.5 (Remote Grid) Updates to grid topology to minimize risk of ignition in HFTDs Remote GridWLDFRVegetation ContactAggregated | WLDFR | HFTD - Distribution - Tier 3 - 1QU CoRE ¦ 4QU LoRE | Red Flag Warning - Large Fires | Vegetation Contact | Aggregated | 2043 | 3.3533e-05 | 111.286 | 0.0037317 | 2043 | Mitigation | 0.95 | 45 | 0 | esc | 0.00097009 | 3.2529e-08 | 0.00097009 | 3.2529e-08 | 0.0027785 | 5.1694e-10 | 0.0083522 | 8.8701e-09
[120 empty] | 7.3.3.17.5 (Remote Grid) Updates to grid topology to minimize risk of ignition in HFTDs Remote GridWLDFRVegetation ContactAggregated | WLDFR | HFTD - Distribution - Tier 3 - 1QU CoRE ¦ 4QU LoRE | Red Flag Warning - Large Fires | Vegetation Contact | Aggregated | 2044 | 3.3533e-05 | 111.286 | 0.0037317 | 2044 | Mitigation | 0.95 | 45 | 0 | esc | 0.00097009 | 3.2529e-08 | 0.00097009 | 3.2529e-08 | 0 | 0 | 0.0083522 | 8.8701e-09
[120 empty] | 7.3.3.17.5 (Remote Grid) Updates to grid topology to minimize risk of ignition in HFTDs Remote GridWLDFRVegetation ContactAggregated | WLDFR | HFTD - Distribution - Tier 3 - 1QU CoRE ¦ 4QU LoRE | Red Flag Warning - Large Fires | Vegetation Contact | Aggregated | 2045 | 3.3533e-05 | 111.286 | 0.0037317 | 2045 | Mitigation | 0.95 | 45 | 0 | esc | 0.00097009 | 3.2529e-08 | 0.00097009 | 3.2529e-08 | 0.0027785 | 2.7816e-07 | 0.0083522 | 8.8701e-09
[120 empty] | 7.3.3.17.5 (Remote Grid) Updates to grid topology to minimize risk of ignition in HFTDs Remote GridWLDFRVegetation ContactAggregated | WLDFR | HFTD - Distribution - Tier 3 - 1QU CoRE ¦ 4QU LoRE | Red Flag Warning - Large Fires | Vegetation Contact | Aggregated | 2046 | 3.3533e-05 | 111.286 | 0.0037317 | 2046 | Mitigation | 0.95 | 45 | 0 | esc | 0.00097009 | 3.2529e-08 | 0.00097009 | 3.2529e-08 | 0.0027785 | 2.7816e-07 | 0.0083522 | 8.8701e-09
[120 empty] | 7.3.3.17.5 (Remote Grid) Updates to grid topology to minimize risk of ignition in HFTDs Remote GridWLDFRVegetation ContactAggregated | WLDFR | HFTD - Distribution - Tier 3 - 1QU CoRE ¦ 4QU LoRE | Red Flag Warning - Large Fires | Vegetation Contact | Aggregated | 2047 | 3.3533e-05 | 111.286 | 0.0037317 | 2047 | Mitigation | 0.95 | 45 | 0 | esc | 0.00097009 | 3.2529e-08 | 0.00097009 | 3.2529e-08 | 0.0027785 | 2.7816e-07 | 0.0083522 | 8.8701e-09
[120 empty] | 7.3.3.17.5 (Remote Grid) Updates to grid topology to minimize risk of ignition in HFTDs Remote GridWLDFRVegetation ContactAggregated | WLDFR | HFTD - Distribution - Tier 3 - 1QU CoRE ¦ 4QU LoRE | Red Flag Warning - Large Fires | Vegetation Contact | Aggregated | 2048 | 3.3533e-05 | 111.286 | 0.0037317 | 2048 | Mitigation | 0.95 | 45 | 0 | esc | 0.00097009 | 3.2529e-08 | 0.00097009 | 3.2529e-08 | 0.0027785 | 2.7816e-07 | 0.0083522 | 8.8701e-09
[120 empty] | 7.3.3.17.5 (Remote Grid) Updates to grid topology to minimize risk of ignition in HFTDs Remote GridWLDFRVegetation ContactAggregated | WLDFR | HFTD - Distribution - Tier 3 - 1QU CoRE ¦ 4QU LoRE | Red Flag Warning - Large Fires | Vegetation Contact | Aggregated | 2049 | 3.3533e-05 | 111.286 | 0.0037317 | 2049 | Mitigation | 0.95 | 45 | 0 | esc | 0.00097009 | 3.2529e-08 | 0.00097009 | 3.2529e-08 | 0.0027785 | 2.7816e-07 | 0.0083522 | 8.8701e-09
[120 empty] | 7.3.3.17.5 (Remote Grid) Updates to grid topology to minimize risk of ignition in HFTDs Remote GridWLDFRVegetation ContactAggregated | WLDFR | HFTD - Distribution - Tier 3 - 1QU CoRE ¦ 4QU LoRE | Red Flag Warning - Large Fires | Vegetation Contact | Aggregated | 2050 | 3.3533e-05 | 111.286 | 0.0037317 | 2050 | Mitigation | 0.95 | 45 | 0 | esc | 0.00097009 | 3.2529e-08 | 0.00097009 | 3.2529e-08 | 0.0027785 | 2.7816e-07 | 0.0083522 | 8.8701e-09
[120 empty] | 7.3.3.17.5 (Remote Grid) Updates to grid topology to minimize risk of ignition in HFTDs Remote GridWLDFRVegetation ContactAggregated | WLDFR | HFTD - Distribution - Tier 3 - 1QU CoRE ¦ 4QU LoRE | Red Flag Warning - Large Fires | Vegetation Contact | Aggregated | 2051 | 3.3533e-05 | 111.286 | 0.0037317 | 2051 | Mitigation | 0.95 | 45 | 0 | esc | 0.00097009 | 3.2529e-08 | 0.00097009 | 3.2529e-08 | 0.0027785 | 2.7816e-07 | 0.0083522 | 8.8701e-09
[120 empty] | 7.3.3.17.5 (Remote Grid) Updates to grid topology to minimize risk of ignition in HFTDs Remote GridWLDFRVegetation ContactAggregated | WLDFR | HFTD - Distribution - Tier 3 - 1QU CoRE ¦ 4QU LoRE | Red Flag Warning - Large Fires | Vegetation Contact | Aggregated | 2052 | 3.3533e-05 | 111.286 | 0.0037317 | 2052 | Mitigation | 0.95 | 45 | 0 | esc | 0.00097009 | 3.2529e-08 | 0.00097009 | 3.2529e-08 | 0.0027785 | 2.7816e-07 | 0.0083522 | 8.8701e-09
[120 empty] | 7.3.3.17.5 (Remote Grid) Updates to grid topology to minimize risk of ignition in HFTDs Remote GridWLDFRVegetation ContactAggregated | WLDFR | HFTD - Distribution - Tier 3 - 1QU CoRE ¦ 4QU LoRE | Red Flag Warning - Large Fires | Vegetation Contact | Aggregated | 2053 | 3.3533e-05 | 111.286 | 0.0037317 | 2053 | Mitigation | 0.95 | 45 | 0 | esc | 0.00097009 | 3.2529e-08 | 0.00097009 | 3.2529e-08 | 0.0027785 | 2.7816e-07 | 0.0083522 | 8.8701e-09
[120 empty] | 7.3.3.17.5 (Remote Grid) Updates to grid topology to minimize risk of ignition in HFTDs Remote GridWLDFRVegetation ContactAggregated | WLDFR | HFTD - Distribution - Tier 3 - 1QU CoRE ¦ 4QU LoRE | Red Flag Warning - Large Fires | Vegetation Contact | Aggregated | 2054 | 3.3533e-05 | 111.286 | 0.0037317 | 2054 | Mitigation | 0.95 | 45 | 0 | esc | 0.00097009 | 3.2529e-08 | 0.00097009 | 3.2529e-08 | 0.0027785 | 2.7816e-07 | 0.0083522 | 8.8701e-09
[120 empty] | 7.3.3.17.5 (Remote Grid) Updates to grid topology to minimize risk of ignition in HFTDs Remote GridWLDFRVegetation ContactAggregated | WLDFR | HFTD - Distribution - Tier 3 - 1QU CoRE ¦ 4QU LoRE | Red Flag Warning - Large Fires | Vegetation Contact | Aggregated | 2055 | 3.3533e-05 | 111.286 | 0.0037317 | 2055 | Mitigation | 0.95 | 45 | 0 | esc | 0.00097009 | 3.2529e-08 | 0.00097009 | 3.2529e-08 | 0.0027785 | 2.7816e-07 | 0.0083522 | 8.8701e-09
[120 empty] | 7.3.3.17.5 (Remote Grid) Updates to grid topology to minimize risk of ignition in HFTDs Remote GridWLDFRVegetation ContactAggregated | WLDFR | HFTD - Distribution - Tier 3 - 1QU CoRE ¦ 4QU LoRE | Red Flag Warning - Large Fires | Vegetation Contact | Aggregated | 2056 | 3.3533e-05 | 111.286 | 0.0037317 | 2056 | Mitigation | 0.95 | 45 | 0 | esc | 0.00097009 | 3.2529e-08 | 0.00097009 | 3.2529e-08 | 0.0027785 | 2.7816e-07 | 0.0083522 | 8.8701e-09
[120 empty] | 7.3.3.17.5 (Remote Grid) Updates to grid topology to minimize risk of ignition in HFTDs Remote GridWLDFRVegetation ContactAggregated | WLDFR | HFTD - Distribution - Tier 3 - 1QU CoRE ¦ 4QU LoRE | Red Flag Warning - Large Fires | Vegetation Contact | Aggregated | 2057 | 3.3533e-05 | 111.286 | 0.0037317 | 2057 | Mitigation | 0.95 | 45 | 0 | esc | 0.00097009 | 3.2529e-08 | 0.00097009 | 3.2529e-08 | 0.0027785 | 2.7816e-07 | 0.0083522 | 8.8701e-09
[120 empty] | 7.3.3.17.5 (Remote Grid) Updates to grid topology to minimize risk of ignition in HFTDs Remote GridWLDFRVegetation ContactAggregated | WLDFR | HFTD - Distribution - Tier 3 - 1QU CoRE ¦ 4QU LoRE | Red Flag Warning - Large Fires | Vegetation Contact | Aggregated | 2058 | 3.3533e-05 | 111.286 | 0.0037317 | 2058 | Mitigation | 0.95 | 45 | 0 | esc | 0.00097009 | 3.2529e-08 | 0.00097009 | 3.2529e-08 | 0.0027785 | 2.7816e-07 | 0.0083522 | 8.8701e-09
[120 empty] | 7.3.3.17.5 (Remote Grid) Updates to grid topology to minimize risk of ignition in HFTDs Remote GridWLDFRVegetation ContactAggregated | WLDFR | HFTD - Distribution - Tier 3 - 1QU CoRE ¦ 4QU LoRE | Red Flag Warning - Large Fires | Vegetation Contact | Aggregated | 2059 | 3.3533e-05 | 111.286 | 0.0037317 | 2059 | Mitigation | 0.95 | 45 | 0 | esc | 0.00097009 | 3.2529e-08 | 0.00097009 | 3.2529e-08 | 0.0027785 | 2.7816e-07 | 0.0083522 | 8.8701e-09
[120 empty] | 7.3.3.17.5 (Remote Grid) Updates to grid topology to minimize risk of ignition in HFTDs Remote GridWLDFRVegetation ContactAggregated | WLDFR | HFTD - Distribution - Tier 3 - 1QU CoRE ¦ 4QU LoRE | Red Flag Warning - Large Fires | Vegetation Contact | Aggregated | 2060 | 3.3533e-05 | 111.286 | 0.0037317 | 2060 | Mitigation | 0.95 | 45 | 0 | esc | 0.00097009 | 3.2529e-08 | 0.00097009 | 3.2529e-08 | 0.0027785 | 2.7816e-07 | 0.0083522 | 8.8701e-09
[120 empty] | 7.3.3.17.5 (Remote Grid) Updates to grid topology to minimize risk of ignition in HFTDs Remote GridWLDFRVegetation ContactAggregated | WLDFR | HFTD - Distribution - Tier 3 - 1QU CoRE ¦ 4QU LoRE | Red Flag Warning - Large Fires | Vegetation Contact | Aggregated | 2061 | 3.3533e-05 | 111.286 | 0.0037317 | 2061 | Mitigation | 0.95 | 45 | 0 | esc | 0.00097009 | 3.2529e-08 | 0.00097009 | 3.2529e-08 | 0.0027785 | 2.7816e-07 | 0.0083522 | 8.8701e-09
[120 empty] | 7.3.3.17.5 (Remote Grid) Updates to grid topology to minimize risk of ignition in HFTDs Remote GridWLDFRVegetation ContactAggregated | WLDFR | HFTD - Distribution - Tier 3 - 1QU CoRE ¦ 4QU LoRE | Red Flag Warning - Large Fires | Vegetation Contact | Aggregated | 2062 | 3.3533e-05 | 111.286 | 0.0037317 | 2062 | Mitigation | 0.95 | 45 | 0 | esc | 0.00097009 | 3.2529e-08 | 0.00097009 | 3.2529e-08 | 0.0027785 | 2.7816e-07 | 0.0083522 | 8.8701e-09
[120 empty] | 7.3.3.17.5 (Remote Grid) Updates to grid topology to minimize risk of ignition in HFTDs Remote GridWLDFRVegetation ContactAggregated | WLDFR | HFTD - Distribution - Tier 3 - 1QU CoRE ¦ 4QU LoRE | Red Flag Warning - Large Fires | Vegetation Contact | Aggregated | 2063 | 3.3533e-05 | 111.286 | 0.0037317 | 2063 | Mitigation | 0.95 | 45 | 0 | esc | 0.00097009 | 3.2529e-08 | 0.00097009 | 3.2529e-08 | 0.0027785 | 2.7816e-07 | 0.0083522 | 8.8701e-09
[120 empty] | 7.3.3.17.5 (Remote Grid) Updates to grid topology to minimize risk of ignition in HFTDs Remote GridWLDFRVegetation ContactAggregated | WLDFR | HFTD - Distribution - Tier 3 - 1QU CoRE ¦ 4QU LoRE | Red Flag Warning - Large Fires | Vegetation Contact | Aggregated | 2064 | 3.3533e-05 | 111.286 | 0.0037317 | 2064 | Mitigation | 0.95 | 45 | 0 | esc | 0.00097009 | 3.2529e-08 | 0.00097009 | 3.2529e-08 | 0.0027785 | 2.7816e-07 | 0 | 0
[120 empty] | 7.3.3.17.5 (Remote Grid) Updates to grid topology to minimize risk of ignition in HFTDs Remote GridWLDFRVegetation ContactAggregated | WLDFR | HFTD - Distribution - Tier 3 - 1QU CoRE ¦ 4QU LoRE | Red Flag Warning - Large Fires | Vegetation Contact | Aggregated | 2065 | 3.3533e-05 | 111.286 | 0.0037317 | 2065 | Mitigation | 0.95 | 45 | 0 | esc | 0.00097009 | 3.2529e-08 | 0.00097009 | 3.2529e-08 | 0.0027785 | 2.7816e-07 | 0 | 0
[120 empty] | 7.3.3.17.5 (Remote Grid) Updates to grid topology to minimize risk of ignition in HFTDs Remote GridWLDFRVegetation ContactAggregated | WLDFR | HFTD - Distribution - Tier 3 - 1QU CoRE ¦ 4QU LoRE | Red Flag Warning - Large Fires | Vegetation Contact | Aggregated | 2066 | 3.3533e-05 | 111.286 | 0.0037317 | 2066 | Mitigation | 0.95 | 45 | 0 | esc | 0.00097009 | 3.2529e-08 | 0.00097009 | 3.2529e-08 | 0.0027785 | 2.7816e-07 | 0.0092336 | 8.4878e-10
[120 empty] | 7.3.3.17.5 (Remote Grid) Updates to grid topology to minimize risk of ignition in HFTDs Remote GridWLDFRVegetation ContactAggregated | WLDFR | HFTD - Distribution - Tier 3 - 1QU CoRE ¦ 4QU LoRE | Red Flag Warning - Large Fires | Vegetation Contact | Aggregated | 2067 | 3.3533e-05 | 111.286 | 0.0037317 | 2067 | Mitigation | 0.95 | 45 | 0 | esc | 0 | 0 | 0.00097009 | 3.2529e-08 | 0.0027785 | 2.7816e-07 | 0.0092336 | 8.4878e-10
[120 empty] | 7.3.3.17.5 (Remote Grid) Updates to grid topology to minimize risk of ignition in HFTDs Remote GridWLDFRContact from objectAggregated | WLDFR | HFTD - Distribution - Tier 3 - 1QU CoRE ¦ 4QU LoRE | Red Flag Warning - Small Fires | Contact from object | Aggregated | 2022 | 1.0319e-05 | 111.286 | 0.0011483 | 2022 | Mitigation | 0.95 | 45 | 0 | esc | 0.00097009 | 1.001e-08 | 0 | 0 | 0.0027785 | 2.7816e-07 | 0.0092336 | 8.4878e-10
[120 empty] | 7.3.3.17.5 (Remote Grid) Updates to grid topology to minimize risk of ignition in HFTDs Remote GridWLDFRContact from objectAggregated | WLDFR | HFTD - Distribution - Tier 3 - 1QU CoRE ¦ 4QU LoRE | Red Flag Warning - Small Fires | Contact from object | Aggregated | 2023 | 1.0319e-05 | 111.286 | 0.0011483 | 2023 | Mitigation | 0.95 | 45 | 0 | esc | 0.00097009 | 1.001e-08 | 0.00097009 | 1.001e-08 | 0.0027785 | 2.7816e-07 | 0.0092336 | 8.4878e-10
[120 empty] | 7.3.3.17.5 (Remote Grid) Updates to grid topology to minimize risk of ignition in HFTDs Remote GridWLDFRContact from objectAggregated | WLDFR | HFTD - Distribution - Tier 3 - 1QU CoRE ¦ 4QU LoRE | Red Flag Warning - Small Fires | Contact from object | Aggregated | 2024 | 1.0319e-05 | 111.286 | 0.0011483 | 2024 | Mitigation | 0.95 | 45 | 0 | esc | 0.00097009 | 1.001e-08 | 0.00097009 | 1.001e-08 | 0.0027785 | 2.7816e-07 | 0.0092336 | 8.4878e-10
[120 empty] | 7.3.3.17.5 (Remote Grid) Updates to grid topology to minimize risk of ignition in HFTDs Remote GridWLDFRContact from objectAggregated | WLDFR | HFTD - Distribution - Tier 3 - 1QU CoRE ¦ 4QU LoRE | Red Flag Warning - Small Fires | Contact from object | Aggregated | 2025 | 1.0319e-05 | 111.286 | 0.0011483 | 2025 | Mitigation | 0.95 | 45 | 0 | esc | 0.00097009 | 1.001e-08 | 0.00097009 | 1.001e-08 | 0.0027785 | 2.7816e-07 | 0.0092336 | 8.4878e-10
[120 empty] | 7.3.3.17.5 (Remote Grid) Updates to grid topology to minimize risk of ignition in HFTDs Remote GridWLDFRContact from objectAggregated | WLDFR | HFTD - Distribution - Tier 3 - 1QU CoRE ¦ 4QU LoRE | Red Flag Warning - Small Fires | Contact from object | Aggregated | 2026 | 1.0319e-05 | 111.286 | 0.0011483 | 2026 | Mitigation | 0.95 | 45 | 0 | esc | 0.00097009 | 1.001e-08 | 0.00097009 | 1.001e-08 | 0.0027785 | 2.7816e-07 | 0.0092336 | 8.4878e-10
[120 empty] | 7.3.3.17.5 (Remote Grid) Updates to grid topology to minimize risk of ignition in HFTDs Remote GridWLDFRContact from objectAggregated | WLDFR | HFTD - Distribution - Tier 3 - 1QU CoRE ¦ 4QU LoRE | Red Flag Warning - Small Fires | Contact from object | Aggregated | 2027 | 1.0319e-05 | 111.286 | 0.0011483 | 2027 | Mitigation | 0.95 | 45 | 0 | esc | 0.00097009 | 1.001e-08 | 0.00097009 | 1.001e-08 | 0.0027785 | 2.7816e-07 | 0.0092336 | 8.4878e-10
[120 empty] | 7.3.3.17.5 (Remote Grid) Updates to grid topology to minimize risk of ignition in HFTDs Remote GridWLDFRContact from objectAggregated | WLDFR | HFTD - Distribution - Tier 3 - 1QU CoRE ¦ 4QU LoRE | Red Flag Warning - Small Fires | Contact from object | Aggregated | 2028 | 1.0319e-05 | 111.286 | 0.0011483 | 2028 | Mitigation | 0.95 | 45 | 0 | esc | 0.00097009 | 1.001e-08 | 0.00097009 | 1.001e-08 | 0.0027785 | 2.7816e-07 | 0.0092336 | 8.4878e-10
[120 empty] | 7.3.3.17.5 (Remote Grid) Updates to grid topology to minimize risk of ignition in HFTDs Remote GridWLDFRContact from objectAggregated | WLDFR | HFTD - Distribution - Tier 3 - 1QU CoRE ¦ 4QU LoRE | Red Flag Warning - Small Fires | Contact from object | Aggregated | 2029 | 1.0319e-05 | 111.286 | 0.0011483 | 2029 | Mitigation | 0.95 | 45 | 0 | esc | 0.00097009 | 1.001e-08 | 0.00097009 | 1.001e-08 | 0.0027785 | 2.7816e-07 | 0.0092336 | 8.4878e-10
[120 empty] | 7.3.3.17.5 (Remote Grid) Updates to grid topology to minimize risk of ignition in HFTDs Remote GridWLDFRContact from objectAggregated | WLDFR | HFTD - Distribution - Tier 3 - 1QU CoRE ¦ 4QU LoRE | Red Flag Warning - Small Fires | Contact from object | Aggregated | 2030 | 1.0319e-05 | 111.286 | 0.0011483 | 2030 | Mitigation | 0.95 | 45 | 0 | esc | 0.00097009 | 1.001e-08 | 0.00097009 | 1.001e-08 | 0.0027785 | 2.7816e-07 | 0.0092336 | 8.4878e-10
[120 empty] | 7.3.3.17.5 (Remote Grid) Updates to grid topology to minimize risk of ignition in HFTDs Remote GridWLDFRContact from objectAggregated | WLDFR | HFTD - Distribution - Tier 3 - 1QU CoRE ¦ 4QU LoRE | Red Flag Warning - Small Fires | Contact from object | Aggregated | 2031 | 1.0319e-05 | 111.286 | 0.0011483 | 2031 | Mitigation | 0.95 | 45 | 0 | esc | 0.00097009 | 1.001e-08 | 0.00097009 | 1.001e-08 | 0.0027785 | 2.7816e-07 | 0.0092336 | 8.4878e-10
[120 empty] | 7.3.3.17.5 (Remote Grid) Updates to grid topology to minimize risk of ignition in HFTDs Remote GridWLDFRContact from objectAggregated | WLDFR | HFTD - Distribution - Tier 3 - 1QU CoRE ¦ 4QU LoRE | Red Flag Warning - Small Fires | Contact from object | Aggregated | 2032 | 1.0319e-05 | 111.286 | 0.0011483 | 2032 | Mitigation | 0.95 | 45 | 0 | esc | 0.00097009 | 1.001e-08 | 0.00097009 | 1.001e-08 | 0.0027785 | 2.7816e-07 | 0.0092336 | 8.4878e-10
[120 empty] | 7.3.3.17.5 (Remote Grid) Updates to grid topology to minimize risk of ignition in HFTDs Remote GridWLDFRContact from objectAggregated | WLDFR | HFTD - Distribution - Tier 3 - 1QU CoRE ¦ 4QU LoRE | Red Flag Warning - Small Fires | Contact from object | Aggregated | 2033 | 1.0319e-05 | 111.286 | 0.0011483 | 2033 | Mitigation | 0.95 | 45 | 0 | esc | 0.00097009 | 1.001e-08 | 0.00097009 | 1.001e-08 | 0.0027785 | 2.7816e-07 | 0.0092336 | 8.4878e-10
[120 empty] | 7.3.3.17.5 (Remote Grid) Updates to grid topology to minimize risk of ignition in HFTDs Remote GridWLDFRContact from objectAggregated | WLDFR | HFTD - Distribution - Tier 3 - 1QU CoRE ¦ 4QU LoRE | Red Flag Warning - Small Fires | Contact from object | Aggregated | 2034 | 1.0319e-05 | 111.286 | 0.0011483 | 2034 | Mitigation | 0.95 | 45 | 0 | esc | 0.00097009 | 1.001e-08 | 0.00097009 | 1.001e-08 | 0.0027785 | 2.7816e-07 | 0.0092336 | 8.4878e-10
[120 empty] | 7.3.3.17.5 (Remote Grid) Updates to grid topology to minimize risk of ignition in HFTDs Remote GridWLDFRContact from objectAggregated | WLDFR | HFTD - Distribution - Tier 3 - 1QU CoRE ¦ 4QU LoRE | Red Flag Warning - Small Fires | Contact from object | Aggregated | 2035 | 1.0319e-05 | 111.286 | 0.0011483 | 2035 | Mitigation | 0.95 | 45 | 0 | esc | 0.00097009 | 1.001e-08 | 0.00097009 | 1.001e-08 | 0.0027785 | 2.7816e-07 | 0.0092336 | 8.4878e-10
[120 empty] | 7.3.3.17.5 (Remote Grid) Updates to grid topology to minimize risk of ignition in HFTDs Remote GridWLDFRContact from objectAggregated | WLDFR | HFTD - Distribution - Tier 3 - 1QU CoRE ¦ 4QU LoRE | Red Flag Warning - Small Fires | Contact from object | Aggregated | 2036 | 1.0319e-05 | 111.286 | 0.0011483 | 2036 | Mitigation | 0.95 | 45 | 0 | esc | 0.00097009 | 1.001e-08 | 0.00097009 | 1.001e-08 | 0.0027785 | 2.7816e-07 | 0.0092336 | 8.4878e-10
[120 empty] | 7.3.3.17.5 (Remote Grid) Updates to grid topology to minimize risk of ignition in HFTDs Remote GridWLDFRContact from objectAggregated | WLDFR | HFTD - Distribution - Tier 3 - 1QU CoRE ¦ 4QU LoRE | Red Flag Warning - Small Fires | Contact from object | Aggregated | 2037 | 1.0319e-05 | 111.286 | 0.0011483 | 2037 | Mitigation | 0.95 | 45 | 0 | esc | 0.00097009 | 1.001e-08 | 0.00097009 | 1.001e-08 | 0.0027785 | 2.7816e-07 | 0.0092336 | 8.4878e-10
[120 empty] | 7.3.3.17.5 (Remote Grid) Updates to grid topology to minimize risk of ignition in HFTDs Remote GridWLDFRContact from objectAggregated | WLDFR | HFTD - Distribution - Tier 3 - 1QU CoRE ¦ 4QU LoRE | Red Flag Warning - Small Fires | Contact from object | Aggregated | 2038 | 1.0319e-05 | 111.286 | 0.0011483 | 2038 | Mitigation | 0.95 | 45 | 0 | esc | 0.00097009 | 1.001e-08 | 0.00097009 | 1.001e-08 | 0.0027785 | 2.7816e-07 | 0.0092336 | 8.4878e-10
[120 empty] | 7.3.3.17.5 (Remote Grid) Updates to grid topology to minimize risk of ignition in HFTDs Remote GridWLDFRContact from objectAggregated | WLDFR | HFTD - Distribution - Tier 3 - 1QU CoRE ¦ 4QU LoRE | Red Flag Warning - Small Fires | Contact from object | Aggregated | 2039 | 1.0319e-05 | 111.286 | 0.0011483 | 2039 | Mitigation | 0.95 | 45 | 0 | esc | 0.00097009 | 1.001e-08 | 0.00097009 | 1.001e-08 | 0.0027785 | 2.7816e-07 | 0.0092336 | 8.4878e-10
[120 empty] | 7.3.3.17.5 (Remote Grid) Updates to grid topology to minimize risk of ignition in HFTDs Remote GridWLDFRContact from objectAggregated | WLDFR | HFTD - Distribution - Tier 3 - 1QU CoRE ¦ 4QU LoRE | Red Flag Warning - Small Fires | Contact from object | Aggregated | 2040 | 1.0319e-05 | 111.286 | 0.0011483 | 2040 | Mitigation | 0.95 | 45 | 0 | esc | 0.00097009 | 1.001e-08 | 0.00097009 | 1.001e-08 | 0.0027785 | 2.7816e-07 | 0.0092336 | 8.4878e-10
[120 empty] | 7.3.3.17.5 (Remote Grid) Updates to grid topology to minimize risk of ignition in HFTDs Remote GridWLDFRContact from objectAggregated | WLDFR | HFTD - Distribution - Tier 3 - 1QU CoRE ¦ 4QU LoRE | Red Flag Warning - Small Fires | Contact from object | Aggregated | 2041 | 1.0319e-05 | 111.286 | 0.0011483 | 2041 | Mitigation | 0.95 | 45 | 0 | esc | 0.00097009 | 1.001e-08 | 0.00097009 | 1.001e-08 | 0.0027785 | 2.7816e-07 | 0.0092336 | 8.4878e-10
[120 empty] | 7.3.3.17.5 (Remote Grid) Updates to grid topology to minimize risk of ignition in HFTDs Remote GridWLDFRContact from objectAggregated | WLDFR | HFTD - Distribution - Tier 3 - 1QU CoRE ¦ 4QU LoRE | Red Flag Warning - Small Fires | Contact from object | Aggregated | 2042 | 1.0319e-05 | 111.286 | 0.0011483 | 2042 | Mitigation | 0.95 | 45 | 0 | esc | 0.00097009 | 1.001e-08 | 0.00097009 | 1.001e-08 | 0.0027785 | 2.7816e-07 | 0.0092336 | 8.4878e-10
[120 empty] | 7.3.3.17.5 (Remote Grid) Updates to grid topology to minimize risk of ignition in HFTDs Remote GridWLDFRContact from objectAggregated | WLDFR | HFTD - Distribution - Tier 3 - 1QU CoRE ¦ 4QU LoRE | Red Flag Warning - Small Fires | Contact from object | Aggregated | 2043 | 1.0319e-05 | 111.286 | 0.0011483 | 2043 | Mitigation | 0.95 | 45 | 0 | esc | 0.00097009 | 1.001e-08 | 0.00097009 | 1.001e-08 | 0.0027785 | 2.7816e-07 | 0.0092336 | 8.4878e-10
[120 empty] | 7.3.3.17.5 (Remote Grid) Updates to grid topology to minimize risk of ignition in HFTDs Remote GridWLDFRContact from objectAggregated | WLDFR | HFTD - Distribution - Tier 3 - 1QU CoRE ¦ 4QU LoRE | Red Flag Warning - Small Fires | Contact from object | Aggregated | 2044 | 1.0319e-05 | 111.286 | 0.0011483 | 2044 | Mitigation | 0.95 | 45 | 0 | esc | 0.00097009 | 1.001e-08 | 0.00097009 | 1.001e-08 | 0.0027785 | 2.7816e-07 | 0.0092336 | 8.4878e-10
[120 empty] | 7.3.3.17.5 (Remote Grid) Updates to grid topology to minimize risk of ignition in HFTDs Remote GridWLDFRContact from objectAggregated | WLDFR | HFTD - Distribution - Tier 3 - 1QU CoRE ¦ 4QU LoRE | Red Flag Warning - Small Fires | Contact from object | Aggregated | 2045 | 1.0319e-05 | 111.286 | 0.0011483 | 2045 | Mitigation | 0.95 | 45 | 0 | esc | 0.00097009 | 1.001e-08 | 0.00097009 | 1.001e-08 | 0.0027785 | 2.7816e-07 | 0.0092336 | 8.4878e-10
[120 empty] | 7.3.3.17.5 (Remote Grid) Updates to grid topology to minimize risk of ignition in HFTDs Remote GridWLDFRContact from objectAggregated | WLDFR | HFTD - Distribution - Tier 3 - 1QU CoRE ¦ 4QU LoRE | Red Flag Warning - Small Fires | Contact from object | Aggregated | 2046 | 1.0319e-05 | 111.286 | 0.0011483 | 2046 | Mitigation | 0.95 | 45 | 0 | esc | 0.00097009 | 1.001e-08 | 0.00097009 | 1.001e-08 | 0.0027785 | 2.7816e-07 | 0.0092336 | 8.4878e-10
[120 empty] | 7.3.3.17.5 (Remote Grid) Updates to grid topology to minimize risk of ignition in HFTDs Remote GridWLDFRContact from objectAggregated | WLDFR | HFTD - Distribution - Tier 3 - 1QU CoRE ¦ 4QU LoRE | Red Flag Warning - Small Fires | Contact from object | Aggregated | 2047 | 1.0319e-05 | 111.286 | 0.0011483 | 2047 | Mitigation | 0.95 | 45 | 0 | esc | 0.00097009 | 1.001e-08 | 0.00097009 | 1.001e-08 | 0.0027785 | 2.7816e-07 | 0.0092336 | 8.4878e-10
[120 empty] | 7.3.3.17.5 (Remote Grid) Updates to grid topology to minimize risk of ignition in HFTDs Remote GridWLDFRContact from objectAggregated | WLDFR | HFTD - Distribution - Tier 3 - 1QU CoRE ¦ 4QU LoRE | Red Flag Warning - Small Fires | Contact from object | Aggregated | 2048 | 1.0319e-05 | 111.286 | 0.0011483 | 2048 | Mitigation | 0.95 | 45 | 0 | esc | 0.00097009 | 1.001e-08 | 0.00097009 | 1.001e-08 | 0 | 0 | 0.0092336 | 8.4878e-10
[120 empty] | 7.3.3.17.5 (Remote Grid) Updates to grid topology to minimize risk of ignition in HFTDs Remote GridWLDFRContact from objectAggregated | WLDFR | HFTD - Distribution - Tier 3 - 1QU CoRE ¦ 4QU LoRE | Red Flag Warning - Small Fires | Contact from object | Aggregated | 2049 | 1.0319e-05 | 111.286 | 0.0011483 | 2049 | Mitigation | 0.95 | 45 | 0 | esc | 0.00097009 | 1.001e-08 | 0.00097009 | 1.001e-08 | 0.0027785 | 5.0977e-09 | 0.0092336 | 8.4878e-10
[120 empty] | 7.3.3.17.5 (Remote Grid) Updates to grid topology to minimize risk of ignition in HFTDs Remote GridWLDFRContact from objectAggregated | WLDFR | HFTD - Distribution - Tier 3 - 1QU CoRE ¦ 4QU LoRE | Red Flag Warning - Small Fires | Contact from object | Aggregated | 2050 | 1.0319e-05 | 111.286 | 0.0011483 | 2050 | Mitigation | 0.95 | 45 | 0 | esc | 0.00097009 | 1.001e-08 | 0.00097009 | 1.001e-08 | 0.0027785 | 5.0977e-09 | 0 | 0
[120 empty] | 7.3.3.17.5 (Remote Grid) Updates to grid topology to minimize risk of ignition in HFTDs Remote GridWLDFRContact from objectAggregated | WLDFR | HFTD - Distribution - Tier 3 - 1QU CoRE ¦ 4QU LoRE | Red Flag Warning - Small Fires | Contact from object | Aggregated | 2051 | 1.0319e-05 | 111.286 | 0.0011483 | 2051 | Mitigation | 0.95 | 45 | 0 | esc | 0.00097009 | 1.001e-08 | 0.00097009 | 1.001e-08 | 0.0027785 | 5.0977e-09 | 0 | 0
[120 empty] | 7.3.3.17.5 (Remote Grid) Updates to grid topology to minimize risk of ignition in HFTDs Remote GridWLDFRContact from objectAggregated | WLDFR | HFTD - Distribution - Tier 3 - 1QU CoRE ¦ 4QU LoRE | Red Flag Warning - Small Fires | Contact from object | Aggregated | 2052 | 1.0319e-05 | 111.286 | 0.0011483 | 2052 | Mitigation | 0.95 | 45 | 0 | esc | 0.00097009 | 1.001e-08 | 0.00097009 | 1.001e-08 | 0.0027785 | 5.0977e-09 | 0.0033164 | 1.4456e-08
[120 empty] | 7.3.3.17.5 (Remote Grid) Updates to grid topology to minimize risk of ignition in HFTDs Remote GridWLDFRContact from objectAggregated | WLDFR | HFTD - Distribution - Tier 3 - 1QU CoRE ¦ 4QU LoRE | Red Flag Warning - Small Fires | Contact from object | Aggregated | 2053 | 1.0319e-05 | 111.286 | 0.0011483 | 2053 | Mitigation | 0.95 | 45 | 0 | esc | 0.00097009 | 1.001e-08 | 0.00097009 | 1.001e-08 | 0.0027785 | 5.0977e-09 | 0.0033164 | 1.4456e-08
[120 empty] | 7.3.3.17.5 (Remote Grid) Updates to grid topology to minimize risk of ignition in HFTDs Remote GridWLDFRContact from objectAggregated | WLDFR | HFTD - Distribution - Tier 3 - 1QU CoRE ¦ 4QU LoRE | Red Flag Warning - Small Fires | Contact from object | Aggregated | 2054 | 1.0319e-05 | 111.286 | 0.0011483 | 2054 | Mitigation | 0.95 | 45 | 0 | esc | 0.00097009 | 1.001e-08 | 0.00097009 | 1.001e-08 | 0.0027785 | 5.0977e-09 | 0.0033164 | 1.4456e-08
[120 empty] | 7.3.3.17.5 (Remote Grid) Updates to grid topology to minimize risk of ignition in HFTDs Remote GridWLDFRContact from objectAggregated | WLDFR | HFTD - Distribution - Tier 3 - 1QU CoRE ¦ 4QU LoRE | Red Flag Warning - Small Fires | Contact from object | Aggregated | 2055 | 1.0319e-05 | 111.286 | 0.0011483 | 2055 | Mitigation | 0.95 | 45 | 0 | esc | 0.00097009 | 1.001e-08 | 0.00097009 | 1.001e-08 | 0.0027785 | 5.0977e-09 | 0.0033164 | 1.4456e-08
[120 empty] | 7.3.3.17.5 (Remote Grid) Updates to grid topology to minimize risk of ignition in HFTDs Remote GridWLDFRContact from objectAggregated | WLDFR | HFTD - Distribution - Tier 3 - 1QU CoRE ¦ 4QU LoRE | Red Flag Warning - Small Fires | Contact from object | Aggregated | 2056 | 1.0319e-05 | 111.286 | 0.0011483 | 2056 | Mitigation | 0.95 | 45 | 0 | esc | 0.00097009 | 1.001e-08 | 0.00097009 | 1.001e-08 | 0.0027785 | 5.0977e-09 | 0.0033164 | 1.4456e-08
[120 empty] | 7.3.3.17.5 (Remote Grid) Updates to grid topology to minimize risk of ignition in HFTDs Remote GridWLDFRContact from objectAggregated | WLDFR | HFTD - Distribution - Tier 3 - 1QU CoRE ¦ 4QU LoRE | Red Flag Warning - Small Fires | Contact from object | Aggregated | 2057 | 1.0319e-05 | 111.286 | 0.0011483 | 2057 | Mitigation | 0.95 | 45 | 0 | esc | 0.00097009 | 1.001e-08 | 0.00097009 | 1.001e-08 | 0.0027785 | 5.0977e-09 | 0.0033164 | 1.4456e-08
[120 empty] | 7.3.3.17.5 (Remote Grid) Updates to grid topology to minimize risk of ignition in HFTDs Remote GridWLDFRContact from objectAggregated | WLDFR | HFTD - Distribution - Tier 3 - 1QU CoRE ¦ 4QU LoRE | Red Flag Warning - Small Fires | Contact from object | Aggregated | 2058 | 1.0319e-05 | 111.286 | 0.0011483 | 2058 | Mitigation | 0.95 | 45 | 0 | esc | 0.00097009 | 1.001e-08 | 0.00097009 | 1.001e-08 | 0.0027785 | 5.0977e-09 | 0.0033164 | 1.4456e-08
[120 empty] | 7.3.3.17.5 (Remote Grid) Updates to grid topology to minimize risk of ignition in HFTDs Remote GridWLDFRContact from objectAggregated | WLDFR | HFTD - Distribution - Tier 3 - 1QU CoRE ¦ 4QU LoRE | Red Flag Warning - Small Fires | Contact from object | Aggregated | 2059 | 1.0319e-05 | 111.286 | 0.0011483 | 2059 | Mitigation | 0.95 | 45 | 0 | esc | 0.00097009 | 1.001e-08 | 0.00097009 | 1.001e-08 | 0.0027785 | 5.0977e-09 | 0.0033164 | 1.4456e-08
[120 empty] | 7.3.3.17.5 (Remote Grid) Updates to grid topology to minimize risk of ignition in HFTDs Remote GridWLDFRContact from objectAggregated | WLDFR | HFTD - Distribution - Tier 3 - 1QU CoRE ¦ 4QU LoRE | Red Flag Warning - Small Fires | Contact from object | Aggregated | 2060 | 1.0319e-05 | 111.286 | 0.0011483 | 2060 | Mitigation | 0.95 | 45 | 0 | esc | 0.00097009 | 1.001e-08 | 0.00097009 | 1.001e-08 | 0.0027785 | 5.0977e-09 | 0.0033164 | 1.4456e-08
[120 empty] | 7.3.3.17.5 (Remote Grid) Updates to grid topology to minimize risk of ignition in HFTDs Remote GridWLDFRContact from objectAggregated | WLDFR | HFTD - Distribution - Tier 3 - 1QU CoRE ¦ 4QU LoRE | Red Flag Warning - Small Fires | Contact from object | Aggregated | 2061 | 1.0319e-05 | 111.286 | 0.0011483 | 2061 | Mitigation | 0.95 | 45 | 0 | esc | 0.00097009 | 1.001e-08 | 0.00097009 | 1.001e-08 | 0.0027785 | 5.0977e-09 | 0.0033164 | 1.4456e-08
[120 empty] | 7.3.3.17.5 (Remote Grid) Updates to grid topology to minimize risk of ignition in HFTDs Remote GridWLDFRContact from objectAggregated | WLDFR | HFTD - Distribution - Tier 3 - 1QU CoRE ¦ 4QU LoRE | Red Flag Warning - Small Fires | Contact from object | Aggregated | 2062 | 1.0319e-05 | 111.286 | 0.0011483 | 2062 | Mitigation | 0.95 | 45 | 0 | esc | 0.00097009 | 1.001e-08 | 0.00097009 | 1.001e-08 | 0.0027785 | 5.0977e-09 | 0.0033164 | 1.4456e-08
[120 empty] | 7.3.3.17.5 (Remote Grid) Updates to grid topology to minimize risk of ignition in HFTDs Remote GridWLDFRContact from objectAggregated | WLDFR | HFTD - Distribution - Tier 3 - 1QU CoRE ¦ 4QU LoRE | Red Flag Warning - Small Fires | Contact from object | Aggregated | 2063 | 1.0319e-05 | 111.286 | 0.0011483 | 2063 | Mitigation | 0.95 | 45 | 0 | esc | 0.00097009 | 1.001e-08 | 0.00097009 | 1.001e-08 | 0.0027785 | 5.0977e-09 | 0.0033164 | 1.4456e-08
[120 empty] | 7.3.3.17.5 (Remote Grid) Updates to grid topology to minimize risk of ignition in HFTDs Remote GridWLDFRContact from objectAggregated | WLDFR | HFTD - Distribution - Tier 3 - 1QU CoRE ¦ 4QU LoRE | Red Flag Warning - Small Fires | Contact from object | Aggregated | 2064 | 1.0319e-05 | 111.286 | 0.0011483 | 2064 | Mitigation | 0.95 | 45 | 0 | esc | 0.00097009 | 1.001e-08 | 0.00097009 | 1.001e-08 | 0.0027785 | 5.0977e-09 | 0.0033164 | 1.4456e-08
[120 empty] | 7.3.3.17.5 (Remote Grid) Updates to grid topology to minimize risk of ignition in HFTDs Remote GridWLDFRContact from objectAggregated | WLDFR | HFTD - Distribution - Tier 3 - 1QU CoRE ¦ 4QU LoRE | Red Flag Warning - Small Fires | Contact from object | Aggregated | 2065 | 1.0319e-05 | 111.286 | 0.0011483 | 2065 | Mitigation | 0.95 | 45 | 0 | esc | 0.00097009 | 1.001e-08 | 0.00097009 | 1.001e-08 | 0.0027785 | 5.0977e-09 | 0.0033164 | 1.4456e-08
[120 empty] | 7.3.3.17.5 (Remote Grid) Updates to grid topology to minimize risk of ignition in HFTDs Remote GridWLDFRContact from objectAggregated | WLDFR | HFTD - Distribution - Tier 3 - 1QU CoRE ¦ 4QU LoRE | Red Flag Warning - Small Fires | Contact from object | Aggregated | 2066 | 1.0319e-05 | 111.286 | 0.0011483 | 2066 | Mitigation | 0.95 | 45 | 0 | esc | 0.00097009 | 1.001e-08 | 0.00097009 | 1.001e-08 | 0.0027785 | 5.0977e-09 | 0.0033164 | 1.4456e-08
[120 empty] | 7.3.3.17.5 (Remote Grid) Updates to grid topology to minimize risk of ignition in HFTDs Remote GridWLDFRContact from objectAggregated | WLDFR | HFTD - Distribution - Tier 3 - 1QU CoRE ¦ 4QU LoRE | Red Flag Warning - Small Fires | Contact from object | Aggregated | 2067 | 1.0319e-05 | 111.286 | 0.0011483 | 2067 | Mitigation | 0.95 | 45 | 0 | esc | 0 | 0 | 0.00097009 | 1.001e-08 | 0.0027785 | 5.0977e-09 | 0.0033164 | 1.4456e-08
[120 empty] | 7.3.3.17.5 (Remote Grid) Updates to grid topology to minimize risk of ignition in HFTDs Remote GridWLDFRContaminationAggregated | WLDFR | HFTD - Distribution - Tier 3 - 1QU CoRE ¦ 4QU LoRE | Red Flag Warning - Small Fires | Contamination | Aggregated | 2022 | 6.9036e-08 | 111.286 | 7.6827e-06 | 2022 | Mitigation | 0.95 | 45 | 0 | esc | 0.00097009 | 6.697e-11 | 0 | 0 | 0.0027785 | 5.0977e-09 | 0.0033164 | 1.4456e-08
[120 empty] | 7.3.3.17.5 (Remote Grid) Updates to grid topology to minimize risk of ignition in HFTDs Remote GridWLDFRContaminationAggregated | WLDFR | HFTD - Distribution - Tier 3 - 1QU CoRE ¦ 4QU LoRE | Red Flag Warning - Small Fires | Contamination | Aggregated | 2023 | 6.9036e-08 | 111.286 | 7.6827e-06 | 2023 | Mitigation | 0.95 | 45 | 0 | esc | 0.00097009 | 6.697e-11 | 0.00097009 | 6.697e-11 | 0.0027785 | 5.0977e-09 | 0.0033164 | 1.4456e-08
[120 empty] | 7.3.3.17.5 (Remote Grid) Updates to grid topology to minimize risk of ignition in HFTDs Remote GridWLDFRContaminationAggregated | WLDFR | HFTD - Distribution - Tier 3 - 1QU CoRE ¦ 4QU LoRE | Red Flag Warning - Small Fires | Contamination | Aggregated | 2024 | 6.9036e-08 | 111.286 | 7.6827e-06 | 2024 | Mitigation | 0.95 | 45 | 0 | esc | 0.00097009 | 6.697e-11 | 0.00097009 | 6.697e-11 | 0.0027785 | 5.0977e-09 | 0.0033164 | 1.4456e-08
[120 empty] | 7.3.3.17.5 (Remote Grid) Updates to grid topology to minimize risk of ignition in HFTDs Remote GridWLDFRContaminationAggregated | WLDFR | HFTD - Distribution - Tier 3 - 1QU CoRE ¦ 4QU LoRE | Red Flag Warning - Small Fires | Contamination | Aggregated | 2025 | 6.9036e-08 | 111.286 | 7.6827e-06 | 2025 | Mitigation | 0.95 | 45 | 0 | esc | 0.00097009 | 6.697e-11 | 0.00097009 | 6.697e-11 | 0.0027785 | 5.0977e-09 | 0.0033164 | 1.4456e-08
[120 empty] | 7.3.3.17.5 (Remote Grid) Updates to grid topology to minimize risk of ignition in HFTDs Remote GridWLDFRContaminationAggregated | WLDFR | HFTD - Distribution - Tier 3 - 1QU CoRE ¦ 4QU LoRE | Red Flag Warning - Small Fires | Contamination | Aggregated | 2026 | 6.9036e-08 | 111.286 | 7.6827e-06 | 2026 | Mitigation | 0.95 | 45 | 0 | esc | 0.00097009 | 6.697e-11 | 0.00097009 | 6.697e-11 | 0.0027785 | 5.0977e-09 | 0.0033164 | 1.4456e-08
[120 empty] | 7.3.3.17.5 (Remote Grid) Updates to grid topology to minimize risk of ignition in HFTDs Remote GridWLDFRContaminationAggregated | WLDFR | HFTD - Distribution - Tier 3 - 1QU CoRE ¦ 4QU LoRE | Red Flag Warning - Small Fires | Contamination | Aggregated | 2027 | 6.9036e-08 | 111.286 | 7.6827e-06 | 2027 | Mitigation | 0.95 | 45 | 0 | esc | 0.00097009 | 6.697e-11 | 0.00097009 | 6.697e-11 | 0.0027785 | 5.0977e-09 | 0.0033164 | 1.4456e-08
[120 empty] | 7.3.3.17.5 (Remote Grid) Updates to grid topology to minimize risk of ignition in HFTDs Remote GridWLDFRContaminationAggregated | WLDFR | HFTD - Distribution - Tier 3 - 1QU CoRE ¦ 4QU LoRE | Red Flag Warning - Small Fires | Contamination | Aggregated | 2028 | 6.9036e-08 | 111.286 | 7.6827e-06 | 2028 | Mitigation | 0.95 | 45 | 0 | esc | 0.00097009 | 6.697e-11 | 0.00097009 | 6.697e-11 | 0.0027785 | 5.0977e-09 | 0.0033164 | 1.4456e-08
[120 empty] | 7.3.3.17.5 (Remote Grid) Updates to grid topology to minimize risk of ignition in HFTDs Remote GridWLDFRContaminationAggregated | WLDFR | HFTD - Distribution - Tier 3 - 1QU CoRE ¦ 4QU LoRE | Red Flag Warning - Small Fires | Contamination | Aggregated | 2029 | 6.9036e-08 | 111.286 | 7.6827e-06 | 2029 | Mitigation | 0.95 | 45 | 0 | esc | 0.00097009 | 6.697e-11 | 0.00097009 | 6.697e-11 | 0.0027785 | 5.0977e-09 | 0.0033164 | 1.4456e-08
[120 empty] | 7.3.3.17.5 (Remote Grid) Updates to grid topology to minimize risk of ignition in HFTDs Remote GridWLDFRContaminationAggregated | WLDFR | HFTD - Distribution - Tier 3 - 1QU CoRE ¦ 4QU LoRE | Red Flag Warning - Small Fires | Contamination | Aggregated | 2030 | 6.9036e-08 | 111.286 | 7.6827e-06 | 2030 | Mitigation | 0.95 | 45 | 0 | esc | 0.00097009 | 6.697e-11 | 0.00097009 | 6.697e-11 | 0.0027785 | 5.0977e-09 | 0.0033164 | 1.4456e-08
[120 empty] | 7.3.3.17.5 (Remote Grid) Updates to grid topology to minimize risk of ignition in HFTDs Remote GridWLDFRContaminationAggregated | WLDFR | HFTD - Distribution - Tier 3 - 1QU CoRE ¦ 4QU LoRE | Red Flag Warning - Small Fires | Contamination | Aggregated | 2031 | 6.9036e-08 | 111.286 | 7.6827e-06 | 2031 | Mitigation | 0.95 | 45 | 0 | esc | 0.00097009 | 6.697e-11 | 0.00097009 | 6.697e-11 | 0.0027785 | 5.0977e-09 | 0.0033164 | 1.4456e-08
[120 empty] | 7.3.3.17.5 (Remote Grid) Updates to grid topology to minimize risk of ignition in HFTDs Remote GridWLDFRContaminationAggregated | WLDFR | HFTD - Distribution - Tier 3 - 1QU CoRE ¦ 4QU LoRE | Red Flag Warning - Small Fires | Contamination | Aggregated | 2032 | 6.9036e-08 | 111.286 | 7.6827e-06 | 2032 | Mitigation | 0.95 | 45 | 0 | esc | 0.00097009 | 6.697e-11 | 0.00097009 | 6.697e-11 | 0.0027785 | 5.0977e-09 | 0.0033164 | 1.4456e-08
[120 empty] | 7.3.3.17.5 (Remote Grid) Updates to grid topology to minimize risk of ignition in HFTDs Remote GridWLDFRContaminationAggregated | WLDFR | HFTD - Distribution - Tier 3 - 1QU CoRE ¦ 4QU LoRE | Red Flag Warning - Small Fires | Contamination | Aggregated | 2033 | 6.9036e-08 | 111.286 | 7.6827e-06 | 2033 | Mitigation | 0.95 | 45 | 0 | esc | 0.00097009 | 6.697e-11 | 0.00097009 | 6.697e-11 | 0.0027785 | 5.0977e-09 | 0.0033164 | 1.4456e-08
[120 empty] | 7.3.3.17.5 (Remote Grid) Updates to grid topology to minimize risk of ignition in HFTDs Remote GridWLDFRContaminationAggregated | WLDFR | HFTD - Distribution - Tier 3 - 1QU CoRE ¦ 4QU LoRE | Red Flag Warning - Small Fires | Contamination | Aggregated | 2034 | 6.9036e-08 | 111.286 | 7.6827e-06 | 2034 | Mitigation | 0.95 | 45 | 0 | esc | 0.00097009 | 6.697e-11 | 0.00097009 | 6.697e-11 | 0.0027785 | 5.0977e-09 | 0.0033164 | 1.4456e-08
[120 empty] | 7.3.3.17.5 (Remote Grid) Updates to grid topology to minimize risk of ignition in HFTDs Remote GridWLDFRContaminationAggregated | WLDFR | HFTD - Distribution - Tier 3 - 1QU CoRE ¦ 4QU LoRE | Red Flag Warning - Small Fires | Contamination | Aggregated | 2035 | 6.9036e-08 | 111.286 | 7.6827e-06 | 2035 | Mitigation | 0.95 | 45 | 0 | esc | 0.00097009 | 6.697e-11 | 0.00097009 | 6.697e-11 | 0.0027785 | 5.0977e-09 | 0.0033164 | 1.4456e-08
[120 empty] | 7.3.3.17.5 (Remote Grid) Updates to grid topology to minimize risk of ignition in HFTDs Remote GridWLDFRContaminationAggregated | WLDFR | HFTD - Distribution - Tier 3 - 1QU CoRE ¦ 4QU LoRE | Red Flag Warning - Small Fires | Contamination | Aggregated | 2036 | 6.9036e-08 | 111.286 | 7.6827e-06 | 2036 | Mitigation | 0.95 | 45 | 0 | esc | 0.00097009 | 6.697e-11 | 0.00097009 | 6.697e-11 | 0.0027785 | 5.0977e-09 | 0 | 0
[120 empty] | 7.3.3.17.5 (Remote Grid) Updates to grid topology to minimize risk of ignition in HFTDs Remote GridWLDFRContaminationAggregated | WLDFR | HFTD - Distribution - Tier 3 - 1QU CoRE ¦ 4QU LoRE | Red Flag Warning - Small Fires | Contamination | Aggregated | 2037 | 6.9036e-08 | 111.286 | 7.6827e-06 | 2037 | Mitigation | 0.95 | 45 | 0 | esc | 0.00097009 | 6.697e-11 | 0.00097009 | 6.697e-11 | 0.0027785 | 5.0977e-09 | 0 | 0
[120 empty] | 7.3.3.17.5 (Remote Grid) Updates to grid topology to minimize risk of ignition in HFTDs Remote GridWLDFRContaminationAggregated | WLDFR | HFTD - Distribution - Tier 3 - 1QU CoRE ¦ 4QU LoRE | Red Flag Warning - Small Fires | Contamination | Aggregated | 2038 | 6.9036e-08 | 111.286 | 7.6827e-06 | 2038 | Mitigation | 0.95 | 45 | 0 | esc | 0.00097009 | 6.697e-11 | 0.00097009 | 6.697e-11 | 0.0027785 | 5.0977e-09 | 0.012804 | 3.8378e-06
[120 empty] | 7.3.3.17.5 (Remote Grid) Updates to grid topology to minimize risk of ignition in HFTDs Remote GridWLDFRContaminationAggregated | WLDFR | HFTD - Distribution - Tier 3 - 1QU CoRE ¦ 4QU LoRE | Red Flag Warning - Small Fires | Contamination | Aggregated | 2039 | 6.9036e-08 | 111.286 | 7.6827e-06 | 2039 | Mitigation | 0.95 | 45 | 0 | esc | 0.00097009 | 6.697e-11 | 0.00097009 | 6.697e-11 | 0.0027785 | 5.0977e-09 | 0.012804 | 3.8378e-06
[120 empty] | 7.3.3.17.5 (Remote Grid) Updates to grid topology to minimize risk of ignition in HFTDs Remote GridWLDFRContaminationAggregated | WLDFR | HFTD - Distribution - Tier 3 - 1QU CoRE ¦ 4QU LoRE | Red Flag Warning - Small Fires | Contamination | Aggregated | 2040 | 6.9036e-08 | 111.286 | 7.6827e-06 | 2040 | Mitigation | 0.95 | 45 | 0 | esc | 0.00097009 | 6.697e-11 | 0.00097009 | 6.697e-11 | 0.0027785 | 5.0977e-09 | 0.012804 | 3.8378e-06
[120 empty] | 7.3.3.17.5 (Remote Grid) Updates to grid topology to minimize risk of ignition in HFTDs Remote GridWLDFRContaminationAggregated | WLDFR | HFTD - Distribution - Tier 3 - 1QU CoRE ¦ 4QU LoRE | Red Flag Warning - Small Fires | Contamination | Aggregated | 2041 | 6.9036e-08 | 111.286 | 7.6827e-06 | 2041 | Mitigation | 0.95 | 45 | 0 | esc | 0.00097009 | 6.697e-11 | 0.00097009 | 6.697e-11 | 0.0027785 | 5.0977e-09 | 0.012804 | 3.8378e-06
[120 empty] | 7.3.3.17.5 (Remote Grid) Updates to grid topology to minimize risk of ignition in HFTDs Remote GridWLDFRContaminationAggregated | WLDFR | HFTD - Distribution - Tier 3 - 1QU CoRE ¦ 4QU LoRE | Red Flag Warning - Small Fires | Contamination | Aggregated | 2042 | 6.9036e-08 | 111.286 | 7.6827e-06 | 2042 | Mitigation | 0.95 | 45 | 0 | esc | 0.00097009 | 6.697e-11 | 0.00097009 | 6.697e-11 | 0.0027785 | 5.0977e-09 | 0.012804 | 3.8378e-06
[120 empty] | 7.3.3.17.5 (Remote Grid) Updates to grid topology to minimize risk of ignition in HFTDs Remote GridWLDFRContaminationAggregated | WLDFR | HFTD - Distribution - Tier 3 - 1QU CoRE ¦ 4QU LoRE | Red Flag Warning - Small Fires | Contamination | Aggregated | 2043 | 6.9036e-08 | 111.286 | 7.6827e-06 | 2043 | Mitigation | 0.95 | 45 | 0 | esc | 0.00097009 | 6.697e-11 | 0.00097009 | 6.697e-11 | 0.0027785 | 5.0977e-09 | 0.012804 | 3.8378e-06
[120 empty] | 7.3.3.17.5 (Remote Grid) Updates to grid topology to minimize risk of ignition in HFTDs Remote GridWLDFRContaminationAggregated | WLDFR | HFTD - Distribution - Tier 3 - 1QU CoRE ¦ 4QU LoRE | Red Flag Warning - Small Fires | Contamination | Aggregated | 2044 | 6.9036e-08 | 111.286 | 7.6827e-06 | 2044 | Mitigation | 0.95 | 45 | 0 | esc | 0.00097009 | 6.697e-11 | 0.00097009 | 6.697e-11 | 0.0027785 | 5.0977e-09 | 0.012804 | 3.8378e-06
[120 empty] | 7.3.3.17.5 (Remote Grid) Updates to grid topology to minimize risk of ignition in HFTDs Remote GridWLDFRContaminationAggregated | WLDFR | HFTD - Distribution - Tier 3 - 1QU CoRE ¦ 4QU LoRE | Red Flag Warning - Small Fires | Contamination | Aggregated | 2045 | 6.9036e-08 | 111.286 | 7.6827e-06 | 2045 | Mitigation | 0.95 | 45 | 0 | esc | 0.00097009 | 6.697e-11 | 0.00097009 | 6.697e-11 | 0.0027785 | 5.0977e-09 | 0.012804 | 3.8378e-06
[120 empty] | 7.3.3.17.5 (Remote Grid) Updates to grid topology to minimize risk of ignition in HFTDs Remote GridWLDFRContaminationAggregated | WLDFR | HFTD - Distribution - Tier 3 - 1QU CoRE ¦ 4QU LoRE | Red Flag Warning - Small Fires | Contamination | Aggregated | 2046 | 6.9036e-08 | 111.286 | 7.6827e-06 | 2046 | Mitigation | 0.95 | 45 | 0 | esc | 0.00097009 | 6.697e-11 | 0.00097009 | 6.697e-11 | 0.0027785 | 5.0977e-09 | 0.012804 | 3.8378e-06
[120 empty] | 7.3.3.17.5 (Remote Grid) Updates to grid topology to minimize risk of ignition in HFTDs Remote GridWLDFRContaminationAggregated | WLDFR | HFTD - Distribution - Tier 3 - 1QU CoRE ¦ 4QU LoRE | Red Flag Warning - Small Fires | Contamination | Aggregated | 2047 | 6.9036e-08 | 111.286 | 7.6827e-06 | 2047 | Mitigation | 0.95 | 45 | 0 | esc | 0.00097009 | 6.697e-11 | 0.00097009 | 6.697e-11 | 0.0027785 | 5.0977e-09 | 0.012804 | 3.8378e-06
[120 empty] | 7.3.3.17.5 (Remote Grid) Updates to grid topology to minimize risk of ignition in HFTDs Remote GridWLDFRContaminationAggregated | WLDFR | HFTD - Distribution - Tier 3 - 1QU CoRE ¦ 4QU LoRE | Red Flag Warning - Small Fires | Contamination | Aggregated | 2048 | 6.9036e-08 | 111.286 | 7.6827e-06 | 2048 | Mitigation | 0.95 | 45 | 0 | esc | 0.00097009 | 6.697e-11 | 0.00097009 | 6.697e-11 | 0.0027785 | 5.0977e-09 | 0.012804 | 3.8378e-06
[120 empty] | 7.3.3.17.5 (Remote Grid) Updates to grid topology to minimize risk of ignition in HFTDs Remote GridWLDFRContaminationAggregated | WLDFR | HFTD - Distribution - Tier 3 - 1QU CoRE ¦ 4QU LoRE | Red Flag Warning - Small Fires | Contamination | Aggregated | 2049 | 6.9036e-08 | 111.286 | 7.6827e-06 | 2049 | Mitigation | 0.95 | 45 | 0 | esc | 0.00097009 | 6.697e-11 | 0.00097009 | 6.697e-11 | 0.0027785 | 5.0977e-09 | 0.012804 | 3.8378e-06
[120 empty] | 7.3.3.17.5 (Remote Grid) Updates to grid topology to minimize risk of ignition in HFTDs Remote GridWLDFRContaminationAggregated | WLDFR | HFTD - Distribution - Tier 3 - 1QU CoRE ¦ 4QU LoRE | Red Flag Warning - Small Fires | Contamination | Aggregated | 2050 | 6.9036e-08 | 111.286 | 7.6827e-06 | 2050 | Mitigation | 0.95 | 45 | 0 | esc | 0.00097009 | 6.697e-11 | 0.00097009 | 6.697e-11 | 0.0027785 | 5.0977e-09 | 0.012804 | 3.8378e-06
[120 empty] | 7.3.3.17.5 (Remote Grid) Updates to grid topology to minimize risk of ignition in HFTDs Remote GridWLDFRContaminationAggregated | WLDFR | HFTD - Distribution - Tier 3 - 1QU CoRE ¦ 4QU LoRE | Red Flag Warning - Small Fires | Contamination | Aggregated | 2051 | 6.9036e-08 | 111.286 | 7.6827e-06 | 2051 | Mitigation | 0.95 | 45 | 0 | esc | 0.00097009 | 6.697e-11 | 0.00097009 | 6.697e-11 | 0.0027785 | 5.0977e-09 | 0.012804 | 3.8378e-06
[120 empty] | 7.3.3.17.5 (Remote Grid) Updates to grid topology to minimize risk of ignition in HFTDs Remote GridWLDFRContaminationAggregated | WLDFR | HFTD - Distribution - Tier 3 - 1QU CoRE ¦ 4QU LoRE | Red Flag Warning - Small Fires | Contamination | Aggregated | 2052 | 6.9036e-08 | 111.286 | 7.6827e-06 | 2052 | Mitigation | 0.95 | 45 | 0 | esc | 0.00097009 | 6.697e-11 | 0.00097009 | 6.697e-11 | 0 | 0 | 0.012804 | 3.8378e-06
[120 empty] | 7.3.3.17.5 (Remote Grid) Updates to grid topology to minimize risk of ignition in HFTDs Remote GridWLDFRContaminationAggregated | WLDFR | HFTD - Distribution - Tier 3 - 1QU CoRE ¦ 4QU LoRE | Red Flag Warning - Small Fires | Contamination | Aggregated | 2053 | 6.9036e-08 | 111.286 | 7.6827e-06 | 2053 | Mitigation | 0.95 | 45 | 0 | esc | 0.00097009 | 6.697e-11 | 0.00097009 | 6.697e-11 | 0.0027785 | 1.6285e-08 | 0.012804 | 3.8378e-06
[120 empty] | 7.3.3.17.5 (Remote Grid) Updates to grid topology to minimize risk of ignition in HFTDs Remote GridWLDFRContaminationAggregated | WLDFR | HFTD - Distribution - Tier 3 - 1QU CoRE ¦ 4QU LoRE | Red Flag Warning - Small Fires | Contamination | Aggregated | 2054 | 6.9036e-08 | 111.286 | 7.6827e-06 | 2054 | Mitigation | 0.95 | 45 | 0 | esc | 0.00097009 | 6.697e-11 | 0.00097009 | 6.697e-11 | 0.0027785 | 1.6285e-08 | 0.012804 | 3.8378e-06
[120 empty] | 7.3.3.17.5 (Remote Grid) Updates to grid topology to minimize risk of ignition in HFTDs Remote GridWLDFRContaminationAggregated | WLDFR | HFTD - Distribution - Tier 3 - 1QU CoRE ¦ 4QU LoRE | Red Flag Warning - Small Fires | Contamination | Aggregated | 2055 | 6.9036e-08 | 111.286 | 7.6827e-06 | 2055 | Mitigation | 0.95 | 45 | 0 | esc | 0.00097009 | 6.697e-11 | 0.00097009 | 6.697e-11 | 0.0027785 | 1.6285e-08 | 0.012804 | 3.8378e-06
[120 empty] | 7.3.3.17.5 (Remote Grid) Updates to grid topology to minimize risk of ignition in HFTDs Remote GridWLDFRContaminationAggregated | WLDFR | HFTD - Distribution - Tier 3 - 1QU CoRE ¦ 4QU LoRE | Red Flag Warning - Small Fires | Contamination | Aggregated | 2056 | 6.9036e-08 | 111.286 | 7.6827e-06 | 2056 | Mitigation | 0.95 | 45 | 0 | esc | 0.00097009 | 6.697e-11 | 0.00097009 | 6.697e-11 | 0.0027785 | 1.6285e-08 | 0.012804 | 3.8378e-06
[120 empty] | 7.3.3.17.5 (Remote Grid) Updates to grid topology to minimize risk of ignition in HFTDs Remote GridWLDFRContaminationAggregated | WLDFR | HFTD - Distribution - Tier 3 - 1QU CoRE ¦ 4QU LoRE | Red Flag Warning - Small Fires | Contamination | Aggregated | 2057 | 6.9036e-08 | 111.286 | 7.6827e-06 | 2057 | Mitigation | 0.95 | 45 | 0 | esc | 0.00097009 | 6.697e-11 | 0.00097009 | 6.697e-11 | 0.0027785 | 1.6285e-08 | 0.012804 | 3.8378e-06
[120 empty] | 7.3.3.17.5 (Remote Grid) Updates to grid topology to minimize risk of ignition in HFTDs Remote GridWLDFRContaminationAggregated | WLDFR | HFTD - Distribution - Tier 3 - 1QU CoRE ¦ 4QU LoRE | Red Flag Warning - Small Fires | Contamination | Aggregated | 2058 | 6.9036e-08 | 111.286 | 7.6827e-06 | 2058 | Mitigation | 0.95 | 45 | 0 | esc | 0.00097009 | 6.697e-11 | 0.00097009 | 6.697e-11 | 0.0027785 | 1.6285e-08 | 0.012804 | 3.8378e-06
[120 empty] | 7.3.3.17.5 (Remote Grid) Updates to grid topology to minimize risk of ignition in HFTDs Remote GridWLDFRContaminationAggregated | WLDFR | HFTD - Distribution - Tier 3 - 1QU CoRE ¦ 4QU LoRE | Red Flag Warning - Small Fires | Contamination | Aggregated | 2059 | 6.9036e-08 | 111.286 | 7.6827e-06 | 2059 | Mitigation | 0.95 | 45 | 0 | esc | 0.00097009 | 6.697e-11 | 0.00097009 | 6.697e-11 | 0.0027785 | 1.6285e-08 | 0.012804 | 3.8378e-06
[120 empty] | 7.3.3.17.5 (Remote Grid) Updates to grid topology to minimize risk of ignition in HFTDs Remote GridWLDFRContaminationAggregated | WLDFR | HFTD - Distribution - Tier 3 - 1QU CoRE ¦ 4QU LoRE | Red Flag Warning - Small Fires | Contamination | Aggregated | 2060 | 6.9036e-08 | 111.286 | 7.6827e-06 | 2060 | Mitigation | 0.95 | 45 | 0 | esc | 0.00097009 | 6.697e-11 | 0.00097009 | 6.697e-11 | 0.0027785 | 1.6285e-08 | 0.012804 | 3.8378e-06
[120 empty] | 7.3.3.17.5 (Remote Grid) Updates to grid topology to minimize risk of ignition in HFTDs Remote GridWLDFRContaminationAggregated | WLDFR | HFTD - Distribution - Tier 3 - 1QU CoRE ¦ 4QU LoRE | Red Flag Warning - Small Fires | Contamination | Aggregated | 2061 | 6.9036e-08 | 111.286 | 7.6827e-06 | 2061 | Mitigation | 0.95 | 45 | 0 | esc | 0.00097009 | 6.697e-11 | 0.00097009 | 6.697e-11 | 0.0027785 | 1.6285e-08 | 0.012804 | 3.8378e-06
[120 empty] | 7.3.3.17.5 (Remote Grid) Updates to grid topology to minimize risk of ignition in HFTDs Remote GridWLDFRContaminationAggregated | WLDFR | HFTD - Distribution - Tier 3 - 1QU CoRE ¦ 4QU LoRE | Red Flag Warning - Small Fires | Contamination | Aggregated | 2062 | 6.9036e-08 | 111.286 | 7.6827e-06 | 2062 | Mitigation | 0.95 | 45 | 0 | esc | 0.00097009 | 6.697e-11 | 0.00097009 | 6.697e-11 | 0.0027785 | 1.6285e-08 | 0.012804 | 3.8378e-06
[120 empty] | 7.3.3.17.5 (Remote Grid) Updates to grid topology to minimize risk of ignition in HFTDs Remote GridWLDFRContaminationAggregated | WLDFR | HFTD - Distribution - Tier 3 - 1QU CoRE ¦ 4QU LoRE | Red Flag Warning - Small Fires | Contamination | Aggregated | 2063 | 6.9036e-08 | 111.286 | 7.6827e-06 | 2063 | Mitigation | 0.95 | 45 | 0 | esc | 0.00097009 | 6.697e-11 | 0.00097009 | 6.697e-11 | 0.0027785 | 1.6285e-08 | 0.012804 | 3.8378e-06
[120 empty] | 7.3.3.17.5 (Remote Grid) Updates to grid topology to minimize risk of ignition in HFTDs Remote GridWLDFRContaminationAggregated | WLDFR | HFTD - Distribution - Tier 3 - 1QU CoRE ¦ 4QU LoRE | Red Flag Warning - Small Fires | Contamination | Aggregated | 2064 | 6.9036e-08 | 111.286 | 7.6827e-06 | 2064 | Mitigation | 0.95 | 45 | 0 | esc | 0.00097009 | 6.697e-11 | 0.00097009 | 6.697e-11 | 0.0027785 | 1.6285e-08 | 0.012804 | 3.8378e-06
[120 empty] | 7.3.3.17.5 (Remote Grid) Updates to grid topology to minimize risk of ignition in HFTDs Remote GridWLDFRContaminationAggregated | WLDFR | HFTD - Distribution - Tier 3 - 1QU CoRE ¦ 4QU LoRE | Red Flag Warning - Small Fires | Contamination | Aggregated | 2065 | 6.9036e-08 | 111.286 | 7.6827e-06 | 2065 | Mitigation | 0.95 | 45 | 0 | esc | 0.00097009 | 6.697e-11 | 0.00097009 | 6.697e-11 | 0.0027785 | 1.6285e-08 | 0.012804 | 3.8378e-06
[120 empty] | 7.3.3.17.5 (Remote Grid) Updates to grid topology to minimize risk of ignition in HFTDs Remote GridWLDFRContaminationAggregated | WLDFR | HFTD - Distribution - Tier 3 - 1QU CoRE ¦ 4QU LoRE | Red Flag Warning - Small Fires | Contamination | Aggregated | 2066 | 6.9036e-08 | 111.286 | 7.6827e-06 | 2066 | Mitigation | 0.95 | 45 | 0 | esc | 0.00097009 | 6.697e-11 | 0.00097009 | 6.697e-11 | 0.0027785 | 1.6285e-08 | 0.012804 | 3.8378e-06
[120 empty] | 7.3.3.17.5 (Remote Grid) Updates to grid topology to minimize risk of ignition in HFTDs Remote GridWLDFRContaminationAggregated | WLDFR | HFTD - Distribution - Tier 3 - 1QU CoRE ¦ 4QU LoRE | Red Flag Warning - Small Fires | Contamination | Aggregated | 2067 | 6.9036e-08 | 111.286 | 7.6827e-06 | 2067 | Mitigation | 0.95 | 45 | 0 | esc | 0 | 0 | 0.00097009 | 6.697e-11 | 0.0027785 | 1.6285e-08 | 0.012804 | 3.8378e-06
[120 empty] | 7.3.3.17.5 (Remote Grid) Updates to grid topology to minimize risk of ignition in HFTDs Remote GridWLDFREquipment / facility failureAggregated | WLDFR | HFTD - Distribution - Tier 3 - 1QU CoRE ¦ 4QU LoRE | Red Flag Warning - Small Fires | Equipment / facility failure | Aggregated | 2022 | 5.9662e-05 | 111.286 | 0.0066396 | 2022 | Mitigation | 0.95 | 45 | 0 | esc | 0.00097009 | 5.7878e-08 | 0 | 0 | 0.0027785 | 1.6285e-08 | 0 | 0
[120 empty] | 7.3.3.17.5 (Remote Grid) Updates to grid topology to minimize risk of ignition in HFTDs Remote GridWLDFREquipment / facility failureAggregated | WLDFR | HFTD - Distribution - Tier 3 - 1QU CoRE ¦ 4QU LoRE | Red Flag Warning - Small Fires | Equipment / facility failure | Aggregated | 2023 | 5.9662e-05 | 111.286 | 0.0066396 | 2023 | Mitigation | 0.95 | 45 | 0 | esc | 0.00097009 | 5.7878e-08 | 0.00097009 | 5.7878e-08 | 0.0027785 | 1.6285e-08 | 0 | 0
[120 empty] | 7.3.3.17.5 (Remote Grid) Updates to grid topology to minimize risk of ignition in HFTDs Remote GridWLDFREquipment / facility failureAggregated | WLDFR | HFTD - Distribution - Tier 3 - 1QU CoRE ¦ 4QU LoRE | Red Flag Warning - Small Fires | Equipment / facility failure | Aggregated | 2024 | 5.9662e-05 | 111.286 | 0.0066396 | 2024 | Mitigation | 0.95 | 45 | 0 | esc | 0.00097009 | 5.7878e-08 | 0.00097009 | 5.7878e-08 | 0.0027785 | 1.6285e-08 | 0.014899 | 2.4485e-07
[120 empty] | 7.3.3.17.5 (Remote Grid) Updates to grid topology to minimize risk of ignition in HFTDs Remote GridWLDFREquipment / facility failureAggregated | WLDFR | HFTD - Distribution - Tier 3 - 1QU CoRE ¦ 4QU LoRE | Red Flag Warning - Small Fires | Equipment / facility failure | Aggregated | 2025 | 5.9662e-05 | 111.286 | 0.0066396 | 2025 | Mitigation | 0.95 | 45 | 0 | esc | 0.00097009 | 5.7878e-08 | 0.00097009 | 5.7878e-08 | 0.0027785 | 1.6285e-08 | 0.014899 | 2.4485e-07
[120 empty] | 7.3.3.17.5 (Remote Grid) Updates to grid topology to minimize risk of ignition in HFTDs Remote GridWLDFREquipment / facility failureAggregated | WLDFR | HFTD - Distribution - Tier 3 - 1QU CoRE ¦ 4QU LoRE | Red Flag Warning - Small Fires | Equipment / facility failure | Aggregated | 2026 | 5.9662e-05 | 111.286 | 0.0066396 | 2026 | Mitigation | 0.95 | 45 | 0 | esc | 0.00097009 | 5.7878e-08 | 0.00097009 | 5.7878e-08 | 0.0027785 | 1.6285e-08 | 0.014899 | 2.4485e-07
[120 empty] | 7.3.3.17.5 (Remote Grid) Updates to grid topology to minimize risk of ignition in HFTDs Remote GridWLDFREquipment / facility failureAggregated | WLDFR | HFTD - Distribution - Tier 3 - 1QU CoRE ¦ 4QU LoRE | Red Flag Warning - Small Fires | Equipment / facility failure | Aggregated | 2027 | 5.9662e-05 | 111.286 | 0.0066396 | 2027 | Mitigation | 0.95 | 45 | 0 | esc | 0.00097009 | 5.7878e-08 | 0.00097009 | 5.7878e-08 | 0.0027785 | 1.6285e-08 | 0.014899 | 2.4485e-07
[120 empty] | 7.3.3.17.5 (Remote Grid) Updates to grid topology to minimize risk of ignition in HFTDs Remote GridWLDFREquipment / facility failureAggregated | WLDFR | HFTD - Distribution - Tier 3 - 1QU CoRE ¦ 4QU LoRE | Red Flag Warning - Small Fires | Equipment / facility failure | Aggregated | 2028 | 5.9662e-05 | 111.286 | 0.0066396 | 2028 | Mitigation | 0.95 | 45 | 0 | esc | 0.00097009 | 5.7878e-08 | 0.00097009 | 5.7878e-08 | 0.0027785 | 1.6285e-08 | 0.014899 | 2.4485e-07
[120 empty] | 7.3.3.17.5 (Remote Grid) Updates to grid topology to minimize risk of ignition in HFTDs Remote GridWLDFREquipment / facility failureAggregated | WLDFR | HFTD - Distribution - Tier 3 - 1QU CoRE ¦ 4QU LoRE | Red Flag Warning - Small Fires | Equipment / facility failure | Aggregated | 2029 | 5.9662e-05 | 111.286 | 0.0066396 | 2029 | Mitigation | 0.95 | 45 | 0 | esc | 0.00097009 | 5.7878e-08 | 0.00097009 | 5.7878e-08 | 0.0027785 | 1.6285e-08 | 0.014899 | 2.4485e-07
[120 empty] | 7.3.3.17.5 (Remote Grid) Updates to grid topology to minimize risk of ignition in HFTDs Remote GridWLDFREquipment / facility failureAggregated | WLDFR | HFTD - Distribution - Tier 3 - 1QU CoRE ¦ 4QU LoRE | Red Flag Warning - Small Fires | Equipment / facility failure | Aggregated | 2030 | 5.9662e-05 | 111.286 | 0.0066396 | 2030 | Mitigation | 0.95 | 45 | 0 | esc | 0.00097009 | 5.7878e-08 | 0.00097009 | 5.7878e-08 | 0.0027785 | 1.6285e-08 | 0.014899 | 2.4485e-07
[120 empty] | 7.3.3.17.5 (Remote Grid) Updates to grid topology to minimize risk of ignition in HFTDs Remote GridWLDFREquipment / facility failureAggregated | WLDFR | HFTD - Distribution - Tier 3 - 1QU CoRE ¦ 4QU LoRE | Red Flag Warning - Small Fires | Equipment / facility failure | Aggregated | 2031 | 5.9662e-05 | 111.286 | 0.0066396 | 2031 | Mitigation | 0.95 | 45 | 0 | esc | 0.00097009 | 5.7878e-08 | 0.00097009 | 5.7878e-08 | 0.0027785 | 1.6285e-08 | 0.014899 | 2.4485e-07
[120 empty] | 7.3.3.17.5 (Remote Grid) Updates to grid topology to minimize risk of ignition in HFTDs Remote GridWLDFREquipment / facility failureAggregated | WLDFR | HFTD - Distribution - Tier 3 - 1QU CoRE ¦ 4QU LoRE | Red Flag Warning - Small Fires | Equipment / facility failure | Aggregated | 2032 | 5.9662e-05 | 111.286 | 0.0066396 | 2032 | Mitigation | 0.95 | 45 | 0 | esc | 0.00097009 | 5.7878e-08 | 0.00097009 | 5.7878e-08 | 0.0027785 | 1.6285e-08 | 0.014899 | 2.4485e-07
[120 empty] | 7.3.3.17.5 (Remote Grid) Updates to grid topology to minimize risk of ignition in HFTDs Remote GridWLDFREquipment / facility failureAggregated | WLDFR | HFTD - Distribution - Tier 3 - 1QU CoRE ¦ 4QU LoRE | Red Flag Warning - Small Fires | Equipment / facility failure | Aggregated | 2033 | 5.9662e-05 | 111.286 | 0.0066396 | 2033 | Mitigation | 0.95 | 45 | 0 | esc | 0.00097009 | 5.7878e-08 | 0.00097009 | 5.7878e-08 | 0.0027785 | 1.6285e-08 | 0.014899 | 2.4485e-07
[120 empty] | 7.3.3.17.5 (Remote Grid) Updates to grid topology to minimize risk of ignition in HFTDs Remote GridWLDFREquipment / facility failureAggregated | WLDFR | HFTD - Distribution - Tier 3 - 1QU CoRE ¦ 4QU LoRE | Red Flag Warning - Small Fires | Equipment / facility failure | Aggregated | 2034 | 5.9662e-05 | 111.286 | 0.0066396 | 2034 | Mitigation | 0.95 | 45 | 0 | esc | 0.00097009 | 5.7878e-08 | 0.00097009 | 5.7878e-08 | 0.0027785 | 1.6285e-08 | 0.014899 | 2.4485e-07
[120 empty] | 7.3.3.17.5 (Remote Grid) Updates to grid topology to minimize risk of ignition in HFTDs Remote GridWLDFREquipment / facility failureAggregated | WLDFR | HFTD - Distribution - Tier 3 - 1QU CoRE ¦ 4QU LoRE | Red Flag Warning - Small Fires | Equipment / facility failure | Aggregated | 2035 | 5.9662e-05 | 111.286 | 0.0066396 | 2035 | Mitigation | 0.95 | 45 | 0 | esc | 0.00097009 | 5.7878e-08 | 0.00097009 | 5.7878e-08 | 0.0027785 | 1.6285e-08 | 0.014899 | 2.4485e-07
[120 empty] | 7.3.3.17.5 (Remote Grid) Updates to grid topology to minimize risk of ignition in HFTDs Remote GridWLDFREquipment / facility failureAggregated | WLDFR | HFTD - Distribution - Tier 3 - 1QU CoRE ¦ 4QU LoRE | Red Flag Warning - Small Fires | Equipment / facility failure | Aggregated | 2036 | 5.9662e-05 | 111.286 | 0.0066396 | 2036 | Mitigation | 0.95 | 45 | 0 | esc | 0.00097009 | 5.7878e-08 | 0.00097009 | 5.7878e-08 | 0.0027785 | 1.6285e-08 | 0.014899 | 2.4485e-07
[120 empty] | 7.3.3.17.5 (Remote Grid) Updates to grid topology to minimize risk of ignition in HFTDs Remote GridWLDFREquipment / facility failureAggregated | WLDFR | HFTD - Distribution - Tier 3 - 1QU CoRE ¦ 4QU LoRE | Red Flag Warning - Small Fires | Equipment / facility failure | Aggregated | 2037 | 5.9662e-05 | 111.286 | 0.0066396 | 2037 | Mitigation | 0.95 | 45 | 0 | esc | 0.00097009 | 5.7878e-08 | 0.00097009 | 5.7878e-08 | 0.0027785 | 1.6285e-08 | 0.014899 | 2.4485e-07
[120 empty] | 7.3.3.17.5 (Remote Grid) Updates to grid topology to minimize risk of ignition in HFTDs Remote GridWLDFREquipment / facility failureAggregated | WLDFR | HFTD - Distribution - Tier 3 - 1QU CoRE ¦ 4QU LoRE | Red Flag Warning - Small Fires | Equipment / facility failure | Aggregated | 2038 | 5.9662e-05 | 111.286 | 0.0066396 | 2038 | Mitigation | 0.95 | 45 | 0 | esc | 0.00097009 | 5.7878e-08 | 0.00097009 | 5.7878e-08 | 0.0027785 | 1.6285e-08 | 0.014899 | 2.4485e-07
[120 empty] | 7.3.3.17.5 (Remote Grid) Updates to grid topology to minimize risk of ignition in HFTDs Remote GridWLDFREquipment / facility failureAggregated | WLDFR | HFTD - Distribution - Tier 3 - 1QU CoRE ¦ 4QU LoRE | Red Flag Warning - Small Fires | Equipment / facility failure | Aggregated | 2039 | 5.9662e-05 | 111.286 | 0.0066396 | 2039 | Mitigation | 0.95 | 45 | 0 | esc | 0.00097009 | 5.7878e-08 | 0.00097009 | 5.7878e-08 | 0.0027785 | 1.6285e-08 | 0.014899 | 2.4485e-07
[120 empty] | 7.3.3.17.5 (Remote Grid) Updates to grid topology to minimize risk of ignition in HFTDs Remote GridWLDFREquipment / facility failureAggregated | WLDFR | HFTD - Distribution - Tier 3 - 1QU CoRE ¦ 4QU LoRE | Red Flag Warning - Small Fires | Equipment / facility failure | Aggregated | 2040 | 5.9662e-05 | 111.286 | 0.0066396 | 2040 | Mitigation | 0.95 | 45 | 0 | esc | 0.00097009 | 5.7878e-08 | 0.00097009 | 5.7878e-08 | 0.0027785 | 1.6285e-08 | 0.014899 | 2.4485e-07
[120 empty] | 7.3.3.17.5 (Remote Grid) Updates to grid topology to minimize risk of ignition in HFTDs Remote GridWLDFREquipment / facility failureAggregated | WLDFR | HFTD - Distribution - Tier 3 - 1QU CoRE ¦ 4QU LoRE | Red Flag Warning - Small Fires | Equipment / facility failure | Aggregated | 2041 | 5.9662e-05 | 111.286 | 0.0066396 | 2041 | Mitigation | 0.95 | 45 | 0 | esc | 0.00097009 | 5.7878e-08 | 0.00097009 | 5.7878e-08 | 0.0027785 | 1.6285e-08 | 0.014899 | 2.4485e-07
[120 empty] | 7.3.3.17.5 (Remote Grid) Updates to grid topology to minimize risk of ignition in HFTDs Remote GridWLDFREquipment / facility failureAggregated | WLDFR | HFTD - Distribution - Tier 3 - 1QU CoRE ¦ 4QU LoRE | Red Flag Warning - Small Fires | Equipment / facility failure | Aggregated | 2042 | 5.9662e-05 | 111.286 | 0.0066396 | 2042 | Mitigation | 0.95 | 45 | 0 | esc | 0.00097009 | 5.7878e-08 | 0.00097009 | 5.7878e-08 | 0.0027785 | 1.6285e-08 | 0.014899 | 2.4485e-07
[120 empty] | 7.3.3.17.5 (Remote Grid) Updates to grid topology to minimize risk of ignition in HFTDs Remote GridWLDFREquipment / facility failureAggregated | WLDFR | HFTD - Distribution - Tier 3 - 1QU CoRE ¦ 4QU LoRE | Red Flag Warning - Small Fires | Equipment / facility failure | Aggregated | 2043 | 5.9662e-05 | 111.286 | 0.0066396 | 2043 | Mitigation | 0.95 | 45 | 0 | esc | 0.00097009 | 5.7878e-08 | 0.00097009 | 5.7878e-08 | 0.0027785 | 1.6285e-08 | 0.014899 | 2.4485e-07
[120 empty] | 7.3.3.17.5 (Remote Grid) Updates to grid topology to minimize risk of ignition in HFTDs Remote GridWLDFREquipment / facility failureAggregated | WLDFR | HFTD - Distribution - Tier 3 - 1QU CoRE ¦ 4QU LoRE | Red Flag Warning - Small Fires | Equipment / facility failure | Aggregated | 2044 | 5.9662e-05 | 111.286 | 0.0066396 | 2044 | Mitigation | 0.95 | 45 | 0 | esc | 0.00097009 | 5.7878e-08 | 0.00097009 | 5.7878e-08 | 0.0027785 | 1.6285e-08 | 0.014899 | 2.4485e-07
[120 empty] | 7.3.3.17.5 (Remote Grid) Updates to grid topology to minimize risk of ignition in HFTDs Remote GridWLDFREquipment / facility failureAggregated | WLDFR | HFTD - Distribution - Tier 3 - 1QU CoRE ¦ 4QU LoRE | Red Flag Warning - Small Fires | Equipment / facility failure | Aggregated | 2045 | 5.9662e-05 | 111.286 | 0.0066396 | 2045 | Mitigation | 0.95 | 45 | 0 | esc | 0.00097009 | 5.7878e-08 | 0.00097009 | 5.7878e-08 | 0.0027785 | 1.6285e-08 | 0.014899 | 2.4485e-07
[120 empty] | 7.3.3.17.5 (Remote Grid) Updates to grid topology to minimize risk of ignition in HFTDs Remote GridWLDFREquipment / facility failureAggregated | WLDFR | HFTD - Distribution - Tier 3 - 1QU CoRE ¦ 4QU LoRE | Red Flag Warning - Small Fires | Equipment / facility failure | Aggregated | 2046 | 5.9662e-05 | 111.286 | 0.0066396 | 2046 | Mitigation | 0.95 | 45 | 0 | esc | 0.00097009 | 5.7878e-08 | 0.00097009 | 5.7878e-08 | 0.0027785 | 1.6285e-08 | 0.014899 | 2.4485e-07
[120 empty] | 7.3.3.17.5 (Remote Grid) Updates to grid topology to minimize risk of ignition in HFTDs Remote GridWLDFREquipment / facility failureAggregated | WLDFR | HFTD - Distribution - Tier 3 - 1QU CoRE ¦ 4QU LoRE | Red Flag Warning - Small Fires | Equipment / facility failure | Aggregated | 2047 | 5.9662e-05 | 111.286 | 0.0066396 | 2047 | Mitigation | 0.95 | 45 | 0 | esc | 0.00097009 | 5.7878e-08 | 0.00097009 | 5.7878e-08 | 0.0027785 | 1.6285e-08 | 0.014899 | 2.4485e-07
[120 empty] | 7.3.3.17.5 (Remote Grid) Updates to grid topology to minimize risk of ignition in HFTDs Remote GridWLDFREquipment / facility failureAggregated | WLDFR | HFTD - Distribution - Tier 3 - 1QU CoRE ¦ 4QU LoRE | Red Flag Warning - Small Fires | Equipment / facility failure | Aggregated | 2048 | 5.9662e-05 | 111.286 | 0.0066396 | 2048 | Mitigation | 0.95 | 45 | 0 | esc | 0.00097009 | 5.7878e-08 | 0.00097009 | 5.7878e-08 | 0.0027785 | 1.6285e-08 | 0.014899 | 2.4485e-07
[120 empty] | 7.3.3.17.5 (Remote Grid) Updates to grid topology to minimize risk of ignition in HFTDs Remote GridWLDFREquipment / facility failureAggregated | WLDFR | HFTD - Distribution - Tier 3 - 1QU CoRE ¦ 4QU LoRE | Red Flag Warning - Small Fires | Equipment / facility failure | Aggregated | 2049 | 5.9662e-05 | 111.286 | 0.0066396 | 2049 | Mitigation | 0.95 | 45 | 0 | esc | 0.00097009 | 5.7878e-08 | 0.00097009 | 5.7878e-08 | 0.0027785 | 1.6285e-08 | 0.014899 | 2.4485e-07
[120 empty] | 7.3.3.17.5 (Remote Grid) Updates to grid topology to minimize risk of ignition in HFTDs Remote GridWLDFREquipment / facility failureAggregated | WLDFR | HFTD - Distribution - Tier 3 - 1QU CoRE ¦ 4QU LoRE | Red Flag Warning - Small Fires | Equipment / facility failure | Aggregated | 2050 | 5.9662e-05 | 111.286 | 0.0066396 | 2050 | Mitigation | 0.95 | 45 | 0 | esc | 0.00097009 | 5.7878e-08 | 0.00097009 | 5.7878e-08 | 0.0027785 | 1.6285e-08 | 0.014899 | 2.4485e-07
[120 empty] | 7.3.3.17.5 (Remote Grid) Updates to grid topology to minimize risk of ignition in HFTDs Remote GridWLDFREquipment / facility failureAggregated | WLDFR | HFTD - Distribution - Tier 3 - 1QU CoRE ¦ 4QU LoRE | Red Flag Warning - Small Fires | Equipment / facility failure | Aggregated | 2051 | 5.9662e-05 | 111.286 | 0.0066396 | 2051 | Mitigation | 0.95 | 45 | 0 | esc | 0.00097009 | 5.7878e-08 | 0.00097009 | 5.7878e-08 | 0.0027785 | 1.6285e-08 | 0.014899 | 2.4485e-07
[120 empty] | 7.3.3.17.5 (Remote Grid) Updates to grid topology to minimize risk of ignition in HFTDs Remote GridWLDFREquipment / facility failureAggregated | WLDFR | HFTD - Distribution - Tier 3 - 1QU CoRE ¦ 4QU LoRE | Red Flag Warning - Small Fires | Equipment / facility failure | Aggregated | 2052 | 5.9662e-05 | 111.286 | 0.0066396 | 2052 | Mitigation | 0.95 | 45 | 0 | esc | 0.00097009 | 5.7878e-08 | 0.00097009 | 5.7878e-08 | 0.0027785 | 1.6285e-08 | 0.014899 | 2.4485e-07
[120 empty] | 7.3.3.17.5 (Remote Grid) Updates to grid topology to minimize risk of ignition in HFTDs Remote GridWLDFREquipment / facility failureAggregated | WLDFR | HFTD - Distribution - Tier 3 - 1QU CoRE ¦ 4QU LoRE | Red Flag Warning - Small Fires | Equipment / facility failure | Aggregated | 2053 | 5.9662e-05 | 111.286 | 0.0066396 | 2053 | Mitigation | 0.95 | 45 | 0 | esc | 0.00097009 | 5.7878e-08 | 0.00097009 | 5.7878e-08 | 0.0027785 | 1.6285e-08 | 0.014899 | 2.4485e-07
[120 empty] | 7.3.3.17.5 (Remote Grid) Updates to grid topology to minimize risk of ignition in HFTDs Remote GridWLDFREquipment / facility failureAggregated | WLDFR | HFTD - Distribution - Tier 3 - 1QU CoRE ¦ 4QU LoRE | Red Flag Warning - Small Fires | Equipment / facility failure | Aggregated | 2054 | 5.9662e-05 | 111.286 | 0.0066396 | 2054 | Mitigation | 0.95 | 45 | 0 | esc | 0.00097009 | 5.7878e-08 | 0.00097009 | 5.7878e-08 | 0.0027785 | 1.6285e-08 | 0 | 0
[120 empty] | 7.3.3.17.5 (Remote Grid) Updates to grid topology to minimize risk of ignition in HFTDs Remote GridWLDFREquipment / facility failureAggregated | WLDFR | HFTD - Distribution - Tier 3 - 1QU CoRE ¦ 4QU LoRE | Red Flag Warning - Small Fires | Equipment / facility failure | Aggregated | 2055 | 5.9662e-05 | 111.286 | 0.0066396 | 2055 | Mitigation | 0.95 | 45 | 0 | esc | 0.00097009 | 5.7878e-08 | 0.00097009 | 5.7878e-08 | 0.0027785 | 1.6285e-08 | 0 | 0
[120 empty] | 7.3.3.17.5 (Remote Grid) Updates to grid topology to minimize risk of ignition in HFTDs Remote GridWLDFREquipment / facility failureAggregated | WLDFR | HFTD - Distribution - Tier 3 - 1QU CoRE ¦ 4QU LoRE | Red Flag Warning - Small Fires | Equipment / facility failure | Aggregated | 2056 | 5.9662e-05 | 111.286 | 0.0066396 | 2056 | Mitigation | 0.95 | 45 | 0 | esc | 0.00097009 | 5.7878e-08 | 0.00097009 | 5.7878e-08 | 0 | 0 | 0.008942 | 1.1419e-06
[120 empty] | 7.3.3.17.5 (Remote Grid) Updates to grid topology to minimize risk of ignition in HFTDs Remote GridWLDFREquipment / facility failureAggregated | WLDFR | HFTD - Distribution - Tier 3 - 1QU CoRE ¦ 4QU LoRE | Red Flag Warning - Small Fires | Equipment / facility failure | Aggregated | 2057 | 5.9662e-05 | 111.286 | 0.0066396 | 2057 | Mitigation | 0.95 | 45 | 0 | esc | 0.00097009 | 5.7878e-08 | 0.00097009 | 5.7878e-08 | 0.0027785 | 4.6135e-10 | 0.008942 | 1.1419e-06
[120 empty] | 7.3.3.17.5 (Remote Grid) Updates to grid topology to minimize risk of ignition in HFTDs Remote GridWLDFREquipment / facility failureAggregated | WLDFR | HFTD - Distribution - Tier 3 - 1QU CoRE ¦ 4QU LoRE | Red Flag Warning - Small Fires | Equipment / facility failure | Aggregated | 2058 | 5.9662e-05 | 111.286 | 0.0066396 | 2058 | Mitigation | 0.95 | 45 | 0 | esc | 0.00097009 | 5.7878e-08 | 0.00097009 | 5.7878e-08 | 0.0027785 | 4.6135e-10 | 0.008942 | 1.1419e-06
[120 empty] | 7.3.3.17.5 (Remote Grid) Updates to grid topology to minimize risk of ignition in HFTDs Remote GridWLDFREquipment / facility failureAggregated | WLDFR | HFTD - Distribution - Tier 3 - 1QU CoRE ¦ 4QU LoRE | Red Flag Warning - Small Fires | Equipment / facility failure | Aggregated | 2059 | 5.9662e-05 | 111.286 | 0.0066396 | 2059 | Mitigation | 0.95 | 45 | 0 | esc | 0.00097009 | 5.7878e-08 | 0.00097009 | 5.7878e-08 | 0.0027785 | 4.6135e-10 | 0.008942 | 1.1419e-06
[120 empty] | 7.3.3.17.5 (Remote Grid) Updates to grid topology to minimize risk of ignition in HFTDs Remote GridWLDFREquipment / facility failureAggregated | WLDFR | HFTD - Distribution - Tier 3 - 1QU CoRE ¦ 4QU LoRE | Red Flag Warning - Small Fires | Equipment / facility failure | Aggregated | 2060 | 5.9662e-05 | 111.286 | 0.0066396 | 2060 | Mitigation | 0.95 | 45 | 0 | esc | 0.00097009 | 5.7878e-08 | 0.00097009 | 5.7878e-08 | 0.0027785 | 4.6135e-10 | 0.008942 | 1.1419e-06
[120 empty] | 7.3.3.17.5 (Remote Grid) Updates to grid topology to minimize risk of ignition in HFTDs Remote GridWLDFREquipment / facility failureAggregated | WLDFR | HFTD - Distribution - Tier 3 - 1QU CoRE ¦ 4QU LoRE | Red Flag Warning - Small Fires | Equipment / facility failure | Aggregated | 2061 | 5.9662e-05 | 111.286 | 0.0066396 | 2061 | Mitigation | 0.95 | 45 | 0 | esc | 0.00097009 | 5.7878e-08 | 0.00097009 | 5.7878e-08 | 0.0027785 | 4.6135e-10 | 0.008942 | 1.1419e-06
[120 empty] | 7.3.3.17.5 (Remote Grid) Updates to grid topology to minimize risk of ignition in HFTDs Remote GridWLDFREquipment / facility failureAggregated | WLDFR | HFTD - Distribution - Tier 3 - 1QU CoRE ¦ 4QU LoRE | Red Flag Warning - Small Fires | Equipment / facility failure | Aggregated | 2062 | 5.9662e-05 | 111.286 | 0.0066396 | 2062 | Mitigation | 0.95 | 45 | 0 | esc | 0.00097009 | 5.7878e-08 | 0.00097009 | 5.7878e-08 | 0.0027785 | 4.6135e-10 | 0.008942 | 1.1419e-06
[120 empty] | 7.3.3.17.5 (Remote Grid) Updates to grid topology to minimize risk of ignition in HFTDs Remote GridWLDFREquipment / facility failureAggregated | WLDFR | HFTD - Distribution - Tier 3 - 1QU CoRE ¦ 4QU LoRE | Red Flag Warning - Small Fires | Equipment / facility failure | Aggregated | 2063 | 5.9662e-05 | 111.286 | 0.0066396 | 2063 | Mitigation | 0.95 | 45 | 0 | esc | 0.00097009 | 5.7878e-08 | 0.00097009 | 5.7878e-08 | 0.0027785 | 4.6135e-10 | 0.008942 | 1.1419e-06
[120 empty] | 7.3.3.17.5 (Remote Grid) Updates to grid topology to minimize risk of ignition in HFTDs Remote GridWLDFREquipment / facility failureAggregated | WLDFR | HFTD - Distribution - Tier 3 - 1QU CoRE ¦ 4QU LoRE | Red Flag Warning - Small Fires | Equipment / facility failure | Aggregated | 2064 | 5.9662e-05 | 111.286 | 0.0066396 | 2064 | Mitigation | 0.95 | 45 | 0 | esc | 0.00097009 | 5.7878e-08 | 0.00097009 | 5.7878e-08 | 0.0027785 | 4.6135e-10 | 0.008942 | 1.1419e-06
[120 empty] | 7.3.3.17.5 (Remote Grid) Updates to grid topology to minimize risk of ignition in HFTDs Remote GridWLDFREquipment / facility failureAggregated | WLDFR | HFTD - Distribution - Tier 3 - 1QU CoRE ¦ 4QU LoRE | Red Flag Warning - Small Fires | Equipment / facility failure | Aggregated | 2065 | 5.9662e-05 | 111.286 | 0.0066396 | 2065 | Mitigation | 0.95 | 45 | 0 | esc | 0.00097009 | 5.7878e-08 | 0.00097009 | 5.7878e-08 | 0.0027785 | 4.6135e-10 | 0.008942 | 1.1419e-06
[120 empty] | 7.3.3.17.5 (Remote Grid) Updates to grid topology to minimize risk of ignition in HFTDs Remote GridWLDFREquipment / facility failureAggregated | WLDFR | HFTD - Distribution - Tier 3 - 1QU CoRE ¦ 4QU LoRE | Red Flag Warning - Small Fires | Equipment / facility failure | Aggregated | 2066 | 5.9662e-05 | 111.286 | 0.0066396 | 2066 | Mitigation | 0.95 | 45 | 0 | esc | 0.00097009 | 5.7878e-08 | 0.00097009 | 5.7878e-08 | 0.0027785 | 4.6135e-10 | 0.008942 | 1.1419e-06
[120 empty] | 7.3.3.17.5 (Remote Grid) Updates to grid topology to minimize risk of ignition in HFTDs Remote GridWLDFREquipment / facility failureAggregated | WLDFR | HFTD - Distribution - Tier 3 - 1QU CoRE ¦ 4QU LoRE | Red Flag Warning - Small Fires | Equipment / facility failure | Aggregated | 2067 | 5.9662e-05 | 111.286 | 0.0066396 | 2067 | Mitigation | 0.95 | 45 | 0 | esc | 0 | 0 | 0.00097009 | 5.7878e-08 | 0.0027785 | 4.6135e-10 | 0.008942 | 1.1419e-06
[120 empty] | 7.3.3.17.5 (Remote Grid) Updates to grid topology to minimize risk of ignition in HFTDs Remote GridWLDFRVegetation ContactAggregated | WLDFR | HFTD - Distribution - Tier 3 - 1QU CoRE ¦ 4QU LoRE | Red Flag Warning - Small Fires | Vegetation Contact | Aggregated | 2022 | 0.0003441 | 111.286 | 0.038294 | 2022 | Mitigation | 0.95 | 45 | 0 | esc | 0.00097009 | 3.3381e-07 | 0 | 0 | 0.0027785 | 4.6135e-10 | 0.008942 | 1.1419e-06
[120 empty] | 7.3.3.17.5 (Remote Grid) Updates to grid topology to minimize risk of ignition in HFTDs Remote GridWLDFRVegetation ContactAggregated | WLDFR | HFTD - Distribution - Tier 3 - 1QU CoRE ¦ 4QU LoRE | Red Flag Warning - Small Fires | Vegetation Contact | Aggregated | 2023 | 0.0003441 | 111.286 | 0.038294 | 2023 | Mitigation | 0.95 | 45 | 0 | esc | 0.00097009 | 3.3381e-07 | 0.00097009 | 3.3381e-07 | 0.0027785 | 4.6135e-10 | 0.008942 | 1.1419e-06
[120 empty] | 7.3.3.17.5 (Remote Grid) Updates to grid topology to minimize risk of ignition in HFTDs Remote GridWLDFRVegetation ContactAggregated | WLDFR | HFTD - Distribution - Tier 3 - 1QU CoRE ¦ 4QU LoRE | Red Flag Warning - Small Fires | Vegetation Contact | Aggregated | 2024 | 0.0003441 | 111.286 | 0.038294 | 2024 | Mitigation | 0.95 | 45 | 0 | esc | 0.00097009 | 3.3381e-07 | 0.00097009 | 3.3381e-07 | 0.0027785 | 4.6135e-10 | 0.008942 | 1.1419e-06
[120 empty] | 7.3.3.17.5 (Remote Grid) Updates to grid topology to minimize risk of ignition in HFTDs Remote GridWLDFRVegetation ContactAggregated | WLDFR | HFTD - Distribution - Tier 3 - 1QU CoRE ¦ 4QU LoRE | Red Flag Warning - Small Fires | Vegetation Contact | Aggregated | 2025 | 0.0003441 | 111.286 | 0.038294 | 2025 | Mitigation | 0.95 | 45 | 0 | esc | 0.00097009 | 3.3381e-07 | 0.00097009 | 3.3381e-07 | 0.0027785 | 4.6135e-10 | 0.008942 | 1.1419e-06
[120 empty] | 7.3.3.17.5 (Remote Grid) Updates to grid topology to minimize risk of ignition in HFTDs Remote GridWLDFRVegetation ContactAggregated | WLDFR | HFTD - Distribution - Tier 3 - 1QU CoRE ¦ 4QU LoRE | Red Flag Warning - Small Fires | Vegetation Contact | Aggregated | 2026 | 0.0003441 | 111.286 | 0.038294 | 2026 | Mitigation | 0.95 | 45 | 0 | esc | 0.00097009 | 3.3381e-07 | 0.00097009 | 3.3381e-07 | 0.0027785 | 4.6135e-10 | 0.008942 | 1.1419e-06
[120 empty] | 7.3.3.17.5 (Remote Grid) Updates to grid topology to minimize risk of ignition in HFTDs Remote GridWLDFRVegetation ContactAggregated | WLDFR | HFTD - Distribution - Tier 3 - 1QU CoRE ¦ 4QU LoRE | Red Flag Warning - Small Fires | Vegetation Contact | Aggregated | 2027 | 0.0003441 | 111.286 | 0.038294 | 2027 | Mitigation | 0.95 | 45 | 0 | esc | 0.00097009 | 3.3381e-07 | 0.00097009 | 3.3381e-07 | 0.0027785 | 4.6135e-10 | 0.008942 | 1.1419e-06
[120 empty] | 7.3.3.17.5 (Remote Grid) Updates to grid topology to minimize risk of ignition in HFTDs Remote GridWLDFRVegetation ContactAggregated | WLDFR | HFTD - Distribution - Tier 3 - 1QU CoRE ¦ 4QU LoRE | Red Flag Warning - Small Fires | Vegetation Contact | Aggregated | 2028 | 0.0003441 | 111.286 | 0.038294 | 2028 | Mitigation | 0.95 | 45 | 0 | esc | 0.00097009 | 3.3381e-07 | 0.00097009 | 3.3381e-07 | 0.0027785 | 4.6135e-10 | 0.008942 | 1.1419e-06
[120 empty] | 7.3.3.17.5 (Remote Grid) Updates to grid topology to minimize risk of ignition in HFTDs Remote GridWLDFRVegetation ContactAggregated | WLDFR | HFTD - Distribution - Tier 3 - 1QU CoRE ¦ 4QU LoRE | Red Flag Warning - Small Fires | Vegetation Contact | Aggregated | 2029 | 0.0003441 | 111.286 | 0.038294 | 2029 | Mitigation | 0.95 | 45 | 0 | esc | 0.00097009 | 3.3381e-07 | 0.00097009 | 3.3381e-07 | 0.0027785 | 4.6135e-10 | 0.008942 | 1.1419e-06
[120 empty] | 7.3.3.17.5 (Remote Grid) Updates to grid topology to minimize risk of ignition in HFTDs Remote GridWLDFRVegetation ContactAggregated | WLDFR | HFTD - Distribution - Tier 3 - 1QU CoRE ¦ 4QU LoRE | Red Flag Warning - Small Fires | Vegetation Contact | Aggregated | 2030 | 0.0003441 | 111.286 | 0.038294 | 2030 | Mitigation | 0.95 | 45 | 0 | esc | 0.00097009 | 3.3381e-07 | 0.00097009 | 3.3381e-07 | 0.0027785 | 4.6135e-10 | 0.008942 | 1.1419e-06
[120 empty] | 7.3.3.17.5 (Remote Grid) Updates to grid topology to minimize risk of ignition in HFTDs Remote GridWLDFRVegetation ContactAggregated | WLDFR | HFTD - Distribution - Tier 3 - 1QU CoRE ¦ 4QU LoRE | Red Flag Warning - Small Fires | Vegetation Contact | Aggregated | 2031 | 0.0003441 | 111.286 | 0.038294 | 2031 | Mitigation | 0.95 | 45 | 0 | esc | 0.00097009 | 3.3381e-07 | 0.00097009 | 3.3381e-07 | 0.0027785 | 4.6135e-10 | 0.008942 | 1.1419e-06
[120 empty] | 7.3.3.17.5 (Remote Grid) Updates to grid topology to minimize risk of ignition in HFTDs Remote GridWLDFRVegetation ContactAggregated | WLDFR | HFTD - Distribution - Tier 3 - 1QU CoRE ¦ 4QU LoRE | Red Flag Warning - Small Fires | Vegetation Contact | Aggregated | 2032 | 0.0003441 | 111.286 | 0.038294 | 2032 | Mitigation | 0.95 | 45 | 0 | esc | 0.00097009 | 3.3381e-07 | 0.00097009 | 3.3381e-07 | 0.0027785 | 4.6135e-10 | 0.008942 | 1.1419e-06
[120 empty] | 7.3.3.17.5 (Remote Grid) Updates to grid topology to minimize risk of ignition in HFTDs Remote GridWLDFRVegetation ContactAggregated | WLDFR | HFTD - Distribution - Tier 3 - 1QU CoRE ¦ 4QU LoRE | Red Flag Warning - Small Fires | Vegetation Contact | Aggregated | 2033 | 0.0003441 | 111.286 | 0.038294 | 2033 | Mitigation | 0.95 | 45 | 0 | esc | 0.00097009 | 3.3381e-07 | 0.00097009 | 3.3381e-07 | 0.0027785 | 4.6135e-10 | 0.008942 | 1.1419e-06
[120 empty] | 7.3.3.17.5 (Remote Grid) Updates to grid topology to minimize risk of ignition in HFTDs Remote GridWLDFRVegetation ContactAggregated | WLDFR | HFTD - Distribution - Tier 3 - 1QU CoRE ¦ 4QU LoRE | Red Flag Warning - Small Fires | Vegetation Contact | Aggregated | 2034 | 0.0003441 | 111.286 | 0.038294 | 2034 | Mitigation | 0.95 | 45 | 0 | esc | 0.00097009 | 3.3381e-07 | 0.00097009 | 3.3381e-07 | 0.0027785 | 4.6135e-10 | 0.008942 | 1.1419e-06
[120 empty] | 7.3.3.17.5 (Remote Grid) Updates to grid topology to minimize risk of ignition in HFTDs Remote GridWLDFRVegetation ContactAggregated | WLDFR | HFTD - Distribution - Tier 3 - 1QU CoRE ¦ 4QU LoRE | Red Flag Warning - Small Fires | Vegetation Contact | Aggregated | 2035 | 0.0003441 | 111.286 | 0.038294 | 2035 | Mitigation | 0.95 | 45 | 0 | esc | 0.00097009 | 3.3381e-07 | 0.00097009 | 3.3381e-07 | 0.0027785 | 4.6135e-10 | 0.008942 | 1.1419e-06
[120 empty] | 7.3.3.17.5 (Remote Grid) Updates to grid topology to minimize risk of ignition in HFTDs Remote GridWLDFRVegetation ContactAggregated | WLDFR | HFTD - Distribution - Tier 3 - 1QU CoRE ¦ 4QU LoRE | Red Flag Warning - Small Fires | Vegetation Contact | Aggregated | 2036 | 0.0003441 | 111.286 | 0.038294 | 2036 | Mitigation | 0.95 | 45 | 0 | esc | 0.00097009 | 3.3381e-07 | 0.00097009 | 3.3381e-07 | 0.0027785 | 4.6135e-10 | 0.008942 | 1.1419e-06
[120 empty] | 7.3.3.17.5 (Remote Grid) Updates to grid topology to minimize risk of ignition in HFTDs Remote GridWLDFRVegetation ContactAggregated | WLDFR | HFTD - Distribution - Tier 3 - 1QU CoRE ¦ 4QU LoRE | Red Flag Warning - Small Fires | Vegetation Contact | Aggregated | 2037 | 0.0003441 | 111.286 | 0.038294 | 2037 | Mitigation | 0.95 | 45 | 0 | esc | 0.00097009 | 3.3381e-07 | 0.00097009 | 3.3381e-07 | 0.0027785 | 4.6135e-10 | 0.008942 | 1.1419e-06
[120 empty] | 7.3.3.17.5 (Remote Grid) Updates to grid topology to minimize risk of ignition in HFTDs Remote GridWLDFRVegetation ContactAggregated | WLDFR | HFTD - Distribution - Tier 3 - 1QU CoRE ¦ 4QU LoRE | Red Flag Warning - Small Fires | Vegetation Contact | Aggregated | 2038 | 0.0003441 | 111.286 | 0.038294 | 2038 | Mitigation | 0.95 | 45 | 0 | esc | 0.00097009 | 3.3381e-07 | 0.00097009 | 3.3381e-07 | 0.0027785 | 4.6135e-10 | 0.008942 | 1.1419e-06
[120 empty] | 7.3.3.17.5 (Remote Grid) Updates to grid topology to minimize risk of ignition in HFTDs Remote GridWLDFRVegetation ContactAggregated | WLDFR | HFTD - Distribution - Tier 3 - 1QU CoRE ¦ 4QU LoRE | Red Flag Warning - Small Fires | Vegetation Contact | Aggregated | 2039 | 0.0003441 | 111.286 | 0.038294 | 2039 | Mitigation | 0.95 | 45 | 0 | esc | 0.00097009 | 3.3381e-07 | 0.00097009 | 3.3381e-07 | 0.0027785 | 4.6135e-10 | 0.008942 | 1.1419e-06
[120 empty] | 7.3.3.17.5 (Remote Grid) Updates to grid topology to minimize risk of ignition in HFTDs Remote GridWLDFRVegetation ContactAggregated | WLDFR | HFTD - Distribution - Tier 3 - 1QU CoRE ¦ 4QU LoRE | Red Flag Warning - Small Fires | Vegetation Contact | Aggregated | 2040 | 0.0003441 | 111.286 | 0.038294 | 2040 | Mitigation | 0.95 | 45 | 0 | esc | 0.00097009 | 3.3381e-07 | 0.00097009 | 3.3381e-07 | 0.0027785 | 4.6135e-10 | 0 | 0
[120 empty] | 7.3.3.17.5 (Remote Grid) Updates to grid topology to minimize risk of ignition in HFTDs Remote GridWLDFRVegetation ContactAggregated | WLDFR | HFTD - Distribution - Tier 3 - 1QU CoRE ¦ 4QU LoRE | Red Flag Warning - Small Fires | Vegetation Contact | Aggregated | 2041 | 0.0003441 | 111.286 | 0.038294 | 2041 | Mitigation | 0.95 | 45 | 0 | esc | 0.00097009 | 3.3381e-07 | 0.00097009 | 3.3381e-07 | 0.0027785 | 4.6135e-10 | 0 | 0
[120 empty] | 7.3.3.17.5 (Remote Grid) Updates to grid topology to minimize risk of ignition in HFTDs Remote GridWLDFRVegetation ContactAggregated | WLDFR | HFTD - Distribution - Tier 3 - 1QU CoRE ¦ 4QU LoRE | Red Flag Warning - Small Fires | Vegetation Contact | Aggregated | 2042 | 0.0003441 | 111.286 | 0.038294 | 2042 | Mitigation | 0.95 | 45 | 0 | esc | 0.00097009 | 3.3381e-07 | 0.00097009 | 3.3381e-07 | 0.0027785 | 4.6135e-10 | 0.0088147 | 3.9328e-06
[120 empty] | 7.3.3.17.5 (Remote Grid) Updates to grid topology to minimize risk of ignition in HFTDs Remote GridWLDFRVegetation ContactAggregated | WLDFR | HFTD - Distribution - Tier 3 - 1QU CoRE ¦ 4QU LoRE | Red Flag Warning - Small Fires | Vegetation Contact | Aggregated | 2043 | 0.0003441 | 111.286 | 0.038294 | 2043 | Mitigation | 0.95 | 45 | 0 | esc | 0.00097009 | 3.3381e-07 | 0.00097009 | 3.3381e-07 | 0.0027785 | 4.6135e-10 | 0.0088147 | 3.9328e-06
[120 empty] | 7.3.3.17.5 (Remote Grid) Updates to grid topology to minimize risk of ignition in HFTDs Remote GridWLDFRVegetation ContactAggregated | WLDFR | HFTD - Distribution - Tier 3 - 1QU CoRE ¦ 4QU LoRE | Red Flag Warning - Small Fires | Vegetation Contact | Aggregated | 2044 | 0.0003441 | 111.286 | 0.038294 | 2044 | Mitigation | 0.95 | 45 | 0 | esc | 0.00097009 | 3.3381e-07 | 0.00097009 | 3.3381e-07 | 0.0027785 | 4.6135e-10 | 0.0088147 | 3.9328e-06
[120 empty] | 7.3.3.17.5 (Remote Grid) Updates to grid topology to minimize risk of ignition in HFTDs Remote GridWLDFRVegetation ContactAggregated | WLDFR | HFTD - Distribution - Tier 3 - 1QU CoRE ¦ 4QU LoRE | Red Flag Warning - Small Fires | Vegetation Contact | Aggregated | 2045 | 0.0003441 | 111.286 | 0.038294 | 2045 | Mitigation | 0.95 | 45 | 0 | esc | 0.00097009 | 3.3381e-07 | 0.00097009 | 3.3381e-07 | 0.0027785 | 4.6135e-10 | 0.0088147 | 3.9328e-06
[120 empty] | 7.3.3.17.5 (Remote Grid) Updates to grid topology to minimize risk of ignition in HFTDs Remote GridWLDFRVegetation ContactAggregated | WLDFR | HFTD - Distribution - Tier 3 - 1QU CoRE ¦ 4QU LoRE | Red Flag Warning - Small Fires | Vegetation Contact | Aggregated | 2046 | 0.0003441 | 111.286 | 0.038294 | 2046 | Mitigation | 0.95 | 45 | 0 | esc | 0.00097009 | 3.3381e-07 | 0.00097009 | 3.3381e-07 | 0.0027785 | 4.6135e-10 | 0.0088147 | 3.9328e-06
[120 empty] | 7.3.3.17.5 (Remote Grid) Updates to grid topology to minimize risk of ignition in HFTDs Remote GridWLDFRVegetation ContactAggregated | WLDFR | HFTD - Distribution - Tier 3 - 1QU CoRE ¦ 4QU LoRE | Red Flag Warning - Small Fires | Vegetation Contact | Aggregated | 2047 | 0.0003441 | 111.286 | 0.038294 | 2047 | Mitigation | 0.95 | 45 | 0 | esc | 0.00097009 | 3.3381e-07 | 0.00097009 | 3.3381e-07 | 0.0027785 | 4.6135e-10 | 0.0088147 | 3.9328e-06
[120 empty] | 7.3.3.17.5 (Remote Grid) Updates to grid topology to minimize risk of ignition in HFTDs Remote GridWLDFRVegetation ContactAggregated | WLDFR | HFTD - Distribution - Tier 3 - 1QU CoRE ¦ 4QU LoRE | Red Flag Warning - Small Fires | Vegetation Contact | Aggregated | 2048 | 0.0003441 | 111.286 | 0.038294 | 2048 | Mitigation | 0.95 | 45 | 0 | esc | 0.00097009 | 3.3381e-07 | 0.00097009 | 3.3381e-07 | 0.0027785 | 4.6135e-10 | 0.0088147 | 3.9328e-06
[120 empty] | 7.3.3.17.5 (Remote Grid) Updates to grid topology to minimize risk of ignition in HFTDs Remote GridWLDFRVegetation ContactAggregated | WLDFR | HFTD - Distribution - Tier 3 - 1QU CoRE ¦ 4QU LoRE | Red Flag Warning - Small Fires | Vegetation Contact | Aggregated | 2049 | 0.0003441 | 111.286 | 0.038294 | 2049 | Mitigation | 0.95 | 45 | 0 | esc | 0.00097009 | 3.3381e-07 | 0.00097009 | 3.3381e-07 | 0.0027785 | 4.6135e-10 | 0.0088147 | 3.9328e-06
[120 empty] | 7.3.3.17.5 (Remote Grid) Updates to grid topology to minimize risk of ignition in HFTDs Remote GridWLDFRVegetation ContactAggregated | WLDFR | HFTD - Distribution - Tier 3 - 1QU CoRE ¦ 4QU LoRE | Red Flag Warning - Small Fires | Vegetation Contact | Aggregated | 2050 | 0.0003441 | 111.286 | 0.038294 | 2050 | Mitigation | 0.95 | 45 | 0 | esc | 0.00097009 | 3.3381e-07 | 0.00097009 | 3.3381e-07 | 0.0027785 | 4.6135e-10 | 0.0088147 | 3.9328e-06
[120 empty] | 7.3.3.17.5 (Remote Grid) Updates to grid topology to minimize risk of ignition in HFTDs Remote GridWLDFRVegetation ContactAggregated | WLDFR | HFTD - Distribution - Tier 3 - 1QU CoRE ¦ 4QU LoRE | Red Flag Warning - Small Fires | Vegetation Contact | Aggregated | 2051 | 0.0003441 | 111.286 | 0.038294 | 2051 | Mitigation | 0.95 | 45 | 0 | esc | 0.00097009 | 3.3381e-07 | 0.00097009 | 3.3381e-07 | 0.0027785 | 4.6135e-10 | 0.0088147 | 3.9328e-06
[120 empty] | 7.3.3.17.5 (Remote Grid) Updates to grid topology to minimize risk of ignition in HFTDs Remote GridWLDFRVegetation ContactAggregated | WLDFR | HFTD - Distribution - Tier 3 - 1QU CoRE ¦ 4QU LoRE | Red Flag Warning - Small Fires | Vegetation Contact | Aggregated | 2052 | 0.0003441 | 111.286 | 0.038294 | 2052 | Mitigation | 0.95 | 45 | 0 | esc | 0.00097009 | 3.3381e-07 | 0.00097009 | 3.3381e-07 | 0.0027785 | 4.6135e-10 | 0.0088147 | 3.9328e-06
[120 empty] | 7.3.3.17.5 (Remote Grid) Updates to grid topology to minimize risk of ignition in HFTDs Remote GridWLDFRVegetation ContactAggregated | WLDFR | HFTD - Distribution - Tier 3 - 1QU CoRE ¦ 4QU LoRE | Red Flag Warning - Small Fires | Vegetation Contact | Aggregated | 2053 | 0.0003441 | 111.286 | 0.038294 | 2053 | Mitigation | 0.95 | 45 | 0 | esc | 0.00097009 | 3.3381e-07 | 0.00097009 | 3.3381e-07 | 0.0027785 | 4.6135e-10 | 0.0088147 | 3.9328e-06
[120 empty] | 7.3.3.17.5 (Remote Grid) Updates to grid topology to minimize risk of ignition in HFTDs Remote GridWLDFRVegetation ContactAggregated | WLDFR | HFTD - Distribution - Tier 3 - 1QU CoRE ¦ 4QU LoRE | Red Flag Warning - Small Fires | Vegetation Contact | Aggregated | 2054 | 0.0003441 | 111.286 | 0.038294 | 2054 | Mitigation | 0.95 | 45 | 0 | esc | 0.00097009 | 3.3381e-07 | 0.00097009 | 3.3381e-07 | 0.0027785 | 4.6135e-10 | 0.0088147 | 3.9328e-06
[120 empty] | 7.3.3.17.5 (Remote Grid) Updates to grid topology to minimize risk of ignition in HFTDs Remote GridWLDFRVegetation ContactAggregated | WLDFR | HFTD - Distribution - Tier 3 - 1QU CoRE ¦ 4QU LoRE | Red Flag Warning - Small Fires | Vegetation Contact | Aggregated | 2055 | 0.0003441 | 111.286 | 0.038294 | 2055 | Mitigation | 0.95 | 45 | 0 | esc | 0.00097009 | 3.3381e-07 | 0.00097009 | 3.3381e-07 | 0.0027785 | 4.6135e-10 | 0.0088147 | 3.9328e-06
[120 empty] | 7.3.3.17.5 (Remote Grid) Updates to grid topology to minimize risk of ignition in HFTDs Remote GridWLDFRVegetation ContactAggregated | WLDFR | HFTD - Distribution - Tier 3 - 1QU CoRE ¦ 4QU LoRE | Red Flag Warning - Small Fires | Vegetation Contact | Aggregated | 2056 | 0.0003441 | 111.286 | 0.038294 | 2056 | Mitigation | 0.95 | 45 | 0 | esc | 0.00097009 | 3.3381e-07 | 0.00097009 | 3.3381e-07 | 0.0027785 | 4.6135e-10 | 0.0088147 | 3.9328e-06
[120 empty] | 7.3.3.17.5 (Remote Grid) Updates to grid topology to minimize risk of ignition in HFTDs Remote GridWLDFRVegetation ContactAggregated | WLDFR | HFTD - Distribution - Tier 3 - 1QU CoRE ¦ 4QU LoRE | Red Flag Warning - Small Fires | Vegetation Contact | Aggregated | 2057 | 0.0003441 | 111.286 | 0.038294 | 2057 | Mitigation | 0.95 | 45 | 0 | esc | 0.00097009 | 3.3381e-07 | 0.00097009 | 3.3381e-07 | 0.0027785 | 4.6135e-10 | 0.0088147 | 3.9328e-06
[120 empty] | 7.3.3.17.5 (Remote Grid) Updates to grid topology to minimize risk of ignition in HFTDs Remote GridWLDFRVegetation ContactAggregated | WLDFR | HFTD - Distribution - Tier 3 - 1QU CoRE ¦ 4QU LoRE | Red Flag Warning - Small Fires | Vegetation Contact | Aggregated | 2058 | 0.0003441 | 111.286 | 0.038294 | 2058 | Mitigation | 0.95 | 45 | 0 | esc | 0.00097009 | 3.3381e-07 | 0.00097009 | 3.3381e-07 | 0.0027785 | 4.6135e-10 | 0.0088147 | 3.9328e-06
[120 empty] | 7.3.3.17.5 (Remote Grid) Updates to grid topology to minimize risk of ignition in HFTDs Remote GridWLDFRVegetation ContactAggregated | WLDFR | HFTD - Distribution - Tier 3 - 1QU CoRE ¦ 4QU LoRE | Red Flag Warning - Small Fires | Vegetation Contact | Aggregated | 2059 | 0.0003441 | 111.286 | 0.038294 | 2059 | Mitigation | 0.95 | 45 | 0 | esc | 0.00097009 | 3.3381e-07 | 0.00097009 | 3.3381e-07 | 0.0027785 | 4.6135e-10 | 0.0088147 | 3.9328e-06
[120 empty] | 7.3.3.17.5 (Remote Grid) Updates to grid topology to minimize risk of ignition in HFTDs Remote GridWLDFRVegetation ContactAggregated | WLDFR | HFTD - Distribution - Tier 3 - 1QU CoRE ¦ 4QU LoRE | Red Flag Warning - Small Fires | Vegetation Contact | Aggregated | 2060 | 0.0003441 | 111.286 | 0.038294 | 2060 | Mitigation | 0.95 | 45 | 0 | esc | 0.00097009 | 3.3381e-07 | 0.00097009 | 3.3381e-07 | 0 | 0 | 0.0088147 | 3.9328e-06
[120 empty] | 7.3.3.17.5 (Remote Grid) Updates to grid topology to minimize risk of ignition in HFTDs Remote GridWLDFRVegetation ContactAggregated | WLDFR | HFTD - Distribution - Tier 3 - 1QU CoRE ¦ 4QU LoRE | Red Flag Warning - Small Fires | Vegetation Contact | Aggregated | 2061 | 0.0003441 | 111.286 | 0.038294 | 2061 | Mitigation | 0.95 | 45 | 0 | esc | 0.00097009 | 3.3381e-07 | 0.00097009 | 3.3381e-07 | 0.0027785 | 1.2919e-06 | 0.0088147 | 3.9328e-06
[120 empty] | 7.3.3.17.5 (Remote Grid) Updates to grid topology to minimize risk of ignition in HFTDs Remote GridWLDFRVegetation ContactAggregated | WLDFR | HFTD - Distribution - Tier 3 - 1QU CoRE ¦ 4QU LoRE | Red Flag Warning - Small Fires | Vegetation Contact | Aggregated | 2062 | 0.0003441 | 111.286 | 0.038294 | 2062 | Mitigation | 0.95 | 45 | 0 | esc | 0.00097009 | 3.3381e-07 | 0.00097009 | 3.3381e-07 | 0.0027785 | 1.2919e-06 | 0.0088147 | 3.9328e-06
[120 empty] | 7.3.3.17.5 (Remote Grid) Updates to grid topology to minimize risk of ignition in HFTDs Remote GridWLDFRVegetation ContactAggregated | WLDFR | HFTD - Distribution - Tier 3 - 1QU CoRE ¦ 4QU LoRE | Red Flag Warning - Small Fires | Vegetation Contact | Aggregated | 2063 | 0.0003441 | 111.286 | 0.038294 | 2063 | Mitigation | 0.95 | 45 | 0 | esc | 0.00097009 | 3.3381e-07 | 0.00097009 | 3.3381e-07 | 0.0027785 | 1.2919e-06 | 0.0088147 | 3.9328e-06
[120 empty] | 7.3.3.17.5 (Remote Grid) Updates to grid topology to minimize risk of ignition in HFTDs Remote GridWLDFRVegetation ContactAggregated | WLDFR | HFTD - Distribution - Tier 3 - 1QU CoRE ¦ 4QU LoRE | Red Flag Warning - Small Fires | Vegetation Contact | Aggregated | 2064 | 0.0003441 | 111.286 | 0.038294 | 2064 | Mitigation | 0.95 | 45 | 0 | esc | 0.00097009 | 3.3381e-07 | 0.00097009 | 3.3381e-07 | 0.0027785 | 1.2919e-06 | 0.0088147 | 3.9328e-06
[120 empty] | 7.3.3.17.5 (Remote Grid) Updates to grid topology to minimize risk of ignition in HFTDs Remote GridWLDFRVegetation ContactAggregated | WLDFR | HFTD - Distribution - Tier 3 - 1QU CoRE ¦ 4QU LoRE | Red Flag Warning - Small Fires | Vegetation Contact | Aggregated | 2065 | 0.0003441 | 111.286 | 0.038294 | 2065 | Mitigation | 0.95 | 45 | 0 | esc | 0.00097009 | 3.3381e-07 | 0.00097009 | 3.3381e-07 | 0.0027785 | 1.2919e-06 | 0.0088147 | 3.9328e-06
[120 empty] | 7.3.3.17.5 (Remote Grid) Updates to grid topology to minimize risk of ignition in HFTDs Remote GridWLDFRVegetation ContactAggregated | WLDFR | HFTD - Distribution - Tier 3 - 1QU CoRE ¦ 4QU LoRE | Red Flag Warning - Small Fires | Vegetation Contact | Aggregated | 2066 | 0.0003441 | 111.286 | 0.038294 | 2066 | Mitigation | 0.95 | 45 | 0 | esc | 0.00097009 | 3.3381e-07 | 0.00097009 | 3.3381e-07 | 0.0027785 | 1.2919e-06 | 0.0088147 | 3.9328e-06
[120 empty] | 7.3.3.17.5 (Remote Grid) Updates to grid topology to minimize risk of ignition in HFTDs Remote GridWLDFRVegetation ContactAggregated | WLDFR | HFTD - Distribution - Tier 3 - 1QU CoRE ¦ 4QU LoRE | Red Flag Warning - Small Fires | Vegetation Contact | Aggregated | 2067 | 0.0003441 | 111.286 | 0.038294 | 2067 | Mitigation | 0.95 | 45 | 0 | esc | 0 | 0 | 0.00097009 | 3.3381e-07 | 0.0027785 | 1.2919e-06 | 0.0088147 | 3.9328e-06
[120 empty] | 7.3.3.17.5 (Remote Grid) Updates to grid topology to minimize risk of ignition in HFTDs Remote GridWLDFRWire-to-wire contactAggregated | WLDFR | HFTD - Distribution - Tier 3 - 1QU CoRE ¦ 4QU LoRE | Red Flag Warning - Small Fires | Wire-to-wire contact | Aggregated | 2022 | 4.371e-06 | 111.286 | 0.00048643 | 2022 | Mitigation | 0.95 | 45 | 0 | esc | 0.00097009 | 4.2403e-09 | 0 | 0 | 0.0027785 | 1.2919e-06 | 0.0088147 | 3.9328e-06
[120 empty] | 7.3.3.17.5 (Remote Grid) Updates to grid topology to minimize risk of ignition in HFTDs Remote GridWLDFRWire-to-wire contactAggregated | WLDFR | HFTD - Distribution - Tier 3 - 1QU CoRE ¦ 4QU LoRE | Red Flag Warning - Small Fires | Wire-to-wire contact | Aggregated | 2023 | 4.371e-06 | 111.286 | 0.00048643 | 2023 | Mitigation | 0.95 | 45 | 0 | esc | 0.00097009 | 4.2403e-09 | 0.00097009 | 4.2403e-09 | 0.0027785 | 1.2919e-06 | 0.0088147 | 3.9328e-06
[120 empty] | 7.3.3.17.5 (Remote Grid) Updates to grid topology to minimize risk of ignition in HFTDs Remote GridWLDFRWire-to-wire contactAggregated | WLDFR | HFTD - Distribution - Tier 3 - 1QU CoRE ¦ 4QU LoRE | Red Flag Warning - Small Fires | Wire-to-wire contact | Aggregated | 2024 | 4.371e-06 | 111.286 | 0.00048643 | 2024 | Mitigation | 0.95 | 45 | 0 | esc | 0.00097009 | 4.2403e-09 | 0.00097009 | 4.2403e-09 | 0.0027785 | 1.2919e-06 | 0.0088147 | 3.9328e-06
[120 empty] | 7.3.3.17.5 (Remote Grid) Updates to grid topology to minimize risk of ignition in HFTDs Remote GridWLDFRWire-to-wire contactAggregated | WLDFR | HFTD - Distribution - Tier 3 - 1QU CoRE ¦ 4QU LoRE | Red Flag Warning - Small Fires | Wire-to-wire contact | Aggregated | 2025 | 4.371e-06 | 111.286 | 0.00048643 | 2025 | Mitigation | 0.95 | 45 | 0 | esc | 0.00097009 | 4.2403e-09 | 0.00097009 | 4.2403e-09 | 0.0027785 | 1.2919e-06 | 0.0088147 | 3.9328e-06
[120 empty] | 7.3.3.17.5 (Remote Grid) Updates to grid topology to minimize risk of ignition in HFTDs Remote GridWLDFRWire-to-wire contactAggregated | WLDFR | HFTD - Distribution - Tier 3 - 1QU CoRE ¦ 4QU LoRE | Red Flag Warning - Small Fires | Wire-to-wire contact | Aggregated | 2026 | 4.371e-06 | 111.286 | 0.00048643 | 2026 | Mitigation | 0.95 | 45 | 0 | esc | 0.00097009 | 4.2403e-09 | 0.00097009 | 4.2403e-09 | 0.0027785 | 1.2919e-06 | 0 | 0
[120 empty] | 7.3.3.17.5 (Remote Grid) Updates to grid topology to minimize risk of ignition in HFTDs Remote GridWLDFRWire-to-wire contactAggregated | WLDFR | HFTD - Distribution - Tier 3 - 1QU CoRE ¦ 4QU LoRE | Red Flag Warning - Small Fires | Wire-to-wire contact | Aggregated | 2027 | 4.371e-06 | 111.286 | 0.00048643 | 2027 | Mitigation | 0.95 | 45 | 0 | esc | 0.00097009 | 4.2403e-09 | 0.00097009 | 4.2403e-09 | 0.0027785 | 1.2919e-06 | 0 | 0
[120 empty] | 7.3.3.17.5 (Remote Grid) Updates to grid topology to minimize risk of ignition in HFTDs Remote GridWLDFRWire-to-wire contactAggregated | WLDFR | HFTD - Distribution - Tier 3 - 1QU CoRE ¦ 4QU LoRE | Red Flag Warning - Small Fires | Wire-to-wire contact | Aggregated | 2028 | 4.371e-06 | 111.286 | 0.00048643 | 2028 | Mitigation | 0.95 | 45 | 0 | esc | 0.00097009 | 4.2403e-09 | 0.00097009 | 4.2403e-09 | 0.0027785 | 1.2919e-06 | 0.013543 | 1.9912e-08
[120 empty] | 7.3.3.17.5 (Remote Grid) Updates to grid topology to minimize risk of ignition in HFTDs Remote GridWLDFRWire-to-wire contactAggregated | WLDFR | HFTD - Distribution - Tier 3 - 1QU CoRE ¦ 4QU LoRE | Red Flag Warning - Small Fires | Wire-to-wire contact | Aggregated | 2029 | 4.371e-06 | 111.286 | 0.00048643 | 2029 | Mitigation | 0.95 | 45 | 0 | esc | 0.00097009 | 4.2403e-09 | 0.00097009 | 4.2403e-09 | 0.0027785 | 1.2919e-06 | 0.013543 | 1.9912e-08
[120 empty] | 7.3.3.17.5 (Remote Grid) Updates to grid topology to minimize risk of ignition in HFTDs Remote GridWLDFRWire-to-wire contactAggregated | WLDFR | HFTD - Distribution - Tier 3 - 1QU CoRE ¦ 4QU LoRE | Red Flag Warning - Small Fires | Wire-to-wire contact | Aggregated | 2030 | 4.371e-06 | 111.286 | 0.00048643 | 2030 | Mitigation | 0.95 | 45 | 0 | esc | 0.00097009 | 4.2403e-09 | 0.00097009 | 4.2403e-09 | 0.0027785 | 1.2919e-06 | 0.013543 | 1.9912e-08
[120 empty] | 7.3.3.17.5 (Remote Grid) Updates to grid topology to minimize risk of ignition in HFTDs Remote GridWLDFRWire-to-wire contactAggregated | WLDFR | HFTD - Distribution - Tier 3 - 1QU CoRE ¦ 4QU LoRE | Red Flag Warning - Small Fires | Wire-to-wire contact | Aggregated | 2031 | 4.371e-06 | 111.286 | 0.00048643 | 2031 | Mitigation | 0.95 | 45 | 0 | esc | 0.00097009 | 4.2403e-09 | 0.00097009 | 4.2403e-09 | 0.0027785 | 1.2919e-06 | 0.013543 | 1.9912e-08
[120 empty] | 7.3.3.17.5 (Remote Grid) Updates to grid topology to minimize risk of ignition in HFTDs Remote GridWLDFRWire-to-wire contactAggregated | WLDFR | HFTD - Distribution - Tier 3 - 1QU CoRE ¦ 4QU LoRE | Red Flag Warning - Small Fires | Wire-to-wire contact | Aggregated | 2032 | 4.371e-06 | 111.286 | 0.00048643 | 2032 | Mitigation | 0.95 | 45 | 0 | esc | 0.00097009 | 4.2403e-09 | 0.00097009 | 4.2403e-09 | 0.0027785 | 1.2919e-06 | 0.013543 | 1.9912e-08
[120 empty] | 7.3.3.17.5 (Remote Grid) Updates to grid topology to minimize risk of ignition in HFTDs Remote GridWLDFRWire-to-wire contactAggregated | WLDFR | HFTD - Distribution - Tier 3 - 1QU CoRE ¦ 4QU LoRE | Red Flag Warning - Small Fires | Wire-to-wire contact | Aggregated | 2033 | 4.371e-06 | 111.286 | 0.00048643 | 2033 | Mitigation | 0.95 | 45 | 0 | esc | 0.00097009 | 4.2403e-09 | 0.00097009 | 4.2403e-09 | 0.0027785 | 1.2919e-06 | 0.013543 | 1.9912e-08
[120 empty] | 7.3.3.17.5 (Remote Grid) Updates to grid topology to minimize risk of ignition in HFTDs Remote GridWLDFRWire-to-wire contactAggregated | WLDFR | HFTD - Distribution - Tier 3 - 1QU CoRE ¦ 4QU LoRE | Red Flag Warning - Small Fires | Wire-to-wire contact | Aggregated | 2034 | 4.371e-06 | 111.286 | 0.00048643 | 2034 | Mitigation | 0.95 | 45 | 0 | esc | 0.00097009 | 4.2403e-09 | 0.00097009 | 4.2403e-09 | 0.0027785 | 1.2919e-06 | 0.013543 | 1.9912e-08
[120 empty] | 7.3.3.17.5 (Remote Grid) Updates to grid topology to minimize risk of ignition in HFTDs Remote GridWLDFRWire-to-wire contactAggregated | WLDFR | HFTD - Distribution - Tier 3 - 1QU CoRE ¦ 4QU LoRE | Red Flag Warning - Small Fires | Wire-to-wire contact | Aggregated | 2035 | 4.371e-06 | 111.286 | 0.00048643 | 2035 | Mitigation | 0.95 | 45 | 0 | esc | 0.00097009 | 4.2403e-09 | 0.00097009 | 4.2403e-09 | 0.0027785 | 1.2919e-06 | 0.013543 | 1.9912e-08
[120 empty] | 7.3.3.17.5 (Remote Grid) Updates to grid topology to minimize risk of ignition in HFTDs Remote GridWLDFRWire-to-wire contactAggregated | WLDFR | HFTD - Distribution - Tier 3 - 1QU CoRE ¦ 4QU LoRE | Red Flag Warning - Small Fires | Wire-to-wire contact | Aggregated | 2036 | 4.371e-06 | 111.286 | 0.00048643 | 2036 | Mitigation | 0.95 | 45 | 0 | esc | 0.00097009 | 4.2403e-09 | 0.00097009 | 4.2403e-09 | 0.0027785 | 1.2919e-06 | 0.013543 | 1.9912e-08
[120 empty] | 7.3.3.17.5 (Remote Grid) Updates to grid topology to minimize risk of ignition in HFTDs Remote GridWLDFRWire-to-wire contactAggregated | WLDFR | HFTD - Distribution - Tier 3 - 1QU CoRE ¦ 4QU LoRE | Red Flag Warning - Small Fires | Wire-to-wire contact | Aggregated | 2037 | 4.371e-06 | 111.286 | 0.00048643 | 2037 | Mitigation | 0.95 | 45 | 0 | esc | 0.00097009 | 4.2403e-09 | 0.00097009 | 4.2403e-09 | 0.0027785 | 1.2919e-06 | 0.013543 | 1.9912e-08
[120 empty] | 7.3.3.17.5 (Remote Grid) Updates to grid topology to minimize risk of ignition in HFTDs Remote GridWLDFRWire-to-wire contactAggregated | WLDFR | HFTD - Distribution - Tier 3 - 1QU CoRE ¦ 4QU LoRE | Red Flag Warning - Small Fires | Wire-to-wire contact | Aggregated | 2038 | 4.371e-06 | 111.286 | 0.00048643 | 2038 | Mitigation | 0.95 | 45 | 0 | esc | 0.00097009 | 4.2403e-09 | 0.00097009 | 4.2403e-09 | 0.0027785 | 1.2919e-06 | 0.013543 | 1.9912e-08
[120 empty] | 7.3.3.17.5 (Remote Grid) Updates to grid topology to minimize risk of ignition in HFTDs Remote GridWLDFRWire-to-wire contactAggregated | WLDFR | HFTD - Distribution - Tier 3 - 1QU CoRE ¦ 4QU LoRE | Red Flag Warning - Small Fires | Wire-to-wire contact | Aggregated | 2039 | 4.371e-06 | 111.286 | 0.00048643 | 2039 | Mitigation | 0.95 | 45 | 0 | esc | 0.00097009 | 4.2403e-09 | 0.00097009 | 4.2403e-09 | 0.0027785 | 1.2919e-06 | 0.013543 | 1.9912e-08
[120 empty] | 7.3.3.17.5 (Remote Grid) Updates to grid topology to minimize risk of ignition in HFTDs Remote GridWLDFRWire-to-wire contactAggregated | WLDFR | HFTD - Distribution - Tier 3 - 1QU CoRE ¦ 4QU LoRE | Red Flag Warning - Small Fires | Wire-to-wire contact | Aggregated | 2040 | 4.371e-06 | 111.286 | 0.00048643 | 2040 | Mitigation | 0.95 | 45 | 0 | esc | 0.00097009 | 4.2403e-09 | 0.00097009 | 4.2403e-09 | 0.0027785 | 1.2919e-06 | 0.013543 | 1.9912e-08
[120 empty] | 7.3.3.17.5 (Remote Grid) Updates to grid topology to minimize risk of ignition in HFTDs Remote GridWLDFRWire-to-wire contactAggregated | WLDFR | HFTD - Distribution - Tier 3 - 1QU CoRE ¦ 4QU LoRE | Red Flag Warning - Small Fires | Wire-to-wire contact | Aggregated | 2041 | 4.371e-06 | 111.286 | 0.00048643 | 2041 | Mitigation | 0.95 | 45 | 0 | esc | 0.00097009 | 4.2403e-09 | 0.00097009 | 4.2403e-09 | 0.0027785 | 1.2919e-06 | 0.013543 | 1.9912e-08
[120 empty] | 7.3.3.17.5 (Remote Grid) Updates to grid topology to minimize risk of ignition in HFTDs Remote GridWLDFRWire-to-wire contactAggregated | WLDFR | HFTD - Distribution - Tier 3 - 1QU CoRE ¦ 4QU LoRE | Red Flag Warning - Small Fires | Wire-to-wire contact | Aggregated | 2042 | 4.371e-06 | 111.286 | 0.00048643 | 2042 | Mitigation | 0.95 | 45 | 0 | esc | 0.00097009 | 4.2403e-09 | 0.00097009 | 4.2403e-09 | 0.0027785 | 1.2919e-06 | 0.013543 | 1.9912e-08
[120 empty] | 7.3.3.17.5 (Remote Grid) Updates to grid topology to minimize risk of ignition in HFTDs Remote GridWLDFRWire-to-wire contactAggregated | WLDFR | HFTD - Distribution - Tier 3 - 1QU CoRE ¦ 4QU LoRE | Red Flag Warning - Small Fires | Wire-to-wire contact | Aggregated | 2043 | 4.371e-06 | 111.286 | 0.00048643 | 2043 | Mitigation | 0.95 | 45 | 0 | esc | 0.00097009 | 4.2403e-09 | 0.00097009 | 4.2403e-09 | 0.0027785 | 1.2919e-06 | 0.013543 | 1.9912e-08
[120 empty] | 7.3.3.17.5 (Remote Grid) Updates to grid topology to minimize risk of ignition in HFTDs Remote GridWLDFRWire-to-wire contactAggregated | WLDFR | HFTD - Distribution - Tier 3 - 1QU CoRE ¦ 4QU LoRE | Red Flag Warning - Small Fires | Wire-to-wire contact | Aggregated | 2044 | 4.371e-06 | 111.286 | 0.00048643 | 2044 | Mitigation | 0.95 | 45 | 0 | esc | 0.00097009 | 4.2403e-09 | 0.00097009 | 4.2403e-09 | 0.0027785 | 1.2919e-06 | 0.013543 | 1.9912e-08
[120 empty] | 7.3.3.17.5 (Remote Grid) Updates to grid topology to minimize risk of ignition in HFTDs Remote GridWLDFRWire-to-wire contactAggregated | WLDFR | HFTD - Distribution - Tier 3 - 1QU CoRE ¦ 4QU LoRE | Red Flag Warning - Small Fires | Wire-to-wire contact | Aggregated | 2045 | 4.371e-06 | 111.286 | 0.00048643 | 2045 | Mitigation | 0.95 | 45 | 0 | esc | 0.00097009 | 4.2403e-09 | 0.00097009 | 4.2403e-09 | 0.0027785 | 1.2919e-06 | 0.013543 | 1.9912e-08
[120 empty] | 7.3.3.17.5 (Remote Grid) Updates to grid topology to minimize risk of ignition in HFTDs Remote GridWLDFRWire-to-wire contactAggregated | WLDFR | HFTD - Distribution - Tier 3 - 1QU CoRE ¦ 4QU LoRE | Red Flag Warning - Small Fires | Wire-to-wire contact | Aggregated | 2046 | 4.371e-06 | 111.286 | 0.00048643 | 2046 | Mitigation | 0.95 | 45 | 0 | esc | 0.00097009 | 4.2403e-09 | 0.00097009 | 4.2403e-09 | 0.0027785 | 1.2919e-06 | 0.013543 | 1.9912e-08
[120 empty] | 7.3.3.17.5 (Remote Grid) Updates to grid topology to minimize risk of ignition in HFTDs Remote GridWLDFRWire-to-wire contactAggregated | WLDFR | HFTD - Distribution - Tier 3 - 1QU CoRE ¦ 4QU LoRE | Red Flag Warning - Small Fires | Wire-to-wire contact | Aggregated | 2047 | 4.371e-06 | 111.286 | 0.00048643 | 2047 | Mitigation | 0.95 | 45 | 0 | esc | 0.00097009 | 4.2403e-09 | 0.00097009 | 4.2403e-09 | 0.0027785 | 1.2919e-06 | 0.013543 | 1.9912e-08
[120 empty] | 7.3.3.17.5 (Remote Grid) Updates to grid topology to minimize risk of ignition in HFTDs Remote GridWLDFRWire-to-wire contactAggregated | WLDFR | HFTD - Distribution - Tier 3 - 1QU CoRE ¦ 4QU LoRE | Red Flag Warning - Small Fires | Wire-to-wire contact | Aggregated | 2048 | 4.371e-06 | 111.286 | 0.00048643 | 2048 | Mitigation | 0.95 | 45 | 0 | esc | 0.00097009 | 4.2403e-09 | 0.00097009 | 4.2403e-09 | 0.0027785 | 1.2919e-06 | 0.013543 | 1.9912e-08
[120 empty] | 7.3.3.17.5 (Remote Grid) Updates to grid topology to minimize risk of ignition in HFTDs Remote GridWLDFRWire-to-wire contactAggregated | WLDFR | HFTD - Distribution - Tier 3 - 1QU CoRE ¦ 4QU LoRE | Red Flag Warning - Small Fires | Wire-to-wire contact | Aggregated | 2049 | 4.371e-06 | 111.286 | 0.00048643 | 2049 | Mitigation | 0.95 | 45 | 0 | esc | 0.00097009 | 4.2403e-09 | 0.00097009 | 4.2403e-09 | 0.0027785 | 1.2919e-06 | 0.013543 | 1.9912e-08
[120 empty] | 7.3.3.17.5 (Remote Grid) Updates to grid topology to minimize risk of ignition in HFTDs Remote GridWLDFRWire-to-wire contactAggregated | WLDFR | HFTD - Distribution - Tier 3 - 1QU CoRE ¦ 4QU LoRE | Red Flag Warning - Small Fires | Wire-to-wire contact | Aggregated | 2050 | 4.371e-06 | 111.286 | 0.00048643 | 2050 | Mitigation | 0.95 | 45 | 0 | esc | 0.00097009 | 4.2403e-09 | 0.00097009 | 4.2403e-09 | 0.0027785 | 1.2919e-06 | 0.013543 | 1.9912e-08
[120 empty] | 7.3.3.17.5 (Remote Grid) Updates to grid topology to minimize risk of ignition in HFTDs Remote GridWLDFRWire-to-wire contactAggregated | WLDFR | HFTD - Distribution - Tier 3 - 1QU CoRE ¦ 4QU LoRE | Red Flag Warning - Small Fires | Wire-to-wire contact | Aggregated | 2051 | 4.371e-06 | 111.286 | 0.00048643 | 2051 | Mitigation | 0.95 | 45 | 0 | esc | 0.00097009 | 4.2403e-09 | 0.00097009 | 4.2403e-09 | 0.0027785 | 1.2919e-06 | 0.013543 | 1.9912e-08
[120 empty] | 7.3.3.17.5 (Remote Grid) Updates to grid topology to minimize risk of ignition in HFTDs Remote GridWLDFRWire-to-wire contactAggregated | WLDFR | HFTD - Distribution - Tier 3 - 1QU CoRE ¦ 4QU LoRE | Red Flag Warning - Small Fires | Wire-to-wire contact | Aggregated | 2052 | 4.371e-06 | 111.286 | 0.00048643 | 2052 | Mitigation | 0.95 | 45 | 0 | esc | 0.00097009 | 4.2403e-09 | 0.00097009 | 4.2403e-09 | 0.0027785 | 1.2919e-06 | 0.013543 | 1.9912e-08
[120 empty] | 7.3.3.17.5 (Remote Grid) Updates to grid topology to minimize risk of ignition in HFTDs Remote GridWLDFRWire-to-wire contactAggregated | WLDFR | HFTD - Distribution - Tier 3 - 1QU CoRE ¦ 4QU LoRE | Red Flag Warning - Small Fires | Wire-to-wire contact | Aggregated | 2053 | 4.371e-06 | 111.286 | 0.00048643 | 2053 | Mitigation | 0.95 | 45 | 0 | esc | 0.00097009 | 4.2403e-09 | 0.00097009 | 4.2403e-09 | 0.0027785 | 1.2919e-06 | 0.013543 | 1.9912e-08
[120 empty] | 7.3.3.17.5 (Remote Grid) Updates to grid topology to minimize risk of ignition in HFTDs Remote GridWLDFRWire-to-wire contactAggregated | WLDFR | HFTD - Distribution - Tier 3 - 1QU CoRE ¦ 4QU LoRE | Red Flag Warning - Small Fires | Wire-to-wire contact | Aggregated | 2054 | 4.371e-06 | 111.286 | 0.00048643 | 2054 | Mitigation | 0.95 | 45 | 0 | esc | 0.00097009 | 4.2403e-09 | 0.00097009 | 4.2403e-09 | 0.0027785 | 1.2919e-06 | 0.013543 | 1.9912e-08
[120 empty] | 7.3.3.17.5 (Remote Grid) Updates to grid topology to minimize risk of ignition in HFTDs Remote GridWLDFRWire-to-wire contactAggregated | WLDFR | HFTD - Distribution - Tier 3 - 1QU CoRE ¦ 4QU LoRE | Red Flag Warning - Small Fires | Wire-to-wire contact | Aggregated | 2055 | 4.371e-06 | 111.286 | 0.00048643 | 2055 | Mitigation | 0.95 | 45 | 0 | esc | 0.00097009 | 4.2403e-09 | 0.00097009 | 4.2403e-09 | 0.0027785 | 1.2919e-06 | 0.013543 | 1.9912e-08
[120 empty] | 7.3.3.17.5 (Remote Grid) Updates to grid topology to minimize risk of ignition in HFTDs Remote GridWLDFRWire-to-wire contactAggregated | WLDFR | HFTD - Distribution - Tier 3 - 1QU CoRE ¦ 4QU LoRE | Red Flag Warning - Small Fires | Wire-to-wire contact | Aggregated | 2056 | 4.371e-06 | 111.286 | 0.00048643 | 2056 | Mitigation | 0.95 | 45 | 0 | esc | 0.00097009 | 4.2403e-09 | 0.00097009 | 4.2403e-09 | 0.0027785 | 1.2919e-06 | 0.013543 | 1.9912e-08
[120 empty] | 7.3.3.17.5 (Remote Grid) Updates to grid topology to minimize risk of ignition in HFTDs Remote GridWLDFRWire-to-wire contactAggregated | WLDFR | HFTD - Distribution - Tier 3 - 1QU CoRE ¦ 4QU LoRE | Red Flag Warning - Small Fires | Wire-to-wire contact | Aggregated | 2057 | 4.371e-06 | 111.286 | 0.00048643 | 2057 | Mitigation | 0.95 | 45 | 0 | esc | 0.00097009 | 4.2403e-09 | 0.00097009 | 4.2403e-09 | 0.0027785 | 1.2919e-06 | 0.013543 | 1.9912e-08
[120 empty] | 7.3.3.17.5 (Remote Grid) Updates to grid topology to minimize risk of ignition in HFTDs Remote GridWLDFRWire-to-wire contactAggregated | WLDFR | HFTD - Distribution - Tier 3 - 1QU CoRE ¦ 4QU LoRE | Red Flag Warning - Small Fires | Wire-to-wire contact | Aggregated | 2058 | 4.371e-06 | 111.286 | 0.00048643 | 2058 | Mitigation | 0.95 | 45 | 0 | esc | 0.00097009 | 4.2403e-09 | 0.00097009 | 4.2403e-09 | 0.0027785 | 1.2919e-06 | 0 | 0
[120 empty] | 7.3.3.17.5 (Remote Grid) Updates to grid topology to minimize risk of ignition in HFTDs Remote GridWLDFRWire-to-wire contactAggregated | WLDFR | HFTD - Distribution - Tier 3 - 1QU CoRE ¦ 4QU LoRE | Red Flag Warning - Small Fires | Wire-to-wire contact | Aggregated | 2059 | 4.371e-06 | 111.286 | 0.00048643 | 2059 | Mitigation | 0.95 | 45 | 0 | esc | 0.00097009 | 4.2403e-09 | 0.00097009 | 4.2403e-09 | 0.0027785 | 1.2919e-06 | 0 | 0
[120 empty] | 7.3.3.17.5 (Remote Grid) Updates to grid topology to minimize risk of ignition in HFTDs Remote GridWLDFRWire-to-wire contactAggregated | WLDFR | HFTD - Distribution - Tier 3 - 1QU CoRE ¦ 4QU LoRE | Red Flag Warning - Small Fires | Wire-to-wire contact | Aggregated | 2060 | 4.371e-06 | 111.286 | 0.00048643 | 2060 | Mitigation | 0.95 | 45 | 0 | esc | 0.00097009 | 4.2403e-09 | 0.00097009 | 4.2403e-09 | 0.0027785 | 1.2919e-06 | 0.0013359 | 9.6994e-08
[120 empty] | 7.3.3.17.5 (Remote Grid) Updates to grid topology to minimize risk of ignition in HFTDs Remote GridWLDFRWire-to-wire contactAggregated | WLDFR | HFTD - Distribution - Tier 3 - 1QU CoRE ¦ 4QU LoRE | Red Flag Warning - Small Fires | Wire-to-wire contact | Aggregated | 2061 | 4.371e-06 | 111.286 | 0.00048643 | 2061 | Mitigation | 0.95 | 45 | 0 | esc | 0.00097009 | 4.2403e-09 | 0.00097009 | 4.2403e-09 | 0.0027785 | 1.2919e-06 | 0.0013359 | 9.6994e-08
[120 empty] | 7.3.3.17.5 (Remote Grid) Updates to grid topology to minimize risk of ignition in HFTDs Remote GridWLDFRWire-to-wire contactAggregated | WLDFR | HFTD - Distribution - Tier 3 - 1QU CoRE ¦ 4QU LoRE | Red Flag Warning - Small Fires | Wire-to-wire contact | Aggregated | 2062 | 4.371e-06 | 111.286 | 0.00048643 | 2062 | Mitigation | 0.95 | 45 | 0 | esc | 0.00097009 | 4.2403e-09 | 0.00097009 | 4.2403e-09 | 0.0027785 | 1.2919e-06 | 0.0013359 | 9.6994e-08
[120 empty] | 7.3.3.17.5 (Remote Grid) Updates to grid topology to minimize risk of ignition in HFTDs Remote GridWLDFRWire-to-wire contactAggregated | WLDFR | HFTD - Distribution - Tier 3 - 1QU CoRE ¦ 4QU LoRE | Red Flag Warning - Small Fires | Wire-to-wire contact | Aggregated | 2063 | 4.371e-06 | 111.286 | 0.00048643 | 2063 | Mitigation | 0.95 | 45 | 0 | esc | 0.00097009 | 4.2403e-09 | 0.00097009 | 4.2403e-09 | 0.0027785 | 1.2919e-06 | 0.0013359 | 9.6994e-08
[120 empty] | 7.3.3.17.5 (Remote Grid) Updates to grid topology to minimize risk of ignition in HFTDs Remote GridWLDFRWire-to-wire contactAggregated | WLDFR | HFTD - Distribution - Tier 3 - 1QU CoRE ¦ 4QU LoRE | Red Flag Warning - Small Fires | Wire-to-wire contact | Aggregated | 2064 | 4.371e-06 | 111.286 | 0.00048643 | 2064 | Mitigation | 0.95 | 45 | 0 | esc | 0.00097009 | 4.2403e-09 | 0.00097009 | 4.2403e-09 | 0 | 0 | 0.0013359 | 9.6994e-08
[120 empty] | 7.3.3.17.5 (Remote Grid) Updates to grid topology to minimize risk of ignition in HFTDs Remote GridWLDFRWire-to-wire contactAggregated | WLDFR | HFTD - Distribution - Tier 3 - 1QU CoRE ¦ 4QU LoRE | Red Flag Warning - Small Fires | Wire-to-wire contact | Aggregated | 2065 | 4.371e-06 | 111.286 | 0.00048643 | 2065 | Mitigation | 0.95 | 45 | 0 | esc | 0.00097009 | 4.2403e-09 | 0.00097009 | 4.2403e-09 | 0.0027785 | 2.2299e-08 | 0.0013359 | 9.6994e-08
[120 empty] | 7.3.3.17.5 (Remote Grid) Updates to grid topology to minimize risk of ignition in HFTDs Remote GridWLDFRWire-to-wire contactAggregated | WLDFR | HFTD - Distribution - Tier 3 - 1QU CoRE ¦ 4QU LoRE | Red Flag Warning - Small Fires | Wire-to-wire contact | Aggregated | 2066 | 4.371e-06 | 111.286 | 0.00048643 | 2066 | Mitigation | 0.95 | 45 | 0 | esc | 0.00097009 | 4.2403e-09 | 0.00097009 | 4.2403e-09 | 0.0027785 | 2.2299e-08 | 0.0013359 | 9.6994e-08
[120 empty] | 7.3.3.17.5 (Remote Grid) Updates to grid topology to minimize risk of ignition in HFTDs Remote GridWLDFRWire-to-wire contactAggregated | WLDFR | HFTD - Distribution - Tier 3 - 1QU CoRE ¦ 4QU LoRE | Red Flag Warning - Small Fires | Wire-to-wire contact | Aggregated | 2067 | 4.371e-06 | 111.286 | 0.00048643 | 2067 | Mitigation | 0.95 | 45 | 0 | esc | 0 | 0 | 0.00097009 | 4.2403e-09 | 0.0027785 | 2.2299e-08 | 0.0013359 | 9.6994e-08
[120 empty] | 7.3.3.17.5 (Remote Grid) Updates to grid topology to minimize risk of ignition in HFTDs Remote GridWLDFRContact from objectAggregated | WLDFR | HFTD - Distribution - Tier 3 - 1QU CoRE ¦ 5QU LoRE | Non-Red Flag Warning - Catastrophic Fires | Contact from object | Aggregated | 2022 | 3.789e-07 | 65.8407 | 2.4947e-05 | 2022 | Mitigation | 0.95 | 45 | 0 | esc | 0.00097009 | 3.6756e-10 | 0 | 0 | 0.0027785 | 2.2299e-08 | 0.0013359 | 9.6994e-08
[120 empty] | 7.3.3.17.5 (Remote Grid) Updates to grid topology to minimize risk of ignition in HFTDs Remote GridWLDFRContact from objectAggregated | WLDFR | HFTD - Distribution - Tier 3 - 1QU CoRE ¦ 5QU LoRE | Non-Red Flag Warning - Catastrophic Fires | Contact from object | Aggregated | 2023 | 3.789e-07 | 65.8407 | 2.4947e-05 | 2023 | Mitigation | 0.95 | 45 | 0 | esc | 0.00097009 | 3.6756e-10 | 0.00097009 | 3.6756e-10 | 0.0027785 | 2.2299e-08 | 0.0013359 | 9.6994e-08
[120 empty] | 7.3.3.17.5 (Remote Grid) Updates to grid topology to minimize risk of ignition in HFTDs Remote GridWLDFRContact from objectAggregated | WLDFR | HFTD - Distribution - Tier 3 - 1QU CoRE ¦ 5QU LoRE | Non-Red Flag Warning - Catastrophic Fires | Contact from object | Aggregated | 2024 | 3.789e-07 | 65.8407 | 2.4947e-05 | 2024 | Mitigation | 0.95 | 45 | 0 | esc | 0.00097009 | 3.6756e-10 | 0.00097009 | 3.6756e-10 | 0.0027785 | 2.2299e-08 | 0.0013359 | 9.6994e-08
[120 empty] | 7.3.3.17.5 (Remote Grid) Updates to grid topology to minimize risk of ignition in HFTDs Remote GridWLDFRContact from objectAggregated | WLDFR | HFTD - Distribution - Tier 3 - 1QU CoRE ¦ 5QU LoRE | Non-Red Flag Warning - Catastrophic Fires | Contact from object | Aggregated | 2025 | 3.789e-07 | 65.8407 | 2.4947e-05 | 2025 | Mitigation | 0.95 | 45 | 0 | esc | 0.00097009 | 3.6756e-10 | 0.00097009 | 3.6756e-10 | 0.0027785 | 2.2299e-08 | 0.0013359 | 9.6994e-08
[120 empty] | 7.3.3.17.5 (Remote Grid) Updates to grid topology to minimize risk of ignition in HFTDs Remote GridWLDFRContact from objectAggregated | WLDFR | HFTD - Distribution - Tier 3 - 1QU CoRE ¦ 5QU LoRE | Non-Red Flag Warning - Catastrophic Fires | Contact from object | Aggregated | 2026 | 3.789e-07 | 65.8407 | 2.4947e-05 | 2026 | Mitigation | 0.95 | 45 | 0 | esc | 0.00097009 | 3.6756e-10 | 0.00097009 | 3.6756e-10 | 0.0027785 | 2.2299e-08 | 0.0013359 | 9.6994e-08
[120 empty] | 7.3.3.17.5 (Remote Grid) Updates to grid topology to minimize risk of ignition in HFTDs Remote GridWLDFRContact from objectAggregated | WLDFR | HFTD - Distribution - Tier 3 - 1QU CoRE ¦ 5QU LoRE | Non-Red Flag Warning - Catastrophic Fires | Contact from object | Aggregated | 2027 | 3.789e-07 | 65.8407 | 2.4947e-05 | 2027 | Mitigation | 0.95 | 45 | 0 | esc | 0.00097009 | 3.6756e-10 | 0.00097009 | 3.6756e-10 | 0.0027785 | 2.2299e-08 | 0.0013359 | 9.6994e-08
[120 empty] | 7.3.3.17.5 (Remote Grid) Updates to grid topology to minimize risk of ignition in HFTDs Remote GridWLDFRContact from objectAggregated | WLDFR | HFTD - Distribution - Tier 3 - 1QU CoRE ¦ 5QU LoRE | Non-Red Flag Warning - Catastrophic Fires | Contact from object | Aggregated | 2028 | 3.789e-07 | 65.8407 | 2.4947e-05 | 2028 | Mitigation | 0.95 | 45 | 0 | esc | 0.00097009 | 3.6756e-10 | 0.00097009 | 3.6756e-10 | 0.0027785 | 2.2299e-08 | 0.0013359 | 9.6994e-08
[120 empty] | 7.3.3.17.5 (Remote Grid) Updates to grid topology to minimize risk of ignition in HFTDs Remote GridWLDFRContact from objectAggregated | WLDFR | HFTD - Distribution - Tier 3 - 1QU CoRE ¦ 5QU LoRE | Non-Red Flag Warning - Catastrophic Fires | Contact from object | Aggregated | 2029 | 3.789e-07 | 65.8407 | 2.4947e-05 | 2029 | Mitigation | 0.95 | 45 | 0 | esc | 0.00097009 | 3.6756e-10 | 0.00097009 | 3.6756e-10 | 0.0027785 | 2.2299e-08 | 0.0013359 | 9.6994e-08
[120 empty] | 7.3.3.17.5 (Remote Grid) Updates to grid topology to minimize risk of ignition in HFTDs Remote GridWLDFRContact from objectAggregated | WLDFR | HFTD - Distribution - Tier 3 - 1QU CoRE ¦ 5QU LoRE | Non-Red Flag Warning - Catastrophic Fires | Contact from object | Aggregated | 2030 | 3.789e-07 | 65.8407 | 2.4947e-05 | 2030 | Mitigation | 0.95 | 45 | 0 | esc | 0.00097009 | 3.6756e-10 | 0.00097009 | 3.6756e-10 | 0.0027785 | 2.2299e-08 | 0.0013359 | 9.6994e-08
[120 empty] | 7.3.3.17.5 (Remote Grid) Updates to grid topology to minimize risk of ignition in HFTDs Remote GridWLDFRContact from objectAggregated | WLDFR | HFTD - Distribution - Tier 3 - 1QU CoRE ¦ 5QU LoRE | Non-Red Flag Warning - Catastrophic Fires | Contact from object | Aggregated | 2031 | 3.789e-07 | 65.8407 | 2.4947e-05 | 2031 | Mitigation | 0.95 | 45 | 0 | esc | 0.00097009 | 3.6756e-10 | 0.00097009 | 3.6756e-10 | 0.0027785 | 2.2299e-08 | 0.0013359 | 9.6994e-08
[120 empty] | 7.3.3.17.5 (Remote Grid) Updates to grid topology to minimize risk of ignition in HFTDs Remote GridWLDFRContact from objectAggregated | WLDFR | HFTD - Distribution - Tier 3 - 1QU CoRE ¦ 5QU LoRE | Non-Red Flag Warning - Catastrophic Fires | Contact from object | Aggregated | 2032 | 3.789e-07 | 65.8407 | 2.4947e-05 | 2032 | Mitigation | 0.95 | 45 | 0 | esc | 0.00097009 | 3.6756e-10 | 0.00097009 | 3.6756e-10 | 0.0027785 | 2.2299e-08 | 0.0013359 | 9.6994e-08
[120 empty] | 7.3.3.17.5 (Remote Grid) Updates to grid topology to minimize risk of ignition in HFTDs Remote GridWLDFRContact from objectAggregated | WLDFR | HFTD - Distribution - Tier 3 - 1QU CoRE ¦ 5QU LoRE | Non-Red Flag Warning - Catastrophic Fires | Contact from object | Aggregated | 2033 | 3.789e-07 | 65.8407 | 2.4947e-05 | 2033 | Mitigation | 0.95 | 45 | 0 | esc | 0.00097009 | 3.6756e-10 | 0.00097009 | 3.6756e-10 | 0.0027785 | 2.2299e-08 | 0.0013359 | 9.6994e-08
[120 empty] | 7.3.3.17.5 (Remote Grid) Updates to grid topology to minimize risk of ignition in HFTDs Remote GridWLDFRContact from objectAggregated | WLDFR | HFTD - Distribution - Tier 3 - 1QU CoRE ¦ 5QU LoRE | Non-Red Flag Warning - Catastrophic Fires | Contact from object | Aggregated | 2034 | 3.789e-07 | 65.8407 | 2.4947e-05 | 2034 | Mitigation | 0.95 | 45 | 0 | esc | 0.00097009 | 3.6756e-10 | 0.00097009 | 3.6756e-10 | 0.0027785 | 2.2299e-08 | 0.0013359 | 9.6994e-08
[120 empty] | 7.3.3.17.5 (Remote Grid) Updates to grid topology to minimize risk of ignition in HFTDs Remote GridWLDFRContact from objectAggregated | WLDFR | HFTD - Distribution - Tier 3 - 1QU CoRE ¦ 5QU LoRE | Non-Red Flag Warning - Catastrophic Fires | Contact from object | Aggregated | 2035 | 3.789e-07 | 65.8407 | 2.4947e-05 | 2035 | Mitigation | 0.95 | 45 | 0 | esc | 0.00097009 | 3.6756e-10 | 0.00097009 | 3.6756e-10 | 0.0027785 | 2.2299e-08 | 0.0013359 | 9.6994e-08
[120 empty] | 7.3.3.17.5 (Remote Grid) Updates to grid topology to minimize risk of ignition in HFTDs Remote GridWLDFRContact from objectAggregated | WLDFR | HFTD - Distribution - Tier 3 - 1QU CoRE ¦ 5QU LoRE | Non-Red Flag Warning - Catastrophic Fires | Contact from object | Aggregated | 2036 | 3.789e-07 | 65.8407 | 2.4947e-05 | 2036 | Mitigation | 0.95 | 45 | 0 | esc | 0.00097009 | 3.6756e-10 | 0.00097009 | 3.6756e-10 | 0.0027785 | 2.2299e-08 | 0.0013359 | 9.6994e-08
[120 empty] | 7.3.3.17.5 (Remote Grid) Updates to grid topology to minimize risk of ignition in HFTDs Remote GridWLDFRContact from objectAggregated | WLDFR | HFTD - Distribution - Tier 3 - 1QU CoRE ¦ 5QU LoRE | Non-Red Flag Warning - Catastrophic Fires | Contact from object | Aggregated | 2037 | 3.789e-07 | 65.8407 | 2.4947e-05 | 2037 | Mitigation | 0.95 | 45 | 0 | esc | 0.00097009 | 3.6756e-10 | 0.00097009 | 3.6756e-10 | 0.0027785 | 2.2299e-08 | 0.0013359 | 9.6994e-08
[120 empty] | 7.3.3.17.5 (Remote Grid) Updates to grid topology to minimize risk of ignition in HFTDs Remote GridWLDFRContact from objectAggregated | WLDFR | HFTD - Distribution - Tier 3 - 1QU CoRE ¦ 5QU LoRE | Non-Red Flag Warning - Catastrophic Fires | Contact from object | Aggregated | 2038 | 3.789e-07 | 65.8407 | 2.4947e-05 | 2038 | Mitigation | 0.95 | 45 | 0 | esc | 0.00097009 | 3.6756e-10 | 0.00097009 | 3.6756e-10 | 0.0027785 | 2.2299e-08 | 0.0013359 | 9.6994e-08
[120 empty] | 7.3.3.17.5 (Remote Grid) Updates to grid topology to minimize risk of ignition in HFTDs Remote GridWLDFRContact from objectAggregated | WLDFR | HFTD - Distribution - Tier 3 - 1QU CoRE ¦ 5QU LoRE | Non-Red Flag Warning - Catastrophic Fires | Contact from object | Aggregated | 2039 | 3.789e-07 | 65.8407 | 2.4947e-05 | 2039 | Mitigation | 0.95 | 45 | 0 | esc | 0.00097009 | 3.6756e-10 | 0.00097009 | 3.6756e-10 | 0.0027785 | 2.2299e-08 | 0.0013359 | 9.6994e-08
[120 empty] | 7.3.3.17.5 (Remote Grid) Updates to grid topology to minimize risk of ignition in HFTDs Remote GridWLDFRContact from objectAggregated | WLDFR | HFTD - Distribution - Tier 3 - 1QU CoRE ¦ 5QU LoRE | Non-Red Flag Warning - Catastrophic Fires | Contact from object | Aggregated | 2040 | 3.789e-07 | 65.8407 | 2.4947e-05 | 2040 | Mitigation | 0.95 | 45 | 0 | esc | 0.00097009 | 3.6756e-10 | 0.00097009 | 3.6756e-10 | 0.0027785 | 2.2299e-08 | 0.0013359 | 9.6994e-08
[120 empty] | 7.3.3.17.5 (Remote Grid) Updates to grid topology to minimize risk of ignition in HFTDs Remote GridWLDFRContact from objectAggregated | WLDFR | HFTD - Distribution - Tier 3 - 1QU CoRE ¦ 5QU LoRE | Non-Red Flag Warning - Catastrophic Fires | Contact from object | Aggregated | 2041 | 3.789e-07 | 65.8407 | 2.4947e-05 | 2041 | Mitigation | 0.95 | 45 | 0 | esc | 0.00097009 | 3.6756e-10 | 0.00097009 | 3.6756e-10 | 0.0027785 | 2.2299e-08 | 0.0013359 | 9.6994e-08
[120 empty] | 7.3.3.17.5 (Remote Grid) Updates to grid topology to minimize risk of ignition in HFTDs Remote GridWLDFRContact from objectAggregated | WLDFR | HFTD - Distribution - Tier 3 - 1QU CoRE ¦ 5QU LoRE | Non-Red Flag Warning - Catastrophic Fires | Contact from object | Aggregated | 2042 | 3.789e-07 | 65.8407 | 2.4947e-05 | 2042 | Mitigation | 0.95 | 45 | 0 | esc | 0.00097009 | 3.6756e-10 | 0.00097009 | 3.6756e-10 | 0.0027785 | 2.2299e-08 | 0.0013359 | 9.6994e-08
[120 empty] | 7.3.3.17.5 (Remote Grid) Updates to grid topology to minimize risk of ignition in HFTDs Remote GridWLDFRContact from objectAggregated | WLDFR | HFTD - Distribution - Tier 3 - 1QU CoRE ¦ 5QU LoRE | Non-Red Flag Warning - Catastrophic Fires | Contact from object | Aggregated | 2043 | 3.789e-07 | 65.8407 | 2.4947e-05 | 2043 | Mitigation | 0.95 | 45 | 0 | esc | 0.00097009 | 3.6756e-10 | 0.00097009 | 3.6756e-10 | 0.0027785 | 2.2299e-08 | 0.0013359 | 9.6994e-08
[120 empty] | 7.3.3.17.5 (Remote Grid) Updates to grid topology to minimize risk of ignition in HFTDs Remote GridWLDFRContact from objectAggregated | WLDFR | HFTD - Distribution - Tier 3 - 1QU CoRE ¦ 5QU LoRE | Non-Red Flag Warning - Catastrophic Fires | Contact from object | Aggregated | 2044 | 3.789e-07 | 65.8407 | 2.4947e-05 | 2044 | Mitigation | 0.95 | 45 | 0 | esc | 0.00097009 | 3.6756e-10 | 0.00097009 | 3.6756e-10 | 0.0027785 | 2.2299e-08 | 0 | 0
[120 empty] | 7.3.3.17.5 (Remote Grid) Updates to grid topology to minimize risk of ignition in HFTDs Remote GridWLDFRContact from objectAggregated | WLDFR | HFTD - Distribution - Tier 3 - 1QU CoRE ¦ 5QU LoRE | Non-Red Flag Warning - Catastrophic Fires | Contact from object | Aggregated | 2045 | 3.789e-07 | 65.8407 | 2.4947e-05 | 2045 | Mitigation | 0.95 | 45 | 0 | esc | 0.00097009 | 3.6756e-10 | 0.00097009 | 3.6756e-10 | 0.0027785 | 2.2299e-08 | 0 | 0
[120 empty] | 7.3.3.17.5 (Remote Grid) Updates to grid topology to minimize risk of ignition in HFTDs Remote GridWLDFRContact from objectAggregated | WLDFR | HFTD - Distribution - Tier 3 - 1QU CoRE ¦ 5QU LoRE | Non-Red Flag Warning - Catastrophic Fires | Contact from object | Aggregated | 2046 | 3.789e-07 | 65.8407 | 2.4947e-05 | 2046 | Mitigation | 0.95 | 45 | 0 | esc | 0.00097009 | 3.6756e-10 | 0.00097009 | 3.6756e-10 | 0.0027785 | 2.2299e-08 | 0.0093813 | 2.2727e-06
[120 empty] | 7.3.3.17.5 (Remote Grid) Updates to grid topology to minimize risk of ignition in HFTDs Remote GridWLDFRContact from objectAggregated | WLDFR | HFTD - Distribution - Tier 3 - 1QU CoRE ¦ 5QU LoRE | Non-Red Flag Warning - Catastrophic Fires | Contact from object | Aggregated | 2047 | 3.789e-07 | 65.8407 | 2.4947e-05 | 2047 | Mitigation | 0.95 | 45 | 0 | esc | 0.00097009 | 3.6756e-10 | 0.00097009 | 3.6756e-10 | 0.0027785 | 2.2299e-08 | 0.0093813 | 2.2727e-06
[120 empty] | 7.3.3.17.5 (Remote Grid) Updates to grid topology to minimize risk of ignition in HFTDs Remote GridWLDFRContact from objectAggregated | WLDFR | HFTD - Distribution - Tier 3 - 1QU CoRE ¦ 5QU LoRE | Non-Red Flag Warning - Catastrophic Fires | Contact from object | Aggregated | 2048 | 3.789e-07 | 65.8407 | 2.4947e-05 | 2048 | Mitigation | 0.95 | 45 | 0 | esc | 0.00097009 | 3.6756e-10 | 0.00097009 | 3.6756e-10 | 0.0027785 | 2.2299e-08 | 0.0093813 | 2.2727e-06
[120 empty] | 7.3.3.17.5 (Remote Grid) Updates to grid topology to minimize risk of ignition in HFTDs Remote GridWLDFRContact from objectAggregated | WLDFR | HFTD - Distribution - Tier 3 - 1QU CoRE ¦ 5QU LoRE | Non-Red Flag Warning - Catastrophic Fires | Contact from object | Aggregated | 2049 | 3.789e-07 | 65.8407 | 2.4947e-05 | 2049 | Mitigation | 0.95 | 45 | 0 | esc | 0.00097009 | 3.6756e-10 | 0.00097009 | 3.6756e-10 | 0.0027785 | 2.2299e-08 | 0.0093813 | 2.2727e-06
[120 empty] | 7.3.3.17.5 (Remote Grid) Updates to grid topology to minimize risk of ignition in HFTDs Remote GridWLDFRContact from objectAggregated | WLDFR | HFTD - Distribution - Tier 3 - 1QU CoRE ¦ 5QU LoRE | Non-Red Flag Warning - Catastrophic Fires | Contact from object | Aggregated | 2050 | 3.789e-07 | 65.8407 | 2.4947e-05 | 2050 | Mitigation | 0.95 | 45 | 0 | esc | 0.00097009 | 3.6756e-10 | 0.00097009 | 3.6756e-10 | 0.0027785 | 2.2299e-08 | 0.0093813 | 2.2727e-06
[120 empty] | 7.3.3.17.5 (Remote Grid) Updates to grid topology to minimize risk of ignition in HFTDs Remote GridWLDFRContact from objectAggregated | WLDFR | HFTD - Distribution - Tier 3 - 1QU CoRE ¦ 5QU LoRE | Non-Red Flag Warning - Catastrophic Fires | Contact from object | Aggregated | 2051 | 3.789e-07 | 65.8407 | 2.4947e-05 | 2051 | Mitigation | 0.95 | 45 | 0 | esc | 0.00097009 | 3.6756e-10 | 0.00097009 | 3.6756e-10 | 0.0027785 | 2.2299e-08 | 0.0093813 | 2.2727e-06
[120 empty] | 7.3.3.17.5 (Remote Grid) Updates to grid topology to minimize risk of ignition in HFTDs Remote GridWLDFRContact from objectAggregated | WLDFR | HFTD - Distribution - Tier 3 - 1QU CoRE ¦ 5QU LoRE | Non-Red Flag Warning - Catastrophic Fires | Contact from object | Aggregated | 2052 | 3.789e-07 | 65.8407 | 2.4947e-05 | 2052 | Mitigation | 0.95 | 45 | 0 | esc | 0.00097009 | 3.6756e-10 | 0.00097009 | 3.6756e-10 | 0.0027785 | 2.2299e-08 | 0.0093813 | 2.2727e-06
[120 empty] | 7.3.3.17.5 (Remote Grid) Updates to grid topology to minimize risk of ignition in HFTDs Remote GridWLDFRContact from objectAggregated | WLDFR | HFTD - Distribution - Tier 3 - 1QU CoRE ¦ 5QU LoRE | Non-Red Flag Warning - Catastrophic Fires | Contact from object | Aggregated | 2053 | 3.789e-07 | 65.8407 | 2.4947e-05 | 2053 | Mitigation | 0.95 | 45 | 0 | esc | 0.00097009 | 3.6756e-10 | 0.00097009 | 3.6756e-10 | 0.0027785 | 2.2299e-08 | 0.0093813 | 2.2727e-06
[120 empty] | 7.3.3.17.5 (Remote Grid) Updates to grid topology to minimize risk of ignition in HFTDs Remote GridWLDFRContact from objectAggregated | WLDFR | HFTD - Distribution - Tier 3 - 1QU CoRE ¦ 5QU LoRE | Non-Red Flag Warning - Catastrophic Fires | Contact from object | Aggregated | 2054 | 3.789e-07 | 65.8407 | 2.4947e-05 | 2054 | Mitigation | 0.95 | 45 | 0 | esc | 0.00097009 | 3.6756e-10 | 0.00097009 | 3.6756e-10 | 0.0027785 | 2.2299e-08 | 0.0093813 | 2.2727e-06
[120 empty] | 7.3.3.17.5 (Remote Grid) Updates to grid topology to minimize risk of ignition in HFTDs Remote GridWLDFRContact from objectAggregated | WLDFR | HFTD - Distribution - Tier 3 - 1QU CoRE ¦ 5QU LoRE | Non-Red Flag Warning - Catastrophic Fires | Contact from object | Aggregated | 2055 | 3.789e-07 | 65.8407 | 2.4947e-05 | 2055 | Mitigation | 0.95 | 45 | 0 | esc | 0.00097009 | 3.6756e-10 | 0.00097009 | 3.6756e-10 | 0.0027785 | 2.2299e-08 | 0.0093813 | 2.2727e-06
[120 empty] | 7.3.3.17.5 (Remote Grid) Updates to grid topology to minimize risk of ignition in HFTDs Remote GridWLDFRContact from objectAggregated | WLDFR | HFTD - Distribution - Tier 3 - 1QU CoRE ¦ 5QU LoRE | Non-Red Flag Warning - Catastrophic Fires | Contact from object | Aggregated | 2056 | 3.789e-07 | 65.8407 | 2.4947e-05 | 2056 | Mitigation | 0.95 | 45 | 0 | esc | 0.00097009 | 3.6756e-10 | 0.00097009 | 3.6756e-10 | 0.0027785 | 2.2299e-08 | 0.0093813 | 2.2727e-06
[120 empty] | 7.3.3.17.5 (Remote Grid) Updates to grid topology to minimize risk of ignition in HFTDs Remote GridWLDFRContact from objectAggregated | WLDFR | HFTD - Distribution - Tier 3 - 1QU CoRE ¦ 5QU LoRE | Non-Red Flag Warning - Catastrophic Fires | Contact from object | Aggregated | 2057 | 3.789e-07 | 65.8407 | 2.4947e-05 | 2057 | Mitigation | 0.95 | 45 | 0 | esc | 0.00097009 | 3.6756e-10 | 0.00097009 | 3.6756e-10 | 0.0027785 | 2.2299e-08 | 0.0093813 | 2.2727e-06
[120 empty] | 7.3.3.17.5 (Remote Grid) Updates to grid topology to minimize risk of ignition in HFTDs Remote GridWLDFRContact from objectAggregated | WLDFR | HFTD - Distribution - Tier 3 - 1QU CoRE ¦ 5QU LoRE | Non-Red Flag Warning - Catastrophic Fires | Contact from object | Aggregated | 2058 | 3.789e-07 | 65.8407 | 2.4947e-05 | 2058 | Mitigation | 0.95 | 45 | 0 | esc | 0.00097009 | 3.6756e-10 | 0.00097009 | 3.6756e-10 | 0.0027785 | 2.2299e-08 | 0.0093813 | 2.2727e-06
[120 empty] | 7.3.3.17.5 (Remote Grid) Updates to grid topology to minimize risk of ignition in HFTDs Remote GridWLDFRContact from objectAggregated | WLDFR | HFTD - Distribution - Tier 3 - 1QU CoRE ¦ 5QU LoRE | Non-Red Flag Warning - Catastrophic Fires | Contact from object | Aggregated | 2059 | 3.789e-07 | 65.8407 | 2.4947e-05 | 2059 | Mitigation | 0.95 | 45 | 0 | esc | 0.00097009 | 3.6756e-10 | 0.00097009 | 3.6756e-10 | 0.0027785 | 2.2299e-08 | 0.0093813 | 2.2727e-06
[120 empty] | 7.3.3.17.5 (Remote Grid) Updates to grid topology to minimize risk of ignition in HFTDs Remote GridWLDFRContact from objectAggregated | WLDFR | HFTD - Distribution - Tier 3 - 1QU CoRE ¦ 5QU LoRE | Non-Red Flag Warning - Catastrophic Fires | Contact from object | Aggregated | 2060 | 3.789e-07 | 65.8407 | 2.4947e-05 | 2060 | Mitigation | 0.95 | 45 | 0 | esc | 0.00097009 | 3.6756e-10 | 0.00097009 | 3.6756e-10 | 0.0027785 | 2.2299e-08 | 0.0093813 | 2.2727e-06
[120 empty] | 7.3.3.17.5 (Remote Grid) Updates to grid topology to minimize risk of ignition in HFTDs Remote GridWLDFRContact from objectAggregated | WLDFR | HFTD - Distribution - Tier 3 - 1QU CoRE ¦ 5QU LoRE | Non-Red Flag Warning - Catastrophic Fires | Contact from object | Aggregated | 2061 | 3.789e-07 | 65.8407 | 2.4947e-05 | 2061 | Mitigation | 0.95 | 45 | 0 | esc | 0.00097009 | 3.6756e-10 | 0.00097009 | 3.6756e-10 | 0.0027785 | 2.2299e-08 | 0.0093813 | 2.2727e-06
[120 empty] | 7.3.3.17.5 (Remote Grid) Updates to grid topology to minimize risk of ignition in HFTDs Remote GridWLDFRContact from objectAggregated | WLDFR | HFTD - Distribution - Tier 3 - 1QU CoRE ¦ 5QU LoRE | Non-Red Flag Warning - Catastrophic Fires | Contact from object | Aggregated | 2062 | 3.789e-07 | 65.8407 | 2.4947e-05 | 2062 | Mitigation | 0.95 | 45 | 0 | esc | 0.00097009 | 3.6756e-10 | 0.00097009 | 3.6756e-10 | 0.0027785 | 2.2299e-08 | 0.0093813 | 2.2727e-06
[120 empty] | 7.3.3.17.5 (Remote Grid) Updates to grid topology to minimize risk of ignition in HFTDs Remote GridWLDFRContact from objectAggregated | WLDFR | HFTD - Distribution - Tier 3 - 1QU CoRE ¦ 5QU LoRE | Non-Red Flag Warning - Catastrophic Fires | Contact from object | Aggregated | 2063 | 3.789e-07 | 65.8407 | 2.4947e-05 | 2063 | Mitigation | 0.95 | 45 | 0 | esc | 0.00097009 | 3.6756e-10 | 0.00097009 | 3.6756e-10 | 0.0027785 | 2.2299e-08 | 0.0093813 | 2.2727e-06
[120 empty] | 7.3.3.17.5 (Remote Grid) Updates to grid topology to minimize risk of ignition in HFTDs Remote GridWLDFRContact from objectAggregated | WLDFR | HFTD - Distribution - Tier 3 - 1QU CoRE ¦ 5QU LoRE | Non-Red Flag Warning - Catastrophic Fires | Contact from object | Aggregated | 2064 | 3.789e-07 | 65.8407 | 2.4947e-05 | 2064 | Mitigation | 0.95 | 45 | 0 | esc | 0.00097009 | 3.6756e-10 | 0.00097009 | 3.6756e-10 | 0.0027785 | 2.2299e-08 | 0.0093813 | 2.2727e-06
[120 empty] | 7.3.3.17.5 (Remote Grid) Updates to grid topology to minimize risk of ignition in HFTDs Remote GridWLDFRContact from objectAggregated | WLDFR | HFTD - Distribution - Tier 3 - 1QU CoRE ¦ 5QU LoRE | Non-Red Flag Warning - Catastrophic Fires | Contact from object | Aggregated | 2065 | 3.789e-07 | 65.8407 | 2.4947e-05 | 2065 | Mitigation | 0.95 | 45 | 0 | esc | 0.00097009 | 3.6756e-10 | 0.00097009 | 3.6756e-10 | 0.0027785 | 2.2299e-08 | 0.0093813 | 2.2727e-06
[120 empty] | 7.3.3.17.5 (Remote Grid) Updates to grid topology to minimize risk of ignition in HFTDs Remote GridWLDFRContact from objectAggregated | WLDFR | HFTD - Distribution - Tier 3 - 1QU CoRE ¦ 5QU LoRE | Non-Red Flag Warning - Catastrophic Fires | Contact from object | Aggregated | 2066 | 3.789e-07 | 65.8407 | 2.4947e-05 | 2066 | Mitigation | 0.95 | 45 | 0 | esc | 0.00097009 | 3.6756e-10 | 0.00097009 | 3.6756e-10 | 0.0027785 | 2.2299e-08 | 0.0093813 | 2.2727e-06
[120 empty] | 7.3.3.17.5 (Remote Grid) Updates to grid topology to minimize risk of ignition in HFTDs Remote GridWLDFRContact from objectAggregated | WLDFR | HFTD - Distribution - Tier 3 - 1QU CoRE ¦ 5QU LoRE | Non-Red Flag Warning - Catastrophic Fires | Contact from object | Aggregated | 2067 | 3.789e-07 | 65.8407 | 2.4947e-05 | 2067 | Mitigation | 0.95 | 45 | 0 | esc | 0 | 0 | 0.00097009 | 3.6756e-10 | 0.0027785 | 2.2299e-08 | 0.0093813 | 2.2727e-06
[120 empty] | 7.3.3.17.5 (Remote Grid) Updates to grid topology to minimize risk of ignition in HFTDs Remote GridWLDFRContaminationAggregated | WLDFR | HFTD - Distribution - Tier 3 - 1QU CoRE ¦ 5QU LoRE | Non-Red Flag Warning - Catastrophic Fires | Contamination | Aggregated | 2022 | 1.7743e-08 | 65.8407 | 1.1682e-06 | 2022 | Mitigation | 0.95 | 45 | 0 | esc | 0.00097009 | 1.7212e-11 | 0 | 0 | 0 | 0 | 0.0093813 | 2.2727e-06
[120 empty] | 7.3.3.17.5 (Remote Grid) Updates to grid topology to minimize risk of ignition in HFTDs Remote GridWLDFRContaminationAggregated | WLDFR | HFTD - Distribution - Tier 3 - 1QU CoRE ¦ 5QU LoRE | Non-Red Flag Warning - Catastrophic Fires | Contamination | Aggregated | 2023 | 1.7743e-08 | 65.8407 | 1.1682e-06 | 2023 | Mitigation | 0.95 | 45 | 0 | esc | 0.00097009 | 1.7212e-11 | 0.00097009 | 1.7212e-11 | 0.0028115 | 4.0558e-10 | 0.0093813 | 2.2727e-06
[120 empty] | 7.3.3.17.5 (Remote Grid) Updates to grid topology to minimize risk of ignition in HFTDs Remote GridWLDFRContaminationAggregated | WLDFR | HFTD - Distribution - Tier 3 - 1QU CoRE ¦ 5QU LoRE | Non-Red Flag Warning - Catastrophic Fires | Contamination | Aggregated | 2024 | 1.7743e-08 | 65.8407 | 1.1682e-06 | 2024 | Mitigation | 0.95 | 45 | 0 | esc | 0.00097009 | 1.7212e-11 | 0.00097009 | 1.7212e-11 | 0.0028115 | 4.0558e-10 | 0.0093813 | 2.2727e-06
[120 empty] | 7.3.3.17.5 (Remote Grid) Updates to grid topology to minimize risk of ignition in HFTDs Remote GridWLDFRContaminationAggregated | WLDFR | HFTD - Distribution - Tier 3 - 1QU CoRE ¦ 5QU LoRE | Non-Red Flag Warning - Catastrophic Fires | Contamination | Aggregated | 2025 | 1.7743e-08 | 65.8407 | 1.1682e-06 | 2025 | Mitigation | 0.95 | 45 | 0 | esc | 0.00097009 | 1.7212e-11 | 0.00097009 | 1.7212e-11 | 0.0028115 | 4.0558e-10 | 0.0093813 | 2.2727e-06
[120 empty] | 7.3.3.17.5 (Remote Grid) Updates to grid topology to minimize risk of ignition in HFTDs Remote GridWLDFRContaminationAggregated | WLDFR | HFTD - Distribution - Tier 3 - 1QU CoRE ¦ 5QU LoRE | Non-Red Flag Warning - Catastrophic Fires | Contamination | Aggregated | 2026 | 1.7743e-08 | 65.8407 | 1.1682e-06 | 2026 | Mitigation | 0.95 | 45 | 0 | esc | 0.00097009 | 1.7212e-11 | 0.00097009 | 1.7212e-11 | 0.0028115 | 4.0558e-10 | 0.0093813 | 2.2727e-06
[120 empty] | 7.3.3.17.5 (Remote Grid) Updates to grid topology to minimize risk of ignition in HFTDs Remote GridWLDFRContaminationAggregated | WLDFR | HFTD - Distribution - Tier 3 - 1QU CoRE ¦ 5QU LoRE | Non-Red Flag Warning - Catastrophic Fires | Contamination | Aggregated | 2027 | 1.7743e-08 | 65.8407 | 1.1682e-06 | 2027 | Mitigation | 0.95 | 45 | 0 | esc | 0.00097009 | 1.7212e-11 | 0.00097009 | 1.7212e-11 | 0.0028115 | 4.0558e-10 | 0.0093813 | 2.2727e-06
[120 empty] | 7.3.3.17.5 (Remote Grid) Updates to grid topology to minimize risk of ignition in HFTDs Remote GridWLDFRContaminationAggregated | WLDFR | HFTD - Distribution - Tier 3 - 1QU CoRE ¦ 5QU LoRE | Non-Red Flag Warning - Catastrophic Fires | Contamination | Aggregated | 2028 | 1.7743e-08 | 65.8407 | 1.1682e-06 | 2028 | Mitigation | 0.95 | 45 | 0 | esc | 0.00097009 | 1.7212e-11 | 0.00097009 | 1.7212e-11 | 0.0028115 | 4.0558e-10 | 0.0093813 | 2.2727e-06
[120 empty] | 7.3.3.17.5 (Remote Grid) Updates to grid topology to minimize risk of ignition in HFTDs Remote GridWLDFRContaminationAggregated | WLDFR | HFTD - Distribution - Tier 3 - 1QU CoRE ¦ 5QU LoRE | Non-Red Flag Warning - Catastrophic Fires | Contamination | Aggregated | 2029 | 1.7743e-08 | 65.8407 | 1.1682e-06 | 2029 | Mitigation | 0.95 | 45 | 0 | esc | 0.00097009 | 1.7212e-11 | 0.00097009 | 1.7212e-11 | 0.0028115 | 4.0558e-10 | 0.0093813 | 2.2727e-06
[120 empty] | 7.3.3.17.5 (Remote Grid) Updates to grid topology to minimize risk of ignition in HFTDs Remote GridWLDFRContaminationAggregated | WLDFR | HFTD - Distribution - Tier 3 - 1QU CoRE ¦ 5QU LoRE | Non-Red Flag Warning - Catastrophic Fires | Contamination | Aggregated | 2030 | 1.7743e-08 | 65.8407 | 1.1682e-06 | 2030 | Mitigation | 0.95 | 45 | 0 | esc | 0.00097009 | 1.7212e-11 | 0.00097009 | 1.7212e-11 | 0.0028115 | 4.0558e-10 | 0 | 0
[120 empty] | 7.3.3.17.5 (Remote Grid) Updates to grid topology to minimize risk of ignition in HFTDs Remote GridWLDFRContaminationAggregated | WLDFR | HFTD - Distribution - Tier 3 - 1QU CoRE ¦ 5QU LoRE | Non-Red Flag Warning - Catastrophic Fires | Contamination | Aggregated | 2031 | 1.7743e-08 | 65.8407 | 1.1682e-06 | 2031 | Mitigation | 0.95 | 45 | 0 | esc | 0.00097009 | 1.7212e-11 | 0.00097009 | 1.7212e-11 | 0.0028115 | 4.0558e-10 | 0 | 0
[120 empty] | 7.3.3.17.5 (Remote Grid) Updates to grid topology to minimize risk of ignition in HFTDs Remote GridWLDFRContaminationAggregated | WLDFR | HFTD - Distribution - Tier 3 - 1QU CoRE ¦ 5QU LoRE | Non-Red Flag Warning - Catastrophic Fires | Contamination | Aggregated | 2032 | 1.7743e-08 | 65.8407 | 1.1682e-06 | 2032 | Mitigation | 0.95 | 45 | 0 | esc | 0.00097009 | 1.7212e-11 | 0.00097009 | 1.7212e-11 | 0.0028115 | 4.0558e-10 | 0.014004 | 7.9441e-07
[120 empty] | 7.3.3.17.5 (Remote Grid) Updates to grid topology to minimize risk of ignition in HFTDs Remote GridWLDFRContaminationAggregated | WLDFR | HFTD - Distribution - Tier 3 - 1QU CoRE ¦ 5QU LoRE | Non-Red Flag Warning - Catastrophic Fires | Contamination | Aggregated | 2033 | 1.7743e-08 | 65.8407 | 1.1682e-06 | 2033 | Mitigation | 0.95 | 45 | 0 | esc | 0.00097009 | 1.7212e-11 | 0.00097009 | 1.7212e-11 | 0.0028115 | 4.0558e-10 | 0.014004 | 7.9441e-07
[120 empty] | 7.3.3.17.5 (Remote Grid) Updates to grid topology to minimize risk of ignition in HFTDs Remote GridWLDFRContaminationAggregated | WLDFR | HFTD - Distribution - Tier 3 - 1QU CoRE ¦ 5QU LoRE | Non-Red Flag Warning - Catastrophic Fires | Contamination | Aggregated | 2034 | 1.7743e-08 | 65.8407 | 1.1682e-06 | 2034 | Mitigation | 0.95 | 45 | 0 | esc | 0.00097009 | 1.7212e-11 | 0.00097009 | 1.7212e-11 | 0.0028115 | 4.0558e-10 | 0.014004 | 7.9441e-07
[120 empty] | 7.3.3.17.5 (Remote Grid) Updates to grid topology to minimize risk of ignition in HFTDs Remote GridWLDFRContaminationAggregated | WLDFR | HFTD - Distribution - Tier 3 - 1QU CoRE ¦ 5QU LoRE | Non-Red Flag Warning - Catastrophic Fires | Contamination | Aggregated | 2035 | 1.7743e-08 | 65.8407 | 1.1682e-06 | 2035 | Mitigation | 0.95 | 45 | 0 | esc | 0.00097009 | 1.7212e-11 | 0.00097009 | 1.7212e-11 | 0.0028115 | 4.0558e-10 | 0.014004 | 7.9441e-07
[120 empty] | 7.3.3.17.5 (Remote Grid) Updates to grid topology to minimize risk of ignition in HFTDs Remote GridWLDFRContaminationAggregated | WLDFR | HFTD - Distribution - Tier 3 - 1QU CoRE ¦ 5QU LoRE | Non-Red Flag Warning - Catastrophic Fires | Contamination | Aggregated | 2036 | 1.7743e-08 | 65.8407 | 1.1682e-06 | 2036 | Mitigation | 0.95 | 45 | 0 | esc | 0.00097009 | 1.7212e-11 | 0.00097009 | 1.7212e-11 | 0.0028115 | 4.0558e-10 | 0.014004 | 7.9441e-07
[120 empty] | 7.3.3.17.5 (Remote Grid) Updates to grid topology to minimize risk of ignition in HFTDs Remote GridWLDFRContaminationAggregated | WLDFR | HFTD - Distribution - Tier 3 - 1QU CoRE ¦ 5QU LoRE | Non-Red Flag Warning - Catastrophic Fires | Contamination | Aggregated | 2037 | 1.7743e-08 | 65.8407 | 1.1682e-06 | 2037 | Mitigation | 0.95 | 45 | 0 | esc | 0.00097009 | 1.7212e-11 | 0.00097009 | 1.7212e-11 | 0.0028115 | 4.0558e-10 | 0.014004 | 7.9441e-07
[120 empty] | 7.3.3.17.5 (Remote Grid) Updates to grid topology to minimize risk of ignition in HFTDs Remote GridWLDFRContaminationAggregated | WLDFR | HFTD - Distribution - Tier 3 - 1QU CoRE ¦ 5QU LoRE | Non-Red Flag Warning - Catastrophic Fires | Contamination | Aggregated | 2038 | 1.7743e-08 | 65.8407 | 1.1682e-06 | 2038 | Mitigation | 0.95 | 45 | 0 | esc | 0.00097009 | 1.7212e-11 | 0.00097009 | 1.7212e-11 | 0.0028115 | 4.0558e-10 | 0.014004 | 7.9441e-07
[120 empty] | 7.3.3.17.5 (Remote Grid) Updates to grid topology to minimize risk of ignition in HFTDs Remote GridWLDFRContaminationAggregated | WLDFR | HFTD - Distribution - Tier 3 - 1QU CoRE ¦ 5QU LoRE | Non-Red Flag Warning - Catastrophic Fires | Contamination | Aggregated | 2039 | 1.7743e-08 | 65.8407 | 1.1682e-06 | 2039 | Mitigation | 0.95 | 45 | 0 | esc | 0.00097009 | 1.7212e-11 | 0.00097009 | 1.7212e-11 | 0.0028115 | 4.0558e-10 | 0.014004 | 7.9441e-07
[120 empty] | 7.3.3.17.5 (Remote Grid) Updates to grid topology to minimize risk of ignition in HFTDs Remote GridWLDFRContaminationAggregated | WLDFR | HFTD - Distribution - Tier 3 - 1QU CoRE ¦ 5QU LoRE | Non-Red Flag Warning - Catastrophic Fires | Contamination | Aggregated | 2040 | 1.7743e-08 | 65.8407 | 1.1682e-06 | 2040 | Mitigation | 0.95 | 45 | 0 | esc | 0.00097009 | 1.7212e-11 | 0.00097009 | 1.7212e-11 | 0.0028115 | 4.0558e-10 | 0.014004 | 7.9441e-07
[120 empty] | 7.3.3.17.5 (Remote Grid) Updates to grid topology to minimize risk of ignition in HFTDs Remote GridWLDFRContaminationAggregated | WLDFR | HFTD - Distribution - Tier 3 - 1QU CoRE ¦ 5QU LoRE | Non-Red Flag Warning - Catastrophic Fires | Contamination | Aggregated | 2041 | 1.7743e-08 | 65.8407 | 1.1682e-06 | 2041 | Mitigation | 0.95 | 45 | 0 | esc | 0.00097009 | 1.7212e-11 | 0.00097009 | 1.7212e-11 | 0.0028115 | 4.0558e-10 | 0.014004 | 7.9441e-07
[120 empty] | 7.3.3.17.5 (Remote Grid) Updates to grid topology to minimize risk of ignition in HFTDs Remote GridWLDFRContaminationAggregated | WLDFR | HFTD - Distribution - Tier 3 - 1QU CoRE ¦ 5QU LoRE | Non-Red Flag Warning - Catastrophic Fires | Contamination | Aggregated | 2042 | 1.7743e-08 | 65.8407 | 1.1682e-06 | 2042 | Mitigation | 0.95 | 45 | 0 | esc | 0.00097009 | 1.7212e-11 | 0.00097009 | 1.7212e-11 | 0.0028115 | 4.0558e-10 | 0.014004 | 7.9441e-07
[120 empty] | 7.3.3.17.5 (Remote Grid) Updates to grid topology to minimize risk of ignition in HFTDs Remote GridWLDFRContaminationAggregated | WLDFR | HFTD - Distribution - Tier 3 - 1QU CoRE ¦ 5QU LoRE | Non-Red Flag Warning - Catastrophic Fires | Contamination | Aggregated | 2043 | 1.7743e-08 | 65.8407 | 1.1682e-06 | 2043 | Mitigation | 0.95 | 45 | 0 | esc | 0.00097009 | 1.7212e-11 | 0.00097009 | 1.7212e-11 | 0.0028115 | 4.0558e-10 | 0.014004 | 7.9441e-07
[120 empty] | 7.3.3.17.5 (Remote Grid) Updates to grid topology to minimize risk of ignition in HFTDs Remote GridWLDFRContaminationAggregated | WLDFR | HFTD - Distribution - Tier 3 - 1QU CoRE ¦ 5QU LoRE | Non-Red Flag Warning - Catastrophic Fires | Contamination | Aggregated | 2044 | 1.7743e-08 | 65.8407 | 1.1682e-06 | 2044 | Mitigation | 0.95 | 45 | 0 | esc | 0.00097009 | 1.7212e-11 | 0.00097009 | 1.7212e-11 | 0.0028115 | 4.0558e-10 | 0.014004 | 7.9441e-07
[120 empty] | 7.3.3.17.5 (Remote Grid) Updates to grid topology to minimize risk of ignition in HFTDs Remote GridWLDFRContaminationAggregated | WLDFR | HFTD - Distribution - Tier 3 - 1QU CoRE ¦ 5QU LoRE | Non-Red Flag Warning - Catastrophic Fires | Contamination | Aggregated | 2045 | 1.7743e-08 | 65.8407 | 1.1682e-06 | 2045 | Mitigation | 0.95 | 45 | 0 | esc | 0.00097009 | 1.7212e-11 | 0.00097009 | 1.7212e-11 | 0.0028115 | 4.0558e-10 | 0.014004 | 7.9441e-07
[120 empty] | 7.3.3.17.5 (Remote Grid) Updates to grid topology to minimize risk of ignition in HFTDs Remote GridWLDFRContaminationAggregated | WLDFR | HFTD - Distribution - Tier 3 - 1QU CoRE ¦ 5QU LoRE | Non-Red Flag Warning - Catastrophic Fires | Contamination | Aggregated | 2046 | 1.7743e-08 | 65.8407 | 1.1682e-06 | 2046 | Mitigation | 0.95 | 45 | 0 | esc | 0.00097009 | 1.7212e-11 | 0.00097009 | 1.7212e-11 | 0.0028115 | 4.0558e-10 | 0.014004 | 7.9441e-07
[120 empty] | 7.3.3.17.5 (Remote Grid) Updates to grid topology to minimize risk of ignition in HFTDs Remote GridWLDFRContaminationAggregated | WLDFR | HFTD - Distribution - Tier 3 - 1QU CoRE ¦ 5QU LoRE | Non-Red Flag Warning - Catastrophic Fires | Contamination | Aggregated | 2047 | 1.7743e-08 | 65.8407 | 1.1682e-06 | 2047 | Mitigation | 0.95 | 45 | 0 | esc | 0.00097009 | 1.7212e-11 | 0.00097009 | 1.7212e-11 | 0.0028115 | 4.0558e-10 | 0.014004 | 7.9441e-07
[120 empty] | 7.3.3.17.5 (Remote Grid) Updates to grid topology to minimize risk of ignition in HFTDs Remote GridWLDFRContaminationAggregated | WLDFR | HFTD - Distribution - Tier 3 - 1QU CoRE ¦ 5QU LoRE | Non-Red Flag Warning - Catastrophic Fires | Contamination | Aggregated | 2048 | 1.7743e-08 | 65.8407 | 1.1682e-06 | 2048 | Mitigation | 0.95 | 45 | 0 | esc | 0.00097009 | 1.7212e-11 | 0.00097009 | 1.7212e-11 | 0.0028115 | 4.0558e-10 | 0.014004 | 7.9441e-07
[120 empty] | 7.3.3.17.5 (Remote Grid) Updates to grid topology to minimize risk of ignition in HFTDs Remote GridWLDFRContaminationAggregated | WLDFR | HFTD - Distribution - Tier 3 - 1QU CoRE ¦ 5QU LoRE | Non-Red Flag Warning - Catastrophic Fires | Contamination | Aggregated | 2049 | 1.7743e-08 | 65.8407 | 1.1682e-06 | 2049 | Mitigation | 0.95 | 45 | 0 | esc | 0.00097009 | 1.7212e-11 | 0.00097009 | 1.7212e-11 | 0.0028115 | 4.0558e-10 | 0.014004 | 7.9441e-07
[120 empty] | 7.3.3.17.5 (Remote Grid) Updates to grid topology to minimize risk of ignition in HFTDs Remote GridWLDFRContaminationAggregated | WLDFR | HFTD - Distribution - Tier 3 - 1QU CoRE ¦ 5QU LoRE | Non-Red Flag Warning - Catastrophic Fires | Contamination | Aggregated | 2050 | 1.7743e-08 | 65.8407 | 1.1682e-06 | 2050 | Mitigation | 0.95 | 45 | 0 | esc | 0.00097009 | 1.7212e-11 | 0.00097009 | 1.7212e-11 | 0.0028115 | 4.0558e-10 | 0.014004 | 7.9441e-07
[120 empty] | 7.3.3.17.5 (Remote Grid) Updates to grid topology to minimize risk of ignition in HFTDs Remote GridWLDFRContaminationAggregated | WLDFR | HFTD - Distribution - Tier 3 - 1QU CoRE ¦ 5QU LoRE | Non-Red Flag Warning - Catastrophic Fires | Contamination | Aggregated | 2051 | 1.7743e-08 | 65.8407 | 1.1682e-06 | 2051 | Mitigation | 0.95 | 45 | 0 | esc | 0.00097009 | 1.7212e-11 | 0.00097009 | 1.7212e-11 | 0.0028115 | 4.0558e-10 | 0.014004 | 7.9441e-07
[120 empty] | 7.3.3.17.5 (Remote Grid) Updates to grid topology to minimize risk of ignition in HFTDs Remote GridWLDFRContaminationAggregated | WLDFR | HFTD - Distribution - Tier 3 - 1QU CoRE ¦ 5QU LoRE | Non-Red Flag Warning - Catastrophic Fires | Contamination | Aggregated | 2052 | 1.7743e-08 | 65.8407 | 1.1682e-06 | 2052 | Mitigation | 0.95 | 45 | 0 | esc | 0.00097009 | 1.7212e-11 | 0.00097009 | 1.7212e-11 | 0.0028115 | 4.0558e-10 | 0.014004 | 7.9441e-07
[120 empty] | 7.3.3.17.5 (Remote Grid) Updates to grid topology to minimize risk of ignition in HFTDs Remote GridWLDFRContaminationAggregated | WLDFR | HFTD - Distribution - Tier 3 - 1QU CoRE ¦ 5QU LoRE | Non-Red Flag Warning - Catastrophic Fires | Contamination | Aggregated | 2053 | 1.7743e-08 | 65.8407 | 1.1682e-06 | 2053 | Mitigation | 0.95 | 45 | 0 | esc | 0.00097009 | 1.7212e-11 | 0.00097009 | 1.7212e-11 | 0.0028115 | 4.0558e-10 | 0.014004 | 7.9441e-07
[120 empty] | 7.3.3.17.5 (Remote Grid) Updates to grid topology to minimize risk of ignition in HFTDs Remote GridWLDFRContaminationAggregated | WLDFR | HFTD - Distribution - Tier 3 - 1QU CoRE ¦ 5QU LoRE | Non-Red Flag Warning - Catastrophic Fires | Contamination | Aggregated | 2054 | 1.7743e-08 | 65.8407 | 1.1682e-06 | 2054 | Mitigation | 0.95 | 45 | 0 | esc | 0.00097009 | 1.7212e-11 | 0.00097009 | 1.7212e-11 | 0.0028115 | 4.0558e-10 | 0.014004 | 7.9441e-07
[120 empty] | 7.3.3.17.5 (Remote Grid) Updates to grid topology to minimize risk of ignition in HFTDs Remote GridWLDFRContaminationAggregated | WLDFR | HFTD - Distribution - Tier 3 - 1QU CoRE ¦ 5QU LoRE | Non-Red Flag Warning - Catastrophic Fires | Contamination | Aggregated | 2055 | 1.7743e-08 | 65.8407 | 1.1682e-06 | 2055 | Mitigation | 0.95 | 45 | 0 | esc | 0.00097009 | 1.7212e-11 | 0.00097009 | 1.7212e-11 | 0.0028115 | 4.0558e-10 | 0.014004 | 7.9441e-07
[120 empty] | 7.3.3.17.5 (Remote Grid) Updates to grid topology to minimize risk of ignition in HFTDs Remote GridWLDFRContaminationAggregated | WLDFR | HFTD - Distribution - Tier 3 - 1QU CoRE ¦ 5QU LoRE | Non-Red Flag Warning - Catastrophic Fires | Contamination | Aggregated | 2056 | 1.7743e-08 | 65.8407 | 1.1682e-06 | 2056 | Mitigation | 0.95 | 45 | 0 | esc | 0.00097009 | 1.7212e-11 | 0.00097009 | 1.7212e-11 | 0.0028115 | 4.0558e-10 | 0.014004 | 7.9441e-07
[120 empty] | 7.3.3.17.5 (Remote Grid) Updates to grid topology to minimize risk of ignition in HFTDs Remote GridWLDFRContaminationAggregated | WLDFR | HFTD - Distribution - Tier 3 - 1QU CoRE ¦ 5QU LoRE | Non-Red Flag Warning - Catastrophic Fires | Contamination | Aggregated | 2057 | 1.7743e-08 | 65.8407 | 1.1682e-06 | 2057 | Mitigation | 0.95 | 45 | 0 | esc | 0.00097009 | 1.7212e-11 | 0.00097009 | 1.7212e-11 | 0.0028115 | 4.0558e-10 | 0.014004 | 7.9441e-07
[120 empty] | 7.3.3.17.5 (Remote Grid) Updates to grid topology to minimize risk of ignition in HFTDs Remote GridWLDFRContaminationAggregated | WLDFR | HFTD - Distribution - Tier 3 - 1QU CoRE ¦ 5QU LoRE | Non-Red Flag Warning - Catastrophic Fires | Contamination | Aggregated | 2058 | 1.7743e-08 | 65.8407 | 1.1682e-06 | 2058 | Mitigation | 0.95 | 45 | 0 | esc | 0.00097009 | 1.7212e-11 | 0.00097009 | 1.7212e-11 | 0.0028115 | 4.0558e-10 | 0.014004 | 7.9441e-07
[120 empty] | 7.3.3.17.5 (Remote Grid) Updates to grid topology to minimize risk of ignition in HFTDs Remote GridWLDFRContaminationAggregated | WLDFR | HFTD - Distribution - Tier 3 - 1QU CoRE ¦ 5QU LoRE | Non-Red Flag Warning - Catastrophic Fires | Contamination | Aggregated | 2059 | 1.7743e-08 | 65.8407 | 1.1682e-06 | 2059 | Mitigation | 0.95 | 45 | 0 | esc | 0.00097009 | 1.7212e-11 | 0.00097009 | 1.7212e-11 | 0.0028115 | 4.0558e-10 | 0.014004 | 7.9441e-07
[120 empty] | 7.3.3.17.5 (Remote Grid) Updates to grid topology to minimize risk of ignition in HFTDs Remote GridWLDFRContaminationAggregated | WLDFR | HFTD - Distribution - Tier 3 - 1QU CoRE ¦ 5QU LoRE | Non-Red Flag Warning - Catastrophic Fires | Contamination | Aggregated | 2060 | 1.7743e-08 | 65.8407 | 1.1682e-06 | 2060 | Mitigation | 0.95 | 45 | 0 | esc | 0.00097009 | 1.7212e-11 | 0.00097009 | 1.7212e-11 | 0.0028115 | 4.0558e-10 | 0.014004 | 7.9441e-07
[120 empty] | 7.3.3.17.5 (Remote Grid) Updates to grid topology to minimize risk of ignition in HFTDs Remote GridWLDFRContaminationAggregated | WLDFR | HFTD - Distribution - Tier 3 - 1QU CoRE ¦ 5QU LoRE | Non-Red Flag Warning - Catastrophic Fires | Contamination | Aggregated | 2061 | 1.7743e-08 | 65.8407 | 1.1682e-06 | 2061 | Mitigation | 0.95 | 45 | 0 | esc | 0.00097009 | 1.7212e-11 | 0.00097009 | 1.7212e-11 | 0.0028115 | 4.0558e-10 | 0.014004 | 7.9441e-07
[120 empty] | 7.3.3.17.5 (Remote Grid) Updates to grid topology to minimize risk of ignition in HFTDs Remote GridWLDFRContaminationAggregated | WLDFR | HFTD - Distribution - Tier 3 - 1QU CoRE ¦ 5QU LoRE | Non-Red Flag Warning - Catastrophic Fires | Contamination | Aggregated | 2062 | 1.7743e-08 | 65.8407 | 1.1682e-06 | 2062 | Mitigation | 0.95 | 45 | 0 | esc | 0.00097009 | 1.7212e-11 | 0.00097009 | 1.7212e-11 | 0.0028115 | 4.0558e-10 | 0 | 0
[120 empty] | 7.3.3.17.5 (Remote Grid) Updates to grid topology to minimize risk of ignition in HFTDs Remote GridWLDFRContaminationAggregated | WLDFR | HFTD - Distribution - Tier 3 - 1QU CoRE ¦ 5QU LoRE | Non-Red Flag Warning - Catastrophic Fires | Contamination | Aggregated | 2063 | 1.7743e-08 | 65.8407 | 1.1682e-06 | 2063 | Mitigation | 0.95 | 45 | 0 | esc | 0.00097009 | 1.7212e-11 | 0.00097009 | 1.7212e-11 | 0.0028115 | 4.0558e-10 | 0 | 0
[120 empty] | 7.3.3.17.5 (Remote Grid) Updates to grid topology to minimize risk of ignition in HFTDs Remote GridWLDFRContaminationAggregated | WLDFR | HFTD - Distribution - Tier 3 - 1QU CoRE ¦ 5QU LoRE | Non-Red Flag Warning - Catastrophic Fires | Contamination | Aggregated | 2064 | 1.7743e-08 | 65.8407 | 1.1682e-06 | 2064 | Mitigation | 0.95 | 45 | 0 | esc | 0.00097009 | 1.7212e-11 | 0.00097009 | 1.7212e-11 | 0.0028115 | 4.0558e-10 | 0.012777 | 7.8321e-07
[120 empty] | 7.3.3.17.5 (Remote Grid) Updates to grid topology to minimize risk of ignition in HFTDs Remote GridWLDFRContaminationAggregated | WLDFR | HFTD - Distribution - Tier 3 - 1QU CoRE ¦ 5QU LoRE | Non-Red Flag Warning - Catastrophic Fires | Contamination | Aggregated | 2065 | 1.7743e-08 | 65.8407 | 1.1682e-06 | 2065 | Mitigation | 0.95 | 45 | 0 | esc | 0.00097009 | 1.7212e-11 | 0.00097009 | 1.7212e-11 | 0.0028115 | 4.0558e-10 | 0.012777 | 7.8321e-07
[120 empty] | 7.3.3.17.5 (Remote Grid) Updates to grid topology to minimize risk of ignition in HFTDs Remote GridWLDFRContaminationAggregated | WLDFR | HFTD - Distribution - Tier 3 - 1QU CoRE ¦ 5QU LoRE | Non-Red Flag Warning - Catastrophic Fires | Contamination | Aggregated | 2066 | 1.7743e-08 | 65.8407 | 1.1682e-06 | 2066 | Mitigation | 0.95 | 45 | 0 | esc | 0.00097009 | 1.7212e-11 | 0.00097009 | 1.7212e-11 | 0.0028115 | 4.0558e-10 | 0.012777 | 7.8321e-07
[120 empty] | 7.3.3.17.5 (Remote Grid) Updates to grid topology to minimize risk of ignition in HFTDs Remote GridWLDFRContaminationAggregated | WLDFR | HFTD - Distribution - Tier 3 - 1QU CoRE ¦ 5QU LoRE | Non-Red Flag Warning - Catastrophic Fires | Contamination | Aggregated | 2067 | 1.7743e-08 | 65.8407 | 1.1682e-06 | 2067 | Mitigation | 0.95 | 45 | 0 | esc | 0 | 0 | 0.00097009 | 1.7212e-11 | 0.0028115 | 4.0558e-10 | 0.012777 | 7.8321e-07
[120 empty] | 7.3.3.17.5 (Remote Grid) Updates to grid topology to minimize risk of ignition in HFTDs Remote GridWLDFREquipment / facility failureAggregated | WLDFR | HFTD - Distribution - Tier 3 - 1QU CoRE ¦ 5QU LoRE | Non-Red Flag Warning - Catastrophic Fires | Equipment / facility failure | Aggregated | 2022 | 4.2676e-08 | 65.8407 | 2.8098e-06 | 2022 | Mitigation | 0.95 | 45 | 0 | esc | 0.00097009 | 4.1399e-11 | 0 | 0 | 0.0028115 | 4.0558e-10 | 0.012777 | 7.8321e-07
[120 empty] | 7.3.3.17.5 (Remote Grid) Updates to grid topology to minimize risk of ignition in HFTDs Remote GridWLDFREquipment / facility failureAggregated | WLDFR | HFTD - Distribution - Tier 3 - 1QU CoRE ¦ 5QU LoRE | Non-Red Flag Warning - Catastrophic Fires | Equipment / facility failure | Aggregated | 2023 | 4.2676e-08 | 65.8407 | 2.8098e-06 | 2023 | Mitigation | 0.95 | 45 | 0 | esc | 0.00097009 | 4.1399e-11 | 0.00097009 | 4.1399e-11 | 0.0028115 | 4.0558e-10 | 0.012777 | 7.8321e-07
[120 empty] | 7.3.3.17.5 (Remote Grid) Updates to grid topology to minimize risk of ignition in HFTDs Remote GridWLDFREquipment / facility failureAggregated | WLDFR | HFTD - Distribution - Tier 3 - 1QU CoRE ¦ 5QU LoRE | Non-Red Flag Warning - Catastrophic Fires | Equipment / facility failure | Aggregated | 2024 | 4.2676e-08 | 65.8407 | 2.8098e-06 | 2024 | Mitigation | 0.95 | 45 | 0 | esc | 0.00097009 | 4.1399e-11 | 0.00097009 | 4.1399e-11 | 0.0028115 | 4.0558e-10 | 0.012777 | 7.8321e-07
[120 empty] | 7.3.3.17.5 (Remote Grid) Updates to grid topology to minimize risk of ignition in HFTDs Remote GridWLDFREquipment / facility failureAggregated | WLDFR | HFTD - Distribution - Tier 3 - 1QU CoRE ¦ 5QU LoRE | Non-Red Flag Warning - Catastrophic Fires | Equipment / facility failure | Aggregated | 2025 | 4.2676e-08 | 65.8407 | 2.8098e-06 | 2025 | Mitigation | 0.95 | 45 | 0 | esc | 0.00097009 | 4.1399e-11 | 0.00097009 | 4.1399e-11 | 0.0028115 | 4.0558e-10 | 0.012777 | 7.8321e-07
[120 empty] | 7.3.3.17.5 (Remote Grid) Updates to grid topology to minimize risk of ignition in HFTDs Remote GridWLDFREquipment / facility failureAggregated | WLDFR | HFTD - Distribution - Tier 3 - 1QU CoRE ¦ 5QU LoRE | Non-Red Flag Warning - Catastrophic Fires | Equipment / facility failure | Aggregated | 2026 | 4.2676e-08 | 65.8407 | 2.8098e-06 | 2026 | Mitigation | 0.95 | 45 | 0 | esc | 0.00097009 | 4.1399e-11 | 0.00097009 | 4.1399e-11 | 0 | 0 | 0.012777 | 7.8321e-07
[120 empty] | 7.3.3.17.5 (Remote Grid) Updates to grid topology to minimize risk of ignition in HFTDs Remote GridWLDFREquipment / facility failureAggregated | WLDFR | HFTD - Distribution - Tier 3 - 1QU CoRE ¦ 5QU LoRE | Non-Red Flag Warning - Catastrophic Fires | Equipment / facility failure | Aggregated | 2027 | 4.2676e-08 | 65.8407 | 2.8098e-06 | 2027 | Mitigation | 0.95 | 45 | 0 | esc | 0.00097009 | 4.1399e-11 | 0.00097009 | 4.1399e-11 | 0.0028115 | 1.2336e-11 | 0.012777 | 7.8321e-07
[120 empty] | 7.3.3.17.5 (Remote Grid) Updates to grid topology to minimize risk of ignition in HFTDs Remote GridWLDFREquipment / facility failureAggregated | WLDFR | HFTD - Distribution - Tier 3 - 1QU CoRE ¦ 5QU LoRE | Non-Red Flag Warning - Catastrophic Fires | Equipment / facility failure | Aggregated | 2028 | 4.2676e-08 | 65.8407 | 2.8098e-06 | 2028 | Mitigation | 0.95 | 45 | 0 | esc | 0.00097009 | 4.1399e-11 | 0.00097009 | 4.1399e-11 | 0.0028115 | 1.2336e-11 | 0.012777 | 7.8321e-07
[120 empty] | 7.3.3.17.5 (Remote Grid) Updates to grid topology to minimize risk of ignition in HFTDs Remote GridWLDFREquipment / facility failureAggregated | WLDFR | HFTD - Distribution - Tier 3 - 1QU CoRE ¦ 5QU LoRE | Non-Red Flag Warning - Catastrophic Fires | Equipment / facility failure | Aggregated | 2029 | 4.2676e-08 | 65.8407 | 2.8098e-06 | 2029 | Mitigation | 0.95 | 45 | 0 | esc | 0.00097009 | 4.1399e-11 | 0.00097009 | 4.1399e-11 | 0.0028115 | 1.2336e-11 | 0.012777 | 7.8321e-07
[120 empty] | 7.3.3.17.5 (Remote Grid) Updates to grid topology to minimize risk of ignition in HFTDs Remote GridWLDFREquipment / facility failureAggregated | WLDFR | HFTD - Distribution - Tier 3 - 1QU CoRE ¦ 5QU LoRE | Non-Red Flag Warning - Catastrophic Fires | Equipment / facility failure | Aggregated | 2030 | 4.2676e-08 | 65.8407 | 2.8098e-06 | 2030 | Mitigation | 0.95 | 45 | 0 | esc | 0.00097009 | 4.1399e-11 | 0.00097009 | 4.1399e-11 | 0.0028115 | 1.2336e-11 | 0.012777 | 7.8321e-07
[120 empty] | 7.3.3.17.5 (Remote Grid) Updates to grid topology to minimize risk of ignition in HFTDs Remote GridWLDFREquipment / facility failureAggregated | WLDFR | HFTD - Distribution - Tier 3 - 1QU CoRE ¦ 5QU LoRE | Non-Red Flag Warning - Catastrophic Fires | Equipment / facility failure | Aggregated | 2031 | 4.2676e-08 | 65.8407 | 2.8098e-06 | 2031 | Mitigation | 0.95 | 45 | 0 | esc | 0.00097009 | 4.1399e-11 | 0.00097009 | 4.1399e-11 | 0.0028115 | 1.2336e-11 | 0.012777 | 7.8321e-07
[120 empty] | 7.3.3.17.5 (Remote Grid) Updates to grid topology to minimize risk of ignition in HFTDs Remote GridWLDFREquipment / facility failureAggregated | WLDFR | HFTD - Distribution - Tier 3 - 1QU CoRE ¦ 5QU LoRE | Non-Red Flag Warning - Catastrophic Fires | Equipment / facility failure | Aggregated | 2032 | 4.2676e-08 | 65.8407 | 2.8098e-06 | 2032 | Mitigation | 0.95 | 45 | 0 | esc | 0.00097009 | 4.1399e-11 | 0.00097009 | 4.1399e-11 | 0.0028115 | 1.2336e-11 | 0.012777 | 7.8321e-07
[120 empty] | 7.3.3.17.5 (Remote Grid) Updates to grid topology to minimize risk of ignition in HFTDs Remote GridWLDFREquipment / facility failureAggregated | WLDFR | HFTD - Distribution - Tier 3 - 1QU CoRE ¦ 5QU LoRE | Non-Red Flag Warning - Catastrophic Fires | Equipment / facility failure | Aggregated | 2033 | 4.2676e-08 | 65.8407 | 2.8098e-06 | 2033 | Mitigation | 0.95 | 45 | 0 | esc | 0.00097009 | 4.1399e-11 | 0.00097009 | 4.1399e-11 | 0.0028115 | 1.2336e-11 | 0.012777 | 7.8321e-07
[120 empty] | 7.3.3.17.5 (Remote Grid) Updates to grid topology to minimize risk of ignition in HFTDs Remote GridWLDFREquipment / facility failureAggregated | WLDFR | HFTD - Distribution - Tier 3 - 1QU CoRE ¦ 5QU LoRE | Non-Red Flag Warning - Catastrophic Fires | Equipment / facility failure | Aggregated | 2034 | 4.2676e-08 | 65.8407 | 2.8098e-06 | 2034 | Mitigation | 0.95 | 45 | 0 | esc | 0.00097009 | 4.1399e-11 | 0.00097009 | 4.1399e-11 | 0.0028115 | 1.2336e-11 | 0.012777 | 7.8321e-07
[120 empty] | 7.3.3.17.5 (Remote Grid) Updates to grid topology to minimize risk of ignition in HFTDs Remote GridWLDFREquipment / facility failureAggregated | WLDFR | HFTD - Distribution - Tier 3 - 1QU CoRE ¦ 5QU LoRE | Non-Red Flag Warning - Catastrophic Fires | Equipment / facility failure | Aggregated | 2035 | 4.2676e-08 | 65.8407 | 2.8098e-06 | 2035 | Mitigation | 0.95 | 45 | 0 | esc | 0.00097009 | 4.1399e-11 | 0.00097009 | 4.1399e-11 | 0.0028115 | 1.2336e-11 | 0.012777 | 7.8321e-07
[120 empty] | 7.3.3.17.5 (Remote Grid) Updates to grid topology to minimize risk of ignition in HFTDs Remote GridWLDFREquipment / facility failureAggregated | WLDFR | HFTD - Distribution - Tier 3 - 1QU CoRE ¦ 5QU LoRE | Non-Red Flag Warning - Catastrophic Fires | Equipment / facility failure | Aggregated | 2036 | 4.2676e-08 | 65.8407 | 2.8098e-06 | 2036 | Mitigation | 0.95 | 45 | 0 | esc | 0.00097009 | 4.1399e-11 | 0.00097009 | 4.1399e-11 | 0.0028115 | 1.2336e-11 | 0.012777 | 7.8321e-07
[120 empty] | 7.3.3.17.5 (Remote Grid) Updates to grid topology to minimize risk of ignition in HFTDs Remote GridWLDFREquipment / facility failureAggregated | WLDFR | HFTD - Distribution - Tier 3 - 1QU CoRE ¦ 5QU LoRE | Non-Red Flag Warning - Catastrophic Fires | Equipment / facility failure | Aggregated | 2037 | 4.2676e-08 | 65.8407 | 2.8098e-06 | 2037 | Mitigation | 0.95 | 45 | 0 | esc | 0.00097009 | 4.1399e-11 | 0.00097009 | 4.1399e-11 | 0.0028115 | 1.2336e-11 | 0.012777 | 7.8321e-07
[120 empty] | 7.3.3.17.5 (Remote Grid) Updates to grid topology to minimize risk of ignition in HFTDs Remote GridWLDFREquipment / facility failureAggregated | WLDFR | HFTD - Distribution - Tier 3 - 1QU CoRE ¦ 5QU LoRE | Non-Red Flag Warning - Catastrophic Fires | Equipment / facility failure | Aggregated | 2038 | 4.2676e-08 | 65.8407 | 2.8098e-06 | 2038 | Mitigation | 0.95 | 45 | 0 | esc | 0.00097009 | 4.1399e-11 | 0.00097009 | 4.1399e-11 | 0.0028115 | 1.2336e-11 | 0.012777 | 7.8321e-07
[120 empty] | 7.3.3.17.5 (Remote Grid) Updates to grid topology to minimize risk of ignition in HFTDs Remote GridWLDFREquipment / facility failureAggregated | WLDFR | HFTD - Distribution - Tier 3 - 1QU CoRE ¦ 5QU LoRE | Non-Red Flag Warning - Catastrophic Fires | Equipment / facility failure | Aggregated | 2039 | 4.2676e-08 | 65.8407 | 2.8098e-06 | 2039 | Mitigation | 0.95 | 45 | 0 | esc | 0.00097009 | 4.1399e-11 | 0.00097009 | 4.1399e-11 | 0.0028115 | 1.2336e-11 | 0.012777 | 7.8321e-07
[120 empty] | 7.3.3.17.5 (Remote Grid) Updates to grid topology to minimize risk of ignition in HFTDs Remote GridWLDFREquipment / facility failureAggregated | WLDFR | HFTD - Distribution - Tier 3 - 1QU CoRE ¦ 5QU LoRE | Non-Red Flag Warning - Catastrophic Fires | Equipment / facility failure | Aggregated | 2040 | 4.2676e-08 | 65.8407 | 2.8098e-06 | 2040 | Mitigation | 0.95 | 45 | 0 | esc | 0.00097009 | 4.1399e-11 | 0.00097009 | 4.1399e-11 | 0.0028115 | 1.2336e-11 | 0.012777 | 7.8321e-07
[120 empty] | 7.3.3.17.5 (Remote Grid) Updates to grid topology to minimize risk of ignition in HFTDs Remote GridWLDFREquipment / facility failureAggregated | WLDFR | HFTD - Distribution - Tier 3 - 1QU CoRE ¦ 5QU LoRE | Non-Red Flag Warning - Catastrophic Fires | Equipment / facility failure | Aggregated | 2041 | 4.2676e-08 | 65.8407 | 2.8098e-06 | 2041 | Mitigation | 0.95 | 45 | 0 | esc | 0.00097009 | 4.1399e-11 | 0.00097009 | 4.1399e-11 | 0.0028115 | 1.2336e-11 | 0.012777 | 7.8321e-07
[120 empty] | 7.3.3.17.5 (Remote Grid) Updates to grid topology to minimize risk of ignition in HFTDs Remote GridWLDFREquipment / facility failureAggregated | WLDFR | HFTD - Distribution - Tier 3 - 1QU CoRE ¦ 5QU LoRE | Non-Red Flag Warning - Catastrophic Fires | Equipment / facility failure | Aggregated | 2042 | 4.2676e-08 | 65.8407 | 2.8098e-06 | 2042 | Mitigation | 0.95 | 45 | 0 | esc | 0.00097009 | 4.1399e-11 | 0.00097009 | 4.1399e-11 | 0.0028115 | 1.2336e-11 | 0.012777 | 7.8321e-07
[120 empty] | 7.3.3.17.5 (Remote Grid) Updates to grid topology to minimize risk of ignition in HFTDs Remote GridWLDFREquipment / facility failureAggregated | WLDFR | HFTD - Distribution - Tier 3 - 1QU CoRE ¦ 5QU LoRE | Non-Red Flag Warning - Catastrophic Fires | Equipment / facility failure | Aggregated | 2043 | 4.2676e-08 | 65.8407 | 2.8098e-06 | 2043 | Mitigation | 0.95 | 45 | 0 | esc | 0.00097009 | 4.1399e-11 | 0.00097009 | 4.1399e-11 | 0.0028115 | 1.2336e-11 | 0.012777 | 7.8321e-07
[120 empty] | 7.3.3.17.5 (Remote Grid) Updates to grid topology to minimize risk of ignition in HFTDs Remote GridWLDFREquipment / facility failureAggregated | WLDFR | HFTD - Distribution - Tier 3 - 1QU CoRE ¦ 5QU LoRE | Non-Red Flag Warning - Catastrophic Fires | Equipment / facility failure | Aggregated | 2044 | 4.2676e-08 | 65.8407 | 2.8098e-06 | 2044 | Mitigation | 0.95 | 45 | 0 | esc | 0.00097009 | 4.1399e-11 | 0.00097009 | 4.1399e-11 | 0.0028115 | 1.2336e-11 | 0.012777 | 7.8321e-07
[120 empty] | 7.3.3.17.5 (Remote Grid) Updates to grid topology to minimize risk of ignition in HFTDs Remote GridWLDFREquipment / facility failureAggregated | WLDFR | HFTD - Distribution - Tier 3 - 1QU CoRE ¦ 5QU LoRE | Non-Red Flag Warning - Catastrophic Fires | Equipment / facility failure | Aggregated | 2045 | 4.2676e-08 | 65.8407 | 2.8098e-06 | 2045 | Mitigation | 0.95 | 45 | 0 | esc | 0.00097009 | 4.1399e-11 | 0.00097009 | 4.1399e-11 | 0.0028115 | 1.2336e-11 | 0.012777 | 7.8321e-07
[120 empty] | 7.3.3.17.5 (Remote Grid) Updates to grid topology to minimize risk of ignition in HFTDs Remote GridWLDFREquipment / facility failureAggregated | WLDFR | HFTD - Distribution - Tier 3 - 1QU CoRE ¦ 5QU LoRE | Non-Red Flag Warning - Catastrophic Fires | Equipment / facility failure | Aggregated | 2046 | 4.2676e-08 | 65.8407 | 2.8098e-06 | 2046 | Mitigation | 0.95 | 45 | 0 | esc | 0.00097009 | 4.1399e-11 | 0.00097009 | 4.1399e-11 | 0.0028115 | 1.2336e-11 | 0.012777 | 7.8321e-07
[120 empty] | 7.3.3.17.5 (Remote Grid) Updates to grid topology to minimize risk of ignition in HFTDs Remote GridWLDFREquipment / facility failureAggregated | WLDFR | HFTD - Distribution - Tier 3 - 1QU CoRE ¦ 5QU LoRE | Non-Red Flag Warning - Catastrophic Fires | Equipment / facility failure | Aggregated | 2047 | 4.2676e-08 | 65.8407 | 2.8098e-06 | 2047 | Mitigation | 0.95 | 45 | 0 | esc | 0.00097009 | 4.1399e-11 | 0.00097009 | 4.1399e-11 | 0.0028115 | 1.2336e-11 | 0.012777 | 7.8321e-07
[120 empty] | 7.3.3.17.5 (Remote Grid) Updates to grid topology to minimize risk of ignition in HFTDs Remote GridWLDFREquipment / facility failureAggregated | WLDFR | HFTD - Distribution - Tier 3 - 1QU CoRE ¦ 5QU LoRE | Non-Red Flag Warning - Catastrophic Fires | Equipment / facility failure | Aggregated | 2048 | 4.2676e-08 | 65.8407 | 2.8098e-06 | 2048 | Mitigation | 0.95 | 45 | 0 | esc | 0.00097009 | 4.1399e-11 | 0.00097009 | 4.1399e-11 | 0.0028115 | 1.2336e-11 | 0 | 0
[120 empty] | 7.3.3.17.5 (Remote Grid) Updates to grid topology to minimize risk of ignition in HFTDs Remote GridWLDFREquipment / facility failureAggregated | WLDFR | HFTD - Distribution - Tier 3 - 1QU CoRE ¦ 5QU LoRE | Non-Red Flag Warning - Catastrophic Fires | Equipment / facility failure | Aggregated | 2049 | 4.2676e-08 | 65.8407 | 2.8098e-06 | 2049 | Mitigation | 0.95 | 45 | 0 | esc | 0.00097009 | 4.1399e-11 | 0.00097009 | 4.1399e-11 | 0.0028115 | 1.2336e-11 | 0 | 0
[120 empty] | 7.3.3.17.5 (Remote Grid) Updates to grid topology to minimize risk of ignition in HFTDs Remote GridWLDFREquipment / facility failureAggregated | WLDFR | HFTD - Distribution - Tier 3 - 1QU CoRE ¦ 5QU LoRE | Non-Red Flag Warning - Catastrophic Fires | Equipment / facility failure | Aggregated | 2050 | 4.2676e-08 | 65.8407 | 2.8098e-06 | 2050 | Mitigation | 0.95 | 45 | 0 | esc | 0.00097009 | 4.1399e-11 | 0.00097009 | 4.1399e-11 | 0.0028115 | 1.2336e-11 | 0.012705 | 4.61e-07
[120 empty] | 7.3.3.17.5 (Remote Grid) Updates to grid topology to minimize risk of ignition in HFTDs Remote GridWLDFREquipment / facility failureAggregated | WLDFR | HFTD - Distribution - Tier 3 - 1QU CoRE ¦ 5QU LoRE | Non-Red Flag Warning - Catastrophic Fires | Equipment / facility failure | Aggregated | 2051 | 4.2676e-08 | 65.8407 | 2.8098e-06 | 2051 | Mitigation | 0.95 | 45 | 0 | esc | 0.00097009 | 4.1399e-11 | 0.00097009 | 4.1399e-11 | 0.0028115 | 1.2336e-11 | 0.012705 | 4.61e-07
[120 empty] | 7.3.3.17.5 (Remote Grid) Updates to grid topology to minimize risk of ignition in HFTDs Remote GridWLDFREquipment / facility failureAggregated | WLDFR | HFTD - Distribution - Tier 3 - 1QU CoRE ¦ 5QU LoRE | Non-Red Flag Warning - Catastrophic Fires | Equipment / facility failure | Aggregated | 2052 | 4.2676e-08 | 65.8407 | 2.8098e-06 | 2052 | Mitigation | 0.95 | 45 | 0 | esc | 0.00097009 | 4.1399e-11 | 0.00097009 | 4.1399e-11 | 0.0028115 | 1.2336e-11 | 0.012705 | 4.61e-07
[120 empty] | 7.3.3.17.5 (Remote Grid) Updates to grid topology to minimize risk of ignition in HFTDs Remote GridWLDFREquipment / facility failureAggregated | WLDFR | HFTD - Distribution - Tier 3 - 1QU CoRE ¦ 5QU LoRE | Non-Red Flag Warning - Catastrophic Fires | Equipment / facility failure | Aggregated | 2053 | 4.2676e-08 | 65.8407 | 2.8098e-06 | 2053 | Mitigation | 0.95 | 45 | 0 | esc | 0.00097009 | 4.1399e-11 | 0.00097009 | 4.1399e-11 | 0.0028115 | 1.2336e-11 | 0.012705 | 4.61e-07
[120 empty] | 7.3.3.17.5 (Remote Grid) Updates to grid topology to minimize risk of ignition in HFTDs Remote GridWLDFREquipment / facility failureAggregated | WLDFR | HFTD - Distribution - Tier 3 - 1QU CoRE ¦ 5QU LoRE | Non-Red Flag Warning - Catastrophic Fires | Equipment / facility failure | Aggregated | 2054 | 4.2676e-08 | 65.8407 | 2.8098e-06 | 2054 | Mitigation | 0.95 | 45 | 0 | esc | 0.00097009 | 4.1399e-11 | 0.00097009 | 4.1399e-11 | 0.0028115 | 1.2336e-11 | 0.012705 | 4.61e-07
[120 empty] | 7.3.3.17.5 (Remote Grid) Updates to grid topology to minimize risk of ignition in HFTDs Remote GridWLDFREquipment / facility failureAggregated | WLDFR | HFTD - Distribution - Tier 3 - 1QU CoRE ¦ 5QU LoRE | Non-Red Flag Warning - Catastrophic Fires | Equipment / facility failure | Aggregated | 2055 | 4.2676e-08 | 65.8407 | 2.8098e-06 | 2055 | Mitigation | 0.95 | 45 | 0 | esc | 0.00097009 | 4.1399e-11 | 0.00097009 | 4.1399e-11 | 0.0028115 | 1.2336e-11 | 0.012705 | 4.61e-07
[120 empty] | 7.3.3.17.5 (Remote Grid) Updates to grid topology to minimize risk of ignition in HFTDs Remote GridWLDFREquipment / facility failureAggregated | WLDFR | HFTD - Distribution - Tier 3 - 1QU CoRE ¦ 5QU LoRE | Non-Red Flag Warning - Catastrophic Fires | Equipment / facility failure | Aggregated | 2056 | 4.2676e-08 | 65.8407 | 2.8098e-06 | 2056 | Mitigation | 0.95 | 45 | 0 | esc | 0.00097009 | 4.1399e-11 | 0.00097009 | 4.1399e-11 | 0.0028115 | 1.2336e-11 | 0.012705 | 4.61e-07
[120 empty] | 7.3.3.17.5 (Remote Grid) Updates to grid topology to minimize risk of ignition in HFTDs Remote GridWLDFREquipment / facility failureAggregated | WLDFR | HFTD - Distribution - Tier 3 - 1QU CoRE ¦ 5QU LoRE | Non-Red Flag Warning - Catastrophic Fires | Equipment / facility failure | Aggregated | 2057 | 4.2676e-08 | 65.8407 | 2.8098e-06 | 2057 | Mitigation | 0.95 | 45 | 0 | esc | 0.00097009 | 4.1399e-11 | 0.00097009 | 4.1399e-11 | 0.0028115 | 1.2336e-11 | 0.012705 | 4.61e-07
[120 empty] | 7.3.3.17.5 (Remote Grid) Updates to grid topology to minimize risk of ignition in HFTDs Remote GridWLDFREquipment / facility failureAggregated | WLDFR | HFTD - Distribution - Tier 3 - 1QU CoRE ¦ 5QU LoRE | Non-Red Flag Warning - Catastrophic Fires | Equipment / facility failure | Aggregated | 2058 | 4.2676e-08 | 65.8407 | 2.8098e-06 | 2058 | Mitigation | 0.95 | 45 | 0 | esc | 0.00097009 | 4.1399e-11 | 0.00097009 | 4.1399e-11 | 0.0028115 | 1.2336e-11 | 0.012705 | 4.61e-07
[120 empty] | 7.3.3.17.5 (Remote Grid) Updates to grid topology to minimize risk of ignition in HFTDs Remote GridWLDFREquipment / facility failureAggregated | WLDFR | HFTD - Distribution - Tier 3 - 1QU CoRE ¦ 5QU LoRE | Non-Red Flag Warning - Catastrophic Fires | Equipment / facility failure | Aggregated | 2059 | 4.2676e-08 | 65.8407 | 2.8098e-06 | 2059 | Mitigation | 0.95 | 45 | 0 | esc | 0.00097009 | 4.1399e-11 | 0.00097009 | 4.1399e-11 | 0.0028115 | 1.2336e-11 | 0.012705 | 4.61e-07
[120 empty] | 7.3.3.17.5 (Remote Grid) Updates to grid topology to minimize risk of ignition in HFTDs Remote GridWLDFREquipment / facility failureAggregated | WLDFR | HFTD - Distribution - Tier 3 - 1QU CoRE ¦ 5QU LoRE | Non-Red Flag Warning - Catastrophic Fires | Equipment / facility failure | Aggregated | 2060 | 4.2676e-08 | 65.8407 | 2.8098e-06 | 2060 | Mitigation | 0.95 | 45 | 0 | esc | 0.00097009 | 4.1399e-11 | 0.00097009 | 4.1399e-11 | 0.0028115 | 1.2336e-11 | 0.012705 | 4.61e-07
[120 empty] | 7.3.3.17.5 (Remote Grid) Updates to grid topology to minimize risk of ignition in HFTDs Remote GridWLDFREquipment / facility failureAggregated | WLDFR | HFTD - Distribution - Tier 3 - 1QU CoRE ¦ 5QU LoRE | Non-Red Flag Warning - Catastrophic Fires | Equipment / facility failure | Aggregated | 2061 | 4.2676e-08 | 65.8407 | 2.8098e-06 | 2061 | Mitigation | 0.95 | 45 | 0 | esc | 0.00097009 | 4.1399e-11 | 0.00097009 | 4.1399e-11 | 0.0028115 | 1.2336e-11 | 0.012705 | 4.61e-07
[120 empty] | 7.3.3.17.5 (Remote Grid) Updates to grid topology to minimize risk of ignition in HFTDs Remote GridWLDFREquipment / facility failureAggregated | WLDFR | HFTD - Distribution - Tier 3 - 1QU CoRE ¦ 5QU LoRE | Non-Red Flag Warning - Catastrophic Fires | Equipment / facility failure | Aggregated | 2062 | 4.2676e-08 | 65.8407 | 2.8098e-06 | 2062 | Mitigation | 0.95 | 45 | 0 | esc | 0.00097009 | 4.1399e-11 | 0.00097009 | 4.1399e-11 | 0.0028115 | 1.2336e-11 | 0.012705 | 4.61e-07
[120 empty] | 7.3.3.17.5 (Remote Grid) Updates to grid topology to minimize risk of ignition in HFTDs Remote GridWLDFREquipment / facility failureAggregated | WLDFR | HFTD - Distribution - Tier 3 - 1QU CoRE ¦ 5QU LoRE | Non-Red Flag Warning - Catastrophic Fires | Equipment / facility failure | Aggregated | 2063 | 4.2676e-08 | 65.8407 | 2.8098e-06 | 2063 | Mitigation | 0.95 | 45 | 0 | esc | 0.00097009 | 4.1399e-11 | 0.00097009 | 4.1399e-11 | 0.0028115 | 1.2336e-11 | 0.012705 | 4.61e-07
[120 empty] | 7.3.3.17.5 (Remote Grid) Updates to grid topology to minimize risk of ignition in HFTDs Remote GridWLDFREquipment / facility failureAggregated | WLDFR | HFTD - Distribution - Tier 3 - 1QU CoRE ¦ 5QU LoRE | Non-Red Flag Warning - Catastrophic Fires | Equipment / facility failure | Aggregated | 2064 | 4.2676e-08 | 65.8407 | 2.8098e-06 | 2064 | Mitigation | 0.95 | 45 | 0 | esc | 0.00097009 | 4.1399e-11 | 0.00097009 | 4.1399e-11 | 0.0028115 | 1.2336e-11 | 0.012705 | 4.61e-07
[120 empty] | 7.3.3.17.5 (Remote Grid) Updates to grid topology to minimize risk of ignition in HFTDs Remote GridWLDFREquipment / facility failureAggregated | WLDFR | HFTD - Distribution - Tier 3 - 1QU CoRE ¦ 5QU LoRE | Non-Red Flag Warning - Catastrophic Fires | Equipment / facility failure | Aggregated | 2065 | 4.2676e-08 | 65.8407 | 2.8098e-06 | 2065 | Mitigation | 0.95 | 45 | 0 | esc | 0.00097009 | 4.1399e-11 | 0.00097009 | 4.1399e-11 | 0.0028115 | 1.2336e-11 | 0.012705 | 4.61e-07
[120 empty] | 7.3.3.17.5 (Remote Grid) Updates to grid topology to minimize risk of ignition in HFTDs Remote GridWLDFREquipment / facility failureAggregated | WLDFR | HFTD - Distribution - Tier 3 - 1QU CoRE ¦ 5QU LoRE | Non-Red Flag Warning - Catastrophic Fires | Equipment / facility failure | Aggregated | 2066 | 4.2676e-08 | 65.8407 | 2.8098e-06 | 2066 | Mitigation | 0.95 | 45 | 0 | esc | 0.00097009 | 4.1399e-11 | 0.00097009 | 4.1399e-11 | 0.0028115 | 1.2336e-11 | 0.012705 | 4.61e-07
[120 empty] | 7.3.3.17.5 (Remote Grid) Updates to grid topology to minimize risk of ignition in HFTDs Remote GridWLDFREquipment / facility failureAggregated | WLDFR | HFTD - Distribution - Tier 3 - 1QU CoRE ¦ 5QU LoRE | Non-Red Flag Warning - Catastrophic Fires | Equipment / facility failure | Aggregated | 2067 | 4.2676e-08 | 65.8407 | 2.8098e-06 | 2067 | Mitigation | 0.95 | 45 | 0 | esc | 0 | 0 | 0.00097009 | 4.1399e-11 | 0.0028115 | 1.2336e-11 | 0.012705 | 4.61e-07
[120 empty] | 7.3.3.17.5 (Remote Grid) Updates to grid topology to minimize risk of ignition in HFTDs Remote GridWLDFRVegetation ContactAggregated | WLDFR | HFTD - Distribution - Tier 3 - 1QU CoRE ¦ 5QU LoRE | Non-Red Flag Warning - Catastrophic Fires | Vegetation Contact | Aggregated | 2022 | 1.0701e-06 | 65.8407 | 7.0459e-05 | 2022 | Mitigation | 0.95 | 45 | 0 | esc | 0.00097009 | 1.0381e-09 | 0 | 0 | 0.0028115 | 1.2336e-11 | 0.012705 | 4.61e-07
[120 empty] | 7.3.3.17.5 (Remote Grid) Updates to grid topology to minimize risk of ignition in HFTDs Remote GridWLDFRVegetation ContactAggregated | WLDFR | HFTD - Distribution - Tier 3 - 1QU CoRE ¦ 5QU LoRE | Non-Red Flag Warning - Catastrophic Fires | Vegetation Contact | Aggregated | 2023 | 1.0701e-06 | 65.8407 | 7.0459e-05 | 2023 | Mitigation | 0.95 | 45 | 0 | esc | 0.00097009 | 1.0381e-09 | 0.00097009 | 1.0381e-09 | 0.0028115 | 1.2336e-11 | 0.012705 | 4.61e-07
[120 empty] | 7.3.3.17.5 (Remote Grid) Updates to grid topology to minimize risk of ignition in HFTDs Remote GridWLDFRVegetation ContactAggregated | WLDFR | HFTD - Distribution - Tier 3 - 1QU CoRE ¦ 5QU LoRE | Non-Red Flag Warning - Catastrophic Fires | Vegetation Contact | Aggregated | 2024 | 1.0701e-06 | 65.8407 | 7.0459e-05 | 2024 | Mitigation | 0.95 | 45 | 0 | esc | 0.00097009 | 1.0381e-09 | 0.00097009 | 1.0381e-09 | 0.0028115 | 1.2336e-11 | 0.012705 | 4.61e-07
[120 empty] | 7.3.3.17.5 (Remote Grid) Updates to grid topology to minimize risk of ignition in HFTDs Remote GridWLDFRVegetation ContactAggregated | WLDFR | HFTD - Distribution - Tier 3 - 1QU CoRE ¦ 5QU LoRE | Non-Red Flag Warning - Catastrophic Fires | Vegetation Contact | Aggregated | 2025 | 1.0701e-06 | 65.8407 | 7.0459e-05 | 2025 | Mitigation | 0.95 | 45 | 0 | esc | 0.00097009 | 1.0381e-09 | 0.00097009 | 1.0381e-09 | 0.0028115 | 1.2336e-11 | 0.012705 | 4.61e-07
[120 empty] | 7.3.3.17.5 (Remote Grid) Updates to grid topology to minimize risk of ignition in HFTDs Remote GridWLDFRVegetation ContactAggregated | WLDFR | HFTD - Distribution - Tier 3 - 1QU CoRE ¦ 5QU LoRE | Non-Red Flag Warning - Catastrophic Fires | Vegetation Contact | Aggregated | 2026 | 1.0701e-06 | 65.8407 | 7.0459e-05 | 2026 | Mitigation | 0.95 | 45 | 0 | esc | 0.00097009 | 1.0381e-09 | 0.00097009 | 1.0381e-09 | 0.0028115 | 1.2336e-11 | 0.012705 | 4.61e-07
[120 empty] | 7.3.3.17.5 (Remote Grid) Updates to grid topology to minimize risk of ignition in HFTDs Remote GridWLDFRVegetation ContactAggregated | WLDFR | HFTD - Distribution - Tier 3 - 1QU CoRE ¦ 5QU LoRE | Non-Red Flag Warning - Catastrophic Fires | Vegetation Contact | Aggregated | 2027 | 1.0701e-06 | 65.8407 | 7.0459e-05 | 2027 | Mitigation | 0.95 | 45 | 0 | esc | 0.00097009 | 1.0381e-09 | 0.00097009 | 1.0381e-09 | 0.0028115 | 1.2336e-11 | 0.012705 | 4.61e-07
[120 empty] | 7.3.3.17.5 (Remote Grid) Updates to grid topology to minimize risk of ignition in HFTDs Remote GridWLDFRVegetation ContactAggregated | WLDFR | HFTD - Distribution - Tier 3 - 1QU CoRE ¦ 5QU LoRE | Non-Red Flag Warning - Catastrophic Fires | Vegetation Contact | Aggregated | 2028 | 1.0701e-06 | 65.8407 | 7.0459e-05 | 2028 | Mitigation | 0.95 | 45 | 0 | esc | 0.00097009 | 1.0381e-09 | 0.00097009 | 1.0381e-09 | 0.0028115 | 1.2336e-11 | 0.012705 | 4.61e-07
[120 empty] | 7.3.3.17.5 (Remote Grid) Updates to grid topology to minimize risk of ignition in HFTDs Remote GridWLDFRVegetation ContactAggregated | WLDFR | HFTD - Distribution - Tier 3 - 1QU CoRE ¦ 5QU LoRE | Non-Red Flag Warning - Catastrophic Fires | Vegetation Contact | Aggregated | 2029 | 1.0701e-06 | 65.8407 | 7.0459e-05 | 2029 | Mitigation | 0.95 | 45 | 0 | esc | 0.00097009 | 1.0381e-09 | 0.00097009 | 1.0381e-09 | 0.0028115 | 1.2336e-11 | 0.012705 | 4.61e-07
[120 empty] | 7.3.3.17.5 (Remote Grid) Updates to grid topology to minimize risk of ignition in HFTDs Remote GridWLDFRVegetation ContactAggregated | WLDFR | HFTD - Distribution - Tier 3 - 1QU CoRE ¦ 5QU LoRE | Non-Red Flag Warning - Catastrophic Fires | Vegetation Contact | Aggregated | 2030 | 1.0701e-06 | 65.8407 | 7.0459e-05 | 2030 | Mitigation | 0.95 | 45 | 0 | esc | 0.00097009 | 1.0381e-09 | 0.00097009 | 1.0381e-09 | 0 | 0 | 0.012705 | 4.61e-07
[120 empty] | 7.3.3.17.5 (Remote Grid) Updates to grid topology to minimize risk of ignition in HFTDs Remote GridWLDFRVegetation ContactAggregated | WLDFR | HFTD - Distribution - Tier 3 - 1QU CoRE ¦ 5QU LoRE | Non-Red Flag Warning - Catastrophic Fires | Vegetation Contact | Aggregated | 2031 | 1.0701e-06 | 65.8407 | 7.0459e-05 | 2031 | Mitigation | 0.95 | 45 | 0 | esc | 0.00097009 | 1.0381e-09 | 0.00097009 | 1.0381e-09 | 0.0028115 | 3.0845e-11 | 0.012705 | 4.61e-07
[120 empty] | 7.3.3.17.5 (Remote Grid) Updates to grid topology to minimize risk of ignition in HFTDs Remote GridWLDFRVegetation ContactAggregated | WLDFR | HFTD - Distribution - Tier 3 - 1QU CoRE ¦ 5QU LoRE | Non-Red Flag Warning - Catastrophic Fires | Vegetation Contact | Aggregated | 2032 | 1.0701e-06 | 65.8407 | 7.0459e-05 | 2032 | Mitigation | 0.95 | 45 | 0 | esc | 0.00097009 | 1.0381e-09 | 0.00097009 | 1.0381e-09 | 0.0028115 | 3.0845e-11 | 0.012705 | 4.61e-07
[120 empty] | 7.3.3.17.5 (Remote Grid) Updates to grid topology to minimize risk of ignition in HFTDs Remote GridWLDFRVegetation ContactAggregated | WLDFR | HFTD - Distribution - Tier 3 - 1QU CoRE ¦ 5QU LoRE | Non-Red Flag Warning - Catastrophic Fires | Vegetation Contact | Aggregated | 2033 | 1.0701e-06 | 65.8407 | 7.0459e-05 | 2033 | Mitigation | 0.95 | 45 | 0 | esc | 0.00097009 | 1.0381e-09 | 0.00097009 | 1.0381e-09 | 0.0028115 | 3.0845e-11 | 0.012705 | 4.61e-07
[120 empty] | 7.3.3.17.5 (Remote Grid) Updates to grid topology to minimize risk of ignition in HFTDs Remote GridWLDFRVegetation ContactAggregated | WLDFR | HFTD - Distribution - Tier 3 - 1QU CoRE ¦ 5QU LoRE | Non-Red Flag Warning - Catastrophic Fires | Vegetation Contact | Aggregated | 2034 | 1.0701e-06 | 65.8407 | 7.0459e-05 | 2034 | Mitigation | 0.95 | 45 | 0 | esc | 0.00097009 | 1.0381e-09 | 0.00097009 | 1.0381e-09 | 0.0028115 | 3.0845e-11 | 0 | 0
[120 empty] | 7.3.3.17.5 (Remote Grid) Updates to grid topology to minimize risk of ignition in HFTDs Remote GridWLDFRVegetation ContactAggregated | WLDFR | HFTD - Distribution - Tier 3 - 1QU CoRE ¦ 5QU LoRE | Non-Red Flag Warning - Catastrophic Fires | Vegetation Contact | Aggregated | 2035 | 1.0701e-06 | 65.8407 | 7.0459e-05 | 2035 | Mitigation | 0.95 | 45 | 0 | esc | 0.00097009 | 1.0381e-09 | 0.00097009 | 1.0381e-09 | 0.0028115 | 3.0845e-11 | 0 | 0
[120 empty] | 7.3.3.17.5 (Remote Grid) Updates to grid topology to minimize risk of ignition in HFTDs Remote GridWLDFRVegetation ContactAggregated | WLDFR | HFTD - Distribution - Tier 3 - 1QU CoRE ¦ 5QU LoRE | Non-Red Flag Warning - Catastrophic Fires | Vegetation Contact | Aggregated | 2036 | 1.0701e-06 | 65.8407 | 7.0459e-05 | 2036 | Mitigation | 0.95 | 45 | 0 | esc | 0.00097009 | 1.0381e-09 | 0.00097009 | 1.0381e-09 | 0.0028115 | 3.0845e-11 | 0.01662 | 5.6154e-08
[120 empty] | 7.3.3.17.5 (Remote Grid) Updates to grid topology to minimize risk of ignition in HFTDs Remote GridWLDFRVegetation ContactAggregated | WLDFR | HFTD - Distribution - Tier 3 - 1QU CoRE ¦ 5QU LoRE | Non-Red Flag Warning - Catastrophic Fires | Vegetation Contact | Aggregated | 2037 | 1.0701e-06 | 65.8407 | 7.0459e-05 | 2037 | Mitigation | 0.95 | 45 | 0 | esc | 0.00097009 | 1.0381e-09 | 0.00097009 | 1.0381e-09 | 0.0028115 | 3.0845e-11 | 0.01662 | 5.6154e-08
[120 empty] | 7.3.3.17.5 (Remote Grid) Updates to grid topology to minimize risk of ignition in HFTDs Remote GridWLDFRVegetation ContactAggregated | WLDFR | HFTD - Distribution - Tier 3 - 1QU CoRE ¦ 5QU LoRE | Non-Red Flag Warning - Catastrophic Fires | Vegetation Contact | Aggregated | 2038 | 1.0701e-06 | 65.8407 | 7.0459e-05 | 2038 | Mitigation | 0.95 | 45 | 0 | esc | 0.00097009 | 1.0381e-09 | 0.00097009 | 1.0381e-09 | 0.0028115 | 3.0845e-11 | 0.01662 | 5.6154e-08
[120 empty] | 7.3.3.17.5 (Remote Grid) Updates to grid topology to minimize risk of ignition in HFTDs Remote GridWLDFRVegetation ContactAggregated | WLDFR | HFTD - Distribution - Tier 3 - 1QU CoRE ¦ 5QU LoRE | Non-Red Flag Warning - Catastrophic Fires | Vegetation Contact | Aggregated | 2039 | 1.0701e-06 | 65.8407 | 7.0459e-05 | 2039 | Mitigation | 0.95 | 45 | 0 | esc | 0.00097009 | 1.0381e-09 | 0.00097009 | 1.0381e-09 | 0.0028115 | 3.0845e-11 | 0.01662 | 5.6154e-08
[120 empty] | 7.3.3.17.5 (Remote Grid) Updates to grid topology to minimize risk of ignition in HFTDs Remote GridWLDFRVegetation ContactAggregated | WLDFR | HFTD - Distribution - Tier 3 - 1QU CoRE ¦ 5QU LoRE | Non-Red Flag Warning - Catastrophic Fires | Vegetation Contact | Aggregated | 2040 | 1.0701e-06 | 65.8407 | 7.0459e-05 | 2040 | Mitigation | 0.95 | 45 | 0 | esc | 0.00097009 | 1.0381e-09 | 0.00097009 | 1.0381e-09 | 0.0028115 | 3.0845e-11 | 0.01662 | 5.6154e-08
[120 empty] | 7.3.3.17.5 (Remote Grid) Updates to grid topology to minimize risk of ignition in HFTDs Remote GridWLDFRVegetation ContactAggregated | WLDFR | HFTD - Distribution - Tier 3 - 1QU CoRE ¦ 5QU LoRE | Non-Red Flag Warning - Catastrophic Fires | Vegetation Contact | Aggregated | 2041 | 1.0701e-06 | 65.8407 | 7.0459e-05 | 2041 | Mitigation | 0.95 | 45 | 0 | esc | 0.00097009 | 1.0381e-09 | 0.00097009 | 1.0381e-09 | 0.0028115 | 3.0845e-11 | 0.01662 | 5.6154e-08
[120 empty] | 7.3.3.17.5 (Remote Grid) Updates to grid topology to minimize risk of ignition in HFTDs Remote GridWLDFRVegetation ContactAggregated | WLDFR | HFTD - Distribution - Tier 3 - 1QU CoRE ¦ 5QU LoRE | Non-Red Flag Warning - Catastrophic Fires | Vegetation Contact | Aggregated | 2042 | 1.0701e-06 | 65.8407 | 7.0459e-05 | 2042 | Mitigation | 0.95 | 45 | 0 | esc | 0.00097009 | 1.0381e-09 | 0.00097009 | 1.0381e-09 | 0.0028115 | 3.0845e-11 | 0.01662 | 5.6154e-08
[120 empty] | 7.3.3.17.5 (Remote Grid) Updates to grid topology to minimize risk of ignition in HFTDs Remote GridWLDFRVegetation ContactAggregated | WLDFR | HFTD - Distribution - Tier 3 - 1QU CoRE ¦ 5QU LoRE | Non-Red Flag Warning - Catastrophic Fires | Vegetation Contact | Aggregated | 2043 | 1.0701e-06 | 65.8407 | 7.0459e-05 | 2043 | Mitigation | 0.95 | 45 | 0 | esc | 0.00097009 | 1.0381e-09 | 0.00097009 | 1.0381e-09 | 0.0028115 | 3.0845e-11 | 0.01662 | 5.6154e-08
[120 empty] | 7.3.3.17.5 (Remote Grid) Updates to grid topology to minimize risk of ignition in HFTDs Remote GridWLDFRVegetation ContactAggregated | WLDFR | HFTD - Distribution - Tier 3 - 1QU CoRE ¦ 5QU LoRE | Non-Red Flag Warning - Catastrophic Fires | Vegetation Contact | Aggregated | 2044 | 1.0701e-06 | 65.8407 | 7.0459e-05 | 2044 | Mitigation | 0.95 | 45 | 0 | esc | 0.00097009 | 1.0381e-09 | 0.00097009 | 1.0381e-09 | 0.0028115 | 3.0845e-11 | 0.01662 | 5.6154e-08
[120 empty] | 7.3.3.17.5 (Remote Grid) Updates to grid topology to minimize risk of ignition in HFTDs Remote GridWLDFRVegetation ContactAggregated | WLDFR | HFTD - Distribution - Tier 3 - 1QU CoRE ¦ 5QU LoRE | Non-Red Flag Warning - Catastrophic Fires | Vegetation Contact | Aggregated | 2045 | 1.0701e-06 | 65.8407 | 7.0459e-05 | 2045 | Mitigation | 0.95 | 45 | 0 | esc | 0.00097009 | 1.0381e-09 | 0.00097009 | 1.0381e-09 | 0.0028115 | 3.0845e-11 | 0.01662 | 5.6154e-08
[120 empty] | 7.3.3.17.5 (Remote Grid) Updates to grid topology to minimize risk of ignition in HFTDs Remote GridWLDFRVegetation ContactAggregated | WLDFR | HFTD - Distribution - Tier 3 - 1QU CoRE ¦ 5QU LoRE | Non-Red Flag Warning - Catastrophic Fires | Vegetation Contact | Aggregated | 2046 | 1.0701e-06 | 65.8407 | 7.0459e-05 | 2046 | Mitigation | 0.95 | 45 | 0 | esc | 0.00097009 | 1.0381e-09 | 0.00097009 | 1.0381e-09 | 0.0028115 | 3.0845e-11 | 0.01662 | 5.6154e-08
[120 empty] | 7.3.3.17.5 (Remote Grid) Updates to grid topology to minimize risk of ignition in HFTDs Remote GridWLDFRVegetation ContactAggregated | WLDFR | HFTD - Distribution - Tier 3 - 1QU CoRE ¦ 5QU LoRE | Non-Red Flag Warning - Catastrophic Fires | Vegetation Contact | Aggregated | 2047 | 1.0701e-06 | 65.8407 | 7.0459e-05 | 2047 | Mitigation | 0.95 | 45 | 0 | esc | 0.00097009 | 1.0381e-09 | 0.00097009 | 1.0381e-09 | 0.0028115 | 3.0845e-11 | 0.01662 | 5.6154e-08
[120 empty] | 7.3.3.17.5 (Remote Grid) Updates to grid topology to minimize risk of ignition in HFTDs Remote GridWLDFRVegetation ContactAggregated | WLDFR | HFTD - Distribution - Tier 3 - 1QU CoRE ¦ 5QU LoRE | Non-Red Flag Warning - Catastrophic Fires | Vegetation Contact | Aggregated | 2048 | 1.0701e-06 | 65.8407 | 7.0459e-05 | 2048 | Mitigation | 0.95 | 45 | 0 | esc | 0.00097009 | 1.0381e-09 | 0.00097009 | 1.0381e-09 | 0.0028115 | 3.0845e-11 | 0.01662 | 5.6154e-08
[120 empty] | 7.3.3.17.5 (Remote Grid) Updates to grid topology to minimize risk of ignition in HFTDs Remote GridWLDFRVegetation ContactAggregated | WLDFR | HFTD - Distribution - Tier 3 - 1QU CoRE ¦ 5QU LoRE | Non-Red Flag Warning - Catastrophic Fires | Vegetation Contact | Aggregated | 2049 | 1.0701e-06 | 65.8407 | 7.0459e-05 | 2049 | Mitigation | 0.95 | 45 | 0 | esc | 0.00097009 | 1.0381e-09 | 0.00097009 | 1.0381e-09 | 0.0028115 | 3.0845e-11 | 0.01662 | 5.6154e-08
[120 empty] | 7.3.3.17.5 (Remote Grid) Updates to grid topology to minimize risk of ignition in HFTDs Remote GridWLDFRVegetation ContactAggregated | WLDFR | HFTD - Distribution - Tier 3 - 1QU CoRE ¦ 5QU LoRE | Non-Red Flag Warning - Catastrophic Fires | Vegetation Contact | Aggregated | 2050 | 1.0701e-06 | 65.8407 | 7.0459e-05 | 2050 | Mitigation | 0.95 | 45 | 0 | esc | 0.00097009 | 1.0381e-09 | 0.00097009 | 1.0381e-09 | 0.0028115 | 3.0845e-11 | 0.01662 | 5.6154e-08
[120 empty] | 7.3.3.17.5 (Remote Grid) Updates to grid topology to minimize risk of ignition in HFTDs Remote GridWLDFRVegetation ContactAggregated | WLDFR | HFTD - Distribution - Tier 3 - 1QU CoRE ¦ 5QU LoRE | Non-Red Flag Warning - Catastrophic Fires | Vegetation Contact | Aggregated | 2051 | 1.0701e-06 | 65.8407 | 7.0459e-05 | 2051 | Mitigation | 0.95 | 45 | 0 | esc | 0.00097009 | 1.0381e-09 | 0.00097009 | 1.0381e-09 | 0.0028115 | 3.0845e-11 | 0.01662 | 5.6154e-08
[120 empty] | 7.3.3.17.5 (Remote Grid) Updates to grid topology to minimize risk of ignition in HFTDs Remote GridWLDFRVegetation ContactAggregated | WLDFR | HFTD - Distribution - Tier 3 - 1QU CoRE ¦ 5QU LoRE | Non-Red Flag Warning - Catastrophic Fires | Vegetation Contact | Aggregated | 2052 | 1.0701e-06 | 65.8407 | 7.0459e-05 | 2052 | Mitigation | 0.95 | 45 | 0 | esc | 0.00097009 | 1.0381e-09 | 0.00097009 | 1.0381e-09 | 0.0028115 | 3.0845e-11 | 0.01662 | 5.6154e-08
[120 empty] | 7.3.3.17.5 (Remote Grid) Updates to grid topology to minimize risk of ignition in HFTDs Remote GridWLDFRVegetation ContactAggregated | WLDFR | HFTD - Distribution - Tier 3 - 1QU CoRE ¦ 5QU LoRE | Non-Red Flag Warning - Catastrophic Fires | Vegetation Contact | Aggregated | 2053 | 1.0701e-06 | 65.8407 | 7.0459e-05 | 2053 | Mitigation | 0.95 | 45 | 0 | esc | 0.00097009 | 1.0381e-09 | 0.00097009 | 1.0381e-09 | 0.0028115 | 3.0845e-11 | 0.01662 | 5.6154e-08
[120 empty] | 7.3.3.17.5 (Remote Grid) Updates to grid topology to minimize risk of ignition in HFTDs Remote GridWLDFRVegetation ContactAggregated | WLDFR | HFTD - Distribution - Tier 3 - 1QU CoRE ¦ 5QU LoRE | Non-Red Flag Warning - Catastrophic Fires | Vegetation Contact | Aggregated | 2054 | 1.0701e-06 | 65.8407 | 7.0459e-05 | 2054 | Mitigation | 0.95 | 45 | 0 | esc | 0.00097009 | 1.0381e-09 | 0.00097009 | 1.0381e-09 | 0.0028115 | 3.0845e-11 | 0.01662 | 5.6154e-08
[120 empty] | 7.3.3.17.5 (Remote Grid) Updates to grid topology to minimize risk of ignition in HFTDs Remote GridWLDFRVegetation ContactAggregated | WLDFR | HFTD - Distribution - Tier 3 - 1QU CoRE ¦ 5QU LoRE | Non-Red Flag Warning - Catastrophic Fires | Vegetation Contact | Aggregated | 2055 | 1.0701e-06 | 65.8407 | 7.0459e-05 | 2055 | Mitigation | 0.95 | 45 | 0 | esc | 0.00097009 | 1.0381e-09 | 0.00097009 | 1.0381e-09 | 0.0028115 | 3.0845e-11 | 0.01662 | 5.6154e-08
[120 empty] | 7.3.3.17.5 (Remote Grid) Updates to grid topology to minimize risk of ignition in HFTDs Remote GridWLDFRVegetation ContactAggregated | WLDFR | HFTD - Distribution - Tier 3 - 1QU CoRE ¦ 5QU LoRE | Non-Red Flag Warning - Catastrophic Fires | Vegetation Contact | Aggregated | 2056 | 1.0701e-06 | 65.8407 | 7.0459e-05 | 2056 | Mitigation | 0.95 | 45 | 0 | esc | 0.00097009 | 1.0381e-09 | 0.00097009 | 1.0381e-09 | 0.0028115 | 3.0845e-11 | 0.01662 | 5.6154e-08
[120 empty] | 7.3.3.17.5 (Remote Grid) Updates to grid topology to minimize risk of ignition in HFTDs Remote GridWLDFRVegetation ContactAggregated | WLDFR | HFTD - Distribution - Tier 3 - 1QU CoRE ¦ 5QU LoRE | Non-Red Flag Warning - Catastrophic Fires | Vegetation Contact | Aggregated | 2057 | 1.0701e-06 | 65.8407 | 7.0459e-05 | 2057 | Mitigation | 0.95 | 45 | 0 | esc | 0.00097009 | 1.0381e-09 | 0.00097009 | 1.0381e-09 | 0.0028115 | 3.0845e-11 | 0.01662 | 5.6154e-08
[120 empty] | 7.3.3.17.5 (Remote Grid) Updates to grid topology to minimize risk of ignition in HFTDs Remote GridWLDFRVegetation ContactAggregated | WLDFR | HFTD - Distribution - Tier 3 - 1QU CoRE ¦ 5QU LoRE | Non-Red Flag Warning - Catastrophic Fires | Vegetation Contact | Aggregated | 2058 | 1.0701e-06 | 65.8407 | 7.0459e-05 | 2058 | Mitigation | 0.95 | 45 | 0 | esc | 0.00097009 | 1.0381e-09 | 0.00097009 | 1.0381e-09 | 0.0028115 | 3.0845e-11 | 0.01662 | 5.6154e-08
[120 empty] | 7.3.3.17.5 (Remote Grid) Updates to grid topology to minimize risk of ignition in HFTDs Remote GridWLDFRVegetation ContactAggregated | WLDFR | HFTD - Distribution - Tier 3 - 1QU CoRE ¦ 5QU LoRE | Non-Red Flag Warning - Catastrophic Fires | Vegetation Contact | Aggregated | 2059 | 1.0701e-06 | 65.8407 | 7.0459e-05 | 2059 | Mitigation | 0.95 | 45 | 0 | esc | 0.00097009 | 1.0381e-09 | 0.00097009 | 1.0381e-09 | 0.0028115 | 3.0845e-11 | 0.01662 | 5.6154e-08
[120 empty] | 7.3.3.17.5 (Remote Grid) Updates to grid topology to minimize risk of ignition in HFTDs Remote GridWLDFRVegetation ContactAggregated | WLDFR | HFTD - Distribution - Tier 3 - 1QU CoRE ¦ 5QU LoRE | Non-Red Flag Warning - Catastrophic Fires | Vegetation Contact | Aggregated | 2060 | 1.0701e-06 | 65.8407 | 7.0459e-05 | 2060 | Mitigation | 0.95 | 45 | 0 | esc | 0.00097009 | 1.0381e-09 | 0.00097009 | 1.0381e-09 | 0.0028115 | 3.0845e-11 | 0.01662 | 5.6154e-08
[120 empty] | 7.3.3.17.5 (Remote Grid) Updates to grid topology to minimize risk of ignition in HFTDs Remote GridWLDFRVegetation ContactAggregated | WLDFR | HFTD - Distribution - Tier 3 - 1QU CoRE ¦ 5QU LoRE | Non-Red Flag Warning - Catastrophic Fires | Vegetation Contact | Aggregated | 2061 | 1.0701e-06 | 65.8407 | 7.0459e-05 | 2061 | Mitigation | 0.95 | 45 | 0 | esc | 0.00097009 | 1.0381e-09 | 0.00097009 | 1.0381e-09 | 0.0028115 | 3.0845e-11 | 0.01662 | 5.6154e-08
[120 empty] | 7.3.3.17.5 (Remote Grid) Updates to grid topology to minimize risk of ignition in HFTDs Remote GridWLDFRVegetation ContactAggregated | WLDFR | HFTD - Distribution - Tier 3 - 1QU CoRE ¦ 5QU LoRE | Non-Red Flag Warning - Catastrophic Fires | Vegetation Contact | Aggregated | 2062 | 1.0701e-06 | 65.8407 | 7.0459e-05 | 2062 | Mitigation | 0.95 | 45 | 0 | esc | 0.00097009 | 1.0381e-09 | 0.00097009 | 1.0381e-09 | 0.0028115 | 3.0845e-11 | 0.01662 | 5.6154e-08
[120 empty] | 7.3.3.17.5 (Remote Grid) Updates to grid topology to minimize risk of ignition in HFTDs Remote GridWLDFRVegetation ContactAggregated | WLDFR | HFTD - Distribution - Tier 3 - 1QU CoRE ¦ 5QU LoRE | Non-Red Flag Warning - Catastrophic Fires | Vegetation Contact | Aggregated | 2063 | 1.0701e-06 | 65.8407 | 7.0459e-05 | 2063 | Mitigation | 0.95 | 45 | 0 | esc | 0.00097009 | 1.0381e-09 | 0.00097009 | 1.0381e-09 | 0.0028115 | 3.0845e-11 | 0.01662 | 5.6154e-08
[120 empty] | 7.3.3.17.5 (Remote Grid) Updates to grid topology to minimize risk of ignition in HFTDs Remote GridWLDFRVegetation ContactAggregated | WLDFR | HFTD - Distribution - Tier 3 - 1QU CoRE ¦ 5QU LoRE | Non-Red Flag Warning - Catastrophic Fires | Vegetation Contact | Aggregated | 2064 | 1.0701e-06 | 65.8407 | 7.0459e-05 | 2064 | Mitigation | 0.95 | 45 | 0 | esc | 0.00097009 | 1.0381e-09 | 0.00097009 | 1.0381e-09 | 0.0028115 | 3.0845e-11 | 0.01662 | 5.6154e-08
[120 empty] | 7.3.3.17.5 (Remote Grid) Updates to grid topology to minimize risk of ignition in HFTDs Remote GridWLDFRVegetation ContactAggregated | WLDFR | HFTD - Distribution - Tier 3 - 1QU CoRE ¦ 5QU LoRE | Non-Red Flag Warning - Catastrophic Fires | Vegetation Contact | Aggregated | 2065 | 1.0701e-06 | 65.8407 | 7.0459e-05 | 2065 | Mitigation | 0.95 | 45 | 0 | esc | 0.00097009 | 1.0381e-09 | 0.00097009 | 1.0381e-09 | 0.0028115 | 3.0845e-11 | 0.01662 | 5.6154e-08
[120 empty] | 7.3.3.17.5 (Remote Grid) Updates to grid topology to minimize risk of ignition in HFTDs Remote GridWLDFRVegetation ContactAggregated | WLDFR | HFTD - Distribution - Tier 3 - 1QU CoRE ¦ 5QU LoRE | Non-Red Flag Warning - Catastrophic Fires | Vegetation Contact | Aggregated | 2066 | 1.0701e-06 | 65.8407 | 7.0459e-05 | 2066 | Mitigation | 0.95 | 45 | 0 | esc | 0.00097009 | 1.0381e-09 | 0.00097009 | 1.0381e-09 | 0.0028115 | 3.0845e-11 | 0 | 0
[120 empty] | 7.3.3.17.5 (Remote Grid) Updates to grid topology to minimize risk of ignition in HFTDs Remote GridWLDFRVegetation ContactAggregated | WLDFR | HFTD - Distribution - Tier 3 - 1QU CoRE ¦ 5QU LoRE | Non-Red Flag Warning - Catastrophic Fires | Vegetation Contact | Aggregated | 2067 | 1.0701e-06 | 65.8407 | 7.0459e-05 | 2067 | Mitigation | 0.95 | 45 | 0 | esc | 0 | 0 | 0.00097009 | 1.0381e-09 | 0.0028115 | 3.0845e-11 | 0 | 0
[120 empty] | 7.3.3.17.5 (Remote Grid) Updates to grid topology to minimize risk of ignition in HFTDs Remote GridWLDFRWire-to-wire contactAggregated | WLDFR | HFTD - Distribution - Tier 3 - 1QU CoRE ¦ 5QU LoRE | Non-Red Flag Warning - Catastrophic Fires | Wire-to-wire contact | Aggregated | 2022 | 2.0785e-07 | 65.8407 | 1.3685e-05 | 2022 | Mitigation | 0.95 | 45 | 0 | esc | 0.00097009 | 2.0163e-10 | 0 | 0 | 0.0028115 | 3.0845e-11 | 0.0080352 | 1.8087e-06
[120 empty] | 7.3.3.17.5 (Remote Grid) Updates to grid topology to minimize risk of ignition in HFTDs Remote GridWLDFRWire-to-wire contactAggregated | WLDFR | HFTD - Distribution - Tier 3 - 1QU CoRE ¦ 5QU LoRE | Non-Red Flag Warning - Catastrophic Fires | Wire-to-wire contact | Aggregated | 2023 | 2.0785e-07 | 65.8407 | 1.3685e-05 | 2023 | Mitigation | 0.95 | 45 | 0 | esc | 0.00097009 | 2.0163e-10 | 0.00097009 | 2.0163e-10 | 0.0028115 | 3.0845e-11 | 0.0080352 | 1.8087e-06
[120 empty] | 7.3.3.17.5 (Remote Grid) Updates to grid topology to minimize risk of ignition in HFTDs Remote GridWLDFRWire-to-wire contactAggregated | WLDFR | HFTD - Distribution - Tier 3 - 1QU CoRE ¦ 5QU LoRE | Non-Red Flag Warning - Catastrophic Fires | Wire-to-wire contact | Aggregated | 2024 | 2.0785e-07 | 65.8407 | 1.3685e-05 | 2024 | Mitigation | 0.95 | 45 | 0 | esc | 0.00097009 | 2.0163e-10 | 0.00097009 | 2.0163e-10 | 0.0028115 | 3.0845e-11 | 0.0080352 | 1.8087e-06
[120 empty] | 7.3.3.17.5 (Remote Grid) Updates to grid topology to minimize risk of ignition in HFTDs Remote GridWLDFRWire-to-wire contactAggregated | WLDFR | HFTD - Distribution - Tier 3 - 1QU CoRE ¦ 5QU LoRE | Non-Red Flag Warning - Catastrophic Fires | Wire-to-wire contact | Aggregated | 2025 | 2.0785e-07 | 65.8407 | 1.3685e-05 | 2025 | Mitigation | 0.95 | 45 | 0 | esc | 0.00097009 | 2.0163e-10 | 0.00097009 | 2.0163e-10 | 0.0028115 | 3.0845e-11 | 0.0080352 | 1.8087e-06
[120 empty] | 7.3.3.17.5 (Remote Grid) Updates to grid topology to minimize risk of ignition in HFTDs Remote GridWLDFRWire-to-wire contactAggregated | WLDFR | HFTD - Distribution - Tier 3 - 1QU CoRE ¦ 5QU LoRE | Non-Red Flag Warning - Catastrophic Fires | Wire-to-wire contact | Aggregated | 2026 | 2.0785e-07 | 65.8407 | 1.3685e-05 | 2026 | Mitigation | 0.95 | 45 | 0 | esc | 0.00097009 | 2.0163e-10 | 0.00097009 | 2.0163e-10 | 0.0028115 | 3.0845e-11 | 0.0080352 | 1.8087e-06
[120 empty] | 7.3.3.17.5 (Remote Grid) Updates to grid topology to minimize risk of ignition in HFTDs Remote GridWLDFRWire-to-wire contactAggregated | WLDFR | HFTD - Distribution - Tier 3 - 1QU CoRE ¦ 5QU LoRE | Non-Red Flag Warning - Catastrophic Fires | Wire-to-wire contact | Aggregated | 2027 | 2.0785e-07 | 65.8407 | 1.3685e-05 | 2027 | Mitigation | 0.95 | 45 | 0 | esc | 0.00097009 | 2.0163e-10 | 0.00097009 | 2.0163e-10 | 0.0028115 | 3.0845e-11 | 0.0080352 | 1.8087e-06
[120 empty] | 7.3.3.17.5 (Remote Grid) Updates to grid topology to minimize risk of ignition in HFTDs Remote GridWLDFRWire-to-wire contactAggregated | WLDFR | HFTD - Distribution - Tier 3 - 1QU CoRE ¦ 5QU LoRE | Non-Red Flag Warning - Catastrophic Fires | Wire-to-wire contact | Aggregated | 2028 | 2.0785e-07 | 65.8407 | 1.3685e-05 | 2028 | Mitigation | 0.95 | 45 | 0 | esc | 0.00097009 | 2.0163e-10 | 0.00097009 | 2.0163e-10 | 0.0028115 | 3.0845e-11 | 0.0080352 | 1.8087e-06
[120 empty] | 7.3.3.17.5 (Remote Grid) Updates to grid topology to minimize risk of ignition in HFTDs Remote GridWLDFRWire-to-wire contactAggregated | WLDFR | HFTD - Distribution - Tier 3 - 1QU CoRE ¦ 5QU LoRE | Non-Red Flag Warning - Catastrophic Fires | Wire-to-wire contact | Aggregated | 2029 | 2.0785e-07 | 65.8407 | 1.3685e-05 | 2029 | Mitigation | 0.95 | 45 | 0 | esc | 0.00097009 | 2.0163e-10 | 0.00097009 | 2.0163e-10 | 0.0028115 | 3.0845e-11 | 0.0080352 | 1.8087e-06
[120 empty] | 7.3.3.17.5 (Remote Grid) Updates to grid topology to minimize risk of ignition in HFTDs Remote GridWLDFRWire-to-wire contactAggregated | WLDFR | HFTD - Distribution - Tier 3 - 1QU CoRE ¦ 5QU LoRE | Non-Red Flag Warning - Catastrophic Fires | Wire-to-wire contact | Aggregated | 2030 | 2.0785e-07 | 65.8407 | 1.3685e-05 | 2030 | Mitigation | 0.95 | 45 | 0 | esc | 0.00097009 | 2.0163e-10 | 0.00097009 | 2.0163e-10 | 0.0028115 | 3.0845e-11 | 0.0080352 | 1.8087e-06
[120 empty] | 7.3.3.17.5 (Remote Grid) Updates to grid topology to minimize risk of ignition in HFTDs Remote GridWLDFRWire-to-wire contactAggregated | WLDFR | HFTD - Distribution - Tier 3 - 1QU CoRE ¦ 5QU LoRE | Non-Red Flag Warning - Catastrophic Fires | Wire-to-wire contact | Aggregated | 2031 | 2.0785e-07 | 65.8407 | 1.3685e-05 | 2031 | Mitigation | 0.95 | 45 | 0 | esc | 0.00097009 | 2.0163e-10 | 0.00097009 | 2.0163e-10 | 0.0028115 | 3.0845e-11 | 0.0080352 | 1.8087e-06
[120 empty] | 7.3.3.17.5 (Remote Grid) Updates to grid topology to minimize risk of ignition in HFTDs Remote GridWLDFRWire-to-wire contactAggregated | WLDFR | HFTD - Distribution - Tier 3 - 1QU CoRE ¦ 5QU LoRE | Non-Red Flag Warning - Catastrophic Fires | Wire-to-wire contact | Aggregated | 2032 | 2.0785e-07 | 65.8407 | 1.3685e-05 | 2032 | Mitigation | 0.95 | 45 | 0 | esc | 0.00097009 | 2.0163e-10 | 0.00097009 | 2.0163e-10 | 0.0028115 | 3.0845e-11 | 0.0080352 | 1.8087e-06
[120 empty] | 7.3.3.17.5 (Remote Grid) Updates to grid topology to minimize risk of ignition in HFTDs Remote GridWLDFRWire-to-wire contactAggregated | WLDFR | HFTD - Distribution - Tier 3 - 1QU CoRE ¦ 5QU LoRE | Non-Red Flag Warning - Catastrophic Fires | Wire-to-wire contact | Aggregated | 2033 | 2.0785e-07 | 65.8407 | 1.3685e-05 | 2033 | Mitigation | 0.95 | 45 | 0 | esc | 0.00097009 | 2.0163e-10 | 0.00097009 | 2.0163e-10 | 0.0028115 | 3.0845e-11 | 0.0080352 | 1.8087e-06
[120 empty] | 7.3.3.17.5 (Remote Grid) Updates to grid topology to minimize risk of ignition in HFTDs Remote GridWLDFRWire-to-wire contactAggregated | WLDFR | HFTD - Distribution - Tier 3 - 1QU CoRE ¦ 5QU LoRE | Non-Red Flag Warning - Catastrophic Fires | Wire-to-wire contact | Aggregated | 2034 | 2.0785e-07 | 65.8407 | 1.3685e-05 | 2034 | Mitigation | 0.95 | 45 | 0 | esc | 0.00097009 | 2.0163e-10 | 0.00097009 | 2.0163e-10 | 0 | 0 | 0.0080352 | 1.8087e-06
[120 empty] | 7.3.3.17.5 (Remote Grid) Updates to grid topology to minimize risk of ignition in HFTDs Remote GridWLDFRWire-to-wire contactAggregated | WLDFR | HFTD - Distribution - Tier 3 - 1QU CoRE ¦ 5QU LoRE | Non-Red Flag Warning - Catastrophic Fires | Wire-to-wire contact | Aggregated | 2035 | 2.0785e-07 | 65.8407 | 1.3685e-05 | 2035 | Mitigation | 0.95 | 45 | 0 | esc | 0.00097009 | 2.0163e-10 | 0.00097009 | 2.0163e-10 | 0.0028115 | 1.0668e-10 | 0.0080352 | 1.8087e-06
[120 empty] | 7.3.3.17.5 (Remote Grid) Updates to grid topology to minimize risk of ignition in HFTDs Remote GridWLDFRWire-to-wire contactAggregated | WLDFR | HFTD - Distribution - Tier 3 - 1QU CoRE ¦ 5QU LoRE | Non-Red Flag Warning - Catastrophic Fires | Wire-to-wire contact | Aggregated | 2036 | 2.0785e-07 | 65.8407 | 1.3685e-05 | 2036 | Mitigation | 0.95 | 45 | 0 | esc | 0.00097009 | 2.0163e-10 | 0.00097009 | 2.0163e-10 | 0.0028115 | 1.0668e-10 | 0.0080352 | 1.8087e-06
[120 empty] | 7.3.3.17.5 (Remote Grid) Updates to grid topology to minimize risk of ignition in HFTDs Remote GridWLDFRWire-to-wire contactAggregated | WLDFR | HFTD - Distribution - Tier 3 - 1QU CoRE ¦ 5QU LoRE | Non-Red Flag Warning - Catastrophic Fires | Wire-to-wire contact | Aggregated | 2037 | 2.0785e-07 | 65.8407 | 1.3685e-05 | 2037 | Mitigation | 0.95 | 45 | 0 | esc | 0.00097009 | 2.0163e-10 | 0.00097009 | 2.0163e-10 | 0.0028115 | 1.0668e-10 | 0.0080352 | 1.8087e-06
[120 empty] | 7.3.3.17.5 (Remote Grid) Updates to grid topology to minimize risk of ignition in HFTDs Remote GridWLDFRWire-to-wire contactAggregated | WLDFR | HFTD - Distribution - Tier 3 - 1QU CoRE ¦ 5QU LoRE | Non-Red Flag Warning - Catastrophic Fires | Wire-to-wire contact | Aggregated | 2038 | 2.0785e-07 | 65.8407 | 1.3685e-05 | 2038 | Mitigation | 0.95 | 45 | 0 | esc | 0.00097009 | 2.0163e-10 | 0.00097009 | 2.0163e-10 | 0.0028115 | 1.0668e-10 | 0.0080352 | 1.8087e-06
[120 empty] | 7.3.3.17.5 (Remote Grid) Updates to grid topology to minimize risk of ignition in HFTDs Remote GridWLDFRWire-to-wire contactAggregated | WLDFR | HFTD - Distribution - Tier 3 - 1QU CoRE ¦ 5QU LoRE | Non-Red Flag Warning - Catastrophic Fires | Wire-to-wire contact | Aggregated | 2039 | 2.0785e-07 | 65.8407 | 1.3685e-05 | 2039 | Mitigation | 0.95 | 45 | 0 | esc | 0.00097009 | 2.0163e-10 | 0.00097009 | 2.0163e-10 | 0.0028115 | 1.0668e-10 | 0.0080352 | 1.8087e-06
[120 empty] | 7.3.3.17.5 (Remote Grid) Updates to grid topology to minimize risk of ignition in HFTDs Remote GridWLDFRWire-to-wire contactAggregated | WLDFR | HFTD - Distribution - Tier 3 - 1QU CoRE ¦ 5QU LoRE | Non-Red Flag Warning - Catastrophic Fires | Wire-to-wire contact | Aggregated | 2040 | 2.0785e-07 | 65.8407 | 1.3685e-05 | 2040 | Mitigation | 0.95 | 45 | 0 | esc | 0.00097009 | 2.0163e-10 | 0.00097009 | 2.0163e-10 | 0.0028115 | 1.0668e-10 | 0.0080352 | 1.8087e-06
[120 empty] | 7.3.3.17.5 (Remote Grid) Updates to grid topology to minimize risk of ignition in HFTDs Remote GridWLDFRWire-to-wire contactAggregated | WLDFR | HFTD - Distribution - Tier 3 - 1QU CoRE ¦ 5QU LoRE | Non-Red Flag Warning - Catastrophic Fires | Wire-to-wire contact | Aggregated | 2041 | 2.0785e-07 | 65.8407 | 1.3685e-05 | 2041 | Mitigation | 0.95 | 45 | 0 | esc | 0.00097009 | 2.0163e-10 | 0.00097009 | 2.0163e-10 | 0.0028115 | 1.0668e-10 | 0.0080352 | 1.8087e-06
[120 empty] | 7.3.3.17.5 (Remote Grid) Updates to grid topology to minimize risk of ignition in HFTDs Remote GridWLDFRWire-to-wire contactAggregated | WLDFR | HFTD - Distribution - Tier 3 - 1QU CoRE ¦ 5QU LoRE | Non-Red Flag Warning - Catastrophic Fires | Wire-to-wire contact | Aggregated | 2042 | 2.0785e-07 | 65.8407 | 1.3685e-05 | 2042 | Mitigation | 0.95 | 45 | 0 | esc | 0.00097009 | 2.0163e-10 | 0.00097009 | 2.0163e-10 | 0.0028115 | 1.0668e-10 | 0.0080352 | 1.8087e-06
[120 empty] | 7.3.3.17.5 (Remote Grid) Updates to grid topology to minimize risk of ignition in HFTDs Remote GridWLDFRWire-to-wire contactAggregated | WLDFR | HFTD - Distribution - Tier 3 - 1QU CoRE ¦ 5QU LoRE | Non-Red Flag Warning - Catastrophic Fires | Wire-to-wire contact | Aggregated | 2043 | 2.0785e-07 | 65.8407 | 1.3685e-05 | 2043 | Mitigation | 0.95 | 45 | 0 | esc | 0.00097009 | 2.0163e-10 | 0.00097009 | 2.0163e-10 | 0.0028115 | 1.0668e-10 | 0.0080352 | 1.8087e-06
[120 empty] | 7.3.3.17.5 (Remote Grid) Updates to grid topology to minimize risk of ignition in HFTDs Remote GridWLDFRWire-to-wire contactAggregated | WLDFR | HFTD - Distribution - Tier 3 - 1QU CoRE ¦ 5QU LoRE | Non-Red Flag Warning - Catastrophic Fires | Wire-to-wire contact | Aggregated | 2044 | 2.0785e-07 | 65.8407 | 1.3685e-05 | 2044 | Mitigation | 0.95 | 45 | 0 | esc | 0.00097009 | 2.0163e-10 | 0.00097009 | 2.0163e-10 | 0.0028115 | 1.0668e-10 | 0.0080352 | 1.8087e-06
[120 empty] | 7.3.3.17.5 (Remote Grid) Updates to grid topology to minimize risk of ignition in HFTDs Remote GridWLDFRWire-to-wire contactAggregated | WLDFR | HFTD - Distribution - Tier 3 - 1QU CoRE ¦ 5QU LoRE | Non-Red Flag Warning - Catastrophic Fires | Wire-to-wire contact | Aggregated | 2045 | 2.0785e-07 | 65.8407 | 1.3685e-05 | 2045 | Mitigation | 0.95 | 45 | 0 | esc | 0.00097009 | 2.0163e-10 | 0.00097009 | 2.0163e-10 | 0.0028115 | 1.0668e-10 | 0.0080352 | 1.8087e-06
[120 empty] | 7.3.3.17.5 (Remote Grid) Updates to grid topology to minimize risk of ignition in HFTDs Remote GridWLDFRWire-to-wire contactAggregated | WLDFR | HFTD - Distribution - Tier 3 - 1QU CoRE ¦ 5QU LoRE | Non-Red Flag Warning - Catastrophic Fires | Wire-to-wire contact | Aggregated | 2046 | 2.0785e-07 | 65.8407 | 1.3685e-05 | 2046 | Mitigation | 0.95 | 45 | 0 | esc | 0.00097009 | 2.0163e-10 | 0.00097009 | 2.0163e-10 | 0.0028115 | 1.0668e-10 | 0.0080352 | 1.8087e-06
[120 empty] | 7.3.3.17.5 (Remote Grid) Updates to grid topology to minimize risk of ignition in HFTDs Remote GridWLDFRWire-to-wire contactAggregated | WLDFR | HFTD - Distribution - Tier 3 - 1QU CoRE ¦ 5QU LoRE | Non-Red Flag Warning - Catastrophic Fires | Wire-to-wire contact | Aggregated | 2047 | 2.0785e-07 | 65.8407 | 1.3685e-05 | 2047 | Mitigation | 0.95 | 45 | 0 | esc | 0.00097009 | 2.0163e-10 | 0.00097009 | 2.0163e-10 | 0.0028115 | 1.0668e-10 | 0.0080352 | 1.8087e-06
[120 empty] | 7.3.3.17.5 (Remote Grid) Updates to grid topology to minimize risk of ignition in HFTDs Remote GridWLDFRWire-to-wire contactAggregated | WLDFR | HFTD - Distribution - Tier 3 - 1QU CoRE ¦ 5QU LoRE | Non-Red Flag Warning - Catastrophic Fires | Wire-to-wire contact | Aggregated | 2048 | 2.0785e-07 | 65.8407 | 1.3685e-05 | 2048 | Mitigation | 0.95 | 45 | 0 | esc | 0.00097009 | 2.0163e-10 | 0.00097009 | 2.0163e-10 | 0.0028115 | 1.0668e-10 | 0.0080352 | 1.8087e-06
[120 empty] | 7.3.3.17.5 (Remote Grid) Updates to grid topology to minimize risk of ignition in HFTDs Remote GridWLDFRWire-to-wire contactAggregated | WLDFR | HFTD - Distribution - Tier 3 - 1QU CoRE ¦ 5QU LoRE | Non-Red Flag Warning - Catastrophic Fires | Wire-to-wire contact | Aggregated | 2049 | 2.0785e-07 | 65.8407 | 1.3685e-05 | 2049 | Mitigation | 0.95 | 45 | 0 | esc | 0.00097009 | 2.0163e-10 | 0.00097009 | 2.0163e-10 | 0.0028115 | 1.0668e-10 | 0.0080352 | 1.8087e-06
[120 empty] | 7.3.3.17.5 (Remote Grid) Updates to grid topology to minimize risk of ignition in HFTDs Remote GridWLDFRWire-to-wire contactAggregated | WLDFR | HFTD - Distribution - Tier 3 - 1QU CoRE ¦ 5QU LoRE | Non-Red Flag Warning - Catastrophic Fires | Wire-to-wire contact | Aggregated | 2050 | 2.0785e-07 | 65.8407 | 1.3685e-05 | 2050 | Mitigation | 0.95 | 45 | 0 | esc | 0.00097009 | 2.0163e-10 | 0.00097009 | 2.0163e-10 | 0.0028115 | 1.0668e-10 | 0.0080352 | 1.8087e-06
[120 empty] | 7.3.3.17.5 (Remote Grid) Updates to grid topology to minimize risk of ignition in HFTDs Remote GridWLDFRWire-to-wire contactAggregated | WLDFR | HFTD - Distribution - Tier 3 - 1QU CoRE ¦ 5QU LoRE | Non-Red Flag Warning - Catastrophic Fires | Wire-to-wire contact | Aggregated | 2051 | 2.0785e-07 | 65.8407 | 1.3685e-05 | 2051 | Mitigation | 0.95 | 45 | 0 | esc | 0.00097009 | 2.0163e-10 | 0.00097009 | 2.0163e-10 | 0.0028115 | 1.0668e-10 | 0.0080352 | 1.8087e-06
[120 empty] | 7.3.3.17.5 (Remote Grid) Updates to grid topology to minimize risk of ignition in HFTDs Remote GridWLDFRWire-to-wire contactAggregated | WLDFR | HFTD - Distribution - Tier 3 - 1QU CoRE ¦ 5QU LoRE | Non-Red Flag Warning - Catastrophic Fires | Wire-to-wire contact | Aggregated | 2052 | 2.0785e-07 | 65.8407 | 1.3685e-05 | 2052 | Mitigation | 0.95 | 45 | 0 | esc | 0.00097009 | 2.0163e-10 | 0.00097009 | 2.0163e-10 | 0.0028115 | 1.0668e-10 | 0 | 0
[120 empty] | 7.3.3.17.5 (Remote Grid) Updates to grid topology to minimize risk of ignition in HFTDs Remote GridWLDFRWire-to-wire contactAggregated | WLDFR | HFTD - Distribution - Tier 3 - 1QU CoRE ¦ 5QU LoRE | Non-Red Flag Warning - Catastrophic Fires | Wire-to-wire contact | Aggregated | 2053 | 2.0785e-07 | 65.8407 | 1.3685e-05 | 2053 | Mitigation | 0.95 | 45 | 0 | esc | 0.00097009 | 2.0163e-10 | 0.00097009 | 2.0163e-10 | 0.0028115 | 1.0668e-10 | 0 | 0
[120 empty] | 7.3.3.17.5 (Remote Grid) Updates to grid topology to minimize risk of ignition in HFTDs Remote GridWLDFRWire-to-wire contactAggregated | WLDFR | HFTD - Distribution - Tier 3 - 1QU CoRE ¦ 5QU LoRE | Non-Red Flag Warning - Catastrophic Fires | Wire-to-wire contact | Aggregated | 2054 | 2.0785e-07 | 65.8407 | 1.3685e-05 | 2054 | Mitigation | 0.95 | 45 | 0 | esc | 0.00097009 | 2.0163e-10 | 0.00097009 | 2.0163e-10 | 0.0028115 | 1.0668e-10 | 0.010315 | 7.7858e-07
[120 empty] | 7.3.3.17.5 (Remote Grid) Updates to grid topology to minimize risk of ignition in HFTDs Remote GridWLDFRWire-to-wire contactAggregated | WLDFR | HFTD - Distribution - Tier 3 - 1QU CoRE ¦ 5QU LoRE | Non-Red Flag Warning - Catastrophic Fires | Wire-to-wire contact | Aggregated | 2055 | 2.0785e-07 | 65.8407 | 1.3685e-05 | 2055 | Mitigation | 0.95 | 45 | 0 | esc | 0.00097009 | 2.0163e-10 | 0.00097009 | 2.0163e-10 | 0.0028115 | 1.0668e-10 | 0.010315 | 7.7858e-07
[120 empty] | 7.3.3.17.5 (Remote Grid) Updates to grid topology to minimize risk of ignition in HFTDs Remote GridWLDFRWire-to-wire contactAggregated | WLDFR | HFTD - Distribution - Tier 3 - 1QU CoRE ¦ 5QU LoRE | Non-Red Flag Warning - Catastrophic Fires | Wire-to-wire contact | Aggregated | 2056 | 2.0785e-07 | 65.8407 | 1.3685e-05 | 2056 | Mitigation | 0.95 | 45 | 0 | esc | 0.00097009 | 2.0163e-10 | 0.00097009 | 2.0163e-10 | 0.0028115 | 1.0668e-10 | 0.010315 | 7.7858e-07
[120 empty] | 7.3.3.17.5 (Remote Grid) Updates to grid topology to minimize risk of ignition in HFTDs Remote GridWLDFRWire-to-wire contactAggregated | WLDFR | HFTD - Distribution - Tier 3 - 1QU CoRE ¦ 5QU LoRE | Non-Red Flag Warning - Catastrophic Fires | Wire-to-wire contact | Aggregated | 2057 | 2.0785e-07 | 65.8407 | 1.3685e-05 | 2057 | Mitigation | 0.95 | 45 | 0 | esc | 0.00097009 | 2.0163e-10 | 0.00097009 | 2.0163e-10 | 0.0028115 | 1.0668e-10 | 0.010315 | 7.7858e-07
[120 empty] | 7.3.3.17.5 (Remote Grid) Updates to grid topology to minimize risk of ignition in HFTDs Remote GridWLDFRWire-to-wire contactAggregated | WLDFR | HFTD - Distribution - Tier 3 - 1QU CoRE ¦ 5QU LoRE | Non-Red Flag Warning - Catastrophic Fires | Wire-to-wire contact | Aggregated | 2058 | 2.0785e-07 | 65.8407 | 1.3685e-05 | 2058 | Mitigation | 0.95 | 45 | 0 | esc | 0.00097009 | 2.0163e-10 | 0.00097009 | 2.0163e-10 | 0.0028115 | 1.0668e-10 | 0.010315 | 7.7858e-07
[120 empty] | 7.3.3.17.5 (Remote Grid) Updates to grid topology to minimize risk of ignition in HFTDs Remote GridWLDFRWire-to-wire contactAggregated | WLDFR | HFTD - Distribution - Tier 3 - 1QU CoRE ¦ 5QU LoRE | Non-Red Flag Warning - Catastrophic Fires | Wire-to-wire contact | Aggregated | 2059 | 2.0785e-07 | 65.8407 | 1.3685e-05 | 2059 | Mitigation | 0.95 | 45 | 0 | esc | 0.00097009 | 2.0163e-10 | 0.00097009 | 2.0163e-10 | 0.0028115 | 1.0668e-10 | 0.010315 | 7.7858e-07
[120 empty] | 7.3.3.17.5 (Remote Grid) Updates to grid topology to minimize risk of ignition in HFTDs Remote GridWLDFRWire-to-wire contactAggregated | WLDFR | HFTD - Distribution - Tier 3 - 1QU CoRE ¦ 5QU LoRE | Non-Red Flag Warning - Catastrophic Fires | Wire-to-wire contact | Aggregated | 2060 | 2.0785e-07 | 65.8407 | 1.3685e-05 | 2060 | Mitigation | 0.95 | 45 | 0 | esc | 0.00097009 | 2.0163e-10 | 0.00097009 | 2.0163e-10 | 0.0028115 | 1.0668e-10 | 0.010315 | 7.7858e-07
[120 empty] | 7.3.3.17.5 (Remote Grid) Updates to grid topology to minimize risk of ignition in HFTDs Remote GridWLDFRWire-to-wire contactAggregated | WLDFR | HFTD - Distribution - Tier 3 - 1QU CoRE ¦ 5QU LoRE | Non-Red Flag Warning - Catastrophic Fires | Wire-to-wire contact | Aggregated | 2061 | 2.0785e-07 | 65.8407 | 1.3685e-05 | 2061 | Mitigation | 0.95 | 45 | 0 | esc | 0.00097009 | 2.0163e-10 | 0.00097009 | 2.0163e-10 | 0.0028115 | 1.0668e-10 | 0.010315 | 7.7858e-07
[120 empty] | 7.3.3.17.5 (Remote Grid) Updates to grid topology to minimize risk of ignition in HFTDs Remote GridWLDFRWire-to-wire contactAggregated | WLDFR | HFTD - Distribution - Tier 3 - 1QU CoRE ¦ 5QU LoRE | Non-Red Flag Warning - Catastrophic Fires | Wire-to-wire contact | Aggregated | 2062 | 2.0785e-07 | 65.8407 | 1.3685e-05 | 2062 | Mitigation | 0.95 | 45 | 0 | esc | 0.00097009 | 2.0163e-10 | 0.00097009 | 2.0163e-10 | 0.0028115 | 1.0668e-10 | 0.010315 | 7.7858e-07
[120 empty] | 7.3.3.17.5 (Remote Grid) Updates to grid topology to minimize risk of ignition in HFTDs Remote GridWLDFRWire-to-wire contactAggregated | WLDFR | HFTD - Distribution - Tier 3 - 1QU CoRE ¦ 5QU LoRE | Non-Red Flag Warning - Catastrophic Fires | Wire-to-wire contact | Aggregated | 2063 | 2.0785e-07 | 65.8407 | 1.3685e-05 | 2063 | Mitigation | 0.95 | 45 | 0 | esc | 0.00097009 | 2.0163e-10 | 0.00097009 | 2.0163e-10 | 0.0028115 | 1.0668e-10 | 0.010315 | 7.7858e-07
[120 empty] | 7.3.3.17.5 (Remote Grid) Updates to grid topology to minimize risk of ignition in HFTDs Remote GridWLDFRWire-to-wire contactAggregated | WLDFR | HFTD - Distribution - Tier 3 - 1QU CoRE ¦ 5QU LoRE | Non-Red Flag Warning - Catastrophic Fires | Wire-to-wire contact | Aggregated | 2064 | 2.0785e-07 | 65.8407 | 1.3685e-05 | 2064 | Mitigation | 0.95 | 45 | 0 | esc | 0.00097009 | 2.0163e-10 | 0.00097009 | 2.0163e-10 | 0.0028115 | 1.0668e-10 | 0.010315 | 7.7858e-07
[120 empty] | 7.3.3.17.5 (Remote Grid) Updates to grid topology to minimize risk of ignition in HFTDs Remote GridWLDFRWire-to-wire contactAggregated | WLDFR | HFTD - Distribution - Tier 3 - 1QU CoRE ¦ 5QU LoRE | Non-Red Flag Warning - Catastrophic Fires | Wire-to-wire contact | Aggregated | 2065 | 2.0785e-07 | 65.8407 | 1.3685e-05 | 2065 | Mitigation | 0.95 | 45 | 0 | esc | 0.00097009 | 2.0163e-10 | 0.00097009 | 2.0163e-10 | 0.0028115 | 1.0668e-10 | 0.010315 | 7.7858e-07
[120 empty] | 7.3.3.17.5 (Remote Grid) Updates to grid topology to minimize risk of ignition in HFTDs Remote GridWLDFRWire-to-wire contactAggregated | WLDFR | HFTD - Distribution - Tier 3 - 1QU CoRE ¦ 5QU LoRE | Non-Red Flag Warning - Catastrophic Fires | Wire-to-wire contact | Aggregated | 2066 | 2.0785e-07 | 65.8407 | 1.3685e-05 | 2066 | Mitigation | 0.95 | 45 | 0 | esc | 0.00097009 | 2.0163e-10 | 0.00097009 | 2.0163e-10 | 0.0028115 | 1.0668e-10 | 0.010315 | 7.7858e-07
[120 empty] | 7.3.3.17.5 (Remote Grid) Updates to grid topology to minimize risk of ignition in HFTDs Remote GridWLDFRWire-to-wire contactAggregated | WLDFR | HFTD - Distribution - Tier 3 - 1QU CoRE ¦ 5QU LoRE | Non-Red Flag Warning - Catastrophic Fires | Wire-to-wire contact | Aggregated | 2067 | 2.0785e-07 | 65.8407 | 1.3685e-05 | 2067 | Mitigation | 0.95 | 45 | 0 | esc | 0 | 0 | 0.00097009 | 2.0163e-10 | 0.0028115 | 1.0668e-10 | 0.010315 | 7.7858e-07
[120 empty] | 7.3.3.17.5 (Remote Grid) Updates to grid topology to minimize risk of ignition in HFTDs Remote GridWLDFRContact from objectAggregated | WLDFR | HFTD - Distribution - Tier 3 - 1QU CoRE ¦ 5QU LoRE | Non-Red Flag Warning - Destructive Fires | Contact from object | Aggregated | 2022 | 2.2032e-07 | 65.8407 | 1.4506e-05 | 2022 | Mitigation | 0.95 | 45 | 0 | esc | 0.00097009 | 2.1372e-10 | 0 | 0 | 0.0028115 | 1.0668e-10 | 0.010315 | 7.7858e-07
[120 empty] | 7.3.3.17.5 (Remote Grid) Updates to grid topology to minimize risk of ignition in HFTDs Remote GridWLDFRContact from objectAggregated | WLDFR | HFTD - Distribution - Tier 3 - 1QU CoRE ¦ 5QU LoRE | Non-Red Flag Warning - Destructive Fires | Contact from object | Aggregated | 2023 | 2.2032e-07 | 65.8407 | 1.4506e-05 | 2023 | Mitigation | 0.95 | 45 | 0 | esc | 0.00097009 | 2.1372e-10 | 0.00097009 | 2.1372e-10 | 0.0028115 | 1.0668e-10 | 0.010315 | 7.7858e-07
[120 empty] | 7.3.3.17.5 (Remote Grid) Updates to grid topology to minimize risk of ignition in HFTDs Remote GridWLDFRContact from objectAggregated | WLDFR | HFTD - Distribution - Tier 3 - 1QU CoRE ¦ 5QU LoRE | Non-Red Flag Warning - Destructive Fires | Contact from object | Aggregated | 2024 | 2.2032e-07 | 65.8407 | 1.4506e-05 | 2024 | Mitigation | 0.95 | 45 | 0 | esc | 0.00097009 | 2.1372e-10 | 0.00097009 | 2.1372e-10 | 0.0028115 | 1.0668e-10 | 0.010315 | 7.7858e-07
[120 empty] | 7.3.3.17.5 (Remote Grid) Updates to grid topology to minimize risk of ignition in HFTDs Remote GridWLDFRContact from objectAggregated | WLDFR | HFTD - Distribution - Tier 3 - 1QU CoRE ¦ 5QU LoRE | Non-Red Flag Warning - Destructive Fires | Contact from object | Aggregated | 2025 | 2.2032e-07 | 65.8407 | 1.4506e-05 | 2025 | Mitigation | 0.95 | 45 | 0 | esc | 0.00097009 | 2.1372e-10 | 0.00097009 | 2.1372e-10 | 0.0028115 | 1.0668e-10 | 0.010315 | 7.7858e-07
[120 empty] | 7.3.3.17.5 (Remote Grid) Updates to grid topology to minimize risk of ignition in HFTDs Remote GridWLDFRContact from objectAggregated | WLDFR | HFTD - Distribution - Tier 3 - 1QU CoRE ¦ 5QU LoRE | Non-Red Flag Warning - Destructive Fires | Contact from object | Aggregated | 2026 | 2.2032e-07 | 65.8407 | 1.4506e-05 | 2026 | Mitigation | 0.95 | 45 | 0 | esc | 0.00097009 | 2.1372e-10 | 0.00097009 | 2.1372e-10 | 0.0028115 | 1.0668e-10 | 0.010315 | 7.7858e-07
[120 empty] | 7.3.3.17.5 (Remote Grid) Updates to grid topology to minimize risk of ignition in HFTDs Remote GridWLDFRContact from objectAggregated | WLDFR | HFTD - Distribution - Tier 3 - 1QU CoRE ¦ 5QU LoRE | Non-Red Flag Warning - Destructive Fires | Contact from object | Aggregated | 2027 | 2.2032e-07 | 65.8407 | 1.4506e-05 | 2027 | Mitigation | 0.95 | 45 | 0 | esc | 0.00097009 | 2.1372e-10 | 0.00097009 | 2.1372e-10 | 0.0028115 | 1.0668e-10 | 0.010315 | 7.7858e-07
[120 empty] | 7.3.3.17.5 (Remote Grid) Updates to grid topology to minimize risk of ignition in HFTDs Remote GridWLDFRContact from objectAggregated | WLDFR | HFTD - Distribution - Tier 3 - 1QU CoRE ¦ 5QU LoRE | Non-Red Flag Warning - Destructive Fires | Contact from object | Aggregated | 2028 | 2.2032e-07 | 65.8407 | 1.4506e-05 | 2028 | Mitigation | 0.95 | 45 | 0 | esc | 0.00097009 | 2.1372e-10 | 0.00097009 | 2.1372e-10 | 0.0028115 | 1.0668e-10 | 0.010315 | 7.7858e-07
[120 empty] | 7.3.3.17.5 (Remote Grid) Updates to grid topology to minimize risk of ignition in HFTDs Remote GridWLDFRContact from objectAggregated | WLDFR | HFTD - Distribution - Tier 3 - 1QU CoRE ¦ 5QU LoRE | Non-Red Flag Warning - Destructive Fires | Contact from object | Aggregated | 2029 | 2.2032e-07 | 65.8407 | 1.4506e-05 | 2029 | Mitigation | 0.95 | 45 | 0 | esc | 0.00097009 | 2.1372e-10 | 0.00097009 | 2.1372e-10 | 0.0028115 | 1.0668e-10 | 0.010315 | 7.7858e-07
[120 empty] | 7.3.3.17.5 (Remote Grid) Updates to grid topology to minimize risk of ignition in HFTDs Remote GridWLDFRContact from objectAggregated | WLDFR | HFTD - Distribution - Tier 3 - 1QU CoRE ¦ 5QU LoRE | Non-Red Flag Warning - Destructive Fires | Contact from object | Aggregated | 2030 | 2.2032e-07 | 65.8407 | 1.4506e-05 | 2030 | Mitigation | 0.95 | 45 | 0 | esc | 0.00097009 | 2.1372e-10 | 0.00097009 | 2.1372e-10 | 0.0028115 | 1.0668e-10 | 0.010315 | 7.7858e-07
[120 empty] | 7.3.3.17.5 (Remote Grid) Updates to grid topology to minimize risk of ignition in HFTDs Remote GridWLDFRContact from objectAggregated | WLDFR | HFTD - Distribution - Tier 3 - 1QU CoRE ¦ 5QU LoRE | Non-Red Flag Warning - Destructive Fires | Contact from object | Aggregated | 2031 | 2.2032e-07 | 65.8407 | 1.4506e-05 | 2031 | Mitigation | 0.95 | 45 | 0 | esc | 0.00097009 | 2.1372e-10 | 0.00097009 | 2.1372e-10 | 0.0028115 | 1.0668e-10 | 0.010315 | 7.7858e-07
[120 empty] | 7.3.3.17.5 (Remote Grid) Updates to grid topology to minimize risk of ignition in HFTDs Remote GridWLDFRContact from objectAggregated | WLDFR | HFTD - Distribution - Tier 3 - 1QU CoRE ¦ 5QU LoRE | Non-Red Flag Warning - Destructive Fires | Contact from object | Aggregated | 2032 | 2.2032e-07 | 65.8407 | 1.4506e-05 | 2032 | Mitigation | 0.95 | 45 | 0 | esc | 0.00097009 | 2.1372e-10 | 0.00097009 | 2.1372e-10 | 0.0028115 | 1.0668e-10 | 0.010315 | 7.7858e-07
[120 empty] | 7.3.3.17.5 (Remote Grid) Updates to grid topology to minimize risk of ignition in HFTDs Remote GridWLDFRContact from objectAggregated | WLDFR | HFTD - Distribution - Tier 3 - 1QU CoRE ¦ 5QU LoRE | Non-Red Flag Warning - Destructive Fires | Contact from object | Aggregated | 2033 | 2.2032e-07 | 65.8407 | 1.4506e-05 | 2033 | Mitigation | 0.95 | 45 | 0 | esc | 0.00097009 | 2.1372e-10 | 0.00097009 | 2.1372e-10 | 0.0028115 | 1.0668e-10 | 0.010315 | 7.7858e-07
[120 empty] | 7.3.3.17.5 (Remote Grid) Updates to grid topology to minimize risk of ignition in HFTDs Remote GridWLDFRContact from objectAggregated | WLDFR | HFTD - Distribution - Tier 3 - 1QU CoRE ¦ 5QU LoRE | Non-Red Flag Warning - Destructive Fires | Contact from object | Aggregated | 2034 | 2.2032e-07 | 65.8407 | 1.4506e-05 | 2034 | Mitigation | 0.95 | 45 | 0 | esc | 0.00097009 | 2.1372e-10 | 0.00097009 | 2.1372e-10 | 0.0028115 | 1.0668e-10 | 0.010315 | 7.7858e-07
[120 empty] | 7.3.3.17.5 (Remote Grid) Updates to grid topology to minimize risk of ignition in HFTDs Remote GridWLDFRContact from objectAggregated | WLDFR | HFTD - Distribution - Tier 3 - 1QU CoRE ¦ 5QU LoRE | Non-Red Flag Warning - Destructive Fires | Contact from object | Aggregated | 2035 | 2.2032e-07 | 65.8407 | 1.4506e-05 | 2035 | Mitigation | 0.95 | 45 | 0 | esc | 0.00097009 | 2.1372e-10 | 0.00097009 | 2.1372e-10 | 0.0028115 | 1.0668e-10 | 0.010315 | 7.7858e-07
[120 empty] | 7.3.3.17.5 (Remote Grid) Updates to grid topology to minimize risk of ignition in HFTDs Remote GridWLDFRContact from objectAggregated | WLDFR | HFTD - Distribution - Tier 3 - 1QU CoRE ¦ 5QU LoRE | Non-Red Flag Warning - Destructive Fires | Contact from object | Aggregated | 2036 | 2.2032e-07 | 65.8407 | 1.4506e-05 | 2036 | Mitigation | 0.95 | 45 | 0 | esc | 0.00097009 | 2.1372e-10 | 0.00097009 | 2.1372e-10 | 0.0028115 | 1.0668e-10 | 0.010315 | 7.7858e-07
[120 empty] | 7.3.3.17.5 (Remote Grid) Updates to grid topology to minimize risk of ignition in HFTDs Remote GridWLDFRContact from objectAggregated | WLDFR | HFTD - Distribution - Tier 3 - 1QU CoRE ¦ 5QU LoRE | Non-Red Flag Warning - Destructive Fires | Contact from object | Aggregated | 2037 | 2.2032e-07 | 65.8407 | 1.4506e-05 | 2037 | Mitigation | 0.95 | 45 | 0 | esc | 0.00097009 | 2.1372e-10 | 0.00097009 | 2.1372e-10 | 0.0028115 | 1.0668e-10 | 0.010315 | 7.7858e-07
[120 empty] | 7.3.3.17.5 (Remote Grid) Updates to grid topology to minimize risk of ignition in HFTDs Remote GridWLDFRContact from objectAggregated | WLDFR | HFTD - Distribution - Tier 3 - 1QU CoRE ¦ 5QU LoRE | Non-Red Flag Warning - Destructive Fires | Contact from object | Aggregated | 2038 | 2.2032e-07 | 65.8407 | 1.4506e-05 | 2038 | Mitigation | 0.95 | 45 | 0 | esc | 0.00097009 | 2.1372e-10 | 0.00097009 | 2.1372e-10 | 0 | 0 | 0 | 0
[120 empty] | 7.3.3.17.5 (Remote Grid) Updates to grid topology to minimize risk of ignition in HFTDs Remote GridWLDFRContact from objectAggregated | WLDFR | HFTD - Distribution - Tier 3 - 1QU CoRE ¦ 5QU LoRE | Non-Red Flag Warning - Destructive Fires | Contact from object | Aggregated | 2039 | 2.2032e-07 | 65.8407 | 1.4506e-05 | 2039 | Mitigation | 0.95 | 45 | 0 | esc | 0.00097009 | 2.1372e-10 | 0.00097009 | 2.1372e-10 | 0.0028115 | 1.4155e-10 | 0 | 0
[120 empty] | 7.3.3.17.5 (Remote Grid) Updates to grid topology to minimize risk of ignition in HFTDs Remote GridWLDFRContact from objectAggregated | WLDFR | HFTD - Distribution - Tier 3 - 1QU CoRE ¦ 5QU LoRE | Non-Red Flag Warning - Destructive Fires | Contact from object | Aggregated | 2040 | 2.2032e-07 | 65.8407 | 1.4506e-05 | 2040 | Mitigation | 0.95 | 45 | 0 | esc | 0.00097009 | 2.1372e-10 | 0.00097009 | 2.1372e-10 | 0.0028115 | 1.4155e-10 | 0.013666 | 1.2989e-06
[120 empty] | 7.3.3.17.5 (Remote Grid) Updates to grid topology to minimize risk of ignition in HFTDs Remote GridWLDFRContact from objectAggregated | WLDFR | HFTD - Distribution - Tier 3 - 1QU CoRE ¦ 5QU LoRE | Non-Red Flag Warning - Destructive Fires | Contact from object | Aggregated | 2041 | 2.2032e-07 | 65.8407 | 1.4506e-05 | 2041 | Mitigation | 0.95 | 45 | 0 | esc | 0.00097009 | 2.1372e-10 | 0.00097009 | 2.1372e-10 | 0.0028115 | 1.4155e-10 | 0.013666 | 1.2989e-06
[120 empty] | 7.3.3.17.5 (Remote Grid) Updates to grid topology to minimize risk of ignition in HFTDs Remote GridWLDFRContact from objectAggregated | WLDFR | HFTD - Distribution - Tier 3 - 1QU CoRE ¦ 5QU LoRE | Non-Red Flag Warning - Destructive Fires | Contact from object | Aggregated | 2042 | 2.2032e-07 | 65.8407 | 1.4506e-05 | 2042 | Mitigation | 0.95 | 45 | 0 | esc | 0.00097009 | 2.1372e-10 | 0.00097009 | 2.1372e-10 | 0.0028115 | 1.4155e-10 | 0.013666 | 1.2989e-06
[120 empty] | 7.3.3.17.5 (Remote Grid) Updates to grid topology to minimize risk of ignition in HFTDs Remote GridWLDFRContact from objectAggregated | WLDFR | HFTD - Distribution - Tier 3 - 1QU CoRE ¦ 5QU LoRE | Non-Red Flag Warning - Destructive Fires | Contact from object | Aggregated | 2043 | 2.2032e-07 | 65.8407 | 1.4506e-05 | 2043 | Mitigation | 0.95 | 45 | 0 | esc | 0.00097009 | 2.1372e-10 | 0.00097009 | 2.1372e-10 | 0.0028115 | 1.4155e-10 | 0.013666 | 1.2989e-06
[120 empty] | 7.3.3.17.5 (Remote Grid) Updates to grid topology to minimize risk of ignition in HFTDs Remote GridWLDFRContact from objectAggregated | WLDFR | HFTD - Distribution - Tier 3 - 1QU CoRE ¦ 5QU LoRE | Non-Red Flag Warning - Destructive Fires | Contact from object | Aggregated | 2044 | 2.2032e-07 | 65.8407 | 1.4506e-05 | 2044 | Mitigation | 0.95 | 45 | 0 | esc | 0.00097009 | 2.1372e-10 | 0.00097009 | 2.1372e-10 | 0.0028115 | 1.4155e-10 | 0.013666 | 1.2989e-06
[120 empty] | 7.3.3.17.5 (Remote Grid) Updates to grid topology to minimize risk of ignition in HFTDs Remote GridWLDFRContact from objectAggregated | WLDFR | HFTD - Distribution - Tier 3 - 1QU CoRE ¦ 5QU LoRE | Non-Red Flag Warning - Destructive Fires | Contact from object | Aggregated | 2045 | 2.2032e-07 | 65.8407 | 1.4506e-05 | 2045 | Mitigation | 0.95 | 45 | 0 | esc | 0.00097009 | 2.1372e-10 | 0.00097009 | 2.1372e-10 | 0.0028115 | 1.4155e-10 | 0.013666 | 1.2989e-06
[120 empty] | 7.3.3.17.5 (Remote Grid) Updates to grid topology to minimize risk of ignition in HFTDs Remote GridWLDFRContact from objectAggregated | WLDFR | HFTD - Distribution - Tier 3 - 1QU CoRE ¦ 5QU LoRE | Non-Red Flag Warning - Destructive Fires | Contact from object | Aggregated | 2046 | 2.2032e-07 | 65.8407 | 1.4506e-05 | 2046 | Mitigation | 0.95 | 45 | 0 | esc | 0.00097009 | 2.1372e-10 | 0.00097009 | 2.1372e-10 | 0.0028115 | 1.4155e-10 | 0.013666 | 1.2989e-06
[120 empty] | 7.3.3.17.5 (Remote Grid) Updates to grid topology to minimize risk of ignition in HFTDs Remote GridWLDFRContact from objectAggregated | WLDFR | HFTD - Distribution - Tier 3 - 1QU CoRE ¦ 5QU LoRE | Non-Red Flag Warning - Destructive Fires | Contact from object | Aggregated | 2047 | 2.2032e-07 | 65.8407 | 1.4506e-05 | 2047 | Mitigation | 0.95 | 45 | 0 | esc | 0.00097009 | 2.1372e-10 | 0.00097009 | 2.1372e-10 | 0.0028115 | 1.4155e-10 | 0.013666 | 1.2989e-06
[120 empty] | 7.3.3.17.5 (Remote Grid) Updates to grid topology to minimize risk of ignition in HFTDs Remote GridWLDFRContact from objectAggregated | WLDFR | HFTD - Distribution - Tier 3 - 1QU CoRE ¦ 5QU LoRE | Non-Red Flag Warning - Destructive Fires | Contact from object | Aggregated | 2048 | 2.2032e-07 | 65.8407 | 1.4506e-05 | 2048 | Mitigation | 0.95 | 45 | 0 | esc | 0.00097009 | 2.1372e-10 | 0.00097009 | 2.1372e-10 | 0.0028115 | 1.4155e-10 | 0.013666 | 1.2989e-06
[120 empty] | 7.3.3.17.5 (Remote Grid) Updates to grid topology to minimize risk of ignition in HFTDs Remote GridWLDFRContact from objectAggregated | WLDFR | HFTD - Distribution - Tier 3 - 1QU CoRE ¦ 5QU LoRE | Non-Red Flag Warning - Destructive Fires | Contact from object | Aggregated | 2049 | 2.2032e-07 | 65.8407 | 1.4506e-05 | 2049 | Mitigation | 0.95 | 45 | 0 | esc | 0.00097009 | 2.1372e-10 | 0.00097009 | 2.1372e-10 | 0.0028115 | 1.4155e-10 | 0.013666 | 1.2989e-06
[120 empty] | 7.3.3.17.5 (Remote Grid) Updates to grid topology to minimize risk of ignition in HFTDs Remote GridWLDFRContact from objectAggregated | WLDFR | HFTD - Distribution - Tier 3 - 1QU CoRE ¦ 5QU LoRE | Non-Red Flag Warning - Destructive Fires | Contact from object | Aggregated | 2050 | 2.2032e-07 | 65.8407 | 1.4506e-05 | 2050 | Mitigation | 0.95 | 45 | 0 | esc | 0.00097009 | 2.1372e-10 | 0.00097009 | 2.1372e-10 | 0.0028115 | 1.4155e-10 | 0.013666 | 1.2989e-06
[120 empty] | 7.3.3.17.5 (Remote Grid) Updates to grid topology to minimize risk of ignition in HFTDs Remote GridWLDFRContact from objectAggregated | WLDFR | HFTD - Distribution - Tier 3 - 1QU CoRE ¦ 5QU LoRE | Non-Red Flag Warning - Destructive Fires | Contact from object | Aggregated | 2051 | 2.2032e-07 | 65.8407 | 1.4506e-05 | 2051 | Mitigation | 0.95 | 45 | 0 | esc | 0.00097009 | 2.1372e-10 | 0.00097009 | 2.1372e-10 | 0.0028115 | 1.4155e-10 | 0.013666 | 1.2989e-06
[120 empty] | 7.3.3.17.5 (Remote Grid) Updates to grid topology to minimize risk of ignition in HFTDs Remote GridWLDFRContact from objectAggregated | WLDFR | HFTD - Distribution - Tier 3 - 1QU CoRE ¦ 5QU LoRE | Non-Red Flag Warning - Destructive Fires | Contact from object | Aggregated | 2052 | 2.2032e-07 | 65.8407 | 1.4506e-05 | 2052 | Mitigation | 0.95 | 45 | 0 | esc | 0.00097009 | 2.1372e-10 | 0.00097009 | 2.1372e-10 | 0.0028115 | 1.4155e-10 | 0.013666 | 1.2989e-06
[120 empty] | 7.3.3.17.5 (Remote Grid) Updates to grid topology to minimize risk of ignition in HFTDs Remote GridWLDFRContact from objectAggregated | WLDFR | HFTD - Distribution - Tier 3 - 1QU CoRE ¦ 5QU LoRE | Non-Red Flag Warning - Destructive Fires | Contact from object | Aggregated | 2053 | 2.2032e-07 | 65.8407 | 1.4506e-05 | 2053 | Mitigation | 0.95 | 45 | 0 | esc | 0.00097009 | 2.1372e-10 | 0.00097009 | 2.1372e-10 | 0.0028115 | 1.4155e-10 | 0.013666 | 1.2989e-06
[120 empty] | 7.3.3.17.5 (Remote Grid) Updates to grid topology to minimize risk of ignition in HFTDs Remote GridWLDFRContact from objectAggregated | WLDFR | HFTD - Distribution - Tier 3 - 1QU CoRE ¦ 5QU LoRE | Non-Red Flag Warning - Destructive Fires | Contact from object | Aggregated | 2054 | 2.2032e-07 | 65.8407 | 1.4506e-05 | 2054 | Mitigation | 0.95 | 45 | 0 | esc | 0.00097009 | 2.1372e-10 | 0.00097009 | 2.1372e-10 | 0.0028115 | 1.4155e-10 | 0.013666 | 1.2989e-06
[120 empty] | 7.3.3.17.5 (Remote Grid) Updates to grid topology to minimize risk of ignition in HFTDs Remote GridWLDFRContact from objectAggregated | WLDFR | HFTD - Distribution - Tier 3 - 1QU CoRE ¦ 5QU LoRE | Non-Red Flag Warning - Destructive Fires | Contact from object | Aggregated | 2055 | 2.2032e-07 | 65.8407 | 1.4506e-05 | 2055 | Mitigation | 0.95 | 45 | 0 | esc | 0.00097009 | 2.1372e-10 | 0.00097009 | 2.1372e-10 | 0.0028115 | 1.4155e-10 | 0.013666 | 1.2989e-06
[120 empty] | 7.3.3.17.5 (Remote Grid) Updates to grid topology to minimize risk of ignition in HFTDs Remote GridWLDFRContact from objectAggregated | WLDFR | HFTD - Distribution - Tier 3 - 1QU CoRE ¦ 5QU LoRE | Non-Red Flag Warning - Destructive Fires | Contact from object | Aggregated | 2056 | 2.2032e-07 | 65.8407 | 1.4506e-05 | 2056 | Mitigation | 0.95 | 45 | 0 | esc | 0.00097009 | 2.1372e-10 | 0.00097009 | 2.1372e-10 | 0.0028115 | 1.4155e-10 | 0.013666 | 1.2989e-06
[120 empty] | 7.3.3.17.5 (Remote Grid) Updates to grid topology to minimize risk of ignition in HFTDs Remote GridWLDFRContact from objectAggregated | WLDFR | HFTD - Distribution - Tier 3 - 1QU CoRE ¦ 5QU LoRE | Non-Red Flag Warning - Destructive Fires | Contact from object | Aggregated | 2057 | 2.2032e-07 | 65.8407 | 1.4506e-05 | 2057 | Mitigation | 0.95 | 45 | 0 | esc | 0.00097009 | 2.1372e-10 | 0.00097009 | 2.1372e-10 | 0.0028115 | 1.4155e-10 | 0.013666 | 1.2989e-06
[120 empty] | 7.3.3.17.5 (Remote Grid) Updates to grid topology to minimize risk of ignition in HFTDs Remote GridWLDFRContact from objectAggregated | WLDFR | HFTD - Distribution - Tier 3 - 1QU CoRE ¦ 5QU LoRE | Non-Red Flag Warning - Destructive Fires | Contact from object | Aggregated | 2058 | 2.2032e-07 | 65.8407 | 1.4506e-05 | 2058 | Mitigation | 0.95 | 45 | 0 | esc | 0.00097009 | 2.1372e-10 | 0.00097009 | 2.1372e-10 | 0.0028115 | 1.4155e-10 | 0.013666 | 1.2989e-06
[120 empty] | 7.3.3.17.5 (Remote Grid) Updates to grid topology to minimize risk of ignition in HFTDs Remote GridWLDFRContact from objectAggregated | WLDFR | HFTD - Distribution - Tier 3 - 1QU CoRE ¦ 5QU LoRE | Non-Red Flag Warning - Destructive Fires | Contact from object | Aggregated | 2059 | 2.2032e-07 | 65.8407 | 1.4506e-05 | 2059 | Mitigation | 0.95 | 45 | 0 | esc | 0.00097009 | 2.1372e-10 | 0.00097009 | 2.1372e-10 | 0.0028115 | 1.4155e-10 | 0.013666 | 1.2989e-06
[120 empty] | 7.3.3.17.5 (Remote Grid) Updates to grid topology to minimize risk of ignition in HFTDs Remote GridWLDFRContact from objectAggregated | WLDFR | HFTD - Distribution - Tier 3 - 1QU CoRE ¦ 5QU LoRE | Non-Red Flag Warning - Destructive Fires | Contact from object | Aggregated | 2060 | 2.2032e-07 | 65.8407 | 1.4506e-05 | 2060 | Mitigation | 0.95 | 45 | 0 | esc | 0.00097009 | 2.1372e-10 | 0.00097009 | 2.1372e-10 | 0.0028115 | 1.4155e-10 | 0.013666 | 1.2989e-06
[120 empty] | 7.3.3.17.5 (Remote Grid) Updates to grid topology to minimize risk of ignition in HFTDs Remote GridWLDFRContact from objectAggregated | WLDFR | HFTD - Distribution - Tier 3 - 1QU CoRE ¦ 5QU LoRE | Non-Red Flag Warning - Destructive Fires | Contact from object | Aggregated | 2061 | 2.2032e-07 | 65.8407 | 1.4506e-05 | 2061 | Mitigation | 0.95 | 45 | 0 | esc | 0.00097009 | 2.1372e-10 | 0.00097009 | 2.1372e-10 | 0.0028115 | 1.4155e-10 | 0.013666 | 1.2989e-06
[120 empty] | 7.3.3.17.5 (Remote Grid) Updates to grid topology to minimize risk of ignition in HFTDs Remote GridWLDFRContact from objectAggregated | WLDFR | HFTD - Distribution - Tier 3 - 1QU CoRE ¦ 5QU LoRE | Non-Red Flag Warning - Destructive Fires | Contact from object | Aggregated | 2062 | 2.2032e-07 | 65.8407 | 1.4506e-05 | 2062 | Mitigation | 0.95 | 45 | 0 | esc | 0.00097009 | 2.1372e-10 | 0.00097009 | 2.1372e-10 | 0.0028115 | 1.4155e-10 | 0.013666 | 1.2989e-06
[120 empty] | 7.3.3.17.5 (Remote Grid) Updates to grid topology to minimize risk of ignition in HFTDs Remote GridWLDFRContact from objectAggregated | WLDFR | HFTD - Distribution - Tier 3 - 1QU CoRE ¦ 5QU LoRE | Non-Red Flag Warning - Destructive Fires | Contact from object | Aggregated | 2063 | 2.2032e-07 | 65.8407 | 1.4506e-05 | 2063 | Mitigation | 0.95 | 45 | 0 | esc | 0.00097009 | 2.1372e-10 | 0.00097009 | 2.1372e-10 | 0.0028115 | 1.4155e-10 | 0.013666 | 1.2989e-06
[120 empty] | 7.3.3.17.5 (Remote Grid) Updates to grid topology to minimize risk of ignition in HFTDs Remote GridWLDFRContact from objectAggregated | WLDFR | HFTD - Distribution - Tier 3 - 1QU CoRE ¦ 5QU LoRE | Non-Red Flag Warning - Destructive Fires | Contact from object | Aggregated | 2064 | 2.2032e-07 | 65.8407 | 1.4506e-05 | 2064 | Mitigation | 0.95 | 45 | 0 | esc | 0.00097009 | 2.1372e-10 | 0.00097009 | 2.1372e-10 | 0.0028115 | 1.4155e-10 | 0.013666 | 1.2989e-06
[120 empty] | 7.3.3.17.5 (Remote Grid) Updates to grid topology to minimize risk of ignition in HFTDs Remote GridWLDFRContact from objectAggregated | WLDFR | HFTD - Distribution - Tier 3 - 1QU CoRE ¦ 5QU LoRE | Non-Red Flag Warning - Destructive Fires | Contact from object | Aggregated | 2065 | 2.2032e-07 | 65.8407 | 1.4506e-05 | 2065 | Mitigation | 0.95 | 45 | 0 | esc | 0.00097009 | 2.1372e-10 | 0.00097009 | 2.1372e-10 | 0.0028115 | 1.4155e-10 | 0.013666 | 1.2989e-06
[120 empty] | 7.3.3.17.5 (Remote Grid) Updates to grid topology to minimize risk of ignition in HFTDs Remote GridWLDFRContact from objectAggregated | WLDFR | HFTD - Distribution - Tier 3 - 1QU CoRE ¦ 5QU LoRE | Non-Red Flag Warning - Destructive Fires | Contact from object | Aggregated | 2066 | 2.2032e-07 | 65.8407 | 1.4506e-05 | 2066 | Mitigation | 0.95 | 45 | 0 | esc | 0.00097009 | 2.1372e-10 | 0.00097009 | 2.1372e-10 | 0.0028115 | 1.4155e-10 | 0.013666 | 1.2989e-06
[120 empty] | 7.3.3.17.5 (Remote Grid) Updates to grid topology to minimize risk of ignition in HFTDs Remote GridWLDFRContact from objectAggregated | WLDFR | HFTD - Distribution - Tier 3 - 1QU CoRE ¦ 5QU LoRE | Non-Red Flag Warning - Destructive Fires | Contact from object | Aggregated | 2067 | 2.2032e-07 | 65.8407 | 1.4506e-05 | 2067 | Mitigation | 0.95 | 45 | 0 | esc | 0 | 0 | 0.00097009 | 2.1372e-10 | 0.0028115 | 1.4155e-10 | 0.013666 | 1.2989e-06
[120 empty] | 7.3.3.17.5 (Remote Grid) Updates to grid topology to minimize risk of ignition in HFTDs Remote GridWLDFRContaminationAggregated | WLDFR | HFTD - Distribution - Tier 3 - 1QU CoRE ¦ 5QU LoRE | Non-Red Flag Warning - Destructive Fires | Contamination | Aggregated | 2022 | 1.0238e-08 | 65.8407 | 6.7409e-07 | 2022 | Mitigation | 0.95 | 45 | 0 | esc | 0.00097009 | 9.9319e-12 | 0 | 0 | 0.0028115 | 1.4155e-10 | 0.013666 | 1.2989e-06
[120 empty] | 7.3.3.17.5 (Remote Grid) Updates to grid topology to minimize risk of ignition in HFTDs Remote GridWLDFRContaminationAggregated | WLDFR | HFTD - Distribution - Tier 3 - 1QU CoRE ¦ 5QU LoRE | Non-Red Flag Warning - Destructive Fires | Contamination | Aggregated | 2023 | 1.0238e-08 | 65.8407 | 6.7409e-07 | 2023 | Mitigation | 0.95 | 45 | 0 | esc | 0.00097009 | 9.9319e-12 | 0.00097009 | 9.9319e-12 | 0.0028115 | 1.4155e-10 | 0.013666 | 1.2989e-06
[120 empty] | 7.3.3.17.5 (Remote Grid) Updates to grid topology to minimize risk of ignition in HFTDs Remote GridWLDFRContaminationAggregated | WLDFR | HFTD - Distribution - Tier 3 - 1QU CoRE ¦ 5QU LoRE | Non-Red Flag Warning - Destructive Fires | Contamination | Aggregated | 2024 | 1.0238e-08 | 65.8407 | 6.7409e-07 | 2024 | Mitigation | 0.95 | 45 | 0 | esc | 0.00097009 | 9.9319e-12 | 0.00097009 | 9.9319e-12 | 0.0028115 | 1.4155e-10 | 0 | 0
[120 empty] | 7.3.3.17.5 (Remote Grid) Updates to grid topology to minimize risk of ignition in HFTDs Remote GridWLDFRContaminationAggregated | WLDFR | HFTD - Distribution - Tier 3 - 1QU CoRE ¦ 5QU LoRE | Non-Red Flag Warning - Destructive Fires | Contamination | Aggregated | 2025 | 1.0238e-08 | 65.8407 | 6.7409e-07 | 2025 | Mitigation | 0.95 | 45 | 0 | esc | 0.00097009 | 9.9319e-12 | 0.00097009 | 9.9319e-12 | 0.0028115 | 1.4155e-10 | 0 | 0
[120 empty] | 7.3.3.17.5 (Remote Grid) Updates to grid topology to minimize risk of ignition in HFTDs Remote GridWLDFRContaminationAggregated | WLDFR | HFTD - Distribution - Tier 3 - 1QU CoRE ¦ 5QU LoRE | Non-Red Flag Warning - Destructive Fires | Contamination | Aggregated | 2026 | 1.0238e-08 | 65.8407 | 6.7409e-07 | 2026 | Mitigation | 0.95 | 45 | 0 | esc | 0.00097009 | 9.9319e-12 | 0.00097009 | 9.9319e-12 | 0.0028115 | 1.4155e-10 | 0.0063316 | 1.6405e-07
[120 empty] | 7.3.3.17.5 (Remote Grid) Updates to grid topology to minimize risk of ignition in HFTDs Remote GridWLDFRContaminationAggregated | WLDFR | HFTD - Distribution - Tier 3 - 1QU CoRE ¦ 5QU LoRE | Non-Red Flag Warning - Destructive Fires | Contamination | Aggregated | 2027 | 1.0238e-08 | 65.8407 | 6.7409e-07 | 2027 | Mitigation | 0.95 | 45 | 0 | esc | 0.00097009 | 9.9319e-12 | 0.00097009 | 9.9319e-12 | 0.0028115 | 1.4155e-10 | 0.0063316 | 1.6405e-07
[120 empty] | 7.3.3.17.5 (Remote Grid) Updates to grid topology to minimize risk of ignition in HFTDs Remote GridWLDFRContaminationAggregated | WLDFR | HFTD - Distribution - Tier 3 - 1QU CoRE ¦ 5QU LoRE | Non-Red Flag Warning - Destructive Fires | Contamination | Aggregated | 2028 | 1.0238e-08 | 65.8407 | 6.7409e-07 | 2028 | Mitigation | 0.95 | 45 | 0 | esc | 0.00097009 | 9.9319e-12 | 0.00097009 | 9.9319e-12 | 0.0028115 | 1.4155e-10 | 0.0063316 | 1.6405e-07
[120 empty] | 7.3.3.17.5 (Remote Grid) Updates to grid topology to minimize risk of ignition in HFTDs Remote GridWLDFRContaminationAggregated | WLDFR | HFTD - Distribution - Tier 3 - 1QU CoRE ¦ 5QU LoRE | Non-Red Flag Warning - Destructive Fires | Contamination | Aggregated | 2029 | 1.0238e-08 | 65.8407 | 6.7409e-07 | 2029 | Mitigation | 0.95 | 45 | 0 | esc | 0.00097009 | 9.9319e-12 | 0.00097009 | 9.9319e-12 | 0.0028115 | 1.4155e-10 | 0.0063316 | 1.6405e-07
[120 empty] | 7.3.3.17.5 (Remote Grid) Updates to grid topology to minimize risk of ignition in HFTDs Remote GridWLDFRContaminationAggregated | WLDFR | HFTD - Distribution - Tier 3 - 1QU CoRE ¦ 5QU LoRE | Non-Red Flag Warning - Destructive Fires | Contamination | Aggregated | 2030 | 1.0238e-08 | 65.8407 | 6.7409e-07 | 2030 | Mitigation | 0.95 | 45 | 0 | esc | 0.00097009 | 9.9319e-12 | 0.00097009 | 9.9319e-12 | 0.0028115 | 1.4155e-10 | 0.0063316 | 1.6405e-07
[120 empty] | 7.3.3.17.5 (Remote Grid) Updates to grid topology to minimize risk of ignition in HFTDs Remote GridWLDFRContaminationAggregated | WLDFR | HFTD - Distribution - Tier 3 - 1QU CoRE ¦ 5QU LoRE | Non-Red Flag Warning - Destructive Fires | Contamination | Aggregated | 2031 | 1.0238e-08 | 65.8407 | 6.7409e-07 | 2031 | Mitigation | 0.95 | 45 | 0 | esc | 0.00097009 | 9.9319e-12 | 0.00097009 | 9.9319e-12 | 0.0028115 | 1.4155e-10 | 0.0063316 | 1.6405e-07
[120 empty] | 7.3.3.17.5 (Remote Grid) Updates to grid topology to minimize risk of ignition in HFTDs Remote GridWLDFRContaminationAggregated | WLDFR | HFTD - Distribution - Tier 3 - 1QU CoRE ¦ 5QU LoRE | Non-Red Flag Warning - Destructive Fires | Contamination | Aggregated | 2032 | 1.0238e-08 | 65.8407 | 6.7409e-07 | 2032 | Mitigation | 0.95 | 45 | 0 | esc | 0.00097009 | 9.9319e-12 | 0.00097009 | 9.9319e-12 | 0.0028115 | 1.4155e-10 | 0.0063316 | 1.6405e-07
[120 empty] | 7.3.3.17.5 (Remote Grid) Updates to grid topology to minimize risk of ignition in HFTDs Remote GridWLDFRContaminationAggregated | WLDFR | HFTD - Distribution - Tier 3 - 1QU CoRE ¦ 5QU LoRE | Non-Red Flag Warning - Destructive Fires | Contamination | Aggregated | 2033 | 1.0238e-08 | 65.8407 | 6.7409e-07 | 2033 | Mitigation | 0.95 | 45 | 0 | esc | 0.00097009 | 9.9319e-12 | 0.00097009 | 9.9319e-12 | 0.0028115 | 1.4155e-10 | 0.0063316 | 1.6405e-07
[120 empty] | 7.3.3.17.5 (Remote Grid) Updates to grid topology to minimize risk of ignition in HFTDs Remote GridWLDFRContaminationAggregated | WLDFR | HFTD - Distribution - Tier 3 - 1QU CoRE ¦ 5QU LoRE | Non-Red Flag Warning - Destructive Fires | Contamination | Aggregated | 2034 | 1.0238e-08 | 65.8407 | 6.7409e-07 | 2034 | Mitigation | 0.95 | 45 | 0 | esc | 0.00097009 | 9.9319e-12 | 0.00097009 | 9.9319e-12 | 0.0028115 | 1.4155e-10 | 0.0063316 | 1.6405e-07
[120 empty] | 7.3.3.17.5 (Remote Grid) Updates to grid topology to minimize risk of ignition in HFTDs Remote GridWLDFRContaminationAggregated | WLDFR | HFTD - Distribution - Tier 3 - 1QU CoRE ¦ 5QU LoRE | Non-Red Flag Warning - Destructive Fires | Contamination | Aggregated | 2035 | 1.0238e-08 | 65.8407 | 6.7409e-07 | 2035 | Mitigation | 0.95 | 45 | 0 | esc | 0.00097009 | 9.9319e-12 | 0.00097009 | 9.9319e-12 | 0.0028115 | 1.4155e-10 | 0.0063316 | 1.6405e-07
[120 empty] | 7.3.3.17.5 (Remote Grid) Updates to grid topology to minimize risk of ignition in HFTDs Remote GridWLDFRContaminationAggregated | WLDFR | HFTD - Distribution - Tier 3 - 1QU CoRE ¦ 5QU LoRE | Non-Red Flag Warning - Destructive Fires | Contamination | Aggregated | 2036 | 1.0238e-08 | 65.8407 | 6.7409e-07 | 2036 | Mitigation | 0.95 | 45 | 0 | esc | 0.00097009 | 9.9319e-12 | 0.00097009 | 9.9319e-12 | 0.0028115 | 1.4155e-10 | 0.0063316 | 1.6405e-07
[120 empty] | 7.3.3.17.5 (Remote Grid) Updates to grid topology to minimize risk of ignition in HFTDs Remote GridWLDFRContaminationAggregated | WLDFR | HFTD - Distribution - Tier 3 - 1QU CoRE ¦ 5QU LoRE | Non-Red Flag Warning - Destructive Fires | Contamination | Aggregated | 2037 | 1.0238e-08 | 65.8407 | 6.7409e-07 | 2037 | Mitigation | 0.95 | 45 | 0 | esc | 0.00097009 | 9.9319e-12 | 0.00097009 | 9.9319e-12 | 0.0028115 | 1.4155e-10 | 0.0063316 | 1.6405e-07
[120 empty] | 7.3.3.17.5 (Remote Grid) Updates to grid topology to minimize risk of ignition in HFTDs Remote GridWLDFRContaminationAggregated | WLDFR | HFTD - Distribution - Tier 3 - 1QU CoRE ¦ 5QU LoRE | Non-Red Flag Warning - Destructive Fires | Contamination | Aggregated | 2038 | 1.0238e-08 | 65.8407 | 6.7409e-07 | 2038 | Mitigation | 0.95 | 45 | 0 | esc | 0.00097009 | 9.9319e-12 | 0.00097009 | 9.9319e-12 | 0.0028115 | 1.4155e-10 | 0.0063316 | 1.6405e-07
[120 empty] | 7.3.3.17.5 (Remote Grid) Updates to grid topology to minimize risk of ignition in HFTDs Remote GridWLDFRContaminationAggregated | WLDFR | HFTD - Distribution - Tier 3 - 1QU CoRE ¦ 5QU LoRE | Non-Red Flag Warning - Destructive Fires | Contamination | Aggregated | 2039 | 1.0238e-08 | 65.8407 | 6.7409e-07 | 2039 | Mitigation | 0.95 | 45 | 0 | esc | 0.00097009 | 9.9319e-12 | 0.00097009 | 9.9319e-12 | 0.0028115 | 1.4155e-10 | 0.0063316 | 1.6405e-07
[120 empty] | 7.3.3.17.5 (Remote Grid) Updates to grid topology to minimize risk of ignition in HFTDs Remote GridWLDFRContaminationAggregated | WLDFR | HFTD - Distribution - Tier 3 - 1QU CoRE ¦ 5QU LoRE | Non-Red Flag Warning - Destructive Fires | Contamination | Aggregated | 2040 | 1.0238e-08 | 65.8407 | 6.7409e-07 | 2040 | Mitigation | 0.95 | 45 | 0 | esc | 0.00097009 | 9.9319e-12 | 0.00097009 | 9.9319e-12 | 0.0028115 | 1.4155e-10 | 0.0063316 | 1.6405e-07
[120 empty] | 7.3.3.17.5 (Remote Grid) Updates to grid topology to minimize risk of ignition in HFTDs Remote GridWLDFRContaminationAggregated | WLDFR | HFTD - Distribution - Tier 3 - 1QU CoRE ¦ 5QU LoRE | Non-Red Flag Warning - Destructive Fires | Contamination | Aggregated | 2041 | 1.0238e-08 | 65.8407 | 6.7409e-07 | 2041 | Mitigation | 0.95 | 45 | 0 | esc | 0.00097009 | 9.9319e-12 | 0.00097009 | 9.9319e-12 | 0.0028115 | 1.4155e-10 | 0.0063316 | 1.6405e-07
[120 empty] | 7.3.3.17.5 (Remote Grid) Updates to grid topology to minimize risk of ignition in HFTDs Remote GridWLDFRContaminationAggregated | WLDFR | HFTD - Distribution - Tier 3 - 1QU CoRE ¦ 5QU LoRE | Non-Red Flag Warning - Destructive Fires | Contamination | Aggregated | 2042 | 1.0238e-08 | 65.8407 | 6.7409e-07 | 2042 | Mitigation | 0.95 | 45 | 0 | esc | 0.00097009 | 9.9319e-12 | 0.00097009 | 9.9319e-12 | 0 | 0 | 0.0063316 | 1.6405e-07
[120 empty] | 7.3.3.17.5 (Remote Grid) Updates to grid topology to minimize risk of ignition in HFTDs Remote GridWLDFRContaminationAggregated | WLDFR | HFTD - Distribution - Tier 3 - 1QU CoRE ¦ 5QU LoRE | Non-Red Flag Warning - Destructive Fires | Contamination | Aggregated | 2043 | 1.0238e-08 | 65.8407 | 6.7409e-07 | 2043 | Mitigation | 0.95 | 45 | 0 | esc | 0.00097009 | 9.9319e-12 | 0.00097009 | 9.9319e-12 | 0.0028115 | 1.4613e-12 | 0.0063316 | 1.6405e-07
[120 empty] | 7.3.3.17.5 (Remote Grid) Updates to grid topology to minimize risk of ignition in HFTDs Remote GridWLDFRContaminationAggregated | WLDFR | HFTD - Distribution - Tier 3 - 1QU CoRE ¦ 5QU LoRE | Non-Red Flag Warning - Destructive Fires | Contamination | Aggregated | 2044 | 1.0238e-08 | 65.8407 | 6.7409e-07 | 2044 | Mitigation | 0.95 | 45 | 0 | esc | 0.00097009 | 9.9319e-12 | 0.00097009 | 9.9319e-12 | 0.0028115 | 1.4613e-12 | 0.0063316 | 1.6405e-07
[120 empty] | 7.3.3.17.5 (Remote Grid) Updates to grid topology to minimize risk of ignition in HFTDs Remote GridWLDFRContaminationAggregated | WLDFR | HFTD - Distribution - Tier 3 - 1QU CoRE ¦ 5QU LoRE | Non-Red Flag Warning - Destructive Fires | Contamination | Aggregated | 2045 | 1.0238e-08 | 65.8407 | 6.7409e-07 | 2045 | Mitigation | 0.95 | 45 | 0 | esc | 0.00097009 | 9.9319e-12 | 0.00097009 | 9.9319e-12 | 0.0028115 | 1.4613e-12 | 0.0063316 | 1.6405e-07
[120 empty] | 7.3.3.17.5 (Remote Grid) Updates to grid topology to minimize risk of ignition in HFTDs Remote GridWLDFRContaminationAggregated | WLDFR | HFTD - Distribution - Tier 3 - 1QU CoRE ¦ 5QU LoRE | Non-Red Flag Warning - Destructive Fires | Contamination | Aggregated | 2046 | 1.0238e-08 | 65.8407 | 6.7409e-07 | 2046 | Mitigation | 0.95 | 45 | 0 | esc | 0.00097009 | 9.9319e-12 | 0.00097009 | 9.9319e-12 | 0.0028115 | 1.4613e-12 | 0.0063316 | 1.6405e-07
[120 empty] | 7.3.3.17.5 (Remote Grid) Updates to grid topology to minimize risk of ignition in HFTDs Remote GridWLDFRContaminationAggregated | WLDFR | HFTD - Distribution - Tier 3 - 1QU CoRE ¦ 5QU LoRE | Non-Red Flag Warning - Destructive Fires | Contamination | Aggregated | 2047 | 1.0238e-08 | 65.8407 | 6.7409e-07 | 2047 | Mitigation | 0.95 | 45 | 0 | esc | 0.00097009 | 9.9319e-12 | 0.00097009 | 9.9319e-12 | 0.0028115 | 1.4613e-12 | 0.0063316 | 1.6405e-07
[120 empty] | 7.3.3.17.5 (Remote Grid) Updates to grid topology to minimize risk of ignition in HFTDs Remote GridWLDFRContaminationAggregated | WLDFR | HFTD - Distribution - Tier 3 - 1QU CoRE ¦ 5QU LoRE | Non-Red Flag Warning - Destructive Fires | Contamination | Aggregated | 2048 | 1.0238e-08 | 65.8407 | 6.7409e-07 | 2048 | Mitigation | 0.95 | 45 | 0 | esc | 0.00097009 | 9.9319e-12 | 0.00097009 | 9.9319e-12 | 0.0028115 | 1.4613e-12 | 0.0063316 | 1.6405e-07
[120 empty] | 7.3.3.17.5 (Remote Grid) Updates to grid topology to minimize risk of ignition in HFTDs Remote GridWLDFRContaminationAggregated | WLDFR | HFTD - Distribution - Tier 3 - 1QU CoRE ¦ 5QU LoRE | Non-Red Flag Warning - Destructive Fires | Contamination | Aggregated | 2049 | 1.0238e-08 | 65.8407 | 6.7409e-07 | 2049 | Mitigation | 0.95 | 45 | 0 | esc | 0.00097009 | 9.9319e-12 | 0.00097009 | 9.9319e-12 | 0.0028115 | 1.4613e-12 | 0.0063316 | 1.6405e-07
[120 empty] | 7.3.3.17.5 (Remote Grid) Updates to grid topology to minimize risk of ignition in HFTDs Remote GridWLDFRContaminationAggregated | WLDFR | HFTD - Distribution - Tier 3 - 1QU CoRE ¦ 5QU LoRE | Non-Red Flag Warning - Destructive Fires | Contamination | Aggregated | 2050 | 1.0238e-08 | 65.8407 | 6.7409e-07 | 2050 | Mitigation | 0.95 | 45 | 0 | esc | 0.00097009 | 9.9319e-12 | 0.00097009 | 9.9319e-12 | 0.0028115 | 1.4613e-12 | 0.0063316 | 1.6405e-07
[120 empty] | 7.3.3.17.5 (Remote Grid) Updates to grid topology to minimize risk of ignition in HFTDs Remote GridWLDFRContaminationAggregated | WLDFR | HFTD - Distribution - Tier 3 - 1QU CoRE ¦ 5QU LoRE | Non-Red Flag Warning - Destructive Fires | Contamination | Aggregated | 2051 | 1.0238e-08 | 65.8407 | 6.7409e-07 | 2051 | Mitigation | 0.95 | 45 | 0 | esc | 0.00097009 | 9.9319e-12 | 0.00097009 | 9.9319e-12 | 0.0028115 | 1.4613e-12 | 0.0063316 | 1.6405e-07
[120 empty] | 7.3.3.17.5 (Remote Grid) Updates to grid topology to minimize risk of ignition in HFTDs Remote GridWLDFRContaminationAggregated | WLDFR | HFTD - Distribution - Tier 3 - 1QU CoRE ¦ 5QU LoRE | Non-Red Flag Warning - Destructive Fires | Contamination | Aggregated | 2052 | 1.0238e-08 | 65.8407 | 6.7409e-07 | 2052 | Mitigation | 0.95 | 45 | 0 | esc | 0.00097009 | 9.9319e-12 | 0.00097009 | 9.9319e-12 | 0.0028115 | 1.4613e-12 | 0.0063316 | 1.6405e-07
[120 empty] | 7.3.3.17.5 (Remote Grid) Updates to grid topology to minimize risk of ignition in HFTDs Remote GridWLDFRContaminationAggregated | WLDFR | HFTD - Distribution - Tier 3 - 1QU CoRE ¦ 5QU LoRE | Non-Red Flag Warning - Destructive Fires | Contamination | Aggregated | 2053 | 1.0238e-08 | 65.8407 | 6.7409e-07 | 2053 | Mitigation | 0.95 | 45 | 0 | esc | 0.00097009 | 9.9319e-12 | 0.00097009 | 9.9319e-12 | 0.0028115 | 1.4613e-12 | 0.0063316 | 1.6405e-07
[120 empty] | 7.3.3.17.5 (Remote Grid) Updates to grid topology to minimize risk of ignition in HFTDs Remote GridWLDFRContaminationAggregated | WLDFR | HFTD - Distribution - Tier 3 - 1QU CoRE ¦ 5QU LoRE | Non-Red Flag Warning - Destructive Fires | Contamination | Aggregated | 2054 | 1.0238e-08 | 65.8407 | 6.7409e-07 | 2054 | Mitigation | 0.95 | 45 | 0 | esc | 0.00097009 | 9.9319e-12 | 0.00097009 | 9.9319e-12 | 0.0028115 | 1.4613e-12 | 0.0063316 | 1.6405e-07
[120 empty] | 7.3.3.17.5 (Remote Grid) Updates to grid topology to minimize risk of ignition in HFTDs Remote GridWLDFRContaminationAggregated | WLDFR | HFTD - Distribution - Tier 3 - 1QU CoRE ¦ 5QU LoRE | Non-Red Flag Warning - Destructive Fires | Contamination | Aggregated | 2055 | 1.0238e-08 | 65.8407 | 6.7409e-07 | 2055 | Mitigation | 0.95 | 45 | 0 | esc | 0.00097009 | 9.9319e-12 | 0.00097009 | 9.9319e-12 | 0.0028115 | 1.4613e-12 | 0.0063316 | 1.6405e-07
[120 empty] | 7.3.3.17.5 (Remote Grid) Updates to grid topology to minimize risk of ignition in HFTDs Remote GridWLDFRContaminationAggregated | WLDFR | HFTD - Distribution - Tier 3 - 1QU CoRE ¦ 5QU LoRE | Non-Red Flag Warning - Destructive Fires | Contamination | Aggregated | 2056 | 1.0238e-08 | 65.8407 | 6.7409e-07 | 2056 | Mitigation | 0.95 | 45 | 0 | esc | 0.00097009 | 9.9319e-12 | 0.00097009 | 9.9319e-12 | 0.0028115 | 1.4613e-12 | 0 | 0
[120 empty] | 7.3.3.17.5 (Remote Grid) Updates to grid topology to minimize risk of ignition in HFTDs Remote GridWLDFRContaminationAggregated | WLDFR | HFTD - Distribution - Tier 3 - 1QU CoRE ¦ 5QU LoRE | Non-Red Flag Warning - Destructive Fires | Contamination | Aggregated | 2057 | 1.0238e-08 | 65.8407 | 6.7409e-07 | 2057 | Mitigation | 0.95 | 45 | 0 | esc | 0.00097009 | 9.9319e-12 | 0.00097009 | 9.9319e-12 | 0.0028115 | 1.4613e-12 | 0 | 0
[120 empty] | 7.3.3.17.5 (Remote Grid) Updates to grid topology to minimize risk of ignition in HFTDs Remote GridWLDFRContaminationAggregated | WLDFR | HFTD - Distribution - Tier 3 - 1QU CoRE ¦ 5QU LoRE | Non-Red Flag Warning - Destructive Fires | Contamination | Aggregated | 2058 | 1.0238e-08 | 65.8407 | 6.7409e-07 | 2058 | Mitigation | 0.95 | 45 | 0 | esc | 0.00097009 | 9.9319e-12 | 0.00097009 | 9.9319e-12 | 0.0028115 | 1.4613e-12 | 0.010957 | 1.709e-06
[120 empty] | 7.3.3.17.5 (Remote Grid) Updates to grid topology to minimize risk of ignition in HFTDs Remote GridWLDFRContaminationAggregated | WLDFR | HFTD - Distribution - Tier 3 - 1QU CoRE ¦ 5QU LoRE | Non-Red Flag Warning - Destructive Fires | Contamination | Aggregated | 2059 | 1.0238e-08 | 65.8407 | 6.7409e-07 | 2059 | Mitigation | 0.95 | 45 | 0 | esc | 0.00097009 | 9.9319e-12 | 0.00097009 | 9.9319e-12 | 0.0028115 | 1.4613e-12 | 0.010957 | 1.709e-06
[120 empty] | 7.3.3.17.5 (Remote Grid) Updates to grid topology to minimize risk of ignition in HFTDs Remote GridWLDFRContaminationAggregated | WLDFR | HFTD - Distribution - Tier 3 - 1QU CoRE ¦ 5QU LoRE | Non-Red Flag Warning - Destructive Fires | Contamination | Aggregated | 2060 | 1.0238e-08 | 65.8407 | 6.7409e-07 | 2060 | Mitigation | 0.95 | 45 | 0 | esc | 0.00097009 | 9.9319e-12 | 0.00097009 | 9.9319e-12 | 0.0028115 | 1.4613e-12 | 0.010957 | 1.709e-06
[120 empty] | 7.3.3.17.5 (Remote Grid) Updates to grid topology to minimize risk of ignition in HFTDs Remote GridWLDFRContaminationAggregated | WLDFR | HFTD - Distribution - Tier 3 - 1QU CoRE ¦ 5QU LoRE | Non-Red Flag Warning - Destructive Fires | Contamination | Aggregated | 2061 | 1.0238e-08 | 65.8407 | 6.7409e-07 | 2061 | Mitigation | 0.95 | 45 | 0 | esc | 0.00097009 | 9.9319e-12 | 0.00097009 | 9.9319e-12 | 0.0028115 | 1.4613e-12 | 0.010957 | 1.709e-06
[120 empty] | 7.3.3.17.5 (Remote Grid) Updates to grid topology to minimize risk of ignition in HFTDs Remote GridWLDFRContaminationAggregated | WLDFR | HFTD - Distribution - Tier 3 - 1QU CoRE ¦ 5QU LoRE | Non-Red Flag Warning - Destructive Fires | Contamination | Aggregated | 2062 | 1.0238e-08 | 65.8407 | 6.7409e-07 | 2062 | Mitigation | 0.95 | 45 | 0 | esc | 0.00097009 | 9.9319e-12 | 0.00097009 | 9.9319e-12 | 0.0028115 | 1.4613e-12 | 0.010957 | 1.709e-06
[120 empty] | 7.3.3.17.5 (Remote Grid) Updates to grid topology to minimize risk of ignition in HFTDs Remote GridWLDFRContaminationAggregated | WLDFR | HFTD - Distribution - Tier 3 - 1QU CoRE ¦ 5QU LoRE | Non-Red Flag Warning - Destructive Fires | Contamination | Aggregated | 2063 | 1.0238e-08 | 65.8407 | 6.7409e-07 | 2063 | Mitigation | 0.95 | 45 | 0 | esc | 0.00097009 | 9.9319e-12 | 0.00097009 | 9.9319e-12 | 0.0028115 | 1.4613e-12 | 0.010957 | 1.709e-06
[120 empty] | 7.3.3.17.5 (Remote Grid) Updates to grid topology to minimize risk of ignition in HFTDs Remote GridWLDFRContaminationAggregated | WLDFR | HFTD - Distribution - Tier 3 - 1QU CoRE ¦ 5QU LoRE | Non-Red Flag Warning - Destructive Fires | Contamination | Aggregated | 2064 | 1.0238e-08 | 65.8407 | 6.7409e-07 | 2064 | Mitigation | 0.95 | 45 | 0 | esc | 0.00097009 | 9.9319e-12 | 0.00097009 | 9.9319e-12 | 0.0028115 | 1.4613e-12 | 0.010957 | 1.709e-06
[120 empty] | 7.3.3.17.5 (Remote Grid) Updates to grid topology to minimize risk of ignition in HFTDs Remote GridWLDFRContaminationAggregated | WLDFR | HFTD - Distribution - Tier 3 - 1QU CoRE ¦ 5QU LoRE | Non-Red Flag Warning - Destructive Fires | Contamination | Aggregated | 2065 | 1.0238e-08 | 65.8407 | 6.7409e-07 | 2065 | Mitigation | 0.95 | 45 | 0 | esc | 0.00097009 | 9.9319e-12 | 0.00097009 | 9.9319e-12 | 0.0028115 | 1.4613e-12 | 0.010957 | 1.709e-06
[120 empty] | 7.3.3.17.5 (Remote Grid) Updates to grid topology to minimize risk of ignition in HFTDs Remote GridWLDFRContaminationAggregated | WLDFR | HFTD - Distribution - Tier 3 - 1QU CoRE ¦ 5QU LoRE | Non-Red Flag Warning - Destructive Fires | Contamination | Aggregated | 2066 | 1.0238e-08 | 65.8407 | 6.7409e-07 | 2066 | Mitigation | 0.95 | 45 | 0 | esc | 0.00097009 | 9.9319e-12 | 0.00097009 | 9.9319e-12 | 0.0028115 | 1.4613e-12 | 0.010957 | 1.709e-06
[120 empty] | 7.3.3.17.5 (Remote Grid) Updates to grid topology to minimize risk of ignition in HFTDs Remote GridWLDFRContaminationAggregated | WLDFR | HFTD - Distribution - Tier 3 - 1QU CoRE ¦ 5QU LoRE | Non-Red Flag Warning - Destructive Fires | Contamination | Aggregated | 2067 | 1.0238e-08 | 65.8407 | 6.7409e-07 | 2067 | Mitigation | 0.95 | 45 | 0 | esc | 0 | 0 | 0.00097009 | 9.9319e-12 | 0.0028115 | 1.4613e-12 | 0.010957 | 1.709e-06
[120 empty] | 7.3.3.17.5 (Remote Grid) Updates to grid topology to minimize risk of ignition in HFTDs Remote GridWLDFREquipment / facility failureAggregated | WLDFR | HFTD - Distribution - Tier 3 - 1QU CoRE ¦ 5QU LoRE | Non-Red Flag Warning - Destructive Fires | Equipment / facility failure | Aggregated | 2022 | 1.3676e-07 | 65.8407 | 9.0047e-06 | 2022 | Mitigation | 0.95 | 45 | 0 | esc | 0.00097009 | 1.3267e-10 | 0 | 0 | 0.0028115 | 1.4613e-12 | 0.010957 | 1.709e-06
[120 empty] | 7.3.3.17.5 (Remote Grid) Updates to grid topology to minimize risk of ignition in HFTDs Remote GridWLDFREquipment / facility failureAggregated | WLDFR | HFTD - Distribution - Tier 3 - 1QU CoRE ¦ 5QU LoRE | Non-Red Flag Warning - Destructive Fires | Equipment / facility failure | Aggregated | 2023 | 1.3676e-07 | 65.8407 | 9.0047e-06 | 2023 | Mitigation | 0.95 | 45 | 0 | esc | 0.00097009 | 1.3267e-10 | 0.00097009 | 1.3267e-10 | 0.0028115 | 1.4613e-12 | 0.010957 | 1.709e-06
[120 empty] | 7.3.3.17.5 (Remote Grid) Updates to grid topology to minimize risk of ignition in HFTDs Remote GridWLDFREquipment / facility failureAggregated | WLDFR | HFTD - Distribution - Tier 3 - 1QU CoRE ¦ 5QU LoRE | Non-Red Flag Warning - Destructive Fires | Equipment / facility failure | Aggregated | 2024 | 1.3676e-07 | 65.8407 | 9.0047e-06 | 2024 | Mitigation | 0.95 | 45 | 0 | esc | 0.00097009 | 1.3267e-10 | 0.00097009 | 1.3267e-10 | 0.0028115 | 1.4613e-12 | 0.010957 | 1.709e-06
[120 empty] | 7.3.3.17.5 (Remote Grid) Updates to grid topology to minimize risk of ignition in HFTDs Remote GridWLDFREquipment / facility failureAggregated | WLDFR | HFTD - Distribution - Tier 3 - 1QU CoRE ¦ 5QU LoRE | Non-Red Flag Warning - Destructive Fires | Equipment / facility failure | Aggregated | 2025 | 1.3676e-07 | 65.8407 | 9.0047e-06 | 2025 | Mitigation | 0.95 | 45 | 0 | esc | 0.00097009 | 1.3267e-10 | 0.00097009 | 1.3267e-10 | 0.0028115 | 1.4613e-12 | 0.010957 | 1.709e-06
[120 empty] | 7.3.3.17.5 (Remote Grid) Updates to grid topology to minimize risk of ignition in HFTDs Remote GridWLDFREquipment / facility failureAggregated | WLDFR | HFTD - Distribution - Tier 3 - 1QU CoRE ¦ 5QU LoRE | Non-Red Flag Warning - Destructive Fires | Equipment / facility failure | Aggregated | 2026 | 1.3676e-07 | 65.8407 | 9.0047e-06 | 2026 | Mitigation | 0.95 | 45 | 0 | esc | 0.00097009 | 1.3267e-10 | 0.00097009 | 1.3267e-10 | 0.0028115 | 1.4613e-12 | 0.010957 | 1.709e-06
[120 empty] | 7.3.3.17.5 (Remote Grid) Updates to grid topology to minimize risk of ignition in HFTDs Remote GridWLDFREquipment / facility failureAggregated | WLDFR | HFTD - Distribution - Tier 3 - 1QU CoRE ¦ 5QU LoRE | Non-Red Flag Warning - Destructive Fires | Equipment / facility failure | Aggregated | 2027 | 1.3676e-07 | 65.8407 | 9.0047e-06 | 2027 | Mitigation | 0.95 | 45 | 0 | esc | 0.00097009 | 1.3267e-10 | 0.00097009 | 1.3267e-10 | 0.0028115 | 1.4613e-12 | 0.010957 | 1.709e-06
[120 empty] | 7.3.3.17.5 (Remote Grid) Updates to grid topology to minimize risk of ignition in HFTDs Remote GridWLDFREquipment / facility failureAggregated | WLDFR | HFTD - Distribution - Tier 3 - 1QU CoRE ¦ 5QU LoRE | Non-Red Flag Warning - Destructive Fires | Equipment / facility failure | Aggregated | 2028 | 1.3676e-07 | 65.8407 | 9.0047e-06 | 2028 | Mitigation | 0.95 | 45 | 0 | esc | 0.00097009 | 1.3267e-10 | 0.00097009 | 1.3267e-10 | 0.0028115 | 1.4613e-12 | 0.010957 | 1.709e-06
[120 empty] | 7.3.3.17.5 (Remote Grid) Updates to grid topology to minimize risk of ignition in HFTDs Remote GridWLDFREquipment / facility failureAggregated | WLDFR | HFTD - Distribution - Tier 3 - 1QU CoRE ¦ 5QU LoRE | Non-Red Flag Warning - Destructive Fires | Equipment / facility failure | Aggregated | 2029 | 1.3676e-07 | 65.8407 | 9.0047e-06 | 2029 | Mitigation | 0.95 | 45 | 0 | esc | 0.00097009 | 1.3267e-10 | 0.00097009 | 1.3267e-10 | 0.0028115 | 1.4613e-12 | 0.010957 | 1.709e-06
[120 empty] | 7.3.3.17.5 (Remote Grid) Updates to grid topology to minimize risk of ignition in HFTDs Remote GridWLDFREquipment / facility failureAggregated | WLDFR | HFTD - Distribution - Tier 3 - 1QU CoRE ¦ 5QU LoRE | Non-Red Flag Warning - Destructive Fires | Equipment / facility failure | Aggregated | 2030 | 1.3676e-07 | 65.8407 | 9.0047e-06 | 2030 | Mitigation | 0.95 | 45 | 0 | esc | 0.00097009 | 1.3267e-10 | 0.00097009 | 1.3267e-10 | 0.0028115 | 1.4613e-12 | 0.010957 | 1.709e-06
[120 empty] | 7.3.3.17.5 (Remote Grid) Updates to grid topology to minimize risk of ignition in HFTDs Remote GridWLDFREquipment / facility failureAggregated | WLDFR | HFTD - Distribution - Tier 3 - 1QU CoRE ¦ 5QU LoRE | Non-Red Flag Warning - Destructive Fires | Equipment / facility failure | Aggregated | 2031 | 1.3676e-07 | 65.8407 | 9.0047e-06 | 2031 | Mitigation | 0.95 | 45 | 0 | esc | 0.00097009 | 1.3267e-10 | 0.00097009 | 1.3267e-10 | 0.0028115 | 1.4613e-12 | 0.010957 | 1.709e-06
[120 empty] | 7.3.3.17.5 (Remote Grid) Updates to grid topology to minimize risk of ignition in HFTDs Remote GridWLDFREquipment / facility failureAggregated | WLDFR | HFTD - Distribution - Tier 3 - 1QU CoRE ¦ 5QU LoRE | Non-Red Flag Warning - Destructive Fires | Equipment / facility failure | Aggregated | 2032 | 1.3676e-07 | 65.8407 | 9.0047e-06 | 2032 | Mitigation | 0.95 | 45 | 0 | esc | 0.00097009 | 1.3267e-10 | 0.00097009 | 1.3267e-10 | 0.0028115 | 1.4613e-12 | 0.010957 | 1.709e-06
[120 empty] | 7.3.3.17.5 (Remote Grid) Updates to grid topology to minimize risk of ignition in HFTDs Remote GridWLDFREquipment / facility failureAggregated | WLDFR | HFTD - Distribution - Tier 3 - 1QU CoRE ¦ 5QU LoRE | Non-Red Flag Warning - Destructive Fires | Equipment / facility failure | Aggregated | 2033 | 1.3676e-07 | 65.8407 | 9.0047e-06 | 2033 | Mitigation | 0.95 | 45 | 0 | esc | 0.00097009 | 1.3267e-10 | 0.00097009 | 1.3267e-10 | 0.0028115 | 1.4613e-12 | 0.010957 | 1.709e-06
[120 empty] | 7.3.3.17.5 (Remote Grid) Updates to grid topology to minimize risk of ignition in HFTDs Remote GridWLDFREquipment / facility failureAggregated | WLDFR | HFTD - Distribution - Tier 3 - 1QU CoRE ¦ 5QU LoRE | Non-Red Flag Warning - Destructive Fires | Equipment / facility failure | Aggregated | 2034 | 1.3676e-07 | 65.8407 | 9.0047e-06 | 2034 | Mitigation | 0.95 | 45 | 0 | esc | 0.00097009 | 1.3267e-10 | 0.00097009 | 1.3267e-10 | 0.0028115 | 1.4613e-12 | 0.010957 | 1.709e-06
[120 empty] | 7.3.3.17.5 (Remote Grid) Updates to grid topology to minimize risk of ignition in HFTDs Remote GridWLDFREquipment / facility failureAggregated | WLDFR | HFTD - Distribution - Tier 3 - 1QU CoRE ¦ 5QU LoRE | Non-Red Flag Warning - Destructive Fires | Equipment / facility failure | Aggregated | 2035 | 1.3676e-07 | 65.8407 | 9.0047e-06 | 2035 | Mitigation | 0.95 | 45 | 0 | esc | 0.00097009 | 1.3267e-10 | 0.00097009 | 1.3267e-10 | 0.0028115 | 1.4613e-12 | 0.010957 | 1.709e-06
[120 empty] | 7.3.3.17.5 (Remote Grid) Updates to grid topology to minimize risk of ignition in HFTDs Remote GridWLDFREquipment / facility failureAggregated | WLDFR | HFTD - Distribution - Tier 3 - 1QU CoRE ¦ 5QU LoRE | Non-Red Flag Warning - Destructive Fires | Equipment / facility failure | Aggregated | 2036 | 1.3676e-07 | 65.8407 | 9.0047e-06 | 2036 | Mitigation | 0.95 | 45 | 0 | esc | 0.00097009 | 1.3267e-10 | 0.00097009 | 1.3267e-10 | 0.0028115 | 1.4613e-12 | 0.010957 | 1.709e-06
[120 empty] | 7.3.3.17.5 (Remote Grid) Updates to grid topology to minimize risk of ignition in HFTDs Remote GridWLDFREquipment / facility failureAggregated | WLDFR | HFTD - Distribution - Tier 3 - 1QU CoRE ¦ 5QU LoRE | Non-Red Flag Warning - Destructive Fires | Equipment / facility failure | Aggregated | 2037 | 1.3676e-07 | 65.8407 | 9.0047e-06 | 2037 | Mitigation | 0.95 | 45 | 0 | esc | 0.00097009 | 1.3267e-10 | 0.00097009 | 1.3267e-10 | 0.0028115 | 1.4613e-12 | 0.010957 | 1.709e-06
[120 empty] | 7.3.3.17.5 (Remote Grid) Updates to grid topology to minimize risk of ignition in HFTDs Remote GridWLDFREquipment / facility failureAggregated | WLDFR | HFTD - Distribution - Tier 3 - 1QU CoRE ¦ 5QU LoRE | Non-Red Flag Warning - Destructive Fires | Equipment / facility failure | Aggregated | 2038 | 1.3676e-07 | 65.8407 | 9.0047e-06 | 2038 | Mitigation | 0.95 | 45 | 0 | esc | 0.00097009 | 1.3267e-10 | 0.00097009 | 1.3267e-10 | 0.0028115 | 1.4613e-12 | 0.010957 | 1.709e-06
[120 empty] | 7.3.3.17.5 (Remote Grid) Updates to grid topology to minimize risk of ignition in HFTDs Remote GridWLDFREquipment / facility failureAggregated | WLDFR | HFTD - Distribution - Tier 3 - 1QU CoRE ¦ 5QU LoRE | Non-Red Flag Warning - Destructive Fires | Equipment / facility failure | Aggregated | 2039 | 1.3676e-07 | 65.8407 | 9.0047e-06 | 2039 | Mitigation | 0.95 | 45 | 0 | esc | 0.00097009 | 1.3267e-10 | 0.00097009 | 1.3267e-10 | 0.0028115 | 1.4613e-12 | 0.010957 | 1.709e-06
[120 empty] | 7.3.3.17.5 (Remote Grid) Updates to grid topology to minimize risk of ignition in HFTDs Remote GridWLDFREquipment / facility failureAggregated | WLDFR | HFTD - Distribution - Tier 3 - 1QU CoRE ¦ 5QU LoRE | Non-Red Flag Warning - Destructive Fires | Equipment / facility failure | Aggregated | 2040 | 1.3676e-07 | 65.8407 | 9.0047e-06 | 2040 | Mitigation | 0.95 | 45 | 0 | esc | 0.00097009 | 1.3267e-10 | 0.00097009 | 1.3267e-10 | 0.0028115 | 1.4613e-12 | 0.010957 | 1.709e-06
[120 empty] | 7.3.3.17.5 (Remote Grid) Updates to grid topology to minimize risk of ignition in HFTDs Remote GridWLDFREquipment / facility failureAggregated | WLDFR | HFTD - Distribution - Tier 3 - 1QU CoRE ¦ 5QU LoRE | Non-Red Flag Warning - Destructive Fires | Equipment / facility failure | Aggregated | 2041 | 1.3676e-07 | 65.8407 | 9.0047e-06 | 2041 | Mitigation | 0.95 | 45 | 0 | esc | 0.00097009 | 1.3267e-10 | 0.00097009 | 1.3267e-10 | 0.0028115 | 1.4613e-12 | 0.010957 | 1.709e-06
[120 empty] | 7.3.3.17.5 (Remote Grid) Updates to grid topology to minimize risk of ignition in HFTDs Remote GridWLDFREquipment / facility failureAggregated | WLDFR | HFTD - Distribution - Tier 3 - 1QU CoRE ¦ 5QU LoRE | Non-Red Flag Warning - Destructive Fires | Equipment / facility failure | Aggregated | 2042 | 1.3676e-07 | 65.8407 | 9.0047e-06 | 2042 | Mitigation | 0.95 | 45 | 0 | esc | 0.00097009 | 1.3267e-10 | 0.00097009 | 1.3267e-10 | 0.0028115 | 1.4613e-12 | 0 | 0
[120 empty] | 7.3.3.17.5 (Remote Grid) Updates to grid topology to minimize risk of ignition in HFTDs Remote GridWLDFREquipment / facility failureAggregated | WLDFR | HFTD - Distribution - Tier 3 - 1QU CoRE ¦ 5QU LoRE | Non-Red Flag Warning - Destructive Fires | Equipment / facility failure | Aggregated | 2043 | 1.3676e-07 | 65.8407 | 9.0047e-06 | 2043 | Mitigation | 0.95 | 45 | 0 | esc | 0.00097009 | 1.3267e-10 | 0.00097009 | 1.3267e-10 | 0.0028115 | 1.4613e-12 | 0 | 0
[120 empty] | 7.3.3.17.5 (Remote Grid) Updates to grid topology to minimize risk of ignition in HFTDs Remote GridWLDFREquipment / facility failureAggregated | WLDFR | HFTD - Distribution - Tier 3 - 1QU CoRE ¦ 5QU LoRE | Non-Red Flag Warning - Destructive Fires | Equipment / facility failure | Aggregated | 2044 | 1.3676e-07 | 65.8407 | 9.0047e-06 | 2044 | Mitigation | 0.95 | 45 | 0 | esc | 0.00097009 | 1.3267e-10 | 0.00097009 | 1.3267e-10 | 0.0028115 | 1.4613e-12 | 0.012004 | 1.8897e-07
[120 empty] | 7.3.3.17.5 (Remote Grid) Updates to grid topology to minimize risk of ignition in HFTDs Remote GridWLDFREquipment / facility failureAggregated | WLDFR | HFTD - Distribution - Tier 3 - 1QU CoRE ¦ 5QU LoRE | Non-Red Flag Warning - Destructive Fires | Equipment / facility failure | Aggregated | 2045 | 1.3676e-07 | 65.8407 | 9.0047e-06 | 2045 | Mitigation | 0.95 | 45 | 0 | esc | 0.00097009 | 1.3267e-10 | 0.00097009 | 1.3267e-10 | 0.0028115 | 1.4613e-12 | 0.012004 | 1.8897e-07
[120 empty] | 7.3.3.17.5 (Remote Grid) Updates to grid topology to minimize risk of ignition in HFTDs Remote GridWLDFREquipment / facility failureAggregated | WLDFR | HFTD - Distribution - Tier 3 - 1QU CoRE ¦ 5QU LoRE | Non-Red Flag Warning - Destructive Fires | Equipment / facility failure | Aggregated | 2046 | 1.3676e-07 | 65.8407 | 9.0047e-06 | 2046 | Mitigation | 0.95 | 45 | 0 | esc | 0.00097009 | 1.3267e-10 | 0.00097009 | 1.3267e-10 | 0 | 0 | 0.012004 | 1.8897e-07
[120 empty] | 7.3.3.17.5 (Remote Grid) Updates to grid topology to minimize risk of ignition in HFTDs Remote GridWLDFREquipment / facility failureAggregated | WLDFR | HFTD - Distribution - Tier 3 - 1QU CoRE ¦ 5QU LoRE | Non-Red Flag Warning - Destructive Fires | Equipment / facility failure | Aggregated | 2047 | 1.3676e-07 | 65.8407 | 9.0047e-06 | 2047 | Mitigation | 0.95 | 45 | 0 | esc | 0.00097009 | 1.3267e-10 | 0.00097009 | 1.3267e-10 | 0.0028115 | 1.37e-10 | 0.012004 | 1.8897e-07
[120 empty] | 7.3.3.17.5 (Remote Grid) Updates to grid topology to minimize risk of ignition in HFTDs Remote GridWLDFREquipment / facility failureAggregated | WLDFR | HFTD - Distribution - Tier 3 - 1QU CoRE ¦ 5QU LoRE | Non-Red Flag Warning - Destructive Fires | Equipment / facility failure | Aggregated | 2048 | 1.3676e-07 | 65.8407 | 9.0047e-06 | 2048 | Mitigation | 0.95 | 45 | 0 | esc | 0.00097009 | 1.3267e-10 | 0.00097009 | 1.3267e-10 | 0.0028115 | 1.37e-10 | 0.012004 | 1.8897e-07
[120 empty] | 7.3.3.17.5 (Remote Grid) Updates to grid topology to minimize risk of ignition in HFTDs Remote GridWLDFREquipment / facility failureAggregated | WLDFR | HFTD - Distribution - Tier 3 - 1QU CoRE ¦ 5QU LoRE | Non-Red Flag Warning - Destructive Fires | Equipment / facility failure | Aggregated | 2049 | 1.3676e-07 | 65.8407 | 9.0047e-06 | 2049 | Mitigation | 0.95 | 45 | 0 | esc | 0.00097009 | 1.3267e-10 | 0.00097009 | 1.3267e-10 | 0.0028115 | 1.37e-10 | 0.012004 | 1.8897e-07
[120 empty] | 7.3.3.17.5 (Remote Grid) Updates to grid topology to minimize risk of ignition in HFTDs Remote GridWLDFREquipment / facility failureAggregated | WLDFR | HFTD - Distribution - Tier 3 - 1QU CoRE ¦ 5QU LoRE | Non-Red Flag Warning - Destructive Fires | Equipment / facility failure | Aggregated | 2050 | 1.3676e-07 | 65.8407 | 9.0047e-06 | 2050 | Mitigation | 0.95 | 45 | 0 | esc | 0.00097009 | 1.3267e-10 | 0.00097009 | 1.3267e-10 | 0.0028115 | 1.37e-10 | 0.012004 | 1.8897e-07
[120 empty] | 7.3.3.17.5 (Remote Grid) Updates to grid topology to minimize risk of ignition in HFTDs Remote GridWLDFREquipment / facility failureAggregated | WLDFR | HFTD - Distribution - Tier 3 - 1QU CoRE ¦ 5QU LoRE | Non-Red Flag Warning - Destructive Fires | Equipment / facility failure | Aggregated | 2051 | 1.3676e-07 | 65.8407 | 9.0047e-06 | 2051 | Mitigation | 0.95 | 45 | 0 | esc | 0.00097009 | 1.3267e-10 | 0.00097009 | 1.3267e-10 | 0.0028115 | 1.37e-10 | 0.012004 | 1.8897e-07
[120 empty] | 7.3.3.17.5 (Remote Grid) Updates to grid topology to minimize risk of ignition in HFTDs Remote GridWLDFREquipment / facility failureAggregated | WLDFR | HFTD - Distribution - Tier 3 - 1QU CoRE ¦ 5QU LoRE | Non-Red Flag Warning - Destructive Fires | Equipment / facility failure | Aggregated | 2052 | 1.3676e-07 | 65.8407 | 9.0047e-06 | 2052 | Mitigation | 0.95 | 45 | 0 | esc | 0.00097009 | 1.3267e-10 | 0.00097009 | 1.3267e-10 | 0.0028115 | 1.37e-10 | 0.012004 | 1.8897e-07
[120 empty] | 7.3.3.17.5 (Remote Grid) Updates to grid topology to minimize risk of ignition in HFTDs Remote GridWLDFREquipment / facility failureAggregated | WLDFR | HFTD - Distribution - Tier 3 - 1QU CoRE ¦ 5QU LoRE | Non-Red Flag Warning - Destructive Fires | Equipment / facility failure | Aggregated | 2053 | 1.3676e-07 | 65.8407 | 9.0047e-06 | 2053 | Mitigation | 0.95 | 45 | 0 | esc | 0.00097009 | 1.3267e-10 | 0.00097009 | 1.3267e-10 | 0.0028115 | 1.37e-10 | 0.012004 | 1.8897e-07
[120 empty] | 7.3.3.17.5 (Remote Grid) Updates to grid topology to minimize risk of ignition in HFTDs Remote GridWLDFREquipment / facility failureAggregated | WLDFR | HFTD - Distribution - Tier 3 - 1QU CoRE ¦ 5QU LoRE | Non-Red Flag Warning - Destructive Fires | Equipment / facility failure | Aggregated | 2054 | 1.3676e-07 | 65.8407 | 9.0047e-06 | 2054 | Mitigation | 0.95 | 45 | 0 | esc | 0.00097009 | 1.3267e-10 | 0.00097009 | 1.3267e-10 | 0.0028115 | 1.37e-10 | 0.012004 | 1.8897e-07
[120 empty] | 7.3.3.17.5 (Remote Grid) Updates to grid topology to minimize risk of ignition in HFTDs Remote GridWLDFREquipment / facility failureAggregated | WLDFR | HFTD - Distribution - Tier 3 - 1QU CoRE ¦ 5QU LoRE | Non-Red Flag Warning - Destructive Fires | Equipment / facility failure | Aggregated | 2055 | 1.3676e-07 | 65.8407 | 9.0047e-06 | 2055 | Mitigation | 0.95 | 45 | 0 | esc | 0.00097009 | 1.3267e-10 | 0.00097009 | 1.3267e-10 | 0.0028115 | 1.37e-10 | 0.012004 | 1.8897e-07
[120 empty] | 7.3.3.17.5 (Remote Grid) Updates to grid topology to minimize risk of ignition in HFTDs Remote GridWLDFREquipment / facility failureAggregated | WLDFR | HFTD - Distribution - Tier 3 - 1QU CoRE ¦ 5QU LoRE | Non-Red Flag Warning - Destructive Fires | Equipment / facility failure | Aggregated | 2056 | 1.3676e-07 | 65.8407 | 9.0047e-06 | 2056 | Mitigation | 0.95 | 45 | 0 | esc | 0.00097009 | 1.3267e-10 | 0.00097009 | 1.3267e-10 | 0.0028115 | 1.37e-10 | 0.012004 | 1.8897e-07
[120 empty] | 7.3.3.17.5 (Remote Grid) Updates to grid topology to minimize risk of ignition in HFTDs Remote GridWLDFREquipment / facility failureAggregated | WLDFR | HFTD - Distribution - Tier 3 - 1QU CoRE ¦ 5QU LoRE | Non-Red Flag Warning - Destructive Fires | Equipment / facility failure | Aggregated | 2057 | 1.3676e-07 | 65.8407 | 9.0047e-06 | 2057 | Mitigation | 0.95 | 45 | 0 | esc | 0.00097009 | 1.3267e-10 | 0.00097009 | 1.3267e-10 | 0.0028115 | 1.37e-10 | 0.012004 | 1.8897e-07
[120 empty] | 7.3.3.17.5 (Remote Grid) Updates to grid topology to minimize risk of ignition in HFTDs Remote GridWLDFREquipment / facility failureAggregated | WLDFR | HFTD - Distribution - Tier 3 - 1QU CoRE ¦ 5QU LoRE | Non-Red Flag Warning - Destructive Fires | Equipment / facility failure | Aggregated | 2058 | 1.3676e-07 | 65.8407 | 9.0047e-06 | 2058 | Mitigation | 0.95 | 45 | 0 | esc | 0.00097009 | 1.3267e-10 | 0.00097009 | 1.3267e-10 | 0.0028115 | 1.37e-10 | 0.012004 | 1.8897e-07
[120 empty] | 7.3.3.17.5 (Remote Grid) Updates to grid topology to minimize risk of ignition in HFTDs Remote GridWLDFREquipment / facility failureAggregated | WLDFR | HFTD - Distribution - Tier 3 - 1QU CoRE ¦ 5QU LoRE | Non-Red Flag Warning - Destructive Fires | Equipment / facility failure | Aggregated | 2059 | 1.3676e-07 | 65.8407 | 9.0047e-06 | 2059 | Mitigation | 0.95 | 45 | 0 | esc | 0.00097009 | 1.3267e-10 | 0.00097009 | 1.3267e-10 | 0.0028115 | 1.37e-10 | 0.012004 | 1.8897e-07
[120 empty] | 7.3.3.17.5 (Remote Grid) Updates to grid topology to minimize risk of ignition in HFTDs Remote GridWLDFREquipment / facility failureAggregated | WLDFR | HFTD - Distribution - Tier 3 - 1QU CoRE ¦ 5QU LoRE | Non-Red Flag Warning - Destructive Fires | Equipment / facility failure | Aggregated | 2060 | 1.3676e-07 | 65.8407 | 9.0047e-06 | 2060 | Mitigation | 0.95 | 45 | 0 | esc | 0.00097009 | 1.3267e-10 | 0.00097009 | 1.3267e-10 | 0.0028115 | 1.37e-10 | 0.012004 | 1.8897e-07
[120 empty] | 7.3.3.17.5 (Remote Grid) Updates to grid topology to minimize risk of ignition in HFTDs Remote GridWLDFREquipment / facility failureAggregated | WLDFR | HFTD - Distribution - Tier 3 - 1QU CoRE ¦ 5QU LoRE | Non-Red Flag Warning - Destructive Fires | Equipment / facility failure | Aggregated | 2061 | 1.3676e-07 | 65.8407 | 9.0047e-06 | 2061 | Mitigation | 0.95 | 45 | 0 | esc | 0.00097009 | 1.3267e-10 | 0.00097009 | 1.3267e-10 | 0.0028115 | 1.37e-10 | 0.012004 | 1.8897e-07
[120 empty] | 7.3.3.17.5 (Remote Grid) Updates to grid topology to minimize risk of ignition in HFTDs Remote GridWLDFREquipment / facility failureAggregated | WLDFR | HFTD - Distribution - Tier 3 - 1QU CoRE ¦ 5QU LoRE | Non-Red Flag Warning - Destructive Fires | Equipment / facility failure | Aggregated | 2062 | 1.3676e-07 | 65.8407 | 9.0047e-06 | 2062 | Mitigation | 0.95 | 45 | 0 | esc | 0.00097009 | 1.3267e-10 | 0.00097009 | 1.3267e-10 | 0.0028115 | 1.37e-10 | 0.012004 | 1.8897e-07
[120 empty] | 7.3.3.17.5 (Remote Grid) Updates to grid topology to minimize risk of ignition in HFTDs Remote GridWLDFREquipment / facility failureAggregated | WLDFR | HFTD - Distribution - Tier 3 - 1QU CoRE ¦ 5QU LoRE | Non-Red Flag Warning - Destructive Fires | Equipment / facility failure | Aggregated | 2063 | 1.3676e-07 | 65.8407 | 9.0047e-06 | 2063 | Mitigation | 0.95 | 45 | 0 | esc | 0.00097009 | 1.3267e-10 | 0.00097009 | 1.3267e-10 | 0.0028115 | 1.37e-10 | 0.012004 | 1.8897e-07
[120 empty] | 7.3.3.17.5 (Remote Grid) Updates to grid topology to minimize risk of ignition in HFTDs Remote GridWLDFREquipment / facility failureAggregated | WLDFR | HFTD - Distribution - Tier 3 - 1QU CoRE ¦ 5QU LoRE | Non-Red Flag Warning - Destructive Fires | Equipment / facility failure | Aggregated | 2064 | 1.3676e-07 | 65.8407 | 9.0047e-06 | 2064 | Mitigation | 0.95 | 45 | 0 | esc | 0.00097009 | 1.3267e-10 | 0.00097009 | 1.3267e-10 | 0.0028115 | 1.37e-10 | 0.012004 | 1.8897e-07
[120 empty] | 7.3.3.17.5 (Remote Grid) Updates to grid topology to minimize risk of ignition in HFTDs Remote GridWLDFREquipment / facility failureAggregated | WLDFR | HFTD - Distribution - Tier 3 - 1QU CoRE ¦ 5QU LoRE | Non-Red Flag Warning - Destructive Fires | Equipment / facility failure | Aggregated | 2065 | 1.3676e-07 | 65.8407 | 9.0047e-06 | 2065 | Mitigation | 0.95 | 45 | 0 | esc | 0.00097009 | 1.3267e-10 | 0.00097009 | 1.3267e-10 | 0.0028115 | 1.37e-10 | 0.012004 | 1.8897e-07
[120 empty] | 7.3.3.17.5 (Remote Grid) Updates to grid topology to minimize risk of ignition in HFTDs Remote GridWLDFREquipment / facility failureAggregated | WLDFR | HFTD - Distribution - Tier 3 - 1QU CoRE ¦ 5QU LoRE | Non-Red Flag Warning - Destructive Fires | Equipment / facility failure | Aggregated | 2066 | 1.3676e-07 | 65.8407 | 9.0047e-06 | 2066 | Mitigation | 0.95 | 45 | 0 | esc | 0.00097009 | 1.3267e-10 | 0.00097009 | 1.3267e-10 | 0.0028115 | 1.37e-10 | 0.012004 | 1.8897e-07
[120 empty] | 7.3.3.17.5 (Remote Grid) Updates to grid topology to minimize risk of ignition in HFTDs Remote GridWLDFREquipment / facility failureAggregated | WLDFR | HFTD - Distribution - Tier 3 - 1QU CoRE ¦ 5QU LoRE | Non-Red Flag Warning - Destructive Fires | Equipment / facility failure | Aggregated | 2067 | 1.3676e-07 | 65.8407 | 9.0047e-06 | 2067 | Mitigation | 0.95 | 45 | 0 | esc | 0 | 0 | 0.00097009 | 1.3267e-10 | 0.0028115 | 1.37e-10 | 0.012004 | 1.8897e-07
[120 empty] | 7.3.3.17.5 (Remote Grid) Updates to grid topology to minimize risk of ignition in HFTDs Remote GridWLDFRVegetation ContactAggregated | WLDFR | HFTD - Distribution - Tier 3 - 1QU CoRE ¦ 5QU LoRE | Non-Red Flag Warning - Destructive Fires | Vegetation Contact | Aggregated | 2022 | 2.4666e-06 | 65.8407 | 0.0001624 | 2022 | Mitigation | 0.95 | 45 | 0 | esc | 0.00097009 | 2.3928e-09 | 0 | 0 | 0.0028115 | 1.37e-10 | 0.012004 | 1.8897e-07
[120 empty] | 7.3.3.17.5 (Remote Grid) Updates to grid topology to minimize risk of ignition in HFTDs Remote GridWLDFRVegetation ContactAggregated | WLDFR | HFTD - Distribution - Tier 3 - 1QU CoRE ¦ 5QU LoRE | Non-Red Flag Warning - Destructive Fires | Vegetation Contact | Aggregated | 2023 | 2.4666e-06 | 65.8407 | 0.0001624 | 2023 | Mitigation | 0.95 | 45 | 0 | esc | 0.00097009 | 2.3928e-09 | 0.00097009 | 2.3928e-09 | 0.0028115 | 1.37e-10 | 0.012004 | 1.8897e-07
[120 empty] | 7.3.3.17.5 (Remote Grid) Updates to grid topology to minimize risk of ignition in HFTDs Remote GridWLDFRVegetation ContactAggregated | WLDFR | HFTD - Distribution - Tier 3 - 1QU CoRE ¦ 5QU LoRE | Non-Red Flag Warning - Destructive Fires | Vegetation Contact | Aggregated | 2024 | 2.4666e-06 | 65.8407 | 0.0001624 | 2024 | Mitigation | 0.95 | 45 | 0 | esc | 0.00097009 | 2.3928e-09 | 0.00097009 | 2.3928e-09 | 0.0028115 | 1.37e-10 | 0.012004 | 1.8897e-07
[120 empty] | 7.3.3.17.5 (Remote Grid) Updates to grid topology to minimize risk of ignition in HFTDs Remote GridWLDFRVegetation ContactAggregated | WLDFR | HFTD - Distribution - Tier 3 - 1QU CoRE ¦ 5QU LoRE | Non-Red Flag Warning - Destructive Fires | Vegetation Contact | Aggregated | 2025 | 2.4666e-06 | 65.8407 | 0.0001624 | 2025 | Mitigation | 0.95 | 45 | 0 | esc | 0.00097009 | 2.3928e-09 | 0.00097009 | 2.3928e-09 | 0.0028115 | 1.37e-10 | 0.012004 | 1.8897e-07
[120 empty] | 7.3.3.17.5 (Remote Grid) Updates to grid topology to minimize risk of ignition in HFTDs Remote GridWLDFRVegetation ContactAggregated | WLDFR | HFTD - Distribution - Tier 3 - 1QU CoRE ¦ 5QU LoRE | Non-Red Flag Warning - Destructive Fires | Vegetation Contact | Aggregated | 2026 | 2.4666e-06 | 65.8407 | 0.0001624 | 2026 | Mitigation | 0.95 | 45 | 0 | esc | 0.00097009 | 2.3928e-09 | 0.00097009 | 2.3928e-09 | 0.0028115 | 1.37e-10 | 0.012004 | 1.8897e-07
[120 empty] | 7.3.3.17.5 (Remote Grid) Updates to grid topology to minimize risk of ignition in HFTDs Remote GridWLDFRVegetation ContactAggregated | WLDFR | HFTD - Distribution - Tier 3 - 1QU CoRE ¦ 5QU LoRE | Non-Red Flag Warning - Destructive Fires | Vegetation Contact | Aggregated | 2027 | 2.4666e-06 | 65.8407 | 0.0001624 | 2027 | Mitigation | 0.95 | 45 | 0 | esc | 0.00097009 | 2.3928e-09 | 0.00097009 | 2.3928e-09 | 0.0028115 | 1.37e-10 | 0.012004 | 1.8897e-07
[120 empty] | 7.3.3.17.5 (Remote Grid) Updates to grid topology to minimize risk of ignition in HFTDs Remote GridWLDFRVegetation ContactAggregated | WLDFR | HFTD - Distribution - Tier 3 - 1QU CoRE ¦ 5QU LoRE | Non-Red Flag Warning - Destructive Fires | Vegetation Contact | Aggregated | 2028 | 2.4666e-06 | 65.8407 | 0.0001624 | 2028 | Mitigation | 0.95 | 45 | 0 | esc | 0.00097009 | 2.3928e-09 | 0.00097009 | 2.3928e-09 | 0.0028115 | 1.37e-10 | 0 | 0
[120 empty] | 7.3.3.17.5 (Remote Grid) Updates to grid topology to minimize risk of ignition in HFTDs Remote GridWLDFRVegetation ContactAggregated | WLDFR | HFTD - Distribution - Tier 3 - 1QU CoRE ¦ 5QU LoRE | Non-Red Flag Warning - Destructive Fires | Vegetation Contact | Aggregated | 2029 | 2.4666e-06 | 65.8407 | 0.0001624 | 2029 | Mitigation | 0.95 | 45 | 0 | esc | 0.00097009 | 2.3928e-09 | 0.00097009 | 2.3928e-09 | 0.0028115 | 1.37e-10 | 0 | 0
[120 empty] | 7.3.3.17.5 (Remote Grid) Updates to grid topology to minimize risk of ignition in HFTDs Remote GridWLDFRVegetation ContactAggregated | WLDFR | HFTD - Distribution - Tier 3 - 1QU CoRE ¦ 5QU LoRE | Non-Red Flag Warning - Destructive Fires | Vegetation Contact | Aggregated | 2030 | 2.4666e-06 | 65.8407 | 0.0001624 | 2030 | Mitigation | 0.95 | 45 | 0 | esc | 0.00097009 | 2.3928e-09 | 0.00097009 | 2.3928e-09 | 0.0028115 | 1.37e-10 | 0.010025 | 3.7142e-07
[120 empty] | 7.3.3.17.5 (Remote Grid) Updates to grid topology to minimize risk of ignition in HFTDs Remote GridWLDFRVegetation ContactAggregated | WLDFR | HFTD - Distribution - Tier 3 - 1QU CoRE ¦ 5QU LoRE | Non-Red Flag Warning - Destructive Fires | Vegetation Contact | Aggregated | 2031 | 2.4666e-06 | 65.8407 | 0.0001624 | 2031 | Mitigation | 0.95 | 45 | 0 | esc | 0.00097009 | 2.3928e-09 | 0.00097009 | 2.3928e-09 | 0.0028115 | 1.37e-10 | 0.010025 | 3.7142e-07
[120 empty] | 7.3.3.17.5 (Remote Grid) Updates to grid topology to minimize risk of ignition in HFTDs Remote GridWLDFRVegetation ContactAggregated | WLDFR | HFTD - Distribution - Tier 3 - 1QU CoRE ¦ 5QU LoRE | Non-Red Flag Warning - Destructive Fires | Vegetation Contact | Aggregated | 2032 | 2.4666e-06 | 65.8407 | 0.0001624 | 2032 | Mitigation | 0.95 | 45 | 0 | esc | 0.00097009 | 2.3928e-09 | 0.00097009 | 2.3928e-09 | 0.0028115 | 1.37e-10 | 0.010025 | 3.7142e-07
[120 empty] | 7.3.3.17.5 (Remote Grid) Updates to grid topology to minimize risk of ignition in HFTDs Remote GridWLDFRVegetation ContactAggregated | WLDFR | HFTD - Distribution - Tier 3 - 1QU CoRE ¦ 5QU LoRE | Non-Red Flag Warning - Destructive Fires | Vegetation Contact | Aggregated | 2033 | 2.4666e-06 | 65.8407 | 0.0001624 | 2033 | Mitigation | 0.95 | 45 | 0 | esc | 0.00097009 | 2.3928e-09 | 0.00097009 | 2.3928e-09 | 0.0028115 | 1.37e-10 | 0.010025 | 3.7142e-07
[120 empty] | 7.3.3.17.5 (Remote Grid) Updates to grid topology to minimize risk of ignition in HFTDs Remote GridWLDFRVegetation ContactAggregated | WLDFR | HFTD - Distribution - Tier 3 - 1QU CoRE ¦ 5QU LoRE | Non-Red Flag Warning - Destructive Fires | Vegetation Contact | Aggregated | 2034 | 2.4666e-06 | 65.8407 | 0.0001624 | 2034 | Mitigation | 0.95 | 45 | 0 | esc | 0.00097009 | 2.3928e-09 | 0.00097009 | 2.3928e-09 | 0.0028115 | 1.37e-10 | 0.010025 | 3.7142e-07
[120 empty] | 7.3.3.17.5 (Remote Grid) Updates to grid topology to minimize risk of ignition in HFTDs Remote GridWLDFRVegetation ContactAggregated | WLDFR | HFTD - Distribution - Tier 3 - 1QU CoRE ¦ 5QU LoRE | Non-Red Flag Warning - Destructive Fires | Vegetation Contact | Aggregated | 2035 | 2.4666e-06 | 65.8407 | 0.0001624 | 2035 | Mitigation | 0.95 | 45 | 0 | esc | 0.00097009 | 2.3928e-09 | 0.00097009 | 2.3928e-09 | 0.0028115 | 1.37e-10 | 0.010025 | 3.7142e-07
[120 empty] | 7.3.3.17.5 (Remote Grid) Updates to grid topology to minimize risk of ignition in HFTDs Remote GridWLDFRVegetation ContactAggregated | WLDFR | HFTD - Distribution - Tier 3 - 1QU CoRE ¦ 5QU LoRE | Non-Red Flag Warning - Destructive Fires | Vegetation Contact | Aggregated | 2036 | 2.4666e-06 | 65.8407 | 0.0001624 | 2036 | Mitigation | 0.95 | 45 | 0 | esc | 0.00097009 | 2.3928e-09 | 0.00097009 | 2.3928e-09 | 0.0028115 | 1.37e-10 | 0.010025 | 3.7142e-07
[120 empty] | 7.3.3.17.5 (Remote Grid) Updates to grid topology to minimize risk of ignition in HFTDs Remote GridWLDFRVegetation ContactAggregated | WLDFR | HFTD - Distribution - Tier 3 - 1QU CoRE ¦ 5QU LoRE | Non-Red Flag Warning - Destructive Fires | Vegetation Contact | Aggregated | 2037 | 2.4666e-06 | 65.8407 | 0.0001624 | 2037 | Mitigation | 0.95 | 45 | 0 | esc | 0.00097009 | 2.3928e-09 | 0.00097009 | 2.3928e-09 | 0.0028115 | 1.37e-10 | 0.010025 | 3.7142e-07
[120 empty] | 7.3.3.17.5 (Remote Grid) Updates to grid topology to minimize risk of ignition in HFTDs Remote GridWLDFRVegetation ContactAggregated | WLDFR | HFTD - Distribution - Tier 3 - 1QU CoRE ¦ 5QU LoRE | Non-Red Flag Warning - Destructive Fires | Vegetation Contact | Aggregated | 2038 | 2.4666e-06 | 65.8407 | 0.0001624 | 2038 | Mitigation | 0.95 | 45 | 0 | esc | 0.00097009 | 2.3928e-09 | 0.00097009 | 2.3928e-09 | 0.0028115 | 1.37e-10 | 0.010025 | 3.7142e-07
[120 empty] | 7.3.3.17.5 (Remote Grid) Updates to grid topology to minimize risk of ignition in HFTDs Remote GridWLDFRVegetation ContactAggregated | WLDFR | HFTD - Distribution - Tier 3 - 1QU CoRE ¦ 5QU LoRE | Non-Red Flag Warning - Destructive Fires | Vegetation Contact | Aggregated | 2039 | 2.4666e-06 | 65.8407 | 0.0001624 | 2039 | Mitigation | 0.95 | 45 | 0 | esc | 0.00097009 | 2.3928e-09 | 0.00097009 | 2.3928e-09 | 0.0028115 | 1.37e-10 | 0.010025 | 3.7142e-07
[120 empty] | 7.3.3.17.5 (Remote Grid) Updates to grid topology to minimize risk of ignition in HFTDs Remote GridWLDFRVegetation ContactAggregated | WLDFR | HFTD - Distribution - Tier 3 - 1QU CoRE ¦ 5QU LoRE | Non-Red Flag Warning - Destructive Fires | Vegetation Contact | Aggregated | 2040 | 2.4666e-06 | 65.8407 | 0.0001624 | 2040 | Mitigation | 0.95 | 45 | 0 | esc | 0.00097009 | 2.3928e-09 | 0.00097009 | 2.3928e-09 | 0.0028115 | 1.37e-10 | 0.010025 | 3.7142e-07
[120 empty] | 7.3.3.17.5 (Remote Grid) Updates to grid topology to minimize risk of ignition in HFTDs Remote GridWLDFRVegetation ContactAggregated | WLDFR | HFTD - Distribution - Tier 3 - 1QU CoRE ¦ 5QU LoRE | Non-Red Flag Warning - Destructive Fires | Vegetation Contact | Aggregated | 2041 | 2.4666e-06 | 65.8407 | 0.0001624 | 2041 | Mitigation | 0.95 | 45 | 0 | esc | 0.00097009 | 2.3928e-09 | 0.00097009 | 2.3928e-09 | 0.0028115 | 1.37e-10 | 0.010025 | 3.7142e-07
[120 empty] | 7.3.3.17.5 (Remote Grid) Updates to grid topology to minimize risk of ignition in HFTDs Remote GridWLDFRVegetation ContactAggregated | WLDFR | HFTD - Distribution - Tier 3 - 1QU CoRE ¦ 5QU LoRE | Non-Red Flag Warning - Destructive Fires | Vegetation Contact | Aggregated | 2042 | 2.4666e-06 | 65.8407 | 0.0001624 | 2042 | Mitigation | 0.95 | 45 | 0 | esc | 0.00097009 | 2.3928e-09 | 0.00097009 | 2.3928e-09 | 0.0028115 | 1.37e-10 | 0.010025 | 3.7142e-07
[120 empty] | 7.3.3.17.5 (Remote Grid) Updates to grid topology to minimize risk of ignition in HFTDs Remote GridWLDFRVegetation ContactAggregated | WLDFR | HFTD - Distribution - Tier 3 - 1QU CoRE ¦ 5QU LoRE | Non-Red Flag Warning - Destructive Fires | Vegetation Contact | Aggregated | 2043 | 2.4666e-06 | 65.8407 | 0.0001624 | 2043 | Mitigation | 0.95 | 45 | 0 | esc | 0.00097009 | 2.3928e-09 | 0.00097009 | 2.3928e-09 | 0.0028115 | 1.37e-10 | 0.010025 | 3.7142e-07
[120 empty] | 7.3.3.17.5 (Remote Grid) Updates to grid topology to minimize risk of ignition in HFTDs Remote GridWLDFRVegetation ContactAggregated | WLDFR | HFTD - Distribution - Tier 3 - 1QU CoRE ¦ 5QU LoRE | Non-Red Flag Warning - Destructive Fires | Vegetation Contact | Aggregated | 2044 | 2.4666e-06 | 65.8407 | 0.0001624 | 2044 | Mitigation | 0.95 | 45 | 0 | esc | 0.00097009 | 2.3928e-09 | 0.00097009 | 2.3928e-09 | 0.0028115 | 1.37e-10 | 0.010025 | 3.7142e-07
[120 empty] | 7.3.3.17.5 (Remote Grid) Updates to grid topology to minimize risk of ignition in HFTDs Remote GridWLDFRVegetation ContactAggregated | WLDFR | HFTD - Distribution - Tier 3 - 1QU CoRE ¦ 5QU LoRE | Non-Red Flag Warning - Destructive Fires | Vegetation Contact | Aggregated | 2045 | 2.4666e-06 | 65.8407 | 0.0001624 | 2045 | Mitigation | 0.95 | 45 | 0 | esc | 0.00097009 | 2.3928e-09 | 0.00097009 | 2.3928e-09 | 0.0028115 | 1.37e-10 | 0.010025 | 3.7142e-07
[120 empty] | 7.3.3.17.5 (Remote Grid) Updates to grid topology to minimize risk of ignition in HFTDs Remote GridWLDFRVegetation ContactAggregated | WLDFR | HFTD - Distribution - Tier 3 - 1QU CoRE ¦ 5QU LoRE | Non-Red Flag Warning - Destructive Fires | Vegetation Contact | Aggregated | 2046 | 2.4666e-06 | 65.8407 | 0.0001624 | 2046 | Mitigation | 0.95 | 45 | 0 | esc | 0.00097009 | 2.3928e-09 | 0.00097009 | 2.3928e-09 | 0.0028115 | 1.37e-10 | 0.010025 | 3.7142e-07
[120 empty] | 7.3.3.17.5 (Remote Grid) Updates to grid topology to minimize risk of ignition in HFTDs Remote GridWLDFRVegetation ContactAggregated | WLDFR | HFTD - Distribution - Tier 3 - 1QU CoRE ¦ 5QU LoRE | Non-Red Flag Warning - Destructive Fires | Vegetation Contact | Aggregated | 2047 | 2.4666e-06 | 65.8407 | 0.0001624 | 2047 | Mitigation | 0.95 | 45 | 0 | esc | 0.00097009 | 2.3928e-09 | 0.00097009 | 2.3928e-09 | 0.0028115 | 1.37e-10 | 0.010025 | 3.7142e-07
[120 empty] | 7.3.3.17.5 (Remote Grid) Updates to grid topology to minimize risk of ignition in HFTDs Remote GridWLDFRVegetation ContactAggregated | WLDFR | HFTD - Distribution - Tier 3 - 1QU CoRE ¦ 5QU LoRE | Non-Red Flag Warning - Destructive Fires | Vegetation Contact | Aggregated | 2048 | 2.4666e-06 | 65.8407 | 0.0001624 | 2048 | Mitigation | 0.95 | 45 | 0 | esc | 0.00097009 | 2.3928e-09 | 0.00097009 | 2.3928e-09 | 0.0028115 | 1.37e-10 | 0.010025 | 3.7142e-07
[120 empty] | 7.3.3.17.5 (Remote Grid) Updates to grid topology to minimize risk of ignition in HFTDs Remote GridWLDFRVegetation ContactAggregated | WLDFR | HFTD - Distribution - Tier 3 - 1QU CoRE ¦ 5QU LoRE | Non-Red Flag Warning - Destructive Fires | Vegetation Contact | Aggregated | 2049 | 2.4666e-06 | 65.8407 | 0.0001624 | 2049 | Mitigation | 0.95 | 45 | 0 | esc | 0.00097009 | 2.3928e-09 | 0.00097009 | 2.3928e-09 | 0.0028115 | 1.37e-10 | 0.010025 | 3.7142e-07
[120 empty] | 7.3.3.17.5 (Remote Grid) Updates to grid topology to minimize risk of ignition in HFTDs Remote GridWLDFRVegetation ContactAggregated | WLDFR | HFTD - Distribution - Tier 3 - 1QU CoRE ¦ 5QU LoRE | Non-Red Flag Warning - Destructive Fires | Vegetation Contact | Aggregated | 2050 | 2.4666e-06 | 65.8407 | 0.0001624 | 2050 | Mitigation | 0.95 | 45 | 0 | esc | 0.00097009 | 2.3928e-09 | 0.00097009 | 2.3928e-09 | 0 | 0 | 0.010025 | 3.7142e-07
[120 empty] | 7.3.3.17.5 (Remote Grid) Updates to grid topology to minimize risk of ignition in HFTDs Remote GridWLDFRVegetation ContactAggregated | WLDFR | HFTD - Distribution - Tier 3 - 1QU CoRE ¦ 5QU LoRE | Non-Red Flag Warning - Destructive Fires | Vegetation Contact | Aggregated | 2051 | 2.4666e-06 | 65.8407 | 0.0001624 | 2051 | Mitigation | 0.95 | 45 | 0 | esc | 0.00097009 | 2.3928e-09 | 0.00097009 | 2.3928e-09 | 0.0028115 | 3.1084e-10 | 0.010025 | 3.7142e-07
[120 empty] | 7.3.3.17.5 (Remote Grid) Updates to grid topology to minimize risk of ignition in HFTDs Remote GridWLDFRVegetation ContactAggregated | WLDFR | HFTD - Distribution - Tier 3 - 1QU CoRE ¦ 5QU LoRE | Non-Red Flag Warning - Destructive Fires | Vegetation Contact | Aggregated | 2052 | 2.4666e-06 | 65.8407 | 0.0001624 | 2052 | Mitigation | 0.95 | 45 | 0 | esc | 0.00097009 | 2.3928e-09 | 0.00097009 | 2.3928e-09 | 0.0028115 | 3.1084e-10 | 0.010025 | 3.7142e-07
[120 empty] | 7.3.3.17.5 (Remote Grid) Updates to grid topology to minimize risk of ignition in HFTDs Remote GridWLDFRVegetation ContactAggregated | WLDFR | HFTD - Distribution - Tier 3 - 1QU CoRE ¦ 5QU LoRE | Non-Red Flag Warning - Destructive Fires | Vegetation Contact | Aggregated | 2053 | 2.4666e-06 | 65.8407 | 0.0001624 | 2053 | Mitigation | 0.95 | 45 | 0 | esc | 0.00097009 | 2.3928e-09 | 0.00097009 | 2.3928e-09 | 0.0028115 | 3.1084e-10 | 0.010025 | 3.7142e-07
[120 empty] | 7.3.3.17.5 (Remote Grid) Updates to grid topology to minimize risk of ignition in HFTDs Remote GridWLDFRVegetation ContactAggregated | WLDFR | HFTD - Distribution - Tier 3 - 1QU CoRE ¦ 5QU LoRE | Non-Red Flag Warning - Destructive Fires | Vegetation Contact | Aggregated | 2054 | 2.4666e-06 | 65.8407 | 0.0001624 | 2054 | Mitigation | 0.95 | 45 | 0 | esc | 0.00097009 | 2.3928e-09 | 0.00097009 | 2.3928e-09 | 0.0028115 | 3.1084e-10 | 0.010025 | 3.7142e-07
[120 empty] | 7.3.3.17.5 (Remote Grid) Updates to grid topology to minimize risk of ignition in HFTDs Remote GridWLDFRVegetation ContactAggregated | WLDFR | HFTD - Distribution - Tier 3 - 1QU CoRE ¦ 5QU LoRE | Non-Red Flag Warning - Destructive Fires | Vegetation Contact | Aggregated | 2055 | 2.4666e-06 | 65.8407 | 0.0001624 | 2055 | Mitigation | 0.95 | 45 | 0 | esc | 0.00097009 | 2.3928e-09 | 0.00097009 | 2.3928e-09 | 0.0028115 | 3.1084e-10 | 0.010025 | 3.7142e-07
[120 empty] | 7.3.3.17.5 (Remote Grid) Updates to grid topology to minimize risk of ignition in HFTDs Remote GridWLDFRVegetation ContactAggregated | WLDFR | HFTD - Distribution - Tier 3 - 1QU CoRE ¦ 5QU LoRE | Non-Red Flag Warning - Destructive Fires | Vegetation Contact | Aggregated | 2056 | 2.4666e-06 | 65.8407 | 0.0001624 | 2056 | Mitigation | 0.95 | 45 | 0 | esc | 0.00097009 | 2.3928e-09 | 0.00097009 | 2.3928e-09 | 0.0028115 | 3.1084e-10 | 0.010025 | 3.7142e-07
[120 empty] | 7.3.3.17.5 (Remote Grid) Updates to grid topology to minimize risk of ignition in HFTDs Remote GridWLDFRVegetation ContactAggregated | WLDFR | HFTD - Distribution - Tier 3 - 1QU CoRE ¦ 5QU LoRE | Non-Red Flag Warning - Destructive Fires | Vegetation Contact | Aggregated | 2057 | 2.4666e-06 | 65.8407 | 0.0001624 | 2057 | Mitigation | 0.95 | 45 | 0 | esc | 0.00097009 | 2.3928e-09 | 0.00097009 | 2.3928e-09 | 0.0028115 | 3.1084e-10 | 0.010025 | 3.7142e-07
[120 empty] | 7.3.3.17.5 (Remote Grid) Updates to grid topology to minimize risk of ignition in HFTDs Remote GridWLDFRVegetation ContactAggregated | WLDFR | HFTD - Distribution - Tier 3 - 1QU CoRE ¦ 5QU LoRE | Non-Red Flag Warning - Destructive Fires | Vegetation Contact | Aggregated | 2058 | 2.4666e-06 | 65.8407 | 0.0001624 | 2058 | Mitigation | 0.95 | 45 | 0 | esc | 0.00097009 | 2.3928e-09 | 0.00097009 | 2.3928e-09 | 0.0028115 | 3.1084e-10 | 0.010025 | 3.7142e-07
[120 empty] | 7.3.3.17.5 (Remote Grid) Updates to grid topology to minimize risk of ignition in HFTDs Remote GridWLDFRVegetation ContactAggregated | WLDFR | HFTD - Distribution - Tier 3 - 1QU CoRE ¦ 5QU LoRE | Non-Red Flag Warning - Destructive Fires | Vegetation Contact | Aggregated | 2059 | 2.4666e-06 | 65.8407 | 0.0001624 | 2059 | Mitigation | 0.95 | 45 | 0 | esc | 0.00097009 | 2.3928e-09 | 0.00097009 | 2.3928e-09 | 0.0028115 | 3.1084e-10 | 0.010025 | 3.7142e-07
[120 empty] | 7.3.3.17.5 (Remote Grid) Updates to grid topology to minimize risk of ignition in HFTDs Remote GridWLDFRVegetation ContactAggregated | WLDFR | HFTD - Distribution - Tier 3 - 1QU CoRE ¦ 5QU LoRE | Non-Red Flag Warning - Destructive Fires | Vegetation Contact | Aggregated | 2060 | 2.4666e-06 | 65.8407 | 0.0001624 | 2060 | Mitigation | 0.95 | 45 | 0 | esc | 0.00097009 | 2.3928e-09 | 0.00097009 | 2.3928e-09 | 0.0028115 | 3.1084e-10 | 0 | 0
[120 empty] | 7.3.3.17.5 (Remote Grid) Updates to grid topology to minimize risk of ignition in HFTDs Remote GridWLDFRVegetation ContactAggregated | WLDFR | HFTD - Distribution - Tier 3 - 1QU CoRE ¦ 5QU LoRE | Non-Red Flag Warning - Destructive Fires | Vegetation Contact | Aggregated | 2061 | 2.4666e-06 | 65.8407 | 0.0001624 | 2061 | Mitigation | 0.95 | 45 | 0 | esc | 0.00097009 | 2.3928e-09 | 0.00097009 | 2.3928e-09 | 0.0028115 | 3.1084e-10 | 0 | 0
[120 empty] | 7.3.3.17.5 (Remote Grid) Updates to grid topology to minimize risk of ignition in HFTDs Remote GridWLDFRVegetation ContactAggregated | WLDFR | HFTD - Distribution - Tier 3 - 1QU CoRE ¦ 5QU LoRE | Non-Red Flag Warning - Destructive Fires | Vegetation Contact | Aggregated | 2062 | 2.4666e-06 | 65.8407 | 0.0001624 | 2062 | Mitigation | 0.95 | 45 | 0 | esc | 0.00097009 | 2.3928e-09 | 0.00097009 | 2.3928e-09 | 0.0028115 | 3.1084e-10 | 0.0094681 | 1.1974e-06
[120 empty] | 7.3.3.17.5 (Remote Grid) Updates to grid topology to minimize risk of ignition in HFTDs Remote GridWLDFRVegetation ContactAggregated | WLDFR | HFTD - Distribution - Tier 3 - 1QU CoRE ¦ 5QU LoRE | Non-Red Flag Warning - Destructive Fires | Vegetation Contact | Aggregated | 2063 | 2.4666e-06 | 65.8407 | 0.0001624 | 2063 | Mitigation | 0.95 | 45 | 0 | esc | 0.00097009 | 2.3928e-09 | 0.00097009 | 2.3928e-09 | 0.0028115 | 3.1084e-10 | 0.0094681 | 1.1974e-06
[120 empty] | 7.3.3.17.5 (Remote Grid) Updates to grid topology to minimize risk of ignition in HFTDs Remote GridWLDFRVegetation ContactAggregated | WLDFR | HFTD - Distribution - Tier 3 - 1QU CoRE ¦ 5QU LoRE | Non-Red Flag Warning - Destructive Fires | Vegetation Contact | Aggregated | 2064 | 2.4666e-06 | 65.8407 | 0.0001624 | 2064 | Mitigation | 0.95 | 45 | 0 | esc | 0.00097009 | 2.3928e-09 | 0.00097009 | 2.3928e-09 | 0.0028115 | 3.1084e-10 | 0.0094681 | 1.1974e-06
[120 empty] | 7.3.3.17.5 (Remote Grid) Updates to grid topology to minimize risk of ignition in HFTDs Remote GridWLDFRVegetation ContactAggregated | WLDFR | HFTD - Distribution - Tier 3 - 1QU CoRE ¦ 5QU LoRE | Non-Red Flag Warning - Destructive Fires | Vegetation Contact | Aggregated | 2065 | 2.4666e-06 | 65.8407 | 0.0001624 | 2065 | Mitigation | 0.95 | 45 | 0 | esc | 0.00097009 | 2.3928e-09 | 0.00097009 | 2.3928e-09 | 0.0028115 | 3.1084e-10 | 0.0094681 | 1.1974e-06
[120 empty] | 7.3.3.17.5 (Remote Grid) Updates to grid topology to minimize risk of ignition in HFTDs Remote GridWLDFRVegetation ContactAggregated | WLDFR | HFTD - Distribution - Tier 3 - 1QU CoRE ¦ 5QU LoRE | Non-Red Flag Warning - Destructive Fires | Vegetation Contact | Aggregated | 2066 | 2.4666e-06 | 65.8407 | 0.0001624 | 2066 | Mitigation | 0.95 | 45 | 0 | esc | 0.00097009 | 2.3928e-09 | 0.00097009 | 2.3928e-09 | 0.0028115 | 3.1084e-10 | 0.0094681 | 1.1974e-06
[120 empty] | 7.3.3.17.5 (Remote Grid) Updates to grid topology to minimize risk of ignition in HFTDs Remote GridWLDFRVegetation ContactAggregated | WLDFR | HFTD - Distribution - Tier 3 - 1QU CoRE ¦ 5QU LoRE | Non-Red Flag Warning - Destructive Fires | Vegetation Contact | Aggregated | 2067 | 2.4666e-06 | 65.8407 | 0.0001624 | 2067 | Mitigation | 0.95 | 45 | 0 | esc | 0 | 0 | 0.00097009 | 2.3928e-09 | 0.0028115 | 3.1084e-10 | 0.0094681 | 1.1974e-06
[120 empty] | 7.3.3.17.5 (Remote Grid) Updates to grid topology to minimize risk of ignition in HFTDs Remote GridWLDFRWire-to-wire contactAggregated | WLDFR | HFTD - Distribution - Tier 3 - 1QU CoRE ¦ 5QU LoRE | Non-Red Flag Warning - Destructive Fires | Wire-to-wire contact | Aggregated | 2022 | 1.2207e-07 | 65.8407 | 8.0372e-06 | 2022 | Mitigation | 0.95 | 45 | 0 | esc | 0.00097009 | 1.1842e-10 | 0 | 0 | 0.0028115 | 3.1084e-10 | 0.0094681 | 1.1974e-06
[120 empty] | 7.3.3.17.5 (Remote Grid) Updates to grid topology to minimize risk of ignition in HFTDs Remote GridWLDFRWire-to-wire contactAggregated | WLDFR | HFTD - Distribution - Tier 3 - 1QU CoRE ¦ 5QU LoRE | Non-Red Flag Warning - Destructive Fires | Wire-to-wire contact | Aggregated | 2023 | 1.2207e-07 | 65.8407 | 8.0372e-06 | 2023 | Mitigation | 0.95 | 45 | 0 | esc | 0.00097009 | 1.1842e-10 | 0.00097009 | 1.1842e-10 | 0.0028115 | 3.1084e-10 | 0.0094681 | 1.1974e-06
[120 empty] | 7.3.3.17.5 (Remote Grid) Updates to grid topology to minimize risk of ignition in HFTDs Remote GridWLDFRWire-to-wire contactAggregated | WLDFR | HFTD - Distribution - Tier 3 - 1QU CoRE ¦ 5QU LoRE | Non-Red Flag Warning - Destructive Fires | Wire-to-wire contact | Aggregated | 2024 | 1.2207e-07 | 65.8407 | 8.0372e-06 | 2024 | Mitigation | 0.95 | 45 | 0 | esc | 0.00097009 | 1.1842e-10 | 0.00097009 | 1.1842e-10 | 0.0028115 | 3.1084e-10 | 0.0094681 | 1.1974e-06
[120 empty] | 7.3.3.17.5 (Remote Grid) Updates to grid topology to minimize risk of ignition in HFTDs Remote GridWLDFRWire-to-wire contactAggregated | WLDFR | HFTD - Distribution - Tier 3 - 1QU CoRE ¦ 5QU LoRE | Non-Red Flag Warning - Destructive Fires | Wire-to-wire contact | Aggregated | 2025 | 1.2207e-07 | 65.8407 | 8.0372e-06 | 2025 | Mitigation | 0.95 | 45 | 0 | esc | 0.00097009 | 1.1842e-10 | 0.00097009 | 1.1842e-10 | 0.0028115 | 3.1084e-10 | 0.0094681 | 1.1974e-06
[120 empty] | 7.3.3.17.5 (Remote Grid) Updates to grid topology to minimize risk of ignition in HFTDs Remote GridWLDFRWire-to-wire contactAggregated | WLDFR | HFTD - Distribution - Tier 3 - 1QU CoRE ¦ 5QU LoRE | Non-Red Flag Warning - Destructive Fires | Wire-to-wire contact | Aggregated | 2026 | 1.2207e-07 | 65.8407 | 8.0372e-06 | 2026 | Mitigation | 0.95 | 45 | 0 | esc | 0.00097009 | 1.1842e-10 | 0.00097009 | 1.1842e-10 | 0.0028115 | 3.1084e-10 | 0.0094681 | 1.1974e-06
[120 empty] | 7.3.3.17.5 (Remote Grid) Updates to grid topology to minimize risk of ignition in HFTDs Remote GridWLDFRWire-to-wire contactAggregated | WLDFR | HFTD - Distribution - Tier 3 - 1QU CoRE ¦ 5QU LoRE | Non-Red Flag Warning - Destructive Fires | Wire-to-wire contact | Aggregated | 2027 | 1.2207e-07 | 65.8407 | 8.0372e-06 | 2027 | Mitigation | 0.95 | 45 | 0 | esc | 0.00097009 | 1.1842e-10 | 0.00097009 | 1.1842e-10 | 0.0028115 | 3.1084e-10 | 0.0094681 | 1.1974e-06
[120 empty] | 7.3.3.17.5 (Remote Grid) Updates to grid topology to minimize risk of ignition in HFTDs Remote GridWLDFRWire-to-wire contactAggregated | WLDFR | HFTD - Distribution - Tier 3 - 1QU CoRE ¦ 5QU LoRE | Non-Red Flag Warning - Destructive Fires | Wire-to-wire contact | Aggregated | 2028 | 1.2207e-07 | 65.8407 | 8.0372e-06 | 2028 | Mitigation | 0.95 | 45 | 0 | esc | 0.00097009 | 1.1842e-10 | 0.00097009 | 1.1842e-10 | 0.0028115 | 3.1084e-10 | 0.0094681 | 1.1974e-06
[120 empty] | 7.3.3.17.5 (Remote Grid) Updates to grid topology to minimize risk of ignition in HFTDs Remote GridWLDFRWire-to-wire contactAggregated | WLDFR | HFTD - Distribution - Tier 3 - 1QU CoRE ¦ 5QU LoRE | Non-Red Flag Warning - Destructive Fires | Wire-to-wire contact | Aggregated | 2029 | 1.2207e-07 | 65.8407 | 8.0372e-06 | 2029 | Mitigation | 0.95 | 45 | 0 | esc | 0.00097009 | 1.1842e-10 | 0.00097009 | 1.1842e-10 | 0.0028115 | 3.1084e-10 | 0.0094681 | 1.1974e-06
[120 empty] | 7.3.3.17.5 (Remote Grid) Updates to grid topology to minimize risk of ignition in HFTDs Remote GridWLDFRWire-to-wire contactAggregated | WLDFR | HFTD - Distribution - Tier 3 - 1QU CoRE ¦ 5QU LoRE | Non-Red Flag Warning - Destructive Fires | Wire-to-wire contact | Aggregated | 2030 | 1.2207e-07 | 65.8407 | 8.0372e-06 | 2030 | Mitigation | 0.95 | 45 | 0 | esc | 0.00097009 | 1.1842e-10 | 0.00097009 | 1.1842e-10 | 0.0028115 | 3.1084e-10 | 0.0094681 | 1.1974e-06
[120 empty] | 7.3.3.17.5 (Remote Grid) Updates to grid topology to minimize risk of ignition in HFTDs Remote GridWLDFRWire-to-wire contactAggregated | WLDFR | HFTD - Distribution - Tier 3 - 1QU CoRE ¦ 5QU LoRE | Non-Red Flag Warning - Destructive Fires | Wire-to-wire contact | Aggregated | 2031 | 1.2207e-07 | 65.8407 | 8.0372e-06 | 2031 | Mitigation | 0.95 | 45 | 0 | esc | 0.00097009 | 1.1842e-10 | 0.00097009 | 1.1842e-10 | 0.0028115 | 3.1084e-10 | 0.0094681 | 1.1974e-06
[120 empty] | 7.3.3.17.5 (Remote Grid) Updates to grid topology to minimize risk of ignition in HFTDs Remote GridWLDFRWire-to-wire contactAggregated | WLDFR | HFTD - Distribution - Tier 3 - 1QU CoRE ¦ 5QU LoRE | Non-Red Flag Warning - Destructive Fires | Wire-to-wire contact | Aggregated | 2032 | 1.2207e-07 | 65.8407 | 8.0372e-06 | 2032 | Mitigation | 0.95 | 45 | 0 | esc | 0.00097009 | 1.1842e-10 | 0.00097009 | 1.1842e-10 | 0.0028115 | 3.1084e-10 | 0.0094681 | 1.1974e-06
[120 empty] | 7.3.3.17.5 (Remote Grid) Updates to grid topology to minimize risk of ignition in HFTDs Remote GridWLDFRWire-to-wire contactAggregated | WLDFR | HFTD - Distribution - Tier 3 - 1QU CoRE ¦ 5QU LoRE | Non-Red Flag Warning - Destructive Fires | Wire-to-wire contact | Aggregated | 2033 | 1.2207e-07 | 65.8407 | 8.0372e-06 | 2033 | Mitigation | 0.95 | 45 | 0 | esc | 0.00097009 | 1.1842e-10 | 0.00097009 | 1.1842e-10 | 0.0028115 | 3.1084e-10 | 0.0094681 | 1.1974e-06
[120 empty] | 7.3.3.17.5 (Remote Grid) Updates to grid topology to minimize risk of ignition in HFTDs Remote GridWLDFRWire-to-wire contactAggregated | WLDFR | HFTD - Distribution - Tier 3 - 1QU CoRE ¦ 5QU LoRE | Non-Red Flag Warning - Destructive Fires | Wire-to-wire contact | Aggregated | 2034 | 1.2207e-07 | 65.8407 | 8.0372e-06 | 2034 | Mitigation | 0.95 | 45 | 0 | esc | 0.00097009 | 1.1842e-10 | 0.00097009 | 1.1842e-10 | 0.0028115 | 3.1084e-10 | 0.0094681 | 1.1974e-06
[120 empty] | 7.3.3.17.5 (Remote Grid) Updates to grid topology to minimize risk of ignition in HFTDs Remote GridWLDFRWire-to-wire contactAggregated | WLDFR | HFTD - Distribution - Tier 3 - 1QU CoRE ¦ 5QU LoRE | Non-Red Flag Warning - Destructive Fires | Wire-to-wire contact | Aggregated | 2035 | 1.2207e-07 | 65.8407 | 8.0372e-06 | 2035 | Mitigation | 0.95 | 45 | 0 | esc | 0.00097009 | 1.1842e-10 | 0.00097009 | 1.1842e-10 | 0.0028115 | 3.1084e-10 | 0.0094681 | 1.1974e-06
[120 empty] | 7.3.3.17.5 (Remote Grid) Updates to grid topology to minimize risk of ignition in HFTDs Remote GridWLDFRWire-to-wire contactAggregated | WLDFR | HFTD - Distribution - Tier 3 - 1QU CoRE ¦ 5QU LoRE | Non-Red Flag Warning - Destructive Fires | Wire-to-wire contact | Aggregated | 2036 | 1.2207e-07 | 65.8407 | 8.0372e-06 | 2036 | Mitigation | 0.95 | 45 | 0 | esc | 0.00097009 | 1.1842e-10 | 0.00097009 | 1.1842e-10 | 0.0028115 | 3.1084e-10 | 0.0094681 | 1.1974e-06
[120 empty] | 7.3.3.17.5 (Remote Grid) Updates to grid topology to minimize risk of ignition in HFTDs Remote GridWLDFRWire-to-wire contactAggregated | WLDFR | HFTD - Distribution - Tier 3 - 1QU CoRE ¦ 5QU LoRE | Non-Red Flag Warning - Destructive Fires | Wire-to-wire contact | Aggregated | 2037 | 1.2207e-07 | 65.8407 | 8.0372e-06 | 2037 | Mitigation | 0.95 | 45 | 0 | esc | 0.00097009 | 1.1842e-10 | 0.00097009 | 1.1842e-10 | 0.0028115 | 3.1084e-10 | 0.0094681 | 1.1974e-06
[120 empty] | 7.3.3.17.5 (Remote Grid) Updates to grid topology to minimize risk of ignition in HFTDs Remote GridWLDFRWire-to-wire contactAggregated | WLDFR | HFTD - Distribution - Tier 3 - 1QU CoRE ¦ 5QU LoRE | Non-Red Flag Warning - Destructive Fires | Wire-to-wire contact | Aggregated | 2038 | 1.2207e-07 | 65.8407 | 8.0372e-06 | 2038 | Mitigation | 0.95 | 45 | 0 | esc | 0.00097009 | 1.1842e-10 | 0.00097009 | 1.1842e-10 | 0.0028115 | 3.1084e-10 | 0.0094681 | 1.1974e-06
[120 empty] | 7.3.3.17.5 (Remote Grid) Updates to grid topology to minimize risk of ignition in HFTDs Remote GridWLDFRWire-to-wire contactAggregated | WLDFR | HFTD - Distribution - Tier 3 - 1QU CoRE ¦ 5QU LoRE | Non-Red Flag Warning - Destructive Fires | Wire-to-wire contact | Aggregated | 2039 | 1.2207e-07 | 65.8407 | 8.0372e-06 | 2039 | Mitigation | 0.95 | 45 | 0 | esc | 0.00097009 | 1.1842e-10 | 0.00097009 | 1.1842e-10 | 0.0028115 | 3.1084e-10 | 0.0094681 | 1.1974e-06
[120 empty] | 7.3.3.17.5 (Remote Grid) Updates to grid topology to minimize risk of ignition in HFTDs Remote GridWLDFRWire-to-wire contactAggregated | WLDFR | HFTD - Distribution - Tier 3 - 1QU CoRE ¦ 5QU LoRE | Non-Red Flag Warning - Destructive Fires | Wire-to-wire contact | Aggregated | 2040 | 1.2207e-07 | 65.8407 | 8.0372e-06 | 2040 | Mitigation | 0.95 | 45 | 0 | esc | 0.00097009 | 1.1842e-10 | 0.00097009 | 1.1842e-10 | 0.0028115 | 3.1084e-10 | 0.0094681 | 1.1974e-06
[120 empty] | 7.3.3.17.5 (Remote Grid) Updates to grid topology to minimize risk of ignition in HFTDs Remote GridWLDFRWire-to-wire contactAggregated | WLDFR | HFTD - Distribution - Tier 3 - 1QU CoRE ¦ 5QU LoRE | Non-Red Flag Warning - Destructive Fires | Wire-to-wire contact | Aggregated | 2041 | 1.2207e-07 | 65.8407 | 8.0372e-06 | 2041 | Mitigation | 0.95 | 45 | 0 | esc | 0.00097009 | 1.1842e-10 | 0.00097009 | 1.1842e-10 | 0.0028115 | 3.1084e-10 | 0.0094681 | 1.1974e-06
[120 empty] | 7.3.3.17.5 (Remote Grid) Updates to grid topology to minimize risk of ignition in HFTDs Remote GridWLDFRWire-to-wire contactAggregated | WLDFR | HFTD - Distribution - Tier 3 - 1QU CoRE ¦ 5QU LoRE | Non-Red Flag Warning - Destructive Fires | Wire-to-wire contact | Aggregated | 2042 | 1.2207e-07 | 65.8407 | 8.0372e-06 | 2042 | Mitigation | 0.95 | 45 | 0 | esc | 0.00097009 | 1.1842e-10 | 0.00097009 | 1.1842e-10 | 0.0028115 | 3.1084e-10 | 0.0094681 | 1.1974e-06
[120 empty] | 7.3.3.17.5 (Remote Grid) Updates to grid topology to minimize risk of ignition in HFTDs Remote GridWLDFRWire-to-wire contactAggregated | WLDFR | HFTD - Distribution - Tier 3 - 1QU CoRE ¦ 5QU LoRE | Non-Red Flag Warning - Destructive Fires | Wire-to-wire contact | Aggregated | 2043 | 1.2207e-07 | 65.8407 | 8.0372e-06 | 2043 | Mitigation | 0.95 | 45 | 0 | esc | 0.00097009 | 1.1842e-10 | 0.00097009 | 1.1842e-10 | 0.0028115 | 3.1084e-10 | 0.0094681 | 1.1974e-06
[120 empty] | 7.3.3.17.5 (Remote Grid) Updates to grid topology to minimize risk of ignition in HFTDs Remote GridWLDFRWire-to-wire contactAggregated | WLDFR | HFTD - Distribution - Tier 3 - 1QU CoRE ¦ 5QU LoRE | Non-Red Flag Warning - Destructive Fires | Wire-to-wire contact | Aggregated | 2044 | 1.2207e-07 | 65.8407 | 8.0372e-06 | 2044 | Mitigation | 0.95 | 45 | 0 | esc | 0.00097009 | 1.1842e-10 | 0.00097009 | 1.1842e-10 | 0.0028115 | 3.1084e-10 | 0.0094681 | 1.1974e-06
[120 empty] | 7.3.3.17.5 (Remote Grid) Updates to grid topology to minimize risk of ignition in HFTDs Remote GridWLDFRWire-to-wire contactAggregated | WLDFR | HFTD - Distribution - Tier 3 - 1QU CoRE ¦ 5QU LoRE | Non-Red Flag Warning - Destructive Fires | Wire-to-wire contact | Aggregated | 2045 | 1.2207e-07 | 65.8407 | 8.0372e-06 | 2045 | Mitigation | 0.95 | 45 | 0 | esc | 0.00097009 | 1.1842e-10 | 0.00097009 | 1.1842e-10 | 0.0028115 | 3.1084e-10 | 0.0094681 | 1.1974e-06
[120 empty] | 7.3.3.17.5 (Remote Grid) Updates to grid topology to minimize risk of ignition in HFTDs Remote GridWLDFRWire-to-wire contactAggregated | WLDFR | HFTD - Distribution - Tier 3 - 1QU CoRE ¦ 5QU LoRE | Non-Red Flag Warning - Destructive Fires | Wire-to-wire contact | Aggregated | 2046 | 1.2207e-07 | 65.8407 | 8.0372e-06 | 2046 | Mitigation | 0.95 | 45 | 0 | esc | 0.00097009 | 1.1842e-10 | 0.00097009 | 1.1842e-10 | 0.0028115 | 3.1084e-10 | 0 | 0
[120 empty] | 7.3.3.17.5 (Remote Grid) Updates to grid topology to minimize risk of ignition in HFTDs Remote GridWLDFRWire-to-wire contactAggregated | WLDFR | HFTD - Distribution - Tier 3 - 1QU CoRE ¦ 5QU LoRE | Non-Red Flag Warning - Destructive Fires | Wire-to-wire contact | Aggregated | 2047 | 1.2207e-07 | 65.8407 | 8.0372e-06 | 2047 | Mitigation | 0.95 | 45 | 0 | esc | 0.00097009 | 1.1842e-10 | 0.00097009 | 1.1842e-10 | 0.0028115 | 3.1084e-10 | 0 | 0
[120 empty] | 7.3.3.17.5 (Remote Grid) Updates to grid topology to minimize risk of ignition in HFTDs Remote GridWLDFRWire-to-wire contactAggregated | WLDFR | HFTD - Distribution - Tier 3 - 1QU CoRE ¦ 5QU LoRE | Non-Red Flag Warning - Destructive Fires | Wire-to-wire contact | Aggregated | 2048 | 1.2207e-07 | 65.8407 | 8.0372e-06 | 2048 | Mitigation | 0.95 | 45 | 0 | esc | 0.00097009 | 1.1842e-10 | 0.00097009 | 1.1842e-10 | 0.0028115 | 3.1084e-10 | 0.010598 | 7.2012e-08
[120 empty] | 7.3.3.17.5 (Remote Grid) Updates to grid topology to minimize risk of ignition in HFTDs Remote GridWLDFRWire-to-wire contactAggregated | WLDFR | HFTD - Distribution - Tier 3 - 1QU CoRE ¦ 5QU LoRE | Non-Red Flag Warning - Destructive Fires | Wire-to-wire contact | Aggregated | 2049 | 1.2207e-07 | 65.8407 | 8.0372e-06 | 2049 | Mitigation | 0.95 | 45 | 0 | esc | 0.00097009 | 1.1842e-10 | 0.00097009 | 1.1842e-10 | 0.0028115 | 3.1084e-10 | 0.010598 | 7.2012e-08
[120 empty] | 7.3.3.17.5 (Remote Grid) Updates to grid topology to minimize risk of ignition in HFTDs Remote GridWLDFRWire-to-wire contactAggregated | WLDFR | HFTD - Distribution - Tier 3 - 1QU CoRE ¦ 5QU LoRE | Non-Red Flag Warning - Destructive Fires | Wire-to-wire contact | Aggregated | 2050 | 1.2207e-07 | 65.8407 | 8.0372e-06 | 2050 | Mitigation | 0.95 | 45 | 0 | esc | 0.00097009 | 1.1842e-10 | 0.00097009 | 1.1842e-10 | 0.0028115 | 3.1084e-10 | 0.010598 | 7.2012e-08
[120 empty] | 7.3.3.17.5 (Remote Grid) Updates to grid topology to minimize risk of ignition in HFTDs Remote GridWLDFRWire-to-wire contactAggregated | WLDFR | HFTD - Distribution - Tier 3 - 1QU CoRE ¦ 5QU LoRE | Non-Red Flag Warning - Destructive Fires | Wire-to-wire contact | Aggregated | 2051 | 1.2207e-07 | 65.8407 | 8.0372e-06 | 2051 | Mitigation | 0.95 | 45 | 0 | esc | 0.00097009 | 1.1842e-10 | 0.00097009 | 1.1842e-10 | 0.0028115 | 3.1084e-10 | 0.010598 | 7.2012e-08
[120 empty] | 7.3.3.17.5 (Remote Grid) Updates to grid topology to minimize risk of ignition in HFTDs Remote GridWLDFRWire-to-wire contactAggregated | WLDFR | HFTD - Distribution - Tier 3 - 1QU CoRE ¦ 5QU LoRE | Non-Red Flag Warning - Destructive Fires | Wire-to-wire contact | Aggregated | 2052 | 1.2207e-07 | 65.8407 | 8.0372e-06 | 2052 | Mitigation | 0.95 | 45 | 0 | esc | 0.00097009 | 1.1842e-10 | 0.00097009 | 1.1842e-10 | 0.0028115 | 3.1084e-10 | 0.010598 | 7.2012e-08
[120 empty] | 7.3.3.17.5 (Remote Grid) Updates to grid topology to minimize risk of ignition in HFTDs Remote GridWLDFRWire-to-wire contactAggregated | WLDFR | HFTD - Distribution - Tier 3 - 1QU CoRE ¦ 5QU LoRE | Non-Red Flag Warning - Destructive Fires | Wire-to-wire contact | Aggregated | 2053 | 1.2207e-07 | 65.8407 | 8.0372e-06 | 2053 | Mitigation | 0.95 | 45 | 0 | esc | 0.00097009 | 1.1842e-10 | 0.00097009 | 1.1842e-10 | 0.0028115 | 3.1084e-10 | 0.010598 | 7.2012e-08
[120 empty] | 7.3.3.17.5 (Remote Grid) Updates to grid topology to minimize risk of ignition in HFTDs Remote GridWLDFRWire-to-wire contactAggregated | WLDFR | HFTD - Distribution - Tier 3 - 1QU CoRE ¦ 5QU LoRE | Non-Red Flag Warning - Destructive Fires | Wire-to-wire contact | Aggregated | 2054 | 1.2207e-07 | 65.8407 | 8.0372e-06 | 2054 | Mitigation | 0.95 | 45 | 0 | esc | 0.00097009 | 1.1842e-10 | 0.00097009 | 1.1842e-10 | 0 | 0 | 0.010598 | 7.2012e-08
[120 empty] | 7.3.3.17.5 (Remote Grid) Updates to grid topology to minimize risk of ignition in HFTDs Remote GridWLDFRWire-to-wire contactAggregated | WLDFR | HFTD - Distribution - Tier 3 - 1QU CoRE ¦ 5QU LoRE | Non-Red Flag Warning - Destructive Fires | Wire-to-wire contact | Aggregated | 2055 | 1.2207e-07 | 65.8407 | 8.0372e-06 | 2055 | Mitigation | 0.95 | 45 | 0 | esc | 0.00097009 | 1.1842e-10 | 0.00097009 | 1.1842e-10 | 0.0028115 | 2.9216e-10 | 0.010598 | 7.2012e-08
[120 empty] | 7.3.3.17.5 (Remote Grid) Updates to grid topology to minimize risk of ignition in HFTDs Remote GridWLDFRWire-to-wire contactAggregated | WLDFR | HFTD - Distribution - Tier 3 - 1QU CoRE ¦ 5QU LoRE | Non-Red Flag Warning - Destructive Fires | Wire-to-wire contact | Aggregated | 2056 | 1.2207e-07 | 65.8407 | 8.0372e-06 | 2056 | Mitigation | 0.95 | 45 | 0 | esc | 0.00097009 | 1.1842e-10 | 0.00097009 | 1.1842e-10 | 0.0028115 | 2.9216e-10 | 0.010598 | 7.2012e-08
[120 empty] | 7.3.3.17.5 (Remote Grid) Updates to grid topology to minimize risk of ignition in HFTDs Remote GridWLDFRWire-to-wire contactAggregated | WLDFR | HFTD - Distribution - Tier 3 - 1QU CoRE ¦ 5QU LoRE | Non-Red Flag Warning - Destructive Fires | Wire-to-wire contact | Aggregated | 2057 | 1.2207e-07 | 65.8407 | 8.0372e-06 | 2057 | Mitigation | 0.95 | 45 | 0 | esc | 0.00097009 | 1.1842e-10 | 0.00097009 | 1.1842e-10 | 0.0028115 | 2.9216e-10 | 0.010598 | 7.2012e-08
[120 empty] | 7.3.3.17.5 (Remote Grid) Updates to grid topology to minimize risk of ignition in HFTDs Remote GridWLDFRWire-to-wire contactAggregated | WLDFR | HFTD - Distribution - Tier 3 - 1QU CoRE ¦ 5QU LoRE | Non-Red Flag Warning - Destructive Fires | Wire-to-wire contact | Aggregated | 2058 | 1.2207e-07 | 65.8407 | 8.0372e-06 | 2058 | Mitigation | 0.95 | 45 | 0 | esc | 0.00097009 | 1.1842e-10 | 0.00097009 | 1.1842e-10 | 0.0028115 | 2.9216e-10 | 0.010598 | 7.2012e-08
[120 empty] | 7.3.3.17.5 (Remote Grid) Updates to grid topology to minimize risk of ignition in HFTDs Remote GridWLDFRWire-to-wire contactAggregated | WLDFR | HFTD - Distribution - Tier 3 - 1QU CoRE ¦ 5QU LoRE | Non-Red Flag Warning - Destructive Fires | Wire-to-wire contact | Aggregated | 2059 | 1.2207e-07 | 65.8407 | 8.0372e-06 | 2059 | Mitigation | 0.95 | 45 | 0 | esc | 0.00097009 | 1.1842e-10 | 0.00097009 | 1.1842e-10 | 0.0028115 | 2.9216e-10 | 0.010598 | 7.2012e-08
[120 empty] | 7.3.3.17.5 (Remote Grid) Updates to grid topology to minimize risk of ignition in HFTDs Remote GridWLDFRWire-to-wire contactAggregated | WLDFR | HFTD - Distribution - Tier 3 - 1QU CoRE ¦ 5QU LoRE | Non-Red Flag Warning - Destructive Fires | Wire-to-wire contact | Aggregated | 2060 | 1.2207e-07 | 65.8407 | 8.0372e-06 | 2060 | Mitigation | 0.95 | 45 | 0 | esc | 0.00097009 | 1.1842e-10 | 0.00097009 | 1.1842e-10 | 0.0028115 | 2.9216e-10 | 0.010598 | 7.2012e-08
[120 empty] | 7.3.3.17.5 (Remote Grid) Updates to grid topology to minimize risk of ignition in HFTDs Remote GridWLDFRWire-to-wire contactAggregated | WLDFR | HFTD - Distribution - Tier 3 - 1QU CoRE ¦ 5QU LoRE | Non-Red Flag Warning - Destructive Fires | Wire-to-wire contact | Aggregated | 2061 | 1.2207e-07 | 65.8407 | 8.0372e-06 | 2061 | Mitigation | 0.95 | 45 | 0 | esc | 0.00097009 | 1.1842e-10 | 0.00097009 | 1.1842e-10 | 0.0028115 | 2.9216e-10 | 0.010598 | 7.2012e-08
[120 empty] | 7.3.3.17.5 (Remote Grid) Updates to grid topology to minimize risk of ignition in HFTDs Remote GridWLDFRWire-to-wire contactAggregated | WLDFR | HFTD - Distribution - Tier 3 - 1QU CoRE ¦ 5QU LoRE | Non-Red Flag Warning - Destructive Fires | Wire-to-wire contact | Aggregated | 2062 | 1.2207e-07 | 65.8407 | 8.0372e-06 | 2062 | Mitigation | 0.95 | 45 | 0 | esc | 0.00097009 | 1.1842e-10 | 0.00097009 | 1.1842e-10 | 0.0028115 | 2.9216e-10 | 0.010598 | 7.2012e-08
[120 empty] | 7.3.3.17.5 (Remote Grid) Updates to grid topology to minimize risk of ignition in HFTDs Remote GridWLDFRWire-to-wire contactAggregated | WLDFR | HFTD - Distribution - Tier 3 - 1QU CoRE ¦ 5QU LoRE | Non-Red Flag Warning - Destructive Fires | Wire-to-wire contact | Aggregated | 2063 | 1.2207e-07 | 65.8407 | 8.0372e-06 | 2063 | Mitigation | 0.95 | 45 | 0 | esc | 0.00097009 | 1.1842e-10 | 0.00097009 | 1.1842e-10 | 0.0028115 | 2.9216e-10 | 0.010598 | 7.2012e-08
[120 empty] | 7.3.3.17.5 (Remote Grid) Updates to grid topology to minimize risk of ignition in HFTDs Remote GridWLDFRWire-to-wire contactAggregated | WLDFR | HFTD - Distribution - Tier 3 - 1QU CoRE ¦ 5QU LoRE | Non-Red Flag Warning - Destructive Fires | Wire-to-wire contact | Aggregated | 2064 | 1.2207e-07 | 65.8407 | 8.0372e-06 | 2064 | Mitigation | 0.95 | 45 | 0 | esc | 0.00097009 | 1.1842e-10 | 0.00097009 | 1.1842e-10 | 0.0028115 | 2.9216e-10 | 0.010598 | 7.2012e-08
[120 empty] | 7.3.3.17.5 (Remote Grid) Updates to grid topology to minimize risk of ignition in HFTDs Remote GridWLDFRWire-to-wire contactAggregated | WLDFR | HFTD - Distribution - Tier 3 - 1QU CoRE ¦ 5QU LoRE | Non-Red Flag Warning - Destructive Fires | Wire-to-wire contact | Aggregated | 2065 | 1.2207e-07 | 65.8407 | 8.0372e-06 | 2065 | Mitigation | 0.95 | 45 | 0 | esc | 0.00097009 | 1.1842e-10 | 0.00097009 | 1.1842e-10 | 0.0028115 | 2.9216e-10 | 0.010598 | 7.2012e-08
[120 empty] | 7.3.3.17.5 (Remote Grid) Updates to grid topology to minimize risk of ignition in HFTDs Remote GridWLDFRWire-to-wire contactAggregated | WLDFR | HFTD - Distribution - Tier 3 - 1QU CoRE ¦ 5QU LoRE | Non-Red Flag Warning - Destructive Fires | Wire-to-wire contact | Aggregated | 2066 | 1.2207e-07 | 65.8407 | 8.0372e-06 | 2066 | Mitigation | 0.95 | 45 | 0 | esc | 0.00097009 | 1.1842e-10 | 0.00097009 | 1.1842e-10 | 0.0028115 | 2.9216e-10 | 0.010598 | 7.2012e-08
[120 empty] | 7.3.3.17.5 (Remote Grid) Updates to grid topology to minimize risk of ignition in HFTDs Remote GridWLDFRWire-to-wire contactAggregated | WLDFR | HFTD - Distribution - Tier 3 - 1QU CoRE ¦ 5QU LoRE | Non-Red Flag Warning - Destructive Fires | Wire-to-wire contact | Aggregated | 2067 | 1.2207e-07 | 65.8407 | 8.0372e-06 | 2067 | Mitigation | 0.95 | 45 | 0 | esc | 0 | 0 | 0.00097009 | 1.1842e-10 | 0.0028115 | 2.9216e-10 | 0.010598 | 7.2012e-08
[120 empty] | 7.3.3.17.5 (Remote Grid) Updates to grid topology to minimize risk of ignition in HFTDs Remote GridWLDFRContact from objectAggregated | WLDFR | HFTD - Distribution - Tier 3 - 1QU CoRE ¦ 5QU LoRE | Non-Red Flag Warning - Large Fires | Contact from object | Aggregated | 2022 | 1.0953e-06 | 65.8407 | 7.2116e-05 | 2022 | Mitigation | 0.95 | 45 | 0 | esc | 0.00097009 | 1.0625e-09 | 0 | 0 | 0.0028115 | 2.9216e-10 | 0.010598 | 7.2012e-08
[120 empty] | 7.3.3.17.5 (Remote Grid) Updates to grid topology to minimize risk of ignition in HFTDs Remote GridWLDFRContact from objectAggregated | WLDFR | HFTD - Distribution - Tier 3 - 1QU CoRE ¦ 5QU LoRE | Non-Red Flag Warning - Large Fires | Contact from object | Aggregated | 2023 | 1.0953e-06 | 65.8407 | 7.2116e-05 | 2023 | Mitigation | 0.95 | 45 | 0 | esc | 0.00097009 | 1.0625e-09 | 0.00097009 | 1.0625e-09 | 0.0028115 | 2.9216e-10 | 0.010598 | 7.2012e-08
[120 empty] | 7.3.3.17.5 (Remote Grid) Updates to grid topology to minimize risk of ignition in HFTDs Remote GridWLDFRContact from objectAggregated | WLDFR | HFTD - Distribution - Tier 3 - 1QU CoRE ¦ 5QU LoRE | Non-Red Flag Warning - Large Fires | Contact from object | Aggregated | 2024 | 1.0953e-06 | 65.8407 | 7.2116e-05 | 2024 | Mitigation | 0.95 | 45 | 0 | esc | 0.00097009 | 1.0625e-09 | 0.00097009 | 1.0625e-09 | 0.0028115 | 2.9216e-10 | 0.010598 | 7.2012e-08
[120 empty] | 7.3.3.17.5 (Remote Grid) Updates to grid topology to minimize risk of ignition in HFTDs Remote GridWLDFRContact from objectAggregated | WLDFR | HFTD - Distribution - Tier 3 - 1QU CoRE ¦ 5QU LoRE | Non-Red Flag Warning - Large Fires | Contact from object | Aggregated | 2025 | 1.0953e-06 | 65.8407 | 7.2116e-05 | 2025 | Mitigation | 0.95 | 45 | 0 | esc | 0.00097009 | 1.0625e-09 | 0.00097009 | 1.0625e-09 | 0.0028115 | 2.9216e-10 | 0.010598 | 7.2012e-08
[120 empty] | 7.3.3.17.5 (Remote Grid) Updates to grid topology to minimize risk of ignition in HFTDs Remote GridWLDFRContact from objectAggregated | WLDFR | HFTD - Distribution - Tier 3 - 1QU CoRE ¦ 5QU LoRE | Non-Red Flag Warning - Large Fires | Contact from object | Aggregated | 2026 | 1.0953e-06 | 65.8407 | 7.2116e-05 | 2026 | Mitigation | 0.95 | 45 | 0 | esc | 0.00097009 | 1.0625e-09 | 0.00097009 | 1.0625e-09 | 0.0028115 | 2.9216e-10 | 0.010598 | 7.2012e-08
[120 empty] | 7.3.3.17.5 (Remote Grid) Updates to grid topology to minimize risk of ignition in HFTDs Remote GridWLDFRContact from objectAggregated | WLDFR | HFTD - Distribution - Tier 3 - 1QU CoRE ¦ 5QU LoRE | Non-Red Flag Warning - Large Fires | Contact from object | Aggregated | 2027 | 1.0953e-06 | 65.8407 | 7.2116e-05 | 2027 | Mitigation | 0.95 | 45 | 0 | esc | 0.00097009 | 1.0625e-09 | 0.00097009 | 1.0625e-09 | 0.0028115 | 2.9216e-10 | 0.010598 | 7.2012e-08
[120 empty] | 7.3.3.17.5 (Remote Grid) Updates to grid topology to minimize risk of ignition in HFTDs Remote GridWLDFRContact from objectAggregated | WLDFR | HFTD - Distribution - Tier 3 - 1QU CoRE ¦ 5QU LoRE | Non-Red Flag Warning - Large Fires | Contact from object | Aggregated | 2028 | 1.0953e-06 | 65.8407 | 7.2116e-05 | 2028 | Mitigation | 0.95 | 45 | 0 | esc | 0.00097009 | 1.0625e-09 | 0.00097009 | 1.0625e-09 | 0.0028115 | 2.9216e-10 | 0.010598 | 7.2012e-08
[120 empty] | 7.3.3.17.5 (Remote Grid) Updates to grid topology to minimize risk of ignition in HFTDs Remote GridWLDFRContact from objectAggregated | WLDFR | HFTD - Distribution - Tier 3 - 1QU CoRE ¦ 5QU LoRE | Non-Red Flag Warning - Large Fires | Contact from object | Aggregated | 2029 | 1.0953e-06 | 65.8407 | 7.2116e-05 | 2029 | Mitigation | 0.95 | 45 | 0 | esc | 0.00097009 | 1.0625e-09 | 0.00097009 | 1.0625e-09 | 0.0028115 | 2.9216e-10 | 0.010598 | 7.2012e-08
[120 empty] | 7.3.3.17.5 (Remote Grid) Updates to grid topology to minimize risk of ignition in HFTDs Remote GridWLDFRContact from objectAggregated | WLDFR | HFTD - Distribution - Tier 3 - 1QU CoRE ¦ 5QU LoRE | Non-Red Flag Warning - Large Fires | Contact from object | Aggregated | 2030 | 1.0953e-06 | 65.8407 | 7.2116e-05 | 2030 | Mitigation | 0.95 | 45 | 0 | esc | 0.00097009 | 1.0625e-09 | 0.00097009 | 1.0625e-09 | 0.0028115 | 2.9216e-10 | 0.010598 | 7.2012e-08
[120 empty] | 7.3.3.17.5 (Remote Grid) Updates to grid topology to minimize risk of ignition in HFTDs Remote GridWLDFRContact from objectAggregated | WLDFR | HFTD - Distribution - Tier 3 - 1QU CoRE ¦ 5QU LoRE | Non-Red Flag Warning - Large Fires | Contact from object | Aggregated | 2031 | 1.0953e-06 | 65.8407 | 7.2116e-05 | 2031 | Mitigation | 0.95 | 45 | 0 | esc | 0.00097009 | 1.0625e-09 | 0.00097009 | 1.0625e-09 | 0.0028115 | 2.9216e-10 | 0.010598 | 7.2012e-08
[120 empty] | 7.3.3.17.5 (Remote Grid) Updates to grid topology to minimize risk of ignition in HFTDs Remote GridWLDFRContact from objectAggregated | WLDFR | HFTD - Distribution - Tier 3 - 1QU CoRE ¦ 5QU LoRE | Non-Red Flag Warning - Large Fires | Contact from object | Aggregated | 2032 | 1.0953e-06 | 65.8407 | 7.2116e-05 | 2032 | Mitigation | 0.95 | 45 | 0 | esc | 0.00097009 | 1.0625e-09 | 0.00097009 | 1.0625e-09 | 0.0028115 | 2.9216e-10 | 0 | 0
[120 empty] | 7.3.3.17.5 (Remote Grid) Updates to grid topology to minimize risk of ignition in HFTDs Remote GridWLDFRContact from objectAggregated | WLDFR | HFTD - Distribution - Tier 3 - 1QU CoRE ¦ 5QU LoRE | Non-Red Flag Warning - Large Fires | Contact from object | Aggregated | 2033 | 1.0953e-06 | 65.8407 | 7.2116e-05 | 2033 | Mitigation | 0.95 | 45 | 0 | esc | 0.00097009 | 1.0625e-09 | 0.00097009 | 1.0625e-09 | 0.0028115 | 2.9216e-10 | 0 | 0
[120 empty] | 7.3.3.17.5 (Remote Grid) Updates to grid topology to minimize risk of ignition in HFTDs Remote GridWLDFRContact from objectAggregated | WLDFR | HFTD - Distribution - Tier 3 - 1QU CoRE ¦ 5QU LoRE | Non-Red Flag Warning - Large Fires | Contact from object | Aggregated | 2034 | 1.0953e-06 | 65.8407 | 7.2116e-05 | 2034 | Mitigation | 0.95 | 45 | 0 | esc | 0.00097009 | 1.0625e-09 | 0.00097009 | 1.0625e-09 | 0.0028115 | 2.9216e-10 | 0.0087991 | 2.6606e-06
[120 empty] | 7.3.3.17.5 (Remote Grid) Updates to grid topology to minimize risk of ignition in HFTDs Remote GridWLDFRContact from objectAggregated | WLDFR | HFTD - Distribution - Tier 3 - 1QU CoRE ¦ 5QU LoRE | Non-Red Flag Warning - Large Fires | Contact from object | Aggregated | 2035 | 1.0953e-06 | 65.8407 | 7.2116e-05 | 2035 | Mitigation | 0.95 | 45 | 0 | esc | 0.00097009 | 1.0625e-09 | 0.00097009 | 1.0625e-09 | 0.0028115 | 2.9216e-10 | 0.0087991 | 2.6606e-06
[120 empty] | 7.3.3.17.5 (Remote Grid) Updates to grid topology to minimize risk of ignition in HFTDs Remote GridWLDFRContact from objectAggregated | WLDFR | HFTD - Distribution - Tier 3 - 1QU CoRE ¦ 5QU LoRE | Non-Red Flag Warning - Large Fires | Contact from object | Aggregated | 2036 | 1.0953e-06 | 65.8407 | 7.2116e-05 | 2036 | Mitigation | 0.95 | 45 | 0 | esc | 0.00097009 | 1.0625e-09 | 0.00097009 | 1.0625e-09 | 0.0028115 | 2.9216e-10 | 0.0087991 | 2.6606e-06
[120 empty] | 7.3.3.17.5 (Remote Grid) Updates to grid topology to minimize risk of ignition in HFTDs Remote GridWLDFRContact from objectAggregated | WLDFR | HFTD - Distribution - Tier 3 - 1QU CoRE ¦ 5QU LoRE | Non-Red Flag Warning - Large Fires | Contact from object | Aggregated | 2037 | 1.0953e-06 | 65.8407 | 7.2116e-05 | 2037 | Mitigation | 0.95 | 45 | 0 | esc | 0.00097009 | 1.0625e-09 | 0.00097009 | 1.0625e-09 | 0.0028115 | 2.9216e-10 | 0.0087991 | 2.6606e-06
[120 empty] | 7.3.3.17.5 (Remote Grid) Updates to grid topology to minimize risk of ignition in HFTDs Remote GridWLDFRContact from objectAggregated | WLDFR | HFTD - Distribution - Tier 3 - 1QU CoRE ¦ 5QU LoRE | Non-Red Flag Warning - Large Fires | Contact from object | Aggregated | 2038 | 1.0953e-06 | 65.8407 | 7.2116e-05 | 2038 | Mitigation | 0.95 | 45 | 0 | esc | 0.00097009 | 1.0625e-09 | 0.00097009 | 1.0625e-09 | 0.0028115 | 2.9216e-10 | 0.0087991 | 2.6606e-06
[120 empty] | 7.3.3.17.5 (Remote Grid) Updates to grid topology to minimize risk of ignition in HFTDs Remote GridWLDFRContact from objectAggregated | WLDFR | HFTD - Distribution - Tier 3 - 1QU CoRE ¦ 5QU LoRE | Non-Red Flag Warning - Large Fires | Contact from object | Aggregated | 2039 | 1.0953e-06 | 65.8407 | 7.2116e-05 | 2039 | Mitigation | 0.95 | 45 | 0 | esc | 0.00097009 | 1.0625e-09 | 0.00097009 | 1.0625e-09 | 0.0028115 | 2.9216e-10 | 0.0087991 | 2.6606e-06
[120 empty] | 7.3.3.17.5 (Remote Grid) Updates to grid topology to minimize risk of ignition in HFTDs Remote GridWLDFRContact from objectAggregated | WLDFR | HFTD - Distribution - Tier 3 - 1QU CoRE ¦ 5QU LoRE | Non-Red Flag Warning - Large Fires | Contact from object | Aggregated | 2040 | 1.0953e-06 | 65.8407 | 7.2116e-05 | 2040 | Mitigation | 0.95 | 45 | 0 | esc | 0.00097009 | 1.0625e-09 | 0.00097009 | 1.0625e-09 | 0.0028115 | 2.9216e-10 | 0.0087991 | 2.6606e-06
[120 empty] | 7.3.3.17.5 (Remote Grid) Updates to grid topology to minimize risk of ignition in HFTDs Remote GridWLDFRContact from objectAggregated | WLDFR | HFTD - Distribution - Tier 3 - 1QU CoRE ¦ 5QU LoRE | Non-Red Flag Warning - Large Fires | Contact from object | Aggregated | 2041 | 1.0953e-06 | 65.8407 | 7.2116e-05 | 2041 | Mitigation | 0.95 | 45 | 0 | esc | 0.00097009 | 1.0625e-09 | 0.00097009 | 1.0625e-09 | 0.0028115 | 2.9216e-10 | 0.0087991 | 2.6606e-06
[120 empty] | 7.3.3.17.5 (Remote Grid) Updates to grid topology to minimize risk of ignition in HFTDs Remote GridWLDFRContact from objectAggregated | WLDFR | HFTD - Distribution - Tier 3 - 1QU CoRE ¦ 5QU LoRE | Non-Red Flag Warning - Large Fires | Contact from object | Aggregated | 2042 | 1.0953e-06 | 65.8407 | 7.2116e-05 | 2042 | Mitigation | 0.95 | 45 | 0 | esc | 0.00097009 | 1.0625e-09 | 0.00097009 | 1.0625e-09 | 0.0028115 | 2.9216e-10 | 0.0087991 | 2.6606e-06
[120 empty] | 7.3.3.17.5 (Remote Grid) Updates to grid topology to minimize risk of ignition in HFTDs Remote GridWLDFRContact from objectAggregated | WLDFR | HFTD - Distribution - Tier 3 - 1QU CoRE ¦ 5QU LoRE | Non-Red Flag Warning - Large Fires | Contact from object | Aggregated | 2043 | 1.0953e-06 | 65.8407 | 7.2116e-05 | 2043 | Mitigation | 0.95 | 45 | 0 | esc | 0.00097009 | 1.0625e-09 | 0.00097009 | 1.0625e-09 | 0.0028115 | 2.9216e-10 | 0.0087991 | 2.6606e-06
[120 empty] | 7.3.3.17.5 (Remote Grid) Updates to grid topology to minimize risk of ignition in HFTDs Remote GridWLDFRContact from objectAggregated | WLDFR | HFTD - Distribution - Tier 3 - 1QU CoRE ¦ 5QU LoRE | Non-Red Flag Warning - Large Fires | Contact from object | Aggregated | 2044 | 1.0953e-06 | 65.8407 | 7.2116e-05 | 2044 | Mitigation | 0.95 | 45 | 0 | esc | 0.00097009 | 1.0625e-09 | 0.00097009 | 1.0625e-09 | 0.0028115 | 2.9216e-10 | 0.0087991 | 2.6606e-06
[120 empty] | 7.3.3.17.5 (Remote Grid) Updates to grid topology to minimize risk of ignition in HFTDs Remote GridWLDFRContact from objectAggregated | WLDFR | HFTD - Distribution - Tier 3 - 1QU CoRE ¦ 5QU LoRE | Non-Red Flag Warning - Large Fires | Contact from object | Aggregated | 2045 | 1.0953e-06 | 65.8407 | 7.2116e-05 | 2045 | Mitigation | 0.95 | 45 | 0 | esc | 0.00097009 | 1.0625e-09 | 0.00097009 | 1.0625e-09 | 0.0028115 | 2.9216e-10 | 0.0087991 | 2.6606e-06
[120 empty] | 7.3.3.17.5 (Remote Grid) Updates to grid topology to minimize risk of ignition in HFTDs Remote GridWLDFRContact from objectAggregated | WLDFR | HFTD - Distribution - Tier 3 - 1QU CoRE ¦ 5QU LoRE | Non-Red Flag Warning - Large Fires | Contact from object | Aggregated | 2046 | 1.0953e-06 | 65.8407 | 7.2116e-05 | 2046 | Mitigation | 0.95 | 45 | 0 | esc | 0.00097009 | 1.0625e-09 | 0.00097009 | 1.0625e-09 | 0.0028115 | 2.9216e-10 | 0.0087991 | 2.6606e-06
[120 empty] | 7.3.3.17.5 (Remote Grid) Updates to grid topology to minimize risk of ignition in HFTDs Remote GridWLDFRContact from objectAggregated | WLDFR | HFTD - Distribution - Tier 3 - 1QU CoRE ¦ 5QU LoRE | Non-Red Flag Warning - Large Fires | Contact from object | Aggregated | 2047 | 1.0953e-06 | 65.8407 | 7.2116e-05 | 2047 | Mitigation | 0.95 | 45 | 0 | esc | 0.00097009 | 1.0625e-09 | 0.00097009 | 1.0625e-09 | 0.0028115 | 2.9216e-10 | 0.0087991 | 2.6606e-06
[120 empty] | 7.3.3.17.5 (Remote Grid) Updates to grid topology to minimize risk of ignition in HFTDs Remote GridWLDFRContact from objectAggregated | WLDFR | HFTD - Distribution - Tier 3 - 1QU CoRE ¦ 5QU LoRE | Non-Red Flag Warning - Large Fires | Contact from object | Aggregated | 2048 | 1.0953e-06 | 65.8407 | 7.2116e-05 | 2048 | Mitigation | 0.95 | 45 | 0 | esc | 0.00097009 | 1.0625e-09 | 0.00097009 | 1.0625e-09 | 0.0028115 | 2.9216e-10 | 0.0087991 | 2.6606e-06
[120 empty] | 7.3.3.17.5 (Remote Grid) Updates to grid topology to minimize risk of ignition in HFTDs Remote GridWLDFRContact from objectAggregated | WLDFR | HFTD - Distribution - Tier 3 - 1QU CoRE ¦ 5QU LoRE | Non-Red Flag Warning - Large Fires | Contact from object | Aggregated | 2049 | 1.0953e-06 | 65.8407 | 7.2116e-05 | 2049 | Mitigation | 0.95 | 45 | 0 | esc | 0.00097009 | 1.0625e-09 | 0.00097009 | 1.0625e-09 | 0.0028115 | 2.9216e-10 | 0.0087991 | 2.6606e-06
[120 empty] | 7.3.3.17.5 (Remote Grid) Updates to grid topology to minimize risk of ignition in HFTDs Remote GridWLDFRContact from objectAggregated | WLDFR | HFTD - Distribution - Tier 3 - 1QU CoRE ¦ 5QU LoRE | Non-Red Flag Warning - Large Fires | Contact from object | Aggregated | 2050 | 1.0953e-06 | 65.8407 | 7.2116e-05 | 2050 | Mitigation | 0.95 | 45 | 0 | esc | 0.00097009 | 1.0625e-09 | 0.00097009 | 1.0625e-09 | 0.0028115 | 2.9216e-10 | 0.0087991 | 2.6606e-06
[120 empty] | 7.3.3.17.5 (Remote Grid) Updates to grid topology to minimize risk of ignition in HFTDs Remote GridWLDFRContact from objectAggregated | WLDFR | HFTD - Distribution - Tier 3 - 1QU CoRE ¦ 5QU LoRE | Non-Red Flag Warning - Large Fires | Contact from object | Aggregated | 2051 | 1.0953e-06 | 65.8407 | 7.2116e-05 | 2051 | Mitigation | 0.95 | 45 | 0 | esc | 0.00097009 | 1.0625e-09 | 0.00097009 | 1.0625e-09 | 0.0028115 | 2.9216e-10 | 0.0087991 | 2.6606e-06
[120 empty] | 7.3.3.17.5 (Remote Grid) Updates to grid topology to minimize risk of ignition in HFTDs Remote GridWLDFRContact from objectAggregated | WLDFR | HFTD - Distribution - Tier 3 - 1QU CoRE ¦ 5QU LoRE | Non-Red Flag Warning - Large Fires | Contact from object | Aggregated | 2052 | 1.0953e-06 | 65.8407 | 7.2116e-05 | 2052 | Mitigation | 0.95 | 45 | 0 | esc | 0.00097009 | 1.0625e-09 | 0.00097009 | 1.0625e-09 | 0.0028115 | 2.9216e-10 | 0.0087991 | 2.6606e-06
[120 empty] | 7.3.3.17.5 (Remote Grid) Updates to grid topology to minimize risk of ignition in HFTDs Remote GridWLDFRContact from objectAggregated | WLDFR | HFTD - Distribution - Tier 3 - 1QU CoRE ¦ 5QU LoRE | Non-Red Flag Warning - Large Fires | Contact from object | Aggregated | 2053 | 1.0953e-06 | 65.8407 | 7.2116e-05 | 2053 | Mitigation | 0.95 | 45 | 0 | esc | 0.00097009 | 1.0625e-09 | 0.00097009 | 1.0625e-09 | 0.0028115 | 2.9216e-10 | 0.0087991 | 2.6606e-06
[120 empty] | 7.3.3.17.5 (Remote Grid) Updates to grid topology to minimize risk of ignition in HFTDs Remote GridWLDFRContact from objectAggregated | WLDFR | HFTD - Distribution - Tier 3 - 1QU CoRE ¦ 5QU LoRE | Non-Red Flag Warning - Large Fires | Contact from object | Aggregated | 2054 | 1.0953e-06 | 65.8407 | 7.2116e-05 | 2054 | Mitigation | 0.95 | 45 | 0 | esc | 0.00097009 | 1.0625e-09 | 0.00097009 | 1.0625e-09 | 0.0028115 | 2.9216e-10 | 0.0087991 | 2.6606e-06
[120 empty] | 7.3.3.17.5 (Remote Grid) Updates to grid topology to minimize risk of ignition in HFTDs Remote GridWLDFRContact from objectAggregated | WLDFR | HFTD - Distribution - Tier 3 - 1QU CoRE ¦ 5QU LoRE | Non-Red Flag Warning - Large Fires | Contact from object | Aggregated | 2055 | 1.0953e-06 | 65.8407 | 7.2116e-05 | 2055 | Mitigation | 0.95 | 45 | 0 | esc | 0.00097009 | 1.0625e-09 | 0.00097009 | 1.0625e-09 | 0.0028115 | 2.9216e-10 | 0.0087991 | 2.6606e-06
[120 empty] | 7.3.3.17.5 (Remote Grid) Updates to grid topology to minimize risk of ignition in HFTDs Remote GridWLDFRContact from objectAggregated | WLDFR | HFTD - Distribution - Tier 3 - 1QU CoRE ¦ 5QU LoRE | Non-Red Flag Warning - Large Fires | Contact from object | Aggregated | 2056 | 1.0953e-06 | 65.8407 | 7.2116e-05 | 2056 | Mitigation | 0.95 | 45 | 0 | esc | 0.00097009 | 1.0625e-09 | 0.00097009 | 1.0625e-09 | 0.0028115 | 2.9216e-10 | 0.0087991 | 2.6606e-06
[120 empty] | 7.3.3.17.5 (Remote Grid) Updates to grid topology to minimize risk of ignition in HFTDs Remote GridWLDFRContact from objectAggregated | WLDFR | HFTD - Distribution - Tier 3 - 1QU CoRE ¦ 5QU LoRE | Non-Red Flag Warning - Large Fires | Contact from object | Aggregated | 2057 | 1.0953e-06 | 65.8407 | 7.2116e-05 | 2057 | Mitigation | 0.95 | 45 | 0 | esc | 0.00097009 | 1.0625e-09 | 0.00097009 | 1.0625e-09 | 0.0028115 | 2.9216e-10 | 0.0087991 | 2.6606e-06
[120 empty] | 7.3.3.17.5 (Remote Grid) Updates to grid topology to minimize risk of ignition in HFTDs Remote GridWLDFRContact from objectAggregated | WLDFR | HFTD - Distribution - Tier 3 - 1QU CoRE ¦ 5QU LoRE | Non-Red Flag Warning - Large Fires | Contact from object | Aggregated | 2058 | 1.0953e-06 | 65.8407 | 7.2116e-05 | 2058 | Mitigation | 0.95 | 45 | 0 | esc | 0.00097009 | 1.0625e-09 | 0.00097009 | 1.0625e-09 | 0 | 0 | 0.0087991 | 2.6606e-06
[120 empty] | 7.3.3.17.5 (Remote Grid) Updates to grid topology to minimize risk of ignition in HFTDs Remote GridWLDFRContact from objectAggregated | WLDFR | HFTD - Distribution - Tier 3 - 1QU CoRE ¦ 5QU LoRE | Non-Red Flag Warning - Large Fires | Contact from object | Aggregated | 2059 | 1.0953e-06 | 65.8407 | 7.2116e-05 | 2059 | Mitigation | 0.95 | 45 | 0 | esc | 0.00097009 | 1.0625e-09 | 0.00097009 | 1.0625e-09 | 0.0028115 | 8.6476e-12 | 0.0087991 | 2.6606e-06
[120 empty] | 7.3.3.17.5 (Remote Grid) Updates to grid topology to minimize risk of ignition in HFTDs Remote GridWLDFRContact from objectAggregated | WLDFR | HFTD - Distribution - Tier 3 - 1QU CoRE ¦ 5QU LoRE | Non-Red Flag Warning - Large Fires | Contact from object | Aggregated | 2060 | 1.0953e-06 | 65.8407 | 7.2116e-05 | 2060 | Mitigation | 0.95 | 45 | 0 | esc | 0.00097009 | 1.0625e-09 | 0.00097009 | 1.0625e-09 | 0.0028115 | 8.6476e-12 | 0.0087991 | 2.6606e-06
[120 empty] | 7.3.3.17.5 (Remote Grid) Updates to grid topology to minimize risk of ignition in HFTDs Remote GridWLDFRContact from objectAggregated | WLDFR | HFTD - Distribution - Tier 3 - 1QU CoRE ¦ 5QU LoRE | Non-Red Flag Warning - Large Fires | Contact from object | Aggregated | 2061 | 1.0953e-06 | 65.8407 | 7.2116e-05 | 2061 | Mitigation | 0.95 | 45 | 0 | esc | 0.00097009 | 1.0625e-09 | 0.00097009 | 1.0625e-09 | 0.0028115 | 8.6476e-12 | 0.0087991 | 2.6606e-06
[120 empty] | 7.3.3.17.5 (Remote Grid) Updates to grid topology to minimize risk of ignition in HFTDs Remote GridWLDFRContact from objectAggregated | WLDFR | HFTD - Distribution - Tier 3 - 1QU CoRE ¦ 5QU LoRE | Non-Red Flag Warning - Large Fires | Contact from object | Aggregated | 2062 | 1.0953e-06 | 65.8407 | 7.2116e-05 | 2062 | Mitigation | 0.95 | 45 | 0 | esc | 0.00097009 | 1.0625e-09 | 0.00097009 | 1.0625e-09 | 0.0028115 | 8.6476e-12 | 0.0087991 | 2.6606e-06
[120 empty] | 7.3.3.17.5 (Remote Grid) Updates to grid topology to minimize risk of ignition in HFTDs Remote GridWLDFRContact from objectAggregated | WLDFR | HFTD - Distribution - Tier 3 - 1QU CoRE ¦ 5QU LoRE | Non-Red Flag Warning - Large Fires | Contact from object | Aggregated | 2063 | 1.0953e-06 | 65.8407 | 7.2116e-05 | 2063 | Mitigation | 0.95 | 45 | 0 | esc | 0.00097009 | 1.0625e-09 | 0.00097009 | 1.0625e-09 | 0.0028115 | 8.6476e-12 | 0.0087991 | 2.6606e-06
[120 empty] | 7.3.3.17.5 (Remote Grid) Updates to grid topology to minimize risk of ignition in HFTDs Remote GridWLDFRContact from objectAggregated | WLDFR | HFTD - Distribution - Tier 3 - 1QU CoRE ¦ 5QU LoRE | Non-Red Flag Warning - Large Fires | Contact from object | Aggregated | 2064 | 1.0953e-06 | 65.8407 | 7.2116e-05 | 2064 | Mitigation | 0.95 | 45 | 0 | esc | 0.00097009 | 1.0625e-09 | 0.00097009 | 1.0625e-09 | 0.0028115 | 8.6476e-12 | 0 | 0
[120 empty] | 7.3.3.17.5 (Remote Grid) Updates to grid topology to minimize risk of ignition in HFTDs Remote GridWLDFRContact from objectAggregated | WLDFR | HFTD - Distribution - Tier 3 - 1QU CoRE ¦ 5QU LoRE | Non-Red Flag Warning - Large Fires | Contact from object | Aggregated | 2065 | 1.0953e-06 | 65.8407 | 7.2116e-05 | 2065 | Mitigation | 0.95 | 45 | 0 | esc | 0.00097009 | 1.0625e-09 | 0.00097009 | 1.0625e-09 | 0.0028115 | 8.6476e-12 | 0 | 0
[120 empty] | 7.3.3.17.5 (Remote Grid) Updates to grid topology to minimize risk of ignition in HFTDs Remote GridWLDFRContact from objectAggregated | WLDFR | HFTD - Distribution - Tier 3 - 1QU CoRE ¦ 5QU LoRE | Non-Red Flag Warning - Large Fires | Contact from object | Aggregated | 2066 | 1.0953e-06 | 65.8407 | 7.2116e-05 | 2066 | Mitigation | 0.95 | 45 | 0 | esc | 0.00097009 | 1.0625e-09 | 0.00097009 | 1.0625e-09 | 0.0028115 | 8.6476e-12 | 0.00988 | 1.3294e-06
[120 empty] | 7.3.3.17.5 (Remote Grid) Updates to grid topology to minimize risk of ignition in HFTDs Remote GridWLDFRContact from objectAggregated | WLDFR | HFTD - Distribution - Tier 3 - 1QU CoRE ¦ 5QU LoRE | Non-Red Flag Warning - Large Fires | Contact from object | Aggregated | 2067 | 1.0953e-06 | 65.8407 | 7.2116e-05 | 2067 | Mitigation | 0.95 | 45 | 0 | esc | 0 | 0 | 0.00097009 | 1.0625e-09 | 0.0028115 | 8.6476e-12 | 0.00988 | 1.3294e-06
[120 empty] | 7.3.3.17.5 (Remote Grid) Updates to grid topology to minimize risk of ignition in HFTDs Remote GridWLDFRContaminationAggregated | WLDFR | HFTD - Distribution - Tier 3 - 1QU CoRE ¦ 5QU LoRE | Non-Red Flag Warning - Large Fires | Contamination | Aggregated | 2022 | 5.4161e-08 | 65.8407 | 3.566e-06 | 2022 | Mitigation | 0.95 | 45 | 0 | esc | 0.00097009 | 5.254e-11 | 0 | 0 | 0.0028115 | 8.6476e-12 | 0.00988 | 1.3294e-06
[120 empty] | 7.3.3.17.5 (Remote Grid) Updates to grid topology to minimize risk of ignition in HFTDs Remote GridWLDFRContaminationAggregated | WLDFR | HFTD - Distribution - Tier 3 - 1QU CoRE ¦ 5QU LoRE | Non-Red Flag Warning - Large Fires | Contamination | Aggregated | 2023 | 5.4161e-08 | 65.8407 | 3.566e-06 | 2023 | Mitigation | 0.95 | 45 | 0 | esc | 0.00097009 | 5.254e-11 | 0.00097009 | 5.254e-11 | 0.0028115 | 8.6476e-12 | 0.00988 | 1.3294e-06
[120 empty] | 7.3.3.17.5 (Remote Grid) Updates to grid topology to minimize risk of ignition in HFTDs Remote GridWLDFRContaminationAggregated | WLDFR | HFTD - Distribution - Tier 3 - 1QU CoRE ¦ 5QU LoRE | Non-Red Flag Warning - Large Fires | Contamination | Aggregated | 2024 | 5.4161e-08 | 65.8407 | 3.566e-06 | 2024 | Mitigation | 0.95 | 45 | 0 | esc | 0.00097009 | 5.254e-11 | 0.00097009 | 5.254e-11 | 0.0028115 | 8.6476e-12 | 0.00988 | 1.3294e-06
[120 empty] | 7.3.3.17.5 (Remote Grid) Updates to grid topology to minimize risk of ignition in HFTDs Remote GridWLDFRContaminationAggregated | WLDFR | HFTD - Distribution - Tier 3 - 1QU CoRE ¦ 5QU LoRE | Non-Red Flag Warning - Large Fires | Contamination | Aggregated | 2025 | 5.4161e-08 | 65.8407 | 3.566e-06 | 2025 | Mitigation | 0.95 | 45 | 0 | esc | 0.00097009 | 5.254e-11 | 0.00097009 | 5.254e-11 | 0.0028115 | 8.6476e-12 | 0.00988 | 1.3294e-06
[120 empty] | 7.3.3.17.5 (Remote Grid) Updates to grid topology to minimize risk of ignition in HFTDs Remote GridWLDFRContaminationAggregated | WLDFR | HFTD - Distribution - Tier 3 - 1QU CoRE ¦ 5QU LoRE | Non-Red Flag Warning - Large Fires | Contamination | Aggregated | 2026 | 5.4161e-08 | 65.8407 | 3.566e-06 | 2026 | Mitigation | 0.95 | 45 | 0 | esc | 0.00097009 | 5.254e-11 | 0.00097009 | 5.254e-11 | 0.0028115 | 8.6476e-12 | 0.00988 | 1.3294e-06
[120 empty] | 7.3.3.17.5 (Remote Grid) Updates to grid topology to minimize risk of ignition in HFTDs Remote GridWLDFRContaminationAggregated | WLDFR | HFTD - Distribution - Tier 3 - 1QU CoRE ¦ 5QU LoRE | Non-Red Flag Warning - Large Fires | Contamination | Aggregated | 2027 | 5.4161e-08 | 65.8407 | 3.566e-06 | 2027 | Mitigation | 0.95 | 45 | 0 | esc | 0.00097009 | 5.254e-11 | 0.00097009 | 5.254e-11 | 0.0028115 | 8.6476e-12 | 0.00988 | 1.3294e-06
[120 empty] | 7.3.3.17.5 (Remote Grid) Updates to grid topology to minimize risk of ignition in HFTDs Remote GridWLDFRContaminationAggregated | WLDFR | HFTD - Distribution - Tier 3 - 1QU CoRE ¦ 5QU LoRE | Non-Red Flag Warning - Large Fires | Contamination | Aggregated | 2028 | 5.4161e-08 | 65.8407 | 3.566e-06 | 2028 | Mitigation | 0.95 | 45 | 0 | esc | 0.00097009 | 5.254e-11 | 0.00097009 | 5.254e-11 | 0.0028115 | 8.6476e-12 | 0.00988 | 1.3294e-06
[120 empty] | 7.3.3.17.5 (Remote Grid) Updates to grid topology to minimize risk of ignition in HFTDs Remote GridWLDFRContaminationAggregated | WLDFR | HFTD - Distribution - Tier 3 - 1QU CoRE ¦ 5QU LoRE | Non-Red Flag Warning - Large Fires | Contamination | Aggregated | 2029 | 5.4161e-08 | 65.8407 | 3.566e-06 | 2029 | Mitigation | 0.95 | 45 | 0 | esc | 0.00097009 | 5.254e-11 | 0.00097009 | 5.254e-11 | 0.0028115 | 8.6476e-12 | 0.00988 | 1.3294e-06
[120 empty] | 7.3.3.17.5 (Remote Grid) Updates to grid topology to minimize risk of ignition in HFTDs Remote GridWLDFRContaminationAggregated | WLDFR | HFTD - Distribution - Tier 3 - 1QU CoRE ¦ 5QU LoRE | Non-Red Flag Warning - Large Fires | Contamination | Aggregated | 2030 | 5.4161e-08 | 65.8407 | 3.566e-06 | 2030 | Mitigation | 0.95 | 45 | 0 | esc | 0.00097009 | 5.254e-11 | 0.00097009 | 5.254e-11 | 0.0028115 | 8.6476e-12 | 0.00988 | 1.3294e-06
[120 empty] | 7.3.3.17.5 (Remote Grid) Updates to grid topology to minimize risk of ignition in HFTDs Remote GridWLDFRContaminationAggregated | WLDFR | HFTD - Distribution - Tier 3 - 1QU CoRE ¦ 5QU LoRE | Non-Red Flag Warning - Large Fires | Contamination | Aggregated | 2031 | 5.4161e-08 | 65.8407 | 3.566e-06 | 2031 | Mitigation | 0.95 | 45 | 0 | esc | 0.00097009 | 5.254e-11 | 0.00097009 | 5.254e-11 | 0.0028115 | 8.6476e-12 | 0.00988 | 1.3294e-06
[120 empty] | 7.3.3.17.5 (Remote Grid) Updates to grid topology to minimize risk of ignition in HFTDs Remote GridWLDFRContaminationAggregated | WLDFR | HFTD - Distribution - Tier 3 - 1QU CoRE ¦ 5QU LoRE | Non-Red Flag Warning - Large Fires | Contamination | Aggregated | 2032 | 5.4161e-08 | 65.8407 | 3.566e-06 | 2032 | Mitigation | 0.95 | 45 | 0 | esc | 0.00097009 | 5.254e-11 | 0.00097009 | 5.254e-11 | 0.0028115 | 8.6476e-12 | 0.00988 | 1.3294e-06
[120 empty] | 7.3.3.17.5 (Remote Grid) Updates to grid topology to minimize risk of ignition in HFTDs Remote GridWLDFRContaminationAggregated | WLDFR | HFTD - Distribution - Tier 3 - 1QU CoRE ¦ 5QU LoRE | Non-Red Flag Warning - Large Fires | Contamination | Aggregated | 2033 | 5.4161e-08 | 65.8407 | 3.566e-06 | 2033 | Mitigation | 0.95 | 45 | 0 | esc | 0.00097009 | 5.254e-11 | 0.00097009 | 5.254e-11 | 0.0028115 | 8.6476e-12 | 0.00988 | 1.3294e-06
[120 empty] | 7.3.3.17.5 (Remote Grid) Updates to grid topology to minimize risk of ignition in HFTDs Remote GridWLDFRContaminationAggregated | WLDFR | HFTD - Distribution - Tier 3 - 1QU CoRE ¦ 5QU LoRE | Non-Red Flag Warning - Large Fires | Contamination | Aggregated | 2034 | 5.4161e-08 | 65.8407 | 3.566e-06 | 2034 | Mitigation | 0.95 | 45 | 0 | esc | 0.00097009 | 5.254e-11 | 0.00097009 | 5.254e-11 | 0.0028115 | 8.6476e-12 | 0.00988 | 1.3294e-06
[120 empty] | 7.3.3.17.5 (Remote Grid) Updates to grid topology to minimize risk of ignition in HFTDs Remote GridWLDFRContaminationAggregated | WLDFR | HFTD - Distribution - Tier 3 - 1QU CoRE ¦ 5QU LoRE | Non-Red Flag Warning - Large Fires | Contamination | Aggregated | 2035 | 5.4161e-08 | 65.8407 | 3.566e-06 | 2035 | Mitigation | 0.95 | 45 | 0 | esc | 0.00097009 | 5.254e-11 | 0.00097009 | 5.254e-11 | 0.0028115 | 8.6476e-12 | 0.00988 | 1.3294e-06
[120 empty] | 7.3.3.17.5 (Remote Grid) Updates to grid topology to minimize risk of ignition in HFTDs Remote GridWLDFRContaminationAggregated | WLDFR | HFTD - Distribution - Tier 3 - 1QU CoRE ¦ 5QU LoRE | Non-Red Flag Warning - Large Fires | Contamination | Aggregated | 2036 | 5.4161e-08 | 65.8407 | 3.566e-06 | 2036 | Mitigation | 0.95 | 45 | 0 | esc | 0.00097009 | 5.254e-11 | 0.00097009 | 5.254e-11 | 0.0028115 | 8.6476e-12 | 0.00988 | 1.3294e-06
[120 empty] | 7.3.3.17.5 (Remote Grid) Updates to grid topology to minimize risk of ignition in HFTDs Remote GridWLDFRContaminationAggregated | WLDFR | HFTD - Distribution - Tier 3 - 1QU CoRE ¦ 5QU LoRE | Non-Red Flag Warning - Large Fires | Contamination | Aggregated | 2037 | 5.4161e-08 | 65.8407 | 3.566e-06 | 2037 | Mitigation | 0.95 | 45 | 0 | esc | 0.00097009 | 5.254e-11 | 0.00097009 | 5.254e-11 | 0.0028115 | 8.6476e-12 | 0.00988 | 1.3294e-06
[120 empty] | 7.3.3.17.5 (Remote Grid) Updates to grid topology to minimize risk of ignition in HFTDs Remote GridWLDFRContaminationAggregated | WLDFR | HFTD - Distribution - Tier 3 - 1QU CoRE ¦ 5QU LoRE | Non-Red Flag Warning - Large Fires | Contamination | Aggregated | 2038 | 5.4161e-08 | 65.8407 | 3.566e-06 | 2038 | Mitigation | 0.95 | 45 | 0 | esc | 0.00097009 | 5.254e-11 | 0.00097009 | 5.254e-11 | 0.0028115 | 8.6476e-12 | 0.00988 | 1.3294e-06
[120 empty] | 7.3.3.17.5 (Remote Grid) Updates to grid topology to minimize risk of ignition in HFTDs Remote GridWLDFRContaminationAggregated | WLDFR | HFTD - Distribution - Tier 3 - 1QU CoRE ¦ 5QU LoRE | Non-Red Flag Warning - Large Fires | Contamination | Aggregated | 2039 | 5.4161e-08 | 65.8407 | 3.566e-06 | 2039 | Mitigation | 0.95 | 45 | 0 | esc | 0.00097009 | 5.254e-11 | 0.00097009 | 5.254e-11 | 0.0028115 | 8.6476e-12 | 0.00988 | 1.3294e-06
[120 empty] | 7.3.3.17.5 (Remote Grid) Updates to grid topology to minimize risk of ignition in HFTDs Remote GridWLDFRContaminationAggregated | WLDFR | HFTD - Distribution - Tier 3 - 1QU CoRE ¦ 5QU LoRE | Non-Red Flag Warning - Large Fires | Contamination | Aggregated | 2040 | 5.4161e-08 | 65.8407 | 3.566e-06 | 2040 | Mitigation | 0.95 | 45 | 0 | esc | 0.00097009 | 5.254e-11 | 0.00097009 | 5.254e-11 | 0.0028115 | 8.6476e-12 | 0.00988 | 1.3294e-06
[120 empty] | 7.3.3.17.5 (Remote Grid) Updates to grid topology to minimize risk of ignition in HFTDs Remote GridWLDFRContaminationAggregated | WLDFR | HFTD - Distribution - Tier 3 - 1QU CoRE ¦ 5QU LoRE | Non-Red Flag Warning - Large Fires | Contamination | Aggregated | 2041 | 5.4161e-08 | 65.8407 | 3.566e-06 | 2041 | Mitigation | 0.95 | 45 | 0 | esc | 0.00097009 | 5.254e-11 | 0.00097009 | 5.254e-11 | 0.0028115 | 8.6476e-12 | 0.00988 | 1.3294e-06
[120 empty] | 7.3.3.17.5 (Remote Grid) Updates to grid topology to minimize risk of ignition in HFTDs Remote GridWLDFRContaminationAggregated | WLDFR | HFTD - Distribution - Tier 3 - 1QU CoRE ¦ 5QU LoRE | Non-Red Flag Warning - Large Fires | Contamination | Aggregated | 2042 | 5.4161e-08 | 65.8407 | 3.566e-06 | 2042 | Mitigation | 0.95 | 45 | 0 | esc | 0.00097009 | 5.254e-11 | 0.00097009 | 5.254e-11 | 0.0028115 | 8.6476e-12 | 0.00988 | 1.3294e-06
[120 empty] | 7.3.3.17.5 (Remote Grid) Updates to grid topology to minimize risk of ignition in HFTDs Remote GridWLDFRContaminationAggregated | WLDFR | HFTD - Distribution - Tier 3 - 1QU CoRE ¦ 5QU LoRE | Non-Red Flag Warning - Large Fires | Contamination | Aggregated | 2043 | 5.4161e-08 | 65.8407 | 3.566e-06 | 2043 | Mitigation | 0.95 | 45 | 0 | esc | 0.00097009 | 5.254e-11 | 0.00097009 | 5.254e-11 | 0.0028115 | 8.6476e-12 | 0.00988 | 1.3294e-06
[120 empty] | 7.3.3.17.5 (Remote Grid) Updates to grid topology to minimize risk of ignition in HFTDs Remote GridWLDFRContaminationAggregated | WLDFR | HFTD - Distribution - Tier 3 - 1QU CoRE ¦ 5QU LoRE | Non-Red Flag Warning - Large Fires | Contamination | Aggregated | 2044 | 5.4161e-08 | 65.8407 | 3.566e-06 | 2044 | Mitigation | 0.95 | 45 | 0 | esc | 0.00097009 | 5.254e-11 | 0.00097009 | 5.254e-11 | 0.0028115 | 8.6476e-12 | 0.00988 | 1.3294e-06
[120 empty] | 7.3.3.17.5 (Remote Grid) Updates to grid topology to minimize risk of ignition in HFTDs Remote GridWLDFRContaminationAggregated | WLDFR | HFTD - Distribution - Tier 3 - 1QU CoRE ¦ 5QU LoRE | Non-Red Flag Warning - Large Fires | Contamination | Aggregated | 2045 | 5.4161e-08 | 65.8407 | 3.566e-06 | 2045 | Mitigation | 0.95 | 45 | 0 | esc | 0.00097009 | 5.254e-11 | 0.00097009 | 5.254e-11 | 0.0028115 | 8.6476e-12 | 0.00988 | 1.3294e-06
[120 empty] | 7.3.3.17.5 (Remote Grid) Updates to grid topology to minimize risk of ignition in HFTDs Remote GridWLDFRContaminationAggregated | WLDFR | HFTD - Distribution - Tier 3 - 1QU CoRE ¦ 5QU LoRE | Non-Red Flag Warning - Large Fires | Contamination | Aggregated | 2046 | 5.4161e-08 | 65.8407 | 3.566e-06 | 2046 | Mitigation | 0.95 | 45 | 0 | esc | 0.00097009 | 5.254e-11 | 0.00097009 | 5.254e-11 | 0.0028115 | 8.6476e-12 | 0.00988 | 1.3294e-06
[120 empty] | 7.3.3.17.5 (Remote Grid) Updates to grid topology to minimize risk of ignition in HFTDs Remote GridWLDFRContaminationAggregated | WLDFR | HFTD - Distribution - Tier 3 - 1QU CoRE ¦ 5QU LoRE | Non-Red Flag Warning - Large Fires | Contamination | Aggregated | 2047 | 5.4161e-08 | 65.8407 | 3.566e-06 | 2047 | Mitigation | 0.95 | 45 | 0 | esc | 0.00097009 | 5.254e-11 | 0.00097009 | 5.254e-11 | 0.0028115 | 8.6476e-12 | 0.00988 | 1.3294e-06
[120 empty] | 7.3.3.17.5 (Remote Grid) Updates to grid topology to minimize risk of ignition in HFTDs Remote GridWLDFRContaminationAggregated | WLDFR | HFTD - Distribution - Tier 3 - 1QU CoRE ¦ 5QU LoRE | Non-Red Flag Warning - Large Fires | Contamination | Aggregated | 2048 | 5.4161e-08 | 65.8407 | 3.566e-06 | 2048 | Mitigation | 0.95 | 45 | 0 | esc | 0.00097009 | 5.254e-11 | 0.00097009 | 5.254e-11 | 0.0028115 | 8.6476e-12 | 0.00988 | 1.3294e-06
[120 empty] | 7.3.3.17.5 (Remote Grid) Updates to grid topology to minimize risk of ignition in HFTDs Remote GridWLDFRContaminationAggregated | WLDFR | HFTD - Distribution - Tier 3 - 1QU CoRE ¦ 5QU LoRE | Non-Red Flag Warning - Large Fires | Contamination | Aggregated | 2049 | 5.4161e-08 | 65.8407 | 3.566e-06 | 2049 | Mitigation | 0.95 | 45 | 0 | esc | 0.00097009 | 5.254e-11 | 0.00097009 | 5.254e-11 | 0.0028115 | 8.6476e-12 | 0.00988 | 1.3294e-06
[120 empty] | 7.3.3.17.5 (Remote Grid) Updates to grid topology to minimize risk of ignition in HFTDs Remote GridWLDFRContaminationAggregated | WLDFR | HFTD - Distribution - Tier 3 - 1QU CoRE ¦ 5QU LoRE | Non-Red Flag Warning - Large Fires | Contamination | Aggregated | 2050 | 5.4161e-08 | 65.8407 | 3.566e-06 | 2050 | Mitigation | 0.95 | 45 | 0 | esc | 0.00097009 | 5.254e-11 | 0.00097009 | 5.254e-11 | 0.0028115 | 8.6476e-12 | 0 | 0
[120 empty] | 7.3.3.17.5 (Remote Grid) Updates to grid topology to minimize risk of ignition in HFTDs Remote GridWLDFRContaminationAggregated | WLDFR | HFTD - Distribution - Tier 3 - 1QU CoRE ¦ 5QU LoRE | Non-Red Flag Warning - Large Fires | Contamination | Aggregated | 2051 | 5.4161e-08 | 65.8407 | 3.566e-06 | 2051 | Mitigation | 0.95 | 45 | 0 | esc | 0.00097009 | 5.254e-11 | 0.00097009 | 5.254e-11 | 0.0028115 | 8.6476e-12 | 0 | 0
[120 empty] | 7.3.3.17.5 (Remote Grid) Updates to grid topology to minimize risk of ignition in HFTDs Remote GridWLDFRContaminationAggregated | WLDFR | HFTD - Distribution - Tier 3 - 1QU CoRE ¦ 5QU LoRE | Non-Red Flag Warning - Large Fires | Contamination | Aggregated | 2052 | 5.4161e-08 | 65.8407 | 3.566e-06 | 2052 | Mitigation | 0.95 | 45 | 0 | esc | 0.00097009 | 5.254e-11 | 0.00097009 | 5.254e-11 | 0.0028115 | 8.6476e-12 | 0.0085129 | 1.3101e-06
[120 empty] | 7.3.3.17.5 (Remote Grid) Updates to grid topology to minimize risk of ignition in HFTDs Remote GridWLDFRContaminationAggregated | WLDFR | HFTD - Distribution - Tier 3 - 1QU CoRE ¦ 5QU LoRE | Non-Red Flag Warning - Large Fires | Contamination | Aggregated | 2053 | 5.4161e-08 | 65.8407 | 3.566e-06 | 2053 | Mitigation | 0.95 | 45 | 0 | esc | 0.00097009 | 5.254e-11 | 0.00097009 | 5.254e-11 | 0.0028115 | 8.6476e-12 | 0.0085129 | 1.3101e-06
[120 empty] | 7.3.3.17.5 (Remote Grid) Updates to grid topology to minimize risk of ignition in HFTDs Remote GridWLDFRContaminationAggregated | WLDFR | HFTD - Distribution - Tier 3 - 1QU CoRE ¦ 5QU LoRE | Non-Red Flag Warning - Large Fires | Contamination | Aggregated | 2054 | 5.4161e-08 | 65.8407 | 3.566e-06 | 2054 | Mitigation | 0.95 | 45 | 0 | esc | 0.00097009 | 5.254e-11 | 0.00097009 | 5.254e-11 | 0.0028115 | 8.6476e-12 | 0.0085129 | 1.3101e-06
[120 empty] | 7.3.3.17.5 (Remote Grid) Updates to grid topology to minimize risk of ignition in HFTDs Remote GridWLDFRContaminationAggregated | WLDFR | HFTD - Distribution - Tier 3 - 1QU CoRE ¦ 5QU LoRE | Non-Red Flag Warning - Large Fires | Contamination | Aggregated | 2055 | 5.4161e-08 | 65.8407 | 3.566e-06 | 2055 | Mitigation | 0.95 | 45 | 0 | esc | 0.00097009 | 5.254e-11 | 0.00097009 | 5.254e-11 | 0.0028115 | 8.6476e-12 | 0.0085129 | 1.3101e-06
[120 empty] | 7.3.3.17.5 (Remote Grid) Updates to grid topology to minimize risk of ignition in HFTDs Remote GridWLDFRContaminationAggregated | WLDFR | HFTD - Distribution - Tier 3 - 1QU CoRE ¦ 5QU LoRE | Non-Red Flag Warning - Large Fires | Contamination | Aggregated | 2056 | 5.4161e-08 | 65.8407 | 3.566e-06 | 2056 | Mitigation | 0.95 | 45 | 0 | esc | 0.00097009 | 5.254e-11 | 0.00097009 | 5.254e-11 | 0.0028115 | 8.6476e-12 | 0.0085129 | 1.3101e-06
[120 empty] | 7.3.3.17.5 (Remote Grid) Updates to grid topology to minimize risk of ignition in HFTDs Remote GridWLDFRContaminationAggregated | WLDFR | HFTD - Distribution - Tier 3 - 1QU CoRE ¦ 5QU LoRE | Non-Red Flag Warning - Large Fires | Contamination | Aggregated | 2057 | 5.4161e-08 | 65.8407 | 3.566e-06 | 2057 | Mitigation | 0.95 | 45 | 0 | esc | 0.00097009 | 5.254e-11 | 0.00097009 | 5.254e-11 | 0.0028115 | 8.6476e-12 | 0.0085129 | 1.3101e-06
[120 empty] | 7.3.3.17.5 (Remote Grid) Updates to grid topology to minimize risk of ignition in HFTDs Remote GridWLDFRContaminationAggregated | WLDFR | HFTD - Distribution - Tier 3 - 1QU CoRE ¦ 5QU LoRE | Non-Red Flag Warning - Large Fires | Contamination | Aggregated | 2058 | 5.4161e-08 | 65.8407 | 3.566e-06 | 2058 | Mitigation | 0.95 | 45 | 0 | esc | 0.00097009 | 5.254e-11 | 0.00097009 | 5.254e-11 | 0.0028115 | 8.6476e-12 | 0.0085129 | 1.3101e-06
[120 empty] | 7.3.3.17.5 (Remote Grid) Updates to grid topology to minimize risk of ignition in HFTDs Remote GridWLDFRContaminationAggregated | WLDFR | HFTD - Distribution - Tier 3 - 1QU CoRE ¦ 5QU LoRE | Non-Red Flag Warning - Large Fires | Contamination | Aggregated | 2059 | 5.4161e-08 | 65.8407 | 3.566e-06 | 2059 | Mitigation | 0.95 | 45 | 0 | esc | 0.00097009 | 5.254e-11 | 0.00097009 | 5.254e-11 | 0.0028115 | 8.6476e-12 | 0.0085129 | 1.3101e-06
[120 empty] | 7.3.3.17.5 (Remote Grid) Updates to grid topology to minimize risk of ignition in HFTDs Remote GridWLDFRContaminationAggregated | WLDFR | HFTD - Distribution - Tier 3 - 1QU CoRE ¦ 5QU LoRE | Non-Red Flag Warning - Large Fires | Contamination | Aggregated | 2060 | 5.4161e-08 | 65.8407 | 3.566e-06 | 2060 | Mitigation | 0.95 | 45 | 0 | esc | 0.00097009 | 5.254e-11 | 0.00097009 | 5.254e-11 | 0.0028115 | 8.6476e-12 | 0.0085129 | 1.3101e-06
[120 empty] | 7.3.3.17.5 (Remote Grid) Updates to grid topology to minimize risk of ignition in HFTDs Remote GridWLDFRContaminationAggregated | WLDFR | HFTD - Distribution - Tier 3 - 1QU CoRE ¦ 5QU LoRE | Non-Red Flag Warning - Large Fires | Contamination | Aggregated | 2061 | 5.4161e-08 | 65.8407 | 3.566e-06 | 2061 | Mitigation | 0.95 | 45 | 0 | esc | 0.00097009 | 5.254e-11 | 0.00097009 | 5.254e-11 | 0.0028115 | 8.6476e-12 | 0.0085129 | 1.3101e-06
[120 empty] | 7.3.3.17.5 (Remote Grid) Updates to grid topology to minimize risk of ignition in HFTDs Remote GridWLDFRContaminationAggregated | WLDFR | HFTD - Distribution - Tier 3 - 1QU CoRE ¦ 5QU LoRE | Non-Red Flag Warning - Large Fires | Contamination | Aggregated | 2062 | 5.4161e-08 | 65.8407 | 3.566e-06 | 2062 | Mitigation | 0.95 | 45 | 0 | esc | 0.00097009 | 5.254e-11 | 0.00097009 | 5.254e-11 | 0 | 0 | 0.0085129 | 1.3101e-06
[120 empty] | 7.3.3.17.5 (Remote Grid) Updates to grid topology to minimize risk of ignition in HFTDs Remote GridWLDFRContaminationAggregated | WLDFR | HFTD - Distribution - Tier 3 - 1QU CoRE ¦ 5QU LoRE | Non-Red Flag Warning - Large Fires | Contamination | Aggregated | 2063 | 5.4161e-08 | 65.8407 | 3.566e-06 | 2063 | Mitigation | 0.95 | 45 | 0 | esc | 0.00097009 | 5.254e-11 | 0.00097009 | 5.254e-11 | 0.0028115 | 1.257e-10 | 0.0085129 | 1.3101e-06
[120 empty] | 7.3.3.17.5 (Remote Grid) Updates to grid topology to minimize risk of ignition in HFTDs Remote GridWLDFRContaminationAggregated | WLDFR | HFTD - Distribution - Tier 3 - 1QU CoRE ¦ 5QU LoRE | Non-Red Flag Warning - Large Fires | Contamination | Aggregated | 2064 | 5.4161e-08 | 65.8407 | 3.566e-06 | 2064 | Mitigation | 0.95 | 45 | 0 | esc | 0.00097009 | 5.254e-11 | 0.00097009 | 5.254e-11 | 0.0028115 | 1.257e-10 | 0.0085129 | 1.3101e-06
[120 empty] | 7.3.3.17.5 (Remote Grid) Updates to grid topology to minimize risk of ignition in HFTDs Remote GridWLDFRContaminationAggregated | WLDFR | HFTD - Distribution - Tier 3 - 1QU CoRE ¦ 5QU LoRE | Non-Red Flag Warning - Large Fires | Contamination | Aggregated | 2065 | 5.4161e-08 | 65.8407 | 3.566e-06 | 2065 | Mitigation | 0.95 | 45 | 0 | esc | 0.00097009 | 5.254e-11 | 0.00097009 | 5.254e-11 | 0.0028115 | 1.257e-10 | 0.0085129 | 1.3101e-06
[120 empty] | 7.3.3.17.5 (Remote Grid) Updates to grid topology to minimize risk of ignition in HFTDs Remote GridWLDFRContaminationAggregated | WLDFR | HFTD - Distribution - Tier 3 - 1QU CoRE ¦ 5QU LoRE | Non-Red Flag Warning - Large Fires | Contamination | Aggregated | 2066 | 5.4161e-08 | 65.8407 | 3.566e-06 | 2066 | Mitigation | 0.95 | 45 | 0 | esc | 0.00097009 | 5.254e-11 | 0.00097009 | 5.254e-11 | 0.0028115 | 1.257e-10 | 0.0085129 | 1.3101e-06
[120 empty] | 7.3.3.17.5 (Remote Grid) Updates to grid topology to minimize risk of ignition in HFTDs Remote GridWLDFRContaminationAggregated | WLDFR | HFTD - Distribution - Tier 3 - 1QU CoRE ¦ 5QU LoRE | Non-Red Flag Warning - Large Fires | Contamination | Aggregated | 2067 | 5.4161e-08 | 65.8407 | 3.566e-06 | 2067 | Mitigation | 0.95 | 45 | 0 | esc | 0 | 0 | 0.00097009 | 5.254e-11 | 0.0028115 | 1.257e-10 | 0.0085129 | 1.3101e-06
[120 empty] | 7.3.3.17.5 (Remote Grid) Updates to grid topology to minimize risk of ignition in HFTDs Remote GridWLDFREquipment / facility failureAggregated | WLDFR | HFTD - Distribution - Tier 3 - 1QU CoRE ¦ 5QU LoRE | Non-Red Flag Warning - Large Fires | Equipment / facility failure | Aggregated | 2022 | 9.9906e-07 | 65.8407 | 6.5779e-05 | 2022 | Mitigation | 0.95 | 45 | 0 | esc | 0.00097009 | 9.6917e-10 | 0 | 0 | 0.0028115 | 1.257e-10 | 0.0085129 | 1.3101e-06
[120 empty] | 7.3.3.17.5 (Remote Grid) Updates to grid topology to minimize risk of ignition in HFTDs Remote GridWLDFREquipment / facility failureAggregated | WLDFR | HFTD - Distribution - Tier 3 - 1QU CoRE ¦ 5QU LoRE | Non-Red Flag Warning - Large Fires | Equipment / facility failure | Aggregated | 2023 | 9.9906e-07 | 65.8407 | 6.5779e-05 | 2023 | Mitigation | 0.95 | 45 | 0 | esc | 0.00097009 | 9.6917e-10 | 0.00097009 | 9.6917e-10 | 0.0028115 | 1.257e-10 | 0.0085129 | 1.3101e-06
[120 empty] | 7.3.3.17.5 (Remote Grid) Updates to grid topology to minimize risk of ignition in HFTDs Remote GridWLDFREquipment / facility failureAggregated | WLDFR | HFTD - Distribution - Tier 3 - 1QU CoRE ¦ 5QU LoRE | Non-Red Flag Warning - Large Fires | Equipment / facility failure | Aggregated | 2024 | 9.9906e-07 | 65.8407 | 6.5779e-05 | 2024 | Mitigation | 0.95 | 45 | 0 | esc | 0.00097009 | 9.6917e-10 | 0.00097009 | 9.6917e-10 | 0.0028115 | 1.257e-10 | 0.0085129 | 1.3101e-06
[120 empty] | 7.3.3.17.5 (Remote Grid) Updates to grid topology to minimize risk of ignition in HFTDs Remote GridWLDFREquipment / facility failureAggregated | WLDFR | HFTD - Distribution - Tier 3 - 1QU CoRE ¦ 5QU LoRE | Non-Red Flag Warning - Large Fires | Equipment / facility failure | Aggregated | 2025 | 9.9906e-07 | 65.8407 | 6.5779e-05 | 2025 | Mitigation | 0.95 | 45 | 0 | esc | 0.00097009 | 9.6917e-10 | 0.00097009 | 9.6917e-10 | 0.0028115 | 1.257e-10 | 0.0085129 | 1.3101e-06
[120 empty] | 7.3.3.17.5 (Remote Grid) Updates to grid topology to minimize risk of ignition in HFTDs Remote GridWLDFREquipment / facility failureAggregated | WLDFR | HFTD - Distribution - Tier 3 - 1QU CoRE ¦ 5QU LoRE | Non-Red Flag Warning - Large Fires | Equipment / facility failure | Aggregated | 2026 | 9.9906e-07 | 65.8407 | 6.5779e-05 | 2026 | Mitigation | 0.95 | 45 | 0 | esc | 0.00097009 | 9.6917e-10 | 0.00097009 | 9.6917e-10 | 0.0028115 | 1.257e-10 | 0.0085129 | 1.3101e-06
[120 empty] | 7.3.3.17.5 (Remote Grid) Updates to grid topology to minimize risk of ignition in HFTDs Remote GridWLDFREquipment / facility failureAggregated | WLDFR | HFTD - Distribution - Tier 3 - 1QU CoRE ¦ 5QU LoRE | Non-Red Flag Warning - Large Fires | Equipment / facility failure | Aggregated | 2027 | 9.9906e-07 | 65.8407 | 6.5779e-05 | 2027 | Mitigation | 0.95 | 45 | 0 | esc | 0.00097009 | 9.6917e-10 | 0.00097009 | 9.6917e-10 | 0.0028115 | 1.257e-10 | 0.0085129 | 1.3101e-06
[120 empty] | 7.3.3.17.5 (Remote Grid) Updates to grid topology to minimize risk of ignition in HFTDs Remote GridWLDFREquipment / facility failureAggregated | WLDFR | HFTD - Distribution - Tier 3 - 1QU CoRE ¦ 5QU LoRE | Non-Red Flag Warning - Large Fires | Equipment / facility failure | Aggregated | 2028 | 9.9906e-07 | 65.8407 | 6.5779e-05 | 2028 | Mitigation | 0.95 | 45 | 0 | esc | 0.00097009 | 9.6917e-10 | 0.00097009 | 9.6917e-10 | 0.0028115 | 1.257e-10 | 0.0085129 | 1.3101e-06
[120 empty] | 7.3.3.17.5 (Remote Grid) Updates to grid topology to minimize risk of ignition in HFTDs Remote GridWLDFREquipment / facility failureAggregated | WLDFR | HFTD - Distribution - Tier 3 - 1QU CoRE ¦ 5QU LoRE | Non-Red Flag Warning - Large Fires | Equipment / facility failure | Aggregated | 2029 | 9.9906e-07 | 65.8407 | 6.5779e-05 | 2029 | Mitigation | 0.95 | 45 | 0 | esc | 0.00097009 | 9.6917e-10 | 0.00097009 | 9.6917e-10 | 0.0028115 | 1.257e-10 | 0.0085129 | 1.3101e-06
[120 empty] | 7.3.3.17.5 (Remote Grid) Updates to grid topology to minimize risk of ignition in HFTDs Remote GridWLDFREquipment / facility failureAggregated | WLDFR | HFTD - Distribution - Tier 3 - 1QU CoRE ¦ 5QU LoRE | Non-Red Flag Warning - Large Fires | Equipment / facility failure | Aggregated | 2030 | 9.9906e-07 | 65.8407 | 6.5779e-05 | 2030 | Mitigation | 0.95 | 45 | 0 | esc | 0.00097009 | 9.6917e-10 | 0.00097009 | 9.6917e-10 | 0.0028115 | 1.257e-10 | 0.0085129 | 1.3101e-06
[120 empty] | 7.3.3.17.5 (Remote Grid) Updates to grid topology to minimize risk of ignition in HFTDs Remote GridWLDFREquipment / facility failureAggregated | WLDFR | HFTD - Distribution - Tier 3 - 1QU CoRE ¦ 5QU LoRE | Non-Red Flag Warning - Large Fires | Equipment / facility failure | Aggregated | 2031 | 9.9906e-07 | 65.8407 | 6.5779e-05 | 2031 | Mitigation | 0.95 | 45 | 0 | esc | 0.00097009 | 9.6917e-10 | 0.00097009 | 9.6917e-10 | 0.0028115 | 1.257e-10 | 0.0085129 | 1.3101e-06
[120 empty] | 7.3.3.17.5 (Remote Grid) Updates to grid topology to minimize risk of ignition in HFTDs Remote GridWLDFREquipment / facility failureAggregated | WLDFR | HFTD - Distribution - Tier 3 - 1QU CoRE ¦ 5QU LoRE | Non-Red Flag Warning - Large Fires | Equipment / facility failure | Aggregated | 2032 | 9.9906e-07 | 65.8407 | 6.5779e-05 | 2032 | Mitigation | 0.95 | 45 | 0 | esc | 0.00097009 | 9.6917e-10 | 0.00097009 | 9.6917e-10 | 0.0028115 | 1.257e-10 | 0.0085129 | 1.3101e-06
[120 empty] | 7.3.3.17.5 (Remote Grid) Updates to grid topology to minimize risk of ignition in HFTDs Remote GridWLDFREquipment / facility failureAggregated | WLDFR | HFTD - Distribution - Tier 3 - 1QU CoRE ¦ 5QU LoRE | Non-Red Flag Warning - Large Fires | Equipment / facility failure | Aggregated | 2033 | 9.9906e-07 | 65.8407 | 6.5779e-05 | 2033 | Mitigation | 0.95 | 45 | 0 | esc | 0.00097009 | 9.6917e-10 | 0.00097009 | 9.6917e-10 | 0.0028115 | 1.257e-10 | 0.0085129 | 1.3101e-06
[120 empty] | 7.3.3.17.5 (Remote Grid) Updates to grid topology to minimize risk of ignition in HFTDs Remote GridWLDFREquipment / facility failureAggregated | WLDFR | HFTD - Distribution - Tier 3 - 1QU CoRE ¦ 5QU LoRE | Non-Red Flag Warning - Large Fires | Equipment / facility failure | Aggregated | 2034 | 9.9906e-07 | 65.8407 | 6.5779e-05 | 2034 | Mitigation | 0.95 | 45 | 0 | esc | 0.00097009 | 9.6917e-10 | 0.00097009 | 9.6917e-10 | 0.0028115 | 1.257e-10 | 0.0085129 | 1.3101e-06
[120 empty] | 7.3.3.17.5 (Remote Grid) Updates to grid topology to minimize risk of ignition in HFTDs Remote GridWLDFREquipment / facility failureAggregated | WLDFR | HFTD - Distribution - Tier 3 - 1QU CoRE ¦ 5QU LoRE | Non-Red Flag Warning - Large Fires | Equipment / facility failure | Aggregated | 2035 | 9.9906e-07 | 65.8407 | 6.5779e-05 | 2035 | Mitigation | 0.95 | 45 | 0 | esc | 0.00097009 | 9.6917e-10 | 0.00097009 | 9.6917e-10 | 0.0028115 | 1.257e-10 | 0.0085129 | 1.3101e-06
[120 empty] | 7.3.3.17.5 (Remote Grid) Updates to grid topology to minimize risk of ignition in HFTDs Remote GridWLDFREquipment / facility failureAggregated | WLDFR | HFTD - Distribution - Tier 3 - 1QU CoRE ¦ 5QU LoRE | Non-Red Flag Warning - Large Fires | Equipment / facility failure | Aggregated | 2036 | 9.9906e-07 | 65.8407 | 6.5779e-05 | 2036 | Mitigation | 0.95 | 45 | 0 | esc | 0.00097009 | 9.6917e-10 | 0.00097009 | 9.6917e-10 | 0.0028115 | 1.257e-10 | 0 | 0
[120 empty] | 7.3.3.17.5 (Remote Grid) Updates to grid topology to minimize risk of ignition in HFTDs Remote GridWLDFREquipment / facility failureAggregated | WLDFR | HFTD - Distribution - Tier 3 - 1QU CoRE ¦ 5QU LoRE | Non-Red Flag Warning - Large Fires | Equipment / facility failure | Aggregated | 2037 | 9.9906e-07 | 65.8407 | 6.5779e-05 | 2037 | Mitigation | 0.95 | 45 | 0 | esc | 0.00097009 | 9.6917e-10 | 0.00097009 | 9.6917e-10 | 0.0028115 | 1.257e-10 | 0 | 0
[120 empty] | 7.3.3.17.5 (Remote Grid) Updates to grid topology to minimize risk of ignition in HFTDs Remote GridWLDFREquipment / facility failureAggregated | WLDFR | HFTD - Distribution - Tier 3 - 1QU CoRE ¦ 5QU LoRE | Non-Red Flag Warning - Large Fires | Equipment / facility failure | Aggregated | 2038 | 9.9906e-07 | 65.8407 | 6.5779e-05 | 2038 | Mitigation | 0.95 | 45 | 0 | esc | 0.00097009 | 9.6917e-10 | 0.00097009 | 9.6917e-10 | 0.0028115 | 1.257e-10 | 0.0093087 | 8.4385e-06
[120 empty] | 7.3.3.17.5 (Remote Grid) Updates to grid topology to minimize risk of ignition in HFTDs Remote GridWLDFREquipment / facility failureAggregated | WLDFR | HFTD - Distribution - Tier 3 - 1QU CoRE ¦ 5QU LoRE | Non-Red Flag Warning - Large Fires | Equipment / facility failure | Aggregated | 2039 | 9.9906e-07 | 65.8407 | 6.5779e-05 | 2039 | Mitigation | 0.95 | 45 | 0 | esc | 0.00097009 | 9.6917e-10 | 0.00097009 | 9.6917e-10 | 0.0028115 | 1.257e-10 | 0.0093087 | 8.4385e-06
[120 empty] | 7.3.3.17.5 (Remote Grid) Updates to grid topology to minimize risk of ignition in HFTDs Remote GridWLDFREquipment / facility failureAggregated | WLDFR | HFTD - Distribution - Tier 3 - 1QU CoRE ¦ 5QU LoRE | Non-Red Flag Warning - Large Fires | Equipment / facility failure | Aggregated | 2040 | 9.9906e-07 | 65.8407 | 6.5779e-05 | 2040 | Mitigation | 0.95 | 45 | 0 | esc | 0.00097009 | 9.6917e-10 | 0.00097009 | 9.6917e-10 | 0.0028115 | 1.257e-10 | 0.0093087 | 8.4385e-06
[120 empty] | 7.3.3.17.5 (Remote Grid) Updates to grid topology to minimize risk of ignition in HFTDs Remote GridWLDFREquipment / facility failureAggregated | WLDFR | HFTD - Distribution - Tier 3 - 1QU CoRE ¦ 5QU LoRE | Non-Red Flag Warning - Large Fires | Equipment / facility failure | Aggregated | 2041 | 9.9906e-07 | 65.8407 | 6.5779e-05 | 2041 | Mitigation | 0.95 | 45 | 0 | esc | 0.00097009 | 9.6917e-10 | 0.00097009 | 9.6917e-10 | 0.0028115 | 1.257e-10 | 0.0093087 | 8.4385e-06
[120 empty] | 7.3.3.17.5 (Remote Grid) Updates to grid topology to minimize risk of ignition in HFTDs Remote GridWLDFREquipment / facility failureAggregated | WLDFR | HFTD - Distribution - Tier 3 - 1QU CoRE ¦ 5QU LoRE | Non-Red Flag Warning - Large Fires | Equipment / facility failure | Aggregated | 2042 | 9.9906e-07 | 65.8407 | 6.5779e-05 | 2042 | Mitigation | 0.95 | 45 | 0 | esc | 0.00097009 | 9.6917e-10 | 0.00097009 | 9.6917e-10 | 0.0028115 | 1.257e-10 | 0.0093087 | 8.4385e-06
[120 empty] | 7.3.3.17.5 (Remote Grid) Updates to grid topology to minimize risk of ignition in HFTDs Remote GridWLDFREquipment / facility failureAggregated | WLDFR | HFTD - Distribution - Tier 3 - 1QU CoRE ¦ 5QU LoRE | Non-Red Flag Warning - Large Fires | Equipment / facility failure | Aggregated | 2043 | 9.9906e-07 | 65.8407 | 6.5779e-05 | 2043 | Mitigation | 0.95 | 45 | 0 | esc | 0.00097009 | 9.6917e-10 | 0.00097009 | 9.6917e-10 | 0.0028115 | 1.257e-10 | 0.0093087 | 8.4385e-06
[120 empty] | 7.3.3.17.5 (Remote Grid) Updates to grid topology to minimize risk of ignition in HFTDs Remote GridWLDFREquipment / facility failureAggregated | WLDFR | HFTD - Distribution - Tier 3 - 1QU CoRE ¦ 5QU LoRE | Non-Red Flag Warning - Large Fires | Equipment / facility failure | Aggregated | 2044 | 9.9906e-07 | 65.8407 | 6.5779e-05 | 2044 | Mitigation | 0.95 | 45 | 0 | esc | 0.00097009 | 9.6917e-10 | 0.00097009 | 9.6917e-10 | 0.0028115 | 1.257e-10 | 0.0093087 | 8.4385e-06
[120 empty] | 7.3.3.17.5 (Remote Grid) Updates to grid topology to minimize risk of ignition in HFTDs Remote GridWLDFREquipment / facility failureAggregated | WLDFR | HFTD - Distribution - Tier 3 - 1QU CoRE ¦ 5QU LoRE | Non-Red Flag Warning - Large Fires | Equipment / facility failure | Aggregated | 2045 | 9.9906e-07 | 65.8407 | 6.5779e-05 | 2045 | Mitigation | 0.95 | 45 | 0 | esc | 0.00097009 | 9.6917e-10 | 0.00097009 | 9.6917e-10 | 0.0028115 | 1.257e-10 | 0.0093087 | 8.4385e-06
[120 empty] | 7.3.3.17.5 (Remote Grid) Updates to grid topology to minimize risk of ignition in HFTDs Remote GridWLDFREquipment / facility failureAggregated | WLDFR | HFTD - Distribution - Tier 3 - 1QU CoRE ¦ 5QU LoRE | Non-Red Flag Warning - Large Fires | Equipment / facility failure | Aggregated | 2046 | 9.9906e-07 | 65.8407 | 6.5779e-05 | 2046 | Mitigation | 0.95 | 45 | 0 | esc | 0.00097009 | 9.6917e-10 | 0.00097009 | 9.6917e-10 | 0.0028115 | 1.257e-10 | 0.0093087 | 8.4385e-06
[120 empty] | 7.3.3.17.5 (Remote Grid) Updates to grid topology to minimize risk of ignition in HFTDs Remote GridWLDFREquipment / facility failureAggregated | WLDFR | HFTD - Distribution - Tier 3 - 1QU CoRE ¦ 5QU LoRE | Non-Red Flag Warning - Large Fires | Equipment / facility failure | Aggregated | 2047 | 9.9906e-07 | 65.8407 | 6.5779e-05 | 2047 | Mitigation | 0.95 | 45 | 0 | esc | 0.00097009 | 9.6917e-10 | 0.00097009 | 9.6917e-10 | 0.0028115 | 1.257e-10 | 0.0093087 | 8.4385e-06
[120 empty] | 7.3.3.17.5 (Remote Grid) Updates to grid topology to minimize risk of ignition in HFTDs Remote GridWLDFREquipment / facility failureAggregated | WLDFR | HFTD - Distribution - Tier 3 - 1QU CoRE ¦ 5QU LoRE | Non-Red Flag Warning - Large Fires | Equipment / facility failure | Aggregated | 2048 | 9.9906e-07 | 65.8407 | 6.5779e-05 | 2048 | Mitigation | 0.95 | 45 | 0 | esc | 0.00097009 | 9.6917e-10 | 0.00097009 | 9.6917e-10 | 0.0028115 | 1.257e-10 | 0.0093087 | 8.4385e-06
[120 empty] | 7.3.3.17.5 (Remote Grid) Updates to grid topology to minimize risk of ignition in HFTDs Remote GridWLDFREquipment / facility failureAggregated | WLDFR | HFTD - Distribution - Tier 3 - 1QU CoRE ¦ 5QU LoRE | Non-Red Flag Warning - Large Fires | Equipment / facility failure | Aggregated | 2049 | 9.9906e-07 | 65.8407 | 6.5779e-05 | 2049 | Mitigation | 0.95 | 45 | 0 | esc | 0.00097009 | 9.6917e-10 | 0.00097009 | 9.6917e-10 | 0.0028115 | 1.257e-10 | 0.0093087 | 8.4385e-06
[120 empty] | 7.3.3.17.5 (Remote Grid) Updates to grid topology to minimize risk of ignition in HFTDs Remote GridWLDFREquipment / facility failureAggregated | WLDFR | HFTD - Distribution - Tier 3 - 1QU CoRE ¦ 5QU LoRE | Non-Red Flag Warning - Large Fires | Equipment / facility failure | Aggregated | 2050 | 9.9906e-07 | 65.8407 | 6.5779e-05 | 2050 | Mitigation | 0.95 | 45 | 0 | esc | 0.00097009 | 9.6917e-10 | 0.00097009 | 9.6917e-10 | 0.0028115 | 1.257e-10 | 0.0093087 | 8.4385e-06
[120 empty] | 7.3.3.17.5 (Remote Grid) Updates to grid topology to minimize risk of ignition in HFTDs Remote GridWLDFREquipment / facility failureAggregated | WLDFR | HFTD - Distribution - Tier 3 - 1QU CoRE ¦ 5QU LoRE | Non-Red Flag Warning - Large Fires | Equipment / facility failure | Aggregated | 2051 | 9.9906e-07 | 65.8407 | 6.5779e-05 | 2051 | Mitigation | 0.95 | 45 | 0 | esc | 0.00097009 | 9.6917e-10 | 0.00097009 | 9.6917e-10 | 0.0028115 | 1.257e-10 | 0.0093087 | 8.4385e-06
[120 empty] | 7.3.3.17.5 (Remote Grid) Updates to grid topology to minimize risk of ignition in HFTDs Remote GridWLDFREquipment / facility failureAggregated | WLDFR | HFTD - Distribution - Tier 3 - 1QU CoRE ¦ 5QU LoRE | Non-Red Flag Warning - Large Fires | Equipment / facility failure | Aggregated | 2052 | 9.9906e-07 | 65.8407 | 6.5779e-05 | 2052 | Mitigation | 0.95 | 45 | 0 | esc | 0.00097009 | 9.6917e-10 | 0.00097009 | 9.6917e-10 | 0.0028115 | 1.257e-10 | 0.0093087 | 8.4385e-06
[120 empty] | 7.3.3.17.5 (Remote Grid) Updates to grid topology to minimize risk of ignition in HFTDs Remote GridWLDFREquipment / facility failureAggregated | WLDFR | HFTD - Distribution - Tier 3 - 1QU CoRE ¦ 5QU LoRE | Non-Red Flag Warning - Large Fires | Equipment / facility failure | Aggregated | 2053 | 9.9906e-07 | 65.8407 | 6.5779e-05 | 2053 | Mitigation | 0.95 | 45 | 0 | esc | 0.00097009 | 9.6917e-10 | 0.00097009 | 9.6917e-10 | 0.0028115 | 1.257e-10 | 0.0093087 | 8.4385e-06
[120 empty] | 7.3.3.17.5 (Remote Grid) Updates to grid topology to minimize risk of ignition in HFTDs Remote GridWLDFREquipment / facility failureAggregated | WLDFR | HFTD - Distribution - Tier 3 - 1QU CoRE ¦ 5QU LoRE | Non-Red Flag Warning - Large Fires | Equipment / facility failure | Aggregated | 2054 | 9.9906e-07 | 65.8407 | 6.5779e-05 | 2054 | Mitigation | 0.95 | 45 | 0 | esc | 0.00097009 | 9.6917e-10 | 0.00097009 | 9.6917e-10 | 0.0028115 | 1.257e-10 | 0.0093087 | 8.4385e-06
[120 empty] | 7.3.3.17.5 (Remote Grid) Updates to grid topology to minimize risk of ignition in HFTDs Remote GridWLDFREquipment / facility failureAggregated | WLDFR | HFTD - Distribution - Tier 3 - 1QU CoRE ¦ 5QU LoRE | Non-Red Flag Warning - Large Fires | Equipment / facility failure | Aggregated | 2055 | 9.9906e-07 | 65.8407 | 6.5779e-05 | 2055 | Mitigation | 0.95 | 45 | 0 | esc | 0.00097009 | 9.6917e-10 | 0.00097009 | 9.6917e-10 | 0.0028115 | 1.257e-10 | 0.0093087 | 8.4385e-06
[120 empty] | 7.3.3.17.5 (Remote Grid) Updates to grid topology to minimize risk of ignition in HFTDs Remote GridWLDFREquipment / facility failureAggregated | WLDFR | HFTD - Distribution - Tier 3 - 1QU CoRE ¦ 5QU LoRE | Non-Red Flag Warning - Large Fires | Equipment / facility failure | Aggregated | 2056 | 9.9906e-07 | 65.8407 | 6.5779e-05 | 2056 | Mitigation | 0.95 | 45 | 0 | esc | 0.00097009 | 9.6917e-10 | 0.00097009 | 9.6917e-10 | 0.0028115 | 1.257e-10 | 0.0093087 | 8.4385e-06
[120 empty] | 7.3.3.17.5 (Remote Grid) Updates to grid topology to minimize risk of ignition in HFTDs Remote GridWLDFREquipment / facility failureAggregated | WLDFR | HFTD - Distribution - Tier 3 - 1QU CoRE ¦ 5QU LoRE | Non-Red Flag Warning - Large Fires | Equipment / facility failure | Aggregated | 2057 | 9.9906e-07 | 65.8407 | 6.5779e-05 | 2057 | Mitigation | 0.95 | 45 | 0 | esc | 0.00097009 | 9.6917e-10 | 0.00097009 | 9.6917e-10 | 0.0028115 | 1.257e-10 | 0.0093087 | 8.4385e-06
[120 empty] | 7.3.3.17.5 (Remote Grid) Updates to grid topology to minimize risk of ignition in HFTDs Remote GridWLDFREquipment / facility failureAggregated | WLDFR | HFTD - Distribution - Tier 3 - 1QU CoRE ¦ 5QU LoRE | Non-Red Flag Warning - Large Fires | Equipment / facility failure | Aggregated | 2058 | 9.9906e-07 | 65.8407 | 6.5779e-05 | 2058 | Mitigation | 0.95 | 45 | 0 | esc | 0.00097009 | 9.6917e-10 | 0.00097009 | 9.6917e-10 | 0.0028115 | 1.257e-10 | 0.0093087 | 8.4385e-06
[120 empty] | 7.3.3.17.5 (Remote Grid) Updates to grid topology to minimize risk of ignition in HFTDs Remote GridWLDFREquipment / facility failureAggregated | WLDFR | HFTD - Distribution - Tier 3 - 1QU CoRE ¦ 5QU LoRE | Non-Red Flag Warning - Large Fires | Equipment / facility failure | Aggregated | 2059 | 9.9906e-07 | 65.8407 | 6.5779e-05 | 2059 | Mitigation | 0.95 | 45 | 0 | esc | 0.00097009 | 9.6917e-10 | 0.00097009 | 9.6917e-10 | 0.0028115 | 1.257e-10 | 0.0093087 | 8.4385e-06
[120 empty] | 7.3.3.17.5 (Remote Grid) Updates to grid topology to minimize risk of ignition in HFTDs Remote GridWLDFREquipment / facility failureAggregated | WLDFR | HFTD - Distribution - Tier 3 - 1QU CoRE ¦ 5QU LoRE | Non-Red Flag Warning - Large Fires | Equipment / facility failure | Aggregated | 2060 | 9.9906e-07 | 65.8407 | 6.5779e-05 | 2060 | Mitigation | 0.95 | 45 | 0 | esc | 0.00097009 | 9.6917e-10 | 0.00097009 | 9.6917e-10 | 0.0028115 | 1.257e-10 | 0.0093087 | 8.4385e-06
[120 empty] | 7.3.3.17.5 (Remote Grid) Updates to grid topology to minimize risk of ignition in HFTDs Remote GridWLDFREquipment / facility failureAggregated | WLDFR | HFTD - Distribution - Tier 3 - 1QU CoRE ¦ 5QU LoRE | Non-Red Flag Warning - Large Fires | Equipment / facility failure | Aggregated | 2061 | 9.9906e-07 | 65.8407 | 6.5779e-05 | 2061 | Mitigation | 0.95 | 45 | 0 | esc | 0.00097009 | 9.6917e-10 | 0.00097009 | 9.6917e-10 | 0.0028115 | 1.257e-10 | 0.0093087 | 8.4385e-06
[120 empty] | 7.3.3.17.5 (Remote Grid) Updates to grid topology to minimize risk of ignition in HFTDs Remote GridWLDFREquipment / facility failureAggregated | WLDFR | HFTD - Distribution - Tier 3 - 1QU CoRE ¦ 5QU LoRE | Non-Red Flag Warning - Large Fires | Equipment / facility failure | Aggregated | 2062 | 9.9906e-07 | 65.8407 | 6.5779e-05 | 2062 | Mitigation | 0.95 | 45 | 0 | esc | 0.00097009 | 9.6917e-10 | 0.00097009 | 9.6917e-10 | 0.0028115 | 1.257e-10 | 0.0093087 | 8.4385e-06
[120 empty] | 7.3.3.17.5 (Remote Grid) Updates to grid topology to minimize risk of ignition in HFTDs Remote GridWLDFREquipment / facility failureAggregated | WLDFR | HFTD - Distribution - Tier 3 - 1QU CoRE ¦ 5QU LoRE | Non-Red Flag Warning - Large Fires | Equipment / facility failure | Aggregated | 2063 | 9.9906e-07 | 65.8407 | 6.5779e-05 | 2063 | Mitigation | 0.95 | 45 | 0 | esc | 0.00097009 | 9.6917e-10 | 0.00097009 | 9.6917e-10 | 0.0028115 | 1.257e-10 | 0.0093087 | 8.4385e-06
[120 empty] | 7.3.3.17.5 (Remote Grid) Updates to grid topology to minimize risk of ignition in HFTDs Remote GridWLDFREquipment / facility failureAggregated | WLDFR | HFTD - Distribution - Tier 3 - 1QU CoRE ¦ 5QU LoRE | Non-Red Flag Warning - Large Fires | Equipment / facility failure | Aggregated | 2064 | 9.9906e-07 | 65.8407 | 6.5779e-05 | 2064 | Mitigation | 0.95 | 45 | 0 | esc | 0.00097009 | 9.6917e-10 | 0.00097009 | 9.6917e-10 | 0.0028115 | 1.257e-10 | 0.0093087 | 8.4385e-06
[120 empty] | 7.3.3.17.5 (Remote Grid) Updates to grid topology to minimize risk of ignition in HFTDs Remote GridWLDFREquipment / facility failureAggregated | WLDFR | HFTD - Distribution - Tier 3 - 1QU CoRE ¦ 5QU LoRE | Non-Red Flag Warning - Large Fires | Equipment / facility failure | Aggregated | 2065 | 9.9906e-07 | 65.8407 | 6.5779e-05 | 2065 | Mitigation | 0.95 | 45 | 0 | esc | 0.00097009 | 9.6917e-10 | 0.00097009 | 9.6917e-10 | 0.0028115 | 1.257e-10 | 0.0093087 | 8.4385e-06
[120 empty] | 7.3.3.17.5 (Remote Grid) Updates to grid topology to minimize risk of ignition in HFTDs Remote GridWLDFREquipment / facility failureAggregated | WLDFR | HFTD - Distribution - Tier 3 - 1QU CoRE ¦ 5QU LoRE | Non-Red Flag Warning - Large Fires | Equipment / facility failure | Aggregated | 2066 | 9.9906e-07 | 65.8407 | 6.5779e-05 | 2066 | Mitigation | 0.95 | 45 | 0 | esc | 0.00097009 | 9.6917e-10 | 0.00097009 | 9.6917e-10 | 0 | 0 | 0.0093087 | 8.4385e-06
[120 empty] | 7.3.3.17.5 (Remote Grid) Updates to grid topology to minimize risk of ignition in HFTDs Remote GridWLDFREquipment / facility failureAggregated | WLDFR | HFTD - Distribution - Tier 3 - 1QU CoRE ¦ 5QU LoRE | Non-Red Flag Warning - Large Fires | Equipment / facility failure | Aggregated | 2067 | 9.9906e-07 | 65.8407 | 6.5779e-05 | 2067 | Mitigation | 0.95 | 45 | 0 | esc | 0 | 0 | 0.00097009 | 9.6917e-10 | 0.0028115 | 8.1871e-11 | 0.0093087 | 8.4385e-06
[120 empty] | 7.3.3.17.5 (Remote Grid) Updates to grid topology to minimize risk of ignition in HFTDs Remote GridWLDFRVegetation ContactAggregated | WLDFR | HFTD - Distribution - Tier 3 - 1QU CoRE ¦ 5QU LoRE | Non-Red Flag Warning - Large Fires | Vegetation Contact | Aggregated | 2022 | 1.4842e-05 | 65.8407 | 0.00097722 | 2022 | Mitigation | 0.95 | 45 | 0 | esc | 0.00097009 | 1.4398e-08 | 0 | 0 | 0.0028115 | 8.1871e-11 | 0 | 0
[120 empty] | 7.3.3.17.5 (Remote Grid) Updates to grid topology to minimize risk of ignition in HFTDs Remote GridWLDFRVegetation ContactAggregated | WLDFR | HFTD - Distribution - Tier 3 - 1QU CoRE ¦ 5QU LoRE | Non-Red Flag Warning - Large Fires | Vegetation Contact | Aggregated | 2023 | 1.4842e-05 | 65.8407 | 0.00097722 | 2023 | Mitigation | 0.95 | 45 | 0 | esc | 0.00097009 | 1.4398e-08 | 0.00097009 | 1.4398e-08 | 0.0028115 | 8.1871e-11 | 0 | 0
[120 empty] | 7.3.3.17.5 (Remote Grid) Updates to grid topology to minimize risk of ignition in HFTDs Remote GridWLDFRVegetation ContactAggregated | WLDFR | HFTD - Distribution - Tier 3 - 1QU CoRE ¦ 5QU LoRE | Non-Red Flag Warning - Large Fires | Vegetation Contact | Aggregated | 2024 | 1.4842e-05 | 65.8407 | 0.00097722 | 2024 | Mitigation | 0.95 | 45 | 0 | esc | 0.00097009 | 1.4398e-08 | 0.00097009 | 1.4398e-08 | 0.0028115 | 8.1871e-11 | 0.0083522 | 1.5891e-06
[120 empty] | 7.3.3.17.5 (Remote Grid) Updates to grid topology to minimize risk of ignition in HFTDs Remote GridWLDFRVegetation ContactAggregated | WLDFR | HFTD - Distribution - Tier 3 - 1QU CoRE ¦ 5QU LoRE | Non-Red Flag Warning - Large Fires | Vegetation Contact | Aggregated | 2025 | 1.4842e-05 | 65.8407 | 0.00097722 | 2025 | Mitigation | 0.95 | 45 | 0 | esc | 0.00097009 | 1.4398e-08 | 0.00097009 | 1.4398e-08 | 0.0028115 | 8.1871e-11 | 0.0083522 | 1.5891e-06
[120 empty] | 7.3.3.17.5 (Remote Grid) Updates to grid topology to minimize risk of ignition in HFTDs Remote GridWLDFRVegetation ContactAggregated | WLDFR | HFTD - Distribution - Tier 3 - 1QU CoRE ¦ 5QU LoRE | Non-Red Flag Warning - Large Fires | Vegetation Contact | Aggregated | 2026 | 1.4842e-05 | 65.8407 | 0.00097722 | 2026 | Mitigation | 0.95 | 45 | 0 | esc | 0.00097009 | 1.4398e-08 | 0.00097009 | 1.4398e-08 | 0.0028115 | 8.1871e-11 | 0.0083522 | 1.5891e-06
[120 empty] | 7.3.3.17.5 (Remote Grid) Updates to grid topology to minimize risk of ignition in HFTDs Remote GridWLDFRVegetation ContactAggregated | WLDFR | HFTD - Distribution - Tier 3 - 1QU CoRE ¦ 5QU LoRE | Non-Red Flag Warning - Large Fires | Vegetation Contact | Aggregated | 2027 | 1.4842e-05 | 65.8407 | 0.00097722 | 2027 | Mitigation | 0.95 | 45 | 0 | esc | 0.00097009 | 1.4398e-08 | 0.00097009 | 1.4398e-08 | 0.0028115 | 8.1871e-11 | 0.0083522 | 1.5891e-06
[120 empty] | 7.3.3.17.5 (Remote Grid) Updates to grid topology to minimize risk of ignition in HFTDs Remote GridWLDFRVegetation ContactAggregated | WLDFR | HFTD - Distribution - Tier 3 - 1QU CoRE ¦ 5QU LoRE | Non-Red Flag Warning - Large Fires | Vegetation Contact | Aggregated | 2028 | 1.4842e-05 | 65.8407 | 0.00097722 | 2028 | Mitigation | 0.95 | 45 | 0 | esc | 0.00097009 | 1.4398e-08 | 0.00097009 | 1.4398e-08 | 0.0028115 | 8.1871e-11 | 0.0083522 | 1.5891e-06
[120 empty] | 7.3.3.17.5 (Remote Grid) Updates to grid topology to minimize risk of ignition in HFTDs Remote GridWLDFRVegetation ContactAggregated | WLDFR | HFTD - Distribution - Tier 3 - 1QU CoRE ¦ 5QU LoRE | Non-Red Flag Warning - Large Fires | Vegetation Contact | Aggregated | 2029 | 1.4842e-05 | 65.8407 | 0.00097722 | 2029 | Mitigation | 0.95 | 45 | 0 | esc | 0.00097009 | 1.4398e-08 | 0.00097009 | 1.4398e-08 | 0.0028115 | 8.1871e-11 | 0.0083522 | 1.5891e-06
[120 empty] | 7.3.3.17.5 (Remote Grid) Updates to grid topology to minimize risk of ignition in HFTDs Remote GridWLDFRVegetation ContactAggregated | WLDFR | HFTD - Distribution - Tier 3 - 1QU CoRE ¦ 5QU LoRE | Non-Red Flag Warning - Large Fires | Vegetation Contact | Aggregated | 2030 | 1.4842e-05 | 65.8407 | 0.00097722 | 2030 | Mitigation | 0.95 | 45 | 0 | esc | 0.00097009 | 1.4398e-08 | 0.00097009 | 1.4398e-08 | 0.0028115 | 8.1871e-11 | 0.0083522 | 1.5891e-06
[120 empty] | 7.3.3.17.5 (Remote Grid) Updates to grid topology to minimize risk of ignition in HFTDs Remote GridWLDFRVegetation ContactAggregated | WLDFR | HFTD - Distribution - Tier 3 - 1QU CoRE ¦ 5QU LoRE | Non-Red Flag Warning - Large Fires | Vegetation Contact | Aggregated | 2031 | 1.4842e-05 | 65.8407 | 0.00097722 | 2031 | Mitigation | 0.95 | 45 | 0 | esc | 0.00097009 | 1.4398e-08 | 0.00097009 | 1.4398e-08 | 0.0028115 | 8.1871e-11 | 0.0083522 | 1.5891e-06
[120 empty] | 7.3.3.17.5 (Remote Grid) Updates to grid topology to minimize risk of ignition in HFTDs Remote GridWLDFRVegetation ContactAggregated | WLDFR | HFTD - Distribution - Tier 3 - 1QU CoRE ¦ 5QU LoRE | Non-Red Flag Warning - Large Fires | Vegetation Contact | Aggregated | 2032 | 1.4842e-05 | 65.8407 | 0.00097722 | 2032 | Mitigation | 0.95 | 45 | 0 | esc | 0.00097009 | 1.4398e-08 | 0.00097009 | 1.4398e-08 | 0.0028115 | 8.1871e-11 | 0.0083522 | 1.5891e-06
[120 empty] | 7.3.3.17.5 (Remote Grid) Updates to grid topology to minimize risk of ignition in HFTDs Remote GridWLDFRVegetation ContactAggregated | WLDFR | HFTD - Distribution - Tier 3 - 1QU CoRE ¦ 5QU LoRE | Non-Red Flag Warning - Large Fires | Vegetation Contact | Aggregated | 2033 | 1.4842e-05 | 65.8407 | 0.00097722 | 2033 | Mitigation | 0.95 | 45 | 0 | esc | 0.00097009 | 1.4398e-08 | 0.00097009 | 1.4398e-08 | 0.0028115 | 8.1871e-11 | 0.0083522 | 1.5891e-06
[120 empty] | 7.3.3.17.5 (Remote Grid) Updates to grid topology to minimize risk of ignition in HFTDs Remote GridWLDFRVegetation ContactAggregated | WLDFR | HFTD - Distribution - Tier 3 - 1QU CoRE ¦ 5QU LoRE | Non-Red Flag Warning - Large Fires | Vegetation Contact | Aggregated | 2034 | 1.4842e-05 | 65.8407 | 0.00097722 | 2034 | Mitigation | 0.95 | 45 | 0 | esc | 0.00097009 | 1.4398e-08 | 0.00097009 | 1.4398e-08 | 0.0028115 | 8.1871e-11 | 0.0083522 | 1.5891e-06
[120 empty] | 7.3.3.17.5 (Remote Grid) Updates to grid topology to minimize risk of ignition in HFTDs Remote GridWLDFRVegetation ContactAggregated | WLDFR | HFTD - Distribution - Tier 3 - 1QU CoRE ¦ 5QU LoRE | Non-Red Flag Warning - Large Fires | Vegetation Contact | Aggregated | 2035 | 1.4842e-05 | 65.8407 | 0.00097722 | 2035 | Mitigation | 0.95 | 45 | 0 | esc | 0.00097009 | 1.4398e-08 | 0.00097009 | 1.4398e-08 | 0.0028115 | 8.1871e-11 | 0.0083522 | 1.5891e-06
[120 empty] | 7.3.3.17.5 (Remote Grid) Updates to grid topology to minimize risk of ignition in HFTDs Remote GridWLDFRVegetation ContactAggregated | WLDFR | HFTD - Distribution - Tier 3 - 1QU CoRE ¦ 5QU LoRE | Non-Red Flag Warning - Large Fires | Vegetation Contact | Aggregated | 2036 | 1.4842e-05 | 65.8407 | 0.00097722 | 2036 | Mitigation | 0.95 | 45 | 0 | esc | 0.00097009 | 1.4398e-08 | 0.00097009 | 1.4398e-08 | 0.0028115 | 8.1871e-11 | 0.0083522 | 1.5891e-06
[120 empty] | 7.3.3.17.5 (Remote Grid) Updates to grid topology to minimize risk of ignition in HFTDs Remote GridWLDFRVegetation ContactAggregated | WLDFR | HFTD - Distribution - Tier 3 - 1QU CoRE ¦ 5QU LoRE | Non-Red Flag Warning - Large Fires | Vegetation Contact | Aggregated | 2037 | 1.4842e-05 | 65.8407 | 0.00097722 | 2037 | Mitigation | 0.95 | 45 | 0 | esc | 0.00097009 | 1.4398e-08 | 0.00097009 | 1.4398e-08 | 0.0028115 | 8.1871e-11 | 0.0083522 | 1.5891e-06
[120 empty] | 7.3.3.17.5 (Remote Grid) Updates to grid topology to minimize risk of ignition in HFTDs Remote GridWLDFRVegetation ContactAggregated | WLDFR | HFTD - Distribution - Tier 3 - 1QU CoRE ¦ 5QU LoRE | Non-Red Flag Warning - Large Fires | Vegetation Contact | Aggregated | 2038 | 1.4842e-05 | 65.8407 | 0.00097722 | 2038 | Mitigation | 0.95 | 45 | 0 | esc | 0.00097009 | 1.4398e-08 | 0.00097009 | 1.4398e-08 | 0.0028115 | 8.1871e-11 | 0.0083522 | 1.5891e-06
[120 empty] | 7.3.3.17.5 (Remote Grid) Updates to grid topology to minimize risk of ignition in HFTDs Remote GridWLDFRVegetation ContactAggregated | WLDFR | HFTD - Distribution - Tier 3 - 1QU CoRE ¦ 5QU LoRE | Non-Red Flag Warning - Large Fires | Vegetation Contact | Aggregated | 2039 | 1.4842e-05 | 65.8407 | 0.00097722 | 2039 | Mitigation | 0.95 | 45 | 0 | esc | 0.00097009 | 1.4398e-08 | 0.00097009 | 1.4398e-08 | 0.0028115 | 8.1871e-11 | 0.0083522 | 1.5891e-06
[120 empty] | 7.3.3.17.5 (Remote Grid) Updates to grid topology to minimize risk of ignition in HFTDs Remote GridWLDFRVegetation ContactAggregated | WLDFR | HFTD - Distribution - Tier 3 - 1QU CoRE ¦ 5QU LoRE | Non-Red Flag Warning - Large Fires | Vegetation Contact | Aggregated | 2040 | 1.4842e-05 | 65.8407 | 0.00097722 | 2040 | Mitigation | 0.95 | 45 | 0 | esc | 0.00097009 | 1.4398e-08 | 0.00097009 | 1.4398e-08 | 0.0028115 | 8.1871e-11 | 0.0083522 | 1.5891e-06
[120 empty] | 7.3.3.17.5 (Remote Grid) Updates to grid topology to minimize risk of ignition in HFTDs Remote GridWLDFRVegetation ContactAggregated | WLDFR | HFTD - Distribution - Tier 3 - 1QU CoRE ¦ 5QU LoRE | Non-Red Flag Warning - Large Fires | Vegetation Contact | Aggregated | 2041 | 1.4842e-05 | 65.8407 | 0.00097722 | 2041 | Mitigation | 0.95 | 45 | 0 | esc | 0.00097009 | 1.4398e-08 | 0.00097009 | 1.4398e-08 | 0.0028115 | 8.1871e-11 | 0.0083522 | 1.5891e-06
[120 empty] | 7.3.3.17.5 (Remote Grid) Updates to grid topology to minimize risk of ignition in HFTDs Remote GridWLDFRVegetation ContactAggregated | WLDFR | HFTD - Distribution - Tier 3 - 1QU CoRE ¦ 5QU LoRE | Non-Red Flag Warning - Large Fires | Vegetation Contact | Aggregated | 2042 | 1.4842e-05 | 65.8407 | 0.00097722 | 2042 | Mitigation | 0.95 | 45 | 0 | esc | 0.00097009 | 1.4398e-08 | 0.00097009 | 1.4398e-08 | 0.0028115 | 8.1871e-11 | 0.0083522 | 1.5891e-06
[120 empty] | 7.3.3.17.5 (Remote Grid) Updates to grid topology to minimize risk of ignition in HFTDs Remote GridWLDFRVegetation ContactAggregated | WLDFR | HFTD - Distribution - Tier 3 - 1QU CoRE ¦ 5QU LoRE | Non-Red Flag Warning - Large Fires | Vegetation Contact | Aggregated | 2043 | 1.4842e-05 | 65.8407 | 0.00097722 | 2043 | Mitigation | 0.95 | 45 | 0 | esc | 0.00097009 | 1.4398e-08 | 0.00097009 | 1.4398e-08 | 0.0028115 | 8.1871e-11 | 0.0083522 | 1.5891e-06
[120 empty] | 7.3.3.17.5 (Remote Grid) Updates to grid topology to minimize risk of ignition in HFTDs Remote GridWLDFRVegetation ContactAggregated | WLDFR | HFTD - Distribution - Tier 3 - 1QU CoRE ¦ 5QU LoRE | Non-Red Flag Warning - Large Fires | Vegetation Contact | Aggregated | 2044 | 1.4842e-05 | 65.8407 | 0.00097722 | 2044 | Mitigation | 0.95 | 45 | 0 | esc | 0.00097009 | 1.4398e-08 | 0.00097009 | 1.4398e-08 | 0.0028115 | 8.1871e-11 | 0.0083522 | 1.5891e-06
[120 empty] | 7.3.3.17.5 (Remote Grid) Updates to grid topology to minimize risk of ignition in HFTDs Remote GridWLDFRVegetation ContactAggregated | WLDFR | HFTD - Distribution - Tier 3 - 1QU CoRE ¦ 5QU LoRE | Non-Red Flag Warning - Large Fires | Vegetation Contact | Aggregated | 2045 | 1.4842e-05 | 65.8407 | 0.00097722 | 2045 | Mitigation | 0.95 | 45 | 0 | esc | 0.00097009 | 1.4398e-08 | 0.00097009 | 1.4398e-08 | 0.0028115 | 8.1871e-11 | 0.0083522 | 1.5891e-06
[120 empty] | 7.3.3.17.5 (Remote Grid) Updates to grid topology to minimize risk of ignition in HFTDs Remote GridWLDFRVegetation ContactAggregated | WLDFR | HFTD - Distribution - Tier 3 - 1QU CoRE ¦ 5QU LoRE | Non-Red Flag Warning - Large Fires | Vegetation Contact | Aggregated | 2046 | 1.4842e-05 | 65.8407 | 0.00097722 | 2046 | Mitigation | 0.95 | 45 | 0 | esc | 0.00097009 | 1.4398e-08 | 0.00097009 | 1.4398e-08 | 0.0028115 | 8.1871e-11 | 0.0083522 | 1.5891e-06
[120 empty] | 7.3.3.17.5 (Remote Grid) Updates to grid topology to minimize risk of ignition in HFTDs Remote GridWLDFRVegetation ContactAggregated | WLDFR | HFTD - Distribution - Tier 3 - 1QU CoRE ¦ 5QU LoRE | Non-Red Flag Warning - Large Fires | Vegetation Contact | Aggregated | 2047 | 1.4842e-05 | 65.8407 | 0.00097722 | 2047 | Mitigation | 0.95 | 45 | 0 | esc | 0.00097009 | 1.4398e-08 | 0.00097009 | 1.4398e-08 | 0.0028115 | 8.1871e-11 | 0.0083522 | 1.5891e-06
[120 empty] | 7.3.3.17.5 (Remote Grid) Updates to grid topology to minimize risk of ignition in HFTDs Remote GridWLDFRVegetation ContactAggregated | WLDFR | HFTD - Distribution - Tier 3 - 1QU CoRE ¦ 5QU LoRE | Non-Red Flag Warning - Large Fires | Vegetation Contact | Aggregated | 2048 | 1.4842e-05 | 65.8407 | 0.00097722 | 2048 | Mitigation | 0.95 | 45 | 0 | esc | 0.00097009 | 1.4398e-08 | 0.00097009 | 1.4398e-08 | 0.0028115 | 8.1871e-11 | 0.0083522 | 1.5891e-06
[120 empty] | 7.3.3.17.5 (Remote Grid) Updates to grid topology to minimize risk of ignition in HFTDs Remote GridWLDFRVegetation ContactAggregated | WLDFR | HFTD - Distribution - Tier 3 - 1QU CoRE ¦ 5QU LoRE | Non-Red Flag Warning - Large Fires | Vegetation Contact | Aggregated | 2049 | 1.4842e-05 | 65.8407 | 0.00097722 | 2049 | Mitigation | 0.95 | 45 | 0 | esc | 0.00097009 | 1.4398e-08 | 0.00097009 | 1.4398e-08 | 0.0028115 | 8.1871e-11 | 0.0083522 | 1.5891e-06
[120 empty] | 7.3.3.17.5 (Remote Grid) Updates to grid topology to minimize risk of ignition in HFTDs Remote GridWLDFRVegetation ContactAggregated | WLDFR | HFTD - Distribution - Tier 3 - 1QU CoRE ¦ 5QU LoRE | Non-Red Flag Warning - Large Fires | Vegetation Contact | Aggregated | 2050 | 1.4842e-05 | 65.8407 | 0.00097722 | 2050 | Mitigation | 0.95 | 45 | 0 | esc | 0.00097009 | 1.4398e-08 | 0.00097009 | 1.4398e-08 | 0.0028115 | 8.1871e-11 | 0.0083522 | 1.5891e-06
[120 empty] | 7.3.3.17.5 (Remote Grid) Updates to grid topology to minimize risk of ignition in HFTDs Remote GridWLDFRVegetation ContactAggregated | WLDFR | HFTD - Distribution - Tier 3 - 1QU CoRE ¦ 5QU LoRE | Non-Red Flag Warning - Large Fires | Vegetation Contact | Aggregated | 2051 | 1.4842e-05 | 65.8407 | 0.00097722 | 2051 | Mitigation | 0.95 | 45 | 0 | esc | 0.00097009 | 1.4398e-08 | 0.00097009 | 1.4398e-08 | 0.0028115 | 8.1871e-11 | 0.0083522 | 1.5891e-06
[120 empty] | 7.3.3.17.5 (Remote Grid) Updates to grid topology to minimize risk of ignition in HFTDs Remote GridWLDFRVegetation ContactAggregated | WLDFR | HFTD - Distribution - Tier 3 - 1QU CoRE ¦ 5QU LoRE | Non-Red Flag Warning - Large Fires | Vegetation Contact | Aggregated | 2052 | 1.4842e-05 | 65.8407 | 0.00097722 | 2052 | Mitigation | 0.95 | 45 | 0 | esc | 0.00097009 | 1.4398e-08 | 0.00097009 | 1.4398e-08 | 0.0028115 | 8.1871e-11 | 0.0083522 | 1.5891e-06
[120 empty] | 7.3.3.17.5 (Remote Grid) Updates to grid topology to minimize risk of ignition in HFTDs Remote GridWLDFRVegetation ContactAggregated | WLDFR | HFTD - Distribution - Tier 3 - 1QU CoRE ¦ 5QU LoRE | Non-Red Flag Warning - Large Fires | Vegetation Contact | Aggregated | 2053 | 1.4842e-05 | 65.8407 | 0.00097722 | 2053 | Mitigation | 0.95 | 45 | 0 | esc | 0.00097009 | 1.4398e-08 | 0.00097009 | 1.4398e-08 | 0.0028115 | 8.1871e-11 | 0.0083522 | 1.5891e-06
[120 empty] | 7.3.3.17.5 (Remote Grid) Updates to grid topology to minimize risk of ignition in HFTDs Remote GridWLDFRVegetation ContactAggregated | WLDFR | HFTD - Distribution - Tier 3 - 1QU CoRE ¦ 5QU LoRE | Non-Red Flag Warning - Large Fires | Vegetation Contact | Aggregated | 2054 | 1.4842e-05 | 65.8407 | 0.00097722 | 2054 | Mitigation | 0.95 | 45 | 0 | esc | 0.00097009 | 1.4398e-08 | 0.00097009 | 1.4398e-08 | 0.0028115 | 8.1871e-11 | 0 | 0
[120 empty] | 7.3.3.17.5 (Remote Grid) Updates to grid topology to minimize risk of ignition in HFTDs Remote GridWLDFRVegetation ContactAggregated | WLDFR | HFTD - Distribution - Tier 3 - 1QU CoRE ¦ 5QU LoRE | Non-Red Flag Warning - Large Fires | Vegetation Contact | Aggregated | 2055 | 1.4842e-05 | 65.8407 | 0.00097722 | 2055 | Mitigation | 0.95 | 45 | 0 | esc | 0.00097009 | 1.4398e-08 | 0.00097009 | 1.4398e-08 | 0.0028115 | 8.1871e-11 | 0 | 0
[120 empty] | 7.3.3.17.5 (Remote Grid) Updates to grid topology to minimize risk of ignition in HFTDs Remote GridWLDFRVegetation ContactAggregated | WLDFR | HFTD - Distribution - Tier 3 - 1QU CoRE ¦ 5QU LoRE | Non-Red Flag Warning - Large Fires | Vegetation Contact | Aggregated | 2056 | 1.4842e-05 | 65.8407 | 0.00097722 | 2056 | Mitigation | 0.95 | 45 | 0 | esc | 0.00097009 | 1.4398e-08 | 0.00097009 | 1.4398e-08 | 0.0028115 | 8.1871e-11 | 0.0092336 | 1.5206e-07
[120 empty] | 7.3.3.17.5 (Remote Grid) Updates to grid topology to minimize risk of ignition in HFTDs Remote GridWLDFRVegetation ContactAggregated | WLDFR | HFTD - Distribution - Tier 3 - 1QU CoRE ¦ 5QU LoRE | Non-Red Flag Warning - Large Fires | Vegetation Contact | Aggregated | 2057 | 1.4842e-05 | 65.8407 | 0.00097722 | 2057 | Mitigation | 0.95 | 45 | 0 | esc | 0.00097009 | 1.4398e-08 | 0.00097009 | 1.4398e-08 | 0.0028115 | 8.1871e-11 | 0.0092336 | 1.5206e-07
[120 empty] | 7.3.3.17.5 (Remote Grid) Updates to grid topology to minimize risk of ignition in HFTDs Remote GridWLDFRVegetation ContactAggregated | WLDFR | HFTD - Distribution - Tier 3 - 1QU CoRE ¦ 5QU LoRE | Non-Red Flag Warning - Large Fires | Vegetation Contact | Aggregated | 2058 | 1.4842e-05 | 65.8407 | 0.00097722 | 2058 | Mitigation | 0.95 | 45 | 0 | esc | 0.00097009 | 1.4398e-08 | 0.00097009 | 1.4398e-08 | 0.0028115 | 8.1871e-11 | 0.0092336 | 1.5206e-07
[120 empty] | 7.3.3.17.5 (Remote Grid) Updates to grid topology to minimize risk of ignition in HFTDs Remote GridWLDFRVegetation ContactAggregated | WLDFR | HFTD - Distribution - Tier 3 - 1QU CoRE ¦ 5QU LoRE | Non-Red Flag Warning - Large Fires | Vegetation Contact | Aggregated | 2059 | 1.4842e-05 | 65.8407 | 0.00097722 | 2059 | Mitigation | 0.95 | 45 | 0 | esc | 0.00097009 | 1.4398e-08 | 0.00097009 | 1.4398e-08 | 0.0028115 | 8.1871e-11 | 0.0092336 | 1.5206e-07
[120 empty] | 7.3.3.17.5 (Remote Grid) Updates to grid topology to minimize risk of ignition in HFTDs Remote GridWLDFRVegetation ContactAggregated | WLDFR | HFTD - Distribution - Tier 3 - 1QU CoRE ¦ 5QU LoRE | Non-Red Flag Warning - Large Fires | Vegetation Contact | Aggregated | 2060 | 1.4842e-05 | 65.8407 | 0.00097722 | 2060 | Mitigation | 0.95 | 45 | 0 | esc | 0.00097009 | 1.4398e-08 | 0.00097009 | 1.4398e-08 | 0.0028115 | 8.1871e-11 | 0.0092336 | 1.5206e-07
[120 empty] | 7.3.3.17.5 (Remote Grid) Updates to grid topology to minimize risk of ignition in HFTDs Remote GridWLDFRVegetation ContactAggregated | WLDFR | HFTD - Distribution - Tier 3 - 1QU CoRE ¦ 5QU LoRE | Non-Red Flag Warning - Large Fires | Vegetation Contact | Aggregated | 2061 | 1.4842e-05 | 65.8407 | 0.00097722 | 2061 | Mitigation | 0.95 | 45 | 0 | esc | 0.00097009 | 1.4398e-08 | 0.00097009 | 1.4398e-08 | 0.0028115 | 8.1871e-11 | 0.0092336 | 1.5206e-07
[120 empty] | 7.3.3.17.5 (Remote Grid) Updates to grid topology to minimize risk of ignition in HFTDs Remote GridWLDFRVegetation ContactAggregated | WLDFR | HFTD - Distribution - Tier 3 - 1QU CoRE ¦ 5QU LoRE | Non-Red Flag Warning - Large Fires | Vegetation Contact | Aggregated | 2062 | 1.4842e-05 | 65.8407 | 0.00097722 | 2062 | Mitigation | 0.95 | 45 | 0 | esc | 0.00097009 | 1.4398e-08 | 0.00097009 | 1.4398e-08 | 0.0028115 | 8.1871e-11 | 0.0092336 | 1.5206e-07
[120 empty] | 7.3.3.17.5 (Remote Grid) Updates to grid topology to minimize risk of ignition in HFTDs Remote GridWLDFRVegetation ContactAggregated | WLDFR | HFTD - Distribution - Tier 3 - 1QU CoRE ¦ 5QU LoRE | Non-Red Flag Warning - Large Fires | Vegetation Contact | Aggregated | 2063 | 1.4842e-05 | 65.8407 | 0.00097722 | 2063 | Mitigation | 0.95 | 45 | 0 | esc | 0.00097009 | 1.4398e-08 | 0.00097009 | 1.4398e-08 | 0.0028115 | 8.1871e-11 | 0.0092336 | 1.5206e-07
[120 empty] | 7.3.3.17.5 (Remote Grid) Updates to grid topology to minimize risk of ignition in HFTDs Remote GridWLDFRVegetation ContactAggregated | WLDFR | HFTD - Distribution - Tier 3 - 1QU CoRE ¦ 5QU LoRE | Non-Red Flag Warning - Large Fires | Vegetation Contact | Aggregated | 2064 | 1.4842e-05 | 65.8407 | 0.00097722 | 2064 | Mitigation | 0.95 | 45 | 0 | esc | 0.00097009 | 1.4398e-08 | 0.00097009 | 1.4398e-08 | 0.0028115 | 8.1871e-11 | 0.0092336 | 1.5206e-07
[120 empty] | 7.3.3.17.5 (Remote Grid) Updates to grid topology to minimize risk of ignition in HFTDs Remote GridWLDFRVegetation ContactAggregated | WLDFR | HFTD - Distribution - Tier 3 - 1QU CoRE ¦ 5QU LoRE | Non-Red Flag Warning - Large Fires | Vegetation Contact | Aggregated | 2065 | 1.4842e-05 | 65.8407 | 0.00097722 | 2065 | Mitigation | 0.95 | 45 | 0 | esc | 0.00097009 | 1.4398e-08 | 0.00097009 | 1.4398e-08 | 0.0028115 | 8.1871e-11 | 0.0092336 | 1.5206e-07
[120 empty] | 7.3.3.17.5 (Remote Grid) Updates to grid topology to minimize risk of ignition in HFTDs Remote GridWLDFRVegetation ContactAggregated | WLDFR | HFTD - Distribution - Tier 3 - 1QU CoRE ¦ 5QU LoRE | Non-Red Flag Warning - Large Fires | Vegetation Contact | Aggregated | 2066 | 1.4842e-05 | 65.8407 | 0.00097722 | 2066 | Mitigation | 0.95 | 45 | 0 | esc | 0.00097009 | 1.4398e-08 | 0.00097009 | 1.4398e-08 | 0.0028115 | 8.1871e-11 | 0.0092336 | 1.5206e-07
[120 empty] | 7.3.3.17.5 (Remote Grid) Updates to grid topology to minimize risk of ignition in HFTDs Remote GridWLDFRVegetation ContactAggregated | WLDFR | HFTD - Distribution - Tier 3 - 1QU CoRE ¦ 5QU LoRE | Non-Red Flag Warning - Large Fires | Vegetation Contact | Aggregated | 2067 | 1.4842e-05 | 65.8407 | 0.00097722 | 2067 | Mitigation | 0.95 | 45 | 0 | esc | 0 | 0 | 0.00097009 | 1.4398e-08 | 0.0028115 | 8.1871e-11 | 0.0092336 | 1.5206e-07
[120 empty] | 7.3.3.17.5 (Remote Grid) Updates to grid topology to minimize risk of ignition in HFTDs Remote GridWLDFRWire-to-wire contactAggregated | WLDFR | HFTD - Distribution - Tier 3 - 1QU CoRE ¦ 5QU LoRE | Non-Red Flag Warning - Large Fires | Wire-to-wire contact | Aggregated | 2022 | 4.8865e-07 | 65.8407 | 3.2173e-05 | 2022 | Mitigation | 0.95 | 45 | 0 | esc | 0.00097009 | 4.7403e-10 | 0 | 0 | 0.0028115 | 8.1871e-11 | 0.0092336 | 1.5206e-07
[120 empty] | 7.3.3.17.5 (Remote Grid) Updates to grid topology to minimize risk of ignition in HFTDs Remote GridWLDFRWire-to-wire contactAggregated | WLDFR | HFTD - Distribution - Tier 3 - 1QU CoRE ¦ 5QU LoRE | Non-Red Flag Warning - Large Fires | Wire-to-wire contact | Aggregated | 2023 | 4.8865e-07 | 65.8407 | 3.2173e-05 | 2023 | Mitigation | 0.95 | 45 | 0 | esc | 0.00097009 | 4.7403e-10 | 0.00097009 | 4.7403e-10 | 0.0028115 | 8.1871e-11 | 0.0092336 | 1.5206e-07
[120 empty] | 7.3.3.17.5 (Remote Grid) Updates to grid topology to minimize risk of ignition in HFTDs Remote GridWLDFRWire-to-wire contactAggregated | WLDFR | HFTD - Distribution - Tier 3 - 1QU CoRE ¦ 5QU LoRE | Non-Red Flag Warning - Large Fires | Wire-to-wire contact | Aggregated | 2024 | 4.8865e-07 | 65.8407 | 3.2173e-05 | 2024 | Mitigation | 0.95 | 45 | 0 | esc | 0.00097009 | 4.7403e-10 | 0.00097009 | 4.7403e-10 | 0 | 0 | 0.0092336 | 1.5206e-07
[120 empty] | 7.3.3.17.5 (Remote Grid) Updates to grid topology to minimize risk of ignition in HFTDs Remote GridWLDFRWire-to-wire contactAggregated | WLDFR | HFTD - Distribution - Tier 3 - 1QU CoRE ¦ 5QU LoRE | Non-Red Flag Warning - Large Fires | Wire-to-wire contact | Aggregated | 2025 | 4.8865e-07 | 65.8407 | 3.2173e-05 | 2025 | Mitigation | 0.95 | 45 | 0 | esc | 0.00097009 | 4.7403e-10 | 0.00097009 | 4.7403e-10 | 0.0028115 | 1.0928e-10 | 0.0092336 | 1.5206e-07
[120 empty] | 7.3.3.17.5 (Remote Grid) Updates to grid topology to minimize risk of ignition in HFTDs Remote GridWLDFRWire-to-wire contactAggregated | WLDFR | HFTD - Distribution - Tier 3 - 1QU CoRE ¦ 5QU LoRE | Non-Red Flag Warning - Large Fires | Wire-to-wire contact | Aggregated | 2026 | 4.8865e-07 | 65.8407 | 3.2173e-05 | 2026 | Mitigation | 0.95 | 45 | 0 | esc | 0.00097009 | 4.7403e-10 | 0.00097009 | 4.7403e-10 | 0.0028115 | 1.0928e-10 | 0.0092336 | 1.5206e-07
[120 empty] | 7.3.3.17.5 (Remote Grid) Updates to grid topology to minimize risk of ignition in HFTDs Remote GridWLDFRWire-to-wire contactAggregated | WLDFR | HFTD - Distribution - Tier 3 - 1QU CoRE ¦ 5QU LoRE | Non-Red Flag Warning - Large Fires | Wire-to-wire contact | Aggregated | 2027 | 4.8865e-07 | 65.8407 | 3.2173e-05 | 2027 | Mitigation | 0.95 | 45 | 0 | esc | 0.00097009 | 4.7403e-10 | 0.00097009 | 4.7403e-10 | 0.0028115 | 1.0928e-10 | 0.0092336 | 1.5206e-07
[120 empty] | 7.3.3.17.5 (Remote Grid) Updates to grid topology to minimize risk of ignition in HFTDs Remote GridWLDFRWire-to-wire contactAggregated | WLDFR | HFTD - Distribution - Tier 3 - 1QU CoRE ¦ 5QU LoRE | Non-Red Flag Warning - Large Fires | Wire-to-wire contact | Aggregated | 2028 | 4.8865e-07 | 65.8407 | 3.2173e-05 | 2028 | Mitigation | 0.95 | 45 | 0 | esc | 0.00097009 | 4.7403e-10 | 0.00097009 | 4.7403e-10 | 0.0028115 | 1.0928e-10 | 0.0092336 | 1.5206e-07
[120 empty] | 7.3.3.17.5 (Remote Grid) Updates to grid topology to minimize risk of ignition in HFTDs Remote GridWLDFRWire-to-wire contactAggregated | WLDFR | HFTD - Distribution - Tier 3 - 1QU CoRE ¦ 5QU LoRE | Non-Red Flag Warning - Large Fires | Wire-to-wire contact | Aggregated | 2029 | 4.8865e-07 | 65.8407 | 3.2173e-05 | 2029 | Mitigation | 0.95 | 45 | 0 | esc | 0.00097009 | 4.7403e-10 | 0.00097009 | 4.7403e-10 | 0.0028115 | 1.0928e-10 | 0.0092336 | 1.5206e-07
[120 empty] | 7.3.3.17.5 (Remote Grid) Updates to grid topology to minimize risk of ignition in HFTDs Remote GridWLDFRWire-to-wire contactAggregated | WLDFR | HFTD - Distribution - Tier 3 - 1QU CoRE ¦ 5QU LoRE | Non-Red Flag Warning - Large Fires | Wire-to-wire contact | Aggregated | 2030 | 4.8865e-07 | 65.8407 | 3.2173e-05 | 2030 | Mitigation | 0.95 | 45 | 0 | esc | 0.00097009 | 4.7403e-10 | 0.00097009 | 4.7403e-10 | 0.0028115 | 1.0928e-10 | 0.0092336 | 1.5206e-07
[120 empty] | 7.3.3.17.5 (Remote Grid) Updates to grid topology to minimize risk of ignition in HFTDs Remote GridWLDFRWire-to-wire contactAggregated | WLDFR | HFTD - Distribution - Tier 3 - 1QU CoRE ¦ 5QU LoRE | Non-Red Flag Warning - Large Fires | Wire-to-wire contact | Aggregated | 2031 | 4.8865e-07 | 65.8407 | 3.2173e-05 | 2031 | Mitigation | 0.95 | 45 | 0 | esc | 0.00097009 | 4.7403e-10 | 0.00097009 | 4.7403e-10 | 0.0028115 | 1.0928e-10 | 0.0092336 | 1.5206e-07
[120 empty] | 7.3.3.17.5 (Remote Grid) Updates to grid topology to minimize risk of ignition in HFTDs Remote GridWLDFRWire-to-wire contactAggregated | WLDFR | HFTD - Distribution - Tier 3 - 1QU CoRE ¦ 5QU LoRE | Non-Red Flag Warning - Large Fires | Wire-to-wire contact | Aggregated | 2032 | 4.8865e-07 | 65.8407 | 3.2173e-05 | 2032 | Mitigation | 0.95 | 45 | 0 | esc | 0.00097009 | 4.7403e-10 | 0.00097009 | 4.7403e-10 | 0.0028115 | 1.0928e-10 | 0.0092336 | 1.5206e-07
[120 empty] | 7.3.3.17.5 (Remote Grid) Updates to grid topology to minimize risk of ignition in HFTDs Remote GridWLDFRWire-to-wire contactAggregated | WLDFR | HFTD - Distribution - Tier 3 - 1QU CoRE ¦ 5QU LoRE | Non-Red Flag Warning - Large Fires | Wire-to-wire contact | Aggregated | 2033 | 4.8865e-07 | 65.8407 | 3.2173e-05 | 2033 | Mitigation | 0.95 | 45 | 0 | esc | 0.00097009 | 4.7403e-10 | 0.00097009 | 4.7403e-10 | 0.0028115 | 1.0928e-10 | 0.0092336 | 1.5206e-07
[120 empty] | 7.3.3.17.5 (Remote Grid) Updates to grid topology to minimize risk of ignition in HFTDs Remote GridWLDFRWire-to-wire contactAggregated | WLDFR | HFTD - Distribution - Tier 3 - 1QU CoRE ¦ 5QU LoRE | Non-Red Flag Warning - Large Fires | Wire-to-wire contact | Aggregated | 2034 | 4.8865e-07 | 65.8407 | 3.2173e-05 | 2034 | Mitigation | 0.95 | 45 | 0 | esc | 0.00097009 | 4.7403e-10 | 0.00097009 | 4.7403e-10 | 0.0028115 | 1.0928e-10 | 0.0092336 | 1.5206e-07
[120 empty] | 7.3.3.17.5 (Remote Grid) Updates to grid topology to minimize risk of ignition in HFTDs Remote GridWLDFRWire-to-wire contactAggregated | WLDFR | HFTD - Distribution - Tier 3 - 1QU CoRE ¦ 5QU LoRE | Non-Red Flag Warning - Large Fires | Wire-to-wire contact | Aggregated | 2035 | 4.8865e-07 | 65.8407 | 3.2173e-05 | 2035 | Mitigation | 0.95 | 45 | 0 | esc | 0.00097009 | 4.7403e-10 | 0.00097009 | 4.7403e-10 | 0.0028115 | 1.0928e-10 | 0.0092336 | 1.5206e-07
[120 empty] | 7.3.3.17.5 (Remote Grid) Updates to grid topology to minimize risk of ignition in HFTDs Remote GridWLDFRWire-to-wire contactAggregated | WLDFR | HFTD - Distribution - Tier 3 - 1QU CoRE ¦ 5QU LoRE | Non-Red Flag Warning - Large Fires | Wire-to-wire contact | Aggregated | 2036 | 4.8865e-07 | 65.8407 | 3.2173e-05 | 2036 | Mitigation | 0.95 | 45 | 0 | esc | 0.00097009 | 4.7403e-10 | 0.00097009 | 4.7403e-10 | 0.0028115 | 1.0928e-10 | 0.0092336 | 1.5206e-07
[120 empty] | 7.3.3.17.5 (Remote Grid) Updates to grid topology to minimize risk of ignition in HFTDs Remote GridWLDFRWire-to-wire contactAggregated | WLDFR | HFTD - Distribution - Tier 3 - 1QU CoRE ¦ 5QU LoRE | Non-Red Flag Warning - Large Fires | Wire-to-wire contact | Aggregated | 2037 | 4.8865e-07 | 65.8407 | 3.2173e-05 | 2037 | Mitigation | 0.95 | 45 | 0 | esc | 0.00097009 | 4.7403e-10 | 0.00097009 | 4.7403e-10 | 0.0028115 | 1.0928e-10 | 0.0092336 | 1.5206e-07
[120 empty] | 7.3.3.17.5 (Remote Grid) Updates to grid topology to minimize risk of ignition in HFTDs Remote GridWLDFRWire-to-wire contactAggregated | WLDFR | HFTD - Distribution - Tier 3 - 1QU CoRE ¦ 5QU LoRE | Non-Red Flag Warning - Large Fires | Wire-to-wire contact | Aggregated | 2038 | 4.8865e-07 | 65.8407 | 3.2173e-05 | 2038 | Mitigation | 0.95 | 45 | 0 | esc | 0.00097009 | 4.7403e-10 | 0.00097009 | 4.7403e-10 | 0.0028115 | 1.0928e-10 | 0.0092336 | 1.5206e-07
[120 empty] | 7.3.3.17.5 (Remote Grid) Updates to grid topology to minimize risk of ignition in HFTDs Remote GridWLDFRWire-to-wire contactAggregated | WLDFR | HFTD - Distribution - Tier 3 - 1QU CoRE ¦ 5QU LoRE | Non-Red Flag Warning - Large Fires | Wire-to-wire contact | Aggregated | 2039 | 4.8865e-07 | 65.8407 | 3.2173e-05 | 2039 | Mitigation | 0.95 | 45 | 0 | esc | 0.00097009 | 4.7403e-10 | 0.00097009 | 4.7403e-10 | 0.0028115 | 1.0928e-10 | 0.0092336 | 1.5206e-07
[120 empty] | 7.3.3.17.5 (Remote Grid) Updates to grid topology to minimize risk of ignition in HFTDs Remote GridWLDFRWire-to-wire contactAggregated | WLDFR | HFTD - Distribution - Tier 3 - 1QU CoRE ¦ 5QU LoRE | Non-Red Flag Warning - Large Fires | Wire-to-wire contact | Aggregated | 2040 | 4.8865e-07 | 65.8407 | 3.2173e-05 | 2040 | Mitigation | 0.95 | 45 | 0 | esc | 0.00097009 | 4.7403e-10 | 0.00097009 | 4.7403e-10 | 0.0028115 | 1.0928e-10 | 0 | 0
[120 empty] | 7.3.3.17.5 (Remote Grid) Updates to grid topology to minimize risk of ignition in HFTDs Remote GridWLDFRWire-to-wire contactAggregated | WLDFR | HFTD - Distribution - Tier 3 - 1QU CoRE ¦ 5QU LoRE | Non-Red Flag Warning - Large Fires | Wire-to-wire contact | Aggregated | 2041 | 4.8865e-07 | 65.8407 | 3.2173e-05 | 2041 | Mitigation | 0.95 | 45 | 0 | esc | 0.00097009 | 4.7403e-10 | 0.00097009 | 4.7403e-10 | 0.0028115 | 1.0928e-10 | 0 | 0
[120 empty] | 7.3.3.17.5 (Remote Grid) Updates to grid topology to minimize risk of ignition in HFTDs Remote GridWLDFRWire-to-wire contactAggregated | WLDFR | HFTD - Distribution - Tier 3 - 1QU CoRE ¦ 5QU LoRE | Non-Red Flag Warning - Large Fires | Wire-to-wire contact | Aggregated | 2042 | 4.8865e-07 | 65.8407 | 3.2173e-05 | 2042 | Mitigation | 0.95 | 45 | 0 | esc | 0.00097009 | 4.7403e-10 | 0.00097009 | 4.7403e-10 | 0.0028115 | 1.0928e-10 | 0.0033164 | 2.5897e-06
[120 empty] | 7.3.3.17.5 (Remote Grid) Updates to grid topology to minimize risk of ignition in HFTDs Remote GridWLDFRWire-to-wire contactAggregated | WLDFR | HFTD - Distribution - Tier 3 - 1QU CoRE ¦ 5QU LoRE | Non-Red Flag Warning - Large Fires | Wire-to-wire contact | Aggregated | 2043 | 4.8865e-07 | 65.8407 | 3.2173e-05 | 2043 | Mitigation | 0.95 | 45 | 0 | esc | 0.00097009 | 4.7403e-10 | 0.00097009 | 4.7403e-10 | 0.0028115 | 1.0928e-10 | 0.0033164 | 2.5897e-06
[120 empty] | 7.3.3.17.5 (Remote Grid) Updates to grid topology to minimize risk of ignition in HFTDs Remote GridWLDFRWire-to-wire contactAggregated | WLDFR | HFTD - Distribution - Tier 3 - 1QU CoRE ¦ 5QU LoRE | Non-Red Flag Warning - Large Fires | Wire-to-wire contact | Aggregated | 2044 | 4.8865e-07 | 65.8407 | 3.2173e-05 | 2044 | Mitigation | 0.95 | 45 | 0 | esc | 0.00097009 | 4.7403e-10 | 0.00097009 | 4.7403e-10 | 0.0028115 | 1.0928e-10 | 0.0033164 | 2.5897e-06
[120 empty] | 7.3.3.17.5 (Remote Grid) Updates to grid topology to minimize risk of ignition in HFTDs Remote GridWLDFRWire-to-wire contactAggregated | WLDFR | HFTD - Distribution - Tier 3 - 1QU CoRE ¦ 5QU LoRE | Non-Red Flag Warning - Large Fires | Wire-to-wire contact | Aggregated | 2045 | 4.8865e-07 | 65.8407 | 3.2173e-05 | 2045 | Mitigation | 0.95 | 45 | 0 | esc | 0.00097009 | 4.7403e-10 | 0.00097009 | 4.7403e-10 | 0.0028115 | 1.0928e-10 | 0.0033164 | 2.5897e-06
[120 empty] | 7.3.3.17.5 (Remote Grid) Updates to grid topology to minimize risk of ignition in HFTDs Remote GridWLDFRWire-to-wire contactAggregated | WLDFR | HFTD - Distribution - Tier 3 - 1QU CoRE ¦ 5QU LoRE | Non-Red Flag Warning - Large Fires | Wire-to-wire contact | Aggregated | 2046 | 4.8865e-07 | 65.8407 | 3.2173e-05 | 2046 | Mitigation | 0.95 | 45 | 0 | esc | 0.00097009 | 4.7403e-10 | 0.00097009 | 4.7403e-10 | 0.0028115 | 1.0928e-10 | 0.0033164 | 2.5897e-06
[120 empty] | 7.3.3.17.5 (Remote Grid) Updates to grid topology to minimize risk of ignition in HFTDs Remote GridWLDFRWire-to-wire contactAggregated | WLDFR | HFTD - Distribution - Tier 3 - 1QU CoRE ¦ 5QU LoRE | Non-Red Flag Warning - Large Fires | Wire-to-wire contact | Aggregated | 2047 | 4.8865e-07 | 65.8407 | 3.2173e-05 | 2047 | Mitigation | 0.95 | 45 | 0 | esc | 0.00097009 | 4.7403e-10 | 0.00097009 | 4.7403e-10 | 0.0028115 | 1.0928e-10 | 0.0033164 | 2.5897e-06
[120 empty] | 7.3.3.17.5 (Remote Grid) Updates to grid topology to minimize risk of ignition in HFTDs Remote GridWLDFRWire-to-wire contactAggregated | WLDFR | HFTD - Distribution - Tier 3 - 1QU CoRE ¦ 5QU LoRE | Non-Red Flag Warning - Large Fires | Wire-to-wire contact | Aggregated | 2048 | 4.8865e-07 | 65.8407 | 3.2173e-05 | 2048 | Mitigation | 0.95 | 45 | 0 | esc | 0.00097009 | 4.7403e-10 | 0.00097009 | 4.7403e-10 | 0.0028115 | 1.0928e-10 | 0.0033164 | 2.5897e-06
[120 empty] | 7.3.3.17.5 (Remote Grid) Updates to grid topology to minimize risk of ignition in HFTDs Remote GridWLDFRWire-to-wire contactAggregated | WLDFR | HFTD - Distribution - Tier 3 - 1QU CoRE ¦ 5QU LoRE | Non-Red Flag Warning - Large Fires | Wire-to-wire contact | Aggregated | 2049 | 4.8865e-07 | 65.8407 | 3.2173e-05 | 2049 | Mitigation | 0.95 | 45 | 0 | esc | 0.00097009 | 4.7403e-10 | 0.00097009 | 4.7403e-10 | 0.0028115 | 1.0928e-10 | 0.0033164 | 2.5897e-06
[120 empty] | 7.3.3.17.5 (Remote Grid) Updates to grid topology to minimize risk of ignition in HFTDs Remote GridWLDFRWire-to-wire contactAggregated | WLDFR | HFTD - Distribution - Tier 3 - 1QU CoRE ¦ 5QU LoRE | Non-Red Flag Warning - Large Fires | Wire-to-wire contact | Aggregated | 2050 | 4.8865e-07 | 65.8407 | 3.2173e-05 | 2050 | Mitigation | 0.95 | 45 | 0 | esc | 0.00097009 | 4.7403e-10 | 0.00097009 | 4.7403e-10 | 0.0028115 | 1.0928e-10 | 0.0033164 | 2.5897e-06
[120 empty] | 7.3.3.17.5 (Remote Grid) Updates to grid topology to minimize risk of ignition in HFTDs Remote GridWLDFRWire-to-wire contactAggregated | WLDFR | HFTD - Distribution - Tier 3 - 1QU CoRE ¦ 5QU LoRE | Non-Red Flag Warning - Large Fires | Wire-to-wire contact | Aggregated | 2051 | 4.8865e-07 | 65.8407 | 3.2173e-05 | 2051 | Mitigation | 0.95 | 45 | 0 | esc | 0.00097009 | 4.7403e-10 | 0.00097009 | 4.7403e-10 | 0.0028115 | 1.0928e-10 | 0.0033164 | 2.5897e-06
[120 empty] | 7.3.3.17.5 (Remote Grid) Updates to grid topology to minimize risk of ignition in HFTDs Remote GridWLDFRWire-to-wire contactAggregated | WLDFR | HFTD - Distribution - Tier 3 - 1QU CoRE ¦ 5QU LoRE | Non-Red Flag Warning - Large Fires | Wire-to-wire contact | Aggregated | 2052 | 4.8865e-07 | 65.8407 | 3.2173e-05 | 2052 | Mitigation | 0.95 | 45 | 0 | esc | 0.00097009 | 4.7403e-10 | 0.00097009 | 4.7403e-10 | 0.0028115 | 1.0928e-10 | 0.0033164 | 2.5897e-06
[120 empty] | 7.3.3.17.5 (Remote Grid) Updates to grid topology to minimize risk of ignition in HFTDs Remote GridWLDFRWire-to-wire contactAggregated | WLDFR | HFTD - Distribution - Tier 3 - 1QU CoRE ¦ 5QU LoRE | Non-Red Flag Warning - Large Fires | Wire-to-wire contact | Aggregated | 2053 | 4.8865e-07 | 65.8407 | 3.2173e-05 | 2053 | Mitigation | 0.95 | 45 | 0 | esc | 0.00097009 | 4.7403e-10 | 0.00097009 | 4.7403e-10 | 0.0028115 | 1.0928e-10 | 0.0033164 | 2.5897e-06
[120 empty] | 7.3.3.17.5 (Remote Grid) Updates to grid topology to minimize risk of ignition in HFTDs Remote GridWLDFRWire-to-wire contactAggregated | WLDFR | HFTD - Distribution - Tier 3 - 1QU CoRE ¦ 5QU LoRE | Non-Red Flag Warning - Large Fires | Wire-to-wire contact | Aggregated | 2054 | 4.8865e-07 | 65.8407 | 3.2173e-05 | 2054 | Mitigation | 0.95 | 45 | 0 | esc | 0.00097009 | 4.7403e-10 | 0.00097009 | 4.7403e-10 | 0.0028115 | 1.0928e-10 | 0.0033164 | 2.5897e-06
[120 empty] | 7.3.3.17.5 (Remote Grid) Updates to grid topology to minimize risk of ignition in HFTDs Remote GridWLDFRWire-to-wire contactAggregated | WLDFR | HFTD - Distribution - Tier 3 - 1QU CoRE ¦ 5QU LoRE | Non-Red Flag Warning - Large Fires | Wire-to-wire contact | Aggregated | 2055 | 4.8865e-07 | 65.8407 | 3.2173e-05 | 2055 | Mitigation | 0.95 | 45 | 0 | esc | 0.00097009 | 4.7403e-10 | 0.00097009 | 4.7403e-10 | 0.0028115 | 1.0928e-10 | 0.0033164 | 2.5897e-06
[120 empty] | 7.3.3.17.5 (Remote Grid) Updates to grid topology to minimize risk of ignition in HFTDs Remote GridWLDFRWire-to-wire contactAggregated | WLDFR | HFTD - Distribution - Tier 3 - 1QU CoRE ¦ 5QU LoRE | Non-Red Flag Warning - Large Fires | Wire-to-wire contact | Aggregated | 2056 | 4.8865e-07 | 65.8407 | 3.2173e-05 | 2056 | Mitigation | 0.95 | 45 | 0 | esc | 0.00097009 | 4.7403e-10 | 0.00097009 | 4.7403e-10 | 0.0028115 | 1.0928e-10 | 0.0033164 | 2.5897e-06
[120 empty] | 7.3.3.17.5 (Remote Grid) Updates to grid topology to minimize risk of ignition in HFTDs Remote GridWLDFRWire-to-wire contactAggregated | WLDFR | HFTD - Distribution - Tier 3 - 1QU CoRE ¦ 5QU LoRE | Non-Red Flag Warning - Large Fires | Wire-to-wire contact | Aggregated | 2057 | 4.8865e-07 | 65.8407 | 3.2173e-05 | 2057 | Mitigation | 0.95 | 45 | 0 | esc | 0.00097009 | 4.7403e-10 | 0.00097009 | 4.7403e-10 | 0.0028115 | 1.0928e-10 | 0.0033164 | 2.5897e-06
[120 empty] | 7.3.3.17.5 (Remote Grid) Updates to grid topology to minimize risk of ignition in HFTDs Remote GridWLDFRWire-to-wire contactAggregated | WLDFR | HFTD - Distribution - Tier 3 - 1QU CoRE ¦ 5QU LoRE | Non-Red Flag Warning - Large Fires | Wire-to-wire contact | Aggregated | 2058 | 4.8865e-07 | 65.8407 | 3.2173e-05 | 2058 | Mitigation | 0.95 | 45 | 0 | esc | 0.00097009 | 4.7403e-10 | 0.00097009 | 4.7403e-10 | 0.0028115 | 1.0928e-10 | 0.0033164 | 2.5897e-06
[120 empty] | 7.3.3.17.5 (Remote Grid) Updates to grid topology to minimize risk of ignition in HFTDs Remote GridWLDFRWire-to-wire contactAggregated | WLDFR | HFTD - Distribution - Tier 3 - 1QU CoRE ¦ 5QU LoRE | Non-Red Flag Warning - Large Fires | Wire-to-wire contact | Aggregated | 2059 | 4.8865e-07 | 65.8407 | 3.2173e-05 | 2059 | Mitigation | 0.95 | 45 | 0 | esc | 0.00097009 | 4.7403e-10 | 0.00097009 | 4.7403e-10 | 0.0028115 | 1.0928e-10 | 0.0033164 | 2.5897e-06
[120 empty] | 7.3.3.17.5 (Remote Grid) Updates to grid topology to minimize risk of ignition in HFTDs Remote GridWLDFRWire-to-wire contactAggregated | WLDFR | HFTD - Distribution - Tier 3 - 1QU CoRE ¦ 5QU LoRE | Non-Red Flag Warning - Large Fires | Wire-to-wire contact | Aggregated | 2060 | 4.8865e-07 | 65.8407 | 3.2173e-05 | 2060 | Mitigation | 0.95 | 45 | 0 | esc | 0.00097009 | 4.7403e-10 | 0.00097009 | 4.7403e-10 | 0.0028115 | 1.0928e-10 | 0.0033164 | 2.5897e-06
[120 empty] | 7.3.3.17.5 (Remote Grid) Updates to grid topology to minimize risk of ignition in HFTDs Remote GridWLDFRWire-to-wire contactAggregated | WLDFR | HFTD - Distribution - Tier 3 - 1QU CoRE ¦ 5QU LoRE | Non-Red Flag Warning - Large Fires | Wire-to-wire contact | Aggregated | 2061 | 4.8865e-07 | 65.8407 | 3.2173e-05 | 2061 | Mitigation | 0.95 | 45 | 0 | esc | 0.00097009 | 4.7403e-10 | 0.00097009 | 4.7403e-10 | 0.0028115 | 1.0928e-10 | 0.0033164 | 2.5897e-06
[120 empty] | 7.3.3.17.5 (Remote Grid) Updates to grid topology to minimize risk of ignition in HFTDs Remote GridWLDFRWire-to-wire contactAggregated | WLDFR | HFTD - Distribution - Tier 3 - 1QU CoRE ¦ 5QU LoRE | Non-Red Flag Warning - Large Fires | Wire-to-wire contact | Aggregated | 2062 | 4.8865e-07 | 65.8407 | 3.2173e-05 | 2062 | Mitigation | 0.95 | 45 | 0 | esc | 0.00097009 | 4.7403e-10 | 0.00097009 | 4.7403e-10 | 0.0028115 | 1.0928e-10 | 0.0033164 | 2.5897e-06
[120 empty] | 7.3.3.17.5 (Remote Grid) Updates to grid topology to minimize risk of ignition in HFTDs Remote GridWLDFRWire-to-wire contactAggregated | WLDFR | HFTD - Distribution - Tier 3 - 1QU CoRE ¦ 5QU LoRE | Non-Red Flag Warning - Large Fires | Wire-to-wire contact | Aggregated | 2063 | 4.8865e-07 | 65.8407 | 3.2173e-05 | 2063 | Mitigation | 0.95 | 45 | 0 | esc | 0.00097009 | 4.7403e-10 | 0.00097009 | 4.7403e-10 | 0.0028115 | 1.0928e-10 | 0.0033164 | 2.5897e-06
[120 empty] | 7.3.3.17.5 (Remote Grid) Updates to grid topology to minimize risk of ignition in HFTDs Remote GridWLDFRWire-to-wire contactAggregated | WLDFR | HFTD - Distribution - Tier 3 - 1QU CoRE ¦ 5QU LoRE | Non-Red Flag Warning - Large Fires | Wire-to-wire contact | Aggregated | 2064 | 4.8865e-07 | 65.8407 | 3.2173e-05 | 2064 | Mitigation | 0.95 | 45 | 0 | esc | 0.00097009 | 4.7403e-10 | 0.00097009 | 4.7403e-10 | 0.0028115 | 1.0928e-10 | 0.0033164 | 2.5897e-06
[120 empty] | 7.3.3.17.5 (Remote Grid) Updates to grid topology to minimize risk of ignition in HFTDs Remote GridWLDFRWire-to-wire contactAggregated | WLDFR | HFTD - Distribution - Tier 3 - 1QU CoRE ¦ 5QU LoRE | Non-Red Flag Warning - Large Fires | Wire-to-wire contact | Aggregated | 2065 | 4.8865e-07 | 65.8407 | 3.2173e-05 | 2065 | Mitigation | 0.95 | 45 | 0 | esc | 0.00097009 | 4.7403e-10 | 0.00097009 | 4.7403e-10 | 0.0028115 | 1.0928e-10 | 0.0033164 | 2.5897e-06
[120 empty] | 7.3.3.17.5 (Remote Grid) Updates to grid topology to minimize risk of ignition in HFTDs Remote GridWLDFRWire-to-wire contactAggregated | WLDFR | HFTD - Distribution - Tier 3 - 1QU CoRE ¦ 5QU LoRE | Non-Red Flag Warning - Large Fires | Wire-to-wire contact | Aggregated | 2066 | 4.8865e-07 | 65.8407 | 3.2173e-05 | 2066 | Mitigation | 0.95 | 45 | 0 | esc | 0.00097009 | 4.7403e-10 | 0.00097009 | 4.7403e-10 | 0.0028115 | 1.0928e-10 | 0.0033164 | 2.5897e-06
[120 empty] | 7.3.3.17.5 (Remote Grid) Updates to grid topology to minimize risk of ignition in HFTDs Remote GridWLDFRWire-to-wire contactAggregated | WLDFR | HFTD - Distribution - Tier 3 - 1QU CoRE ¦ 5QU LoRE | Non-Red Flag Warning - Large Fires | Wire-to-wire contact | Aggregated | 2067 | 4.8865e-07 | 65.8407 | 3.2173e-05 | 2067 | Mitigation | 0.95 | 45 | 0 | esc | 0 | 0 | 0.00097009 | 4.7403e-10 | 0.0028115 | 1.0928e-10 | 0.0033164 | 2.5897e-06
[120 empty] | 7.3.3.17.5 (Remote Grid) Updates to grid topology to minimize risk of ignition in HFTDs Remote GridWLDFRContact from objectAggregated | WLDFR | HFTD - Distribution - Tier 3 - 1QU CoRE ¦ 5QU LoRE | Non-Red Flag Warning - Small Fires | Contact from object | Aggregated | 2022 | 8.7039e-05 | 65.8407 | 0.0057307 | 2022 | Mitigation | 0.95 | 45 | 0 | esc | 0.00097009 | 8.4436e-08 | 0 | 0 | 0.0028115 | 1.0928e-10 | 0.0033164 | 2.5897e-06
[120 empty] | 7.3.3.17.5 (Remote Grid) Updates to grid topology to minimize risk of ignition in HFTDs Remote GridWLDFRContact from objectAggregated | WLDFR | HFTD - Distribution - Tier 3 - 1QU CoRE ¦ 5QU LoRE | Non-Red Flag Warning - Small Fires | Contact from object | Aggregated | 2023 | 8.7039e-05 | 65.8407 | 0.0057307 | 2023 | Mitigation | 0.95 | 45 | 0 | esc | 0.00097009 | 8.4436e-08 | 0.00097009 | 8.4436e-08 | 0.0028115 | 1.0928e-10 | 0.0033164 | 2.5897e-06
[120 empty] | 7.3.3.17.5 (Remote Grid) Updates to grid topology to minimize risk of ignition in HFTDs Remote GridWLDFRContact from objectAggregated | WLDFR | HFTD - Distribution - Tier 3 - 1QU CoRE ¦ 5QU LoRE | Non-Red Flag Warning - Small Fires | Contact from object | Aggregated | 2024 | 8.7039e-05 | 65.8407 | 0.0057307 | 2024 | Mitigation | 0.95 | 45 | 0 | esc | 0.00097009 | 8.4436e-08 | 0.00097009 | 8.4436e-08 | 0.0028115 | 1.0928e-10 | 0.0033164 | 2.5897e-06
[120 empty] | 7.3.3.17.5 (Remote Grid) Updates to grid topology to minimize risk of ignition in HFTDs Remote GridWLDFRContact from objectAggregated | WLDFR | HFTD - Distribution - Tier 3 - 1QU CoRE ¦ 5QU LoRE | Non-Red Flag Warning - Small Fires | Contact from object | Aggregated | 2025 | 8.7039e-05 | 65.8407 | 0.0057307 | 2025 | Mitigation | 0.95 | 45 | 0 | esc | 0.00097009 | 8.4436e-08 | 0.00097009 | 8.4436e-08 | 0.0028115 | 1.0928e-10 | 0.0033164 | 2.5897e-06
[120 empty] | 7.3.3.17.5 (Remote Grid) Updates to grid topology to minimize risk of ignition in HFTDs Remote GridWLDFRContact from objectAggregated | WLDFR | HFTD - Distribution - Tier 3 - 1QU CoRE ¦ 5QU LoRE | Non-Red Flag Warning - Small Fires | Contact from object | Aggregated | 2026 | 8.7039e-05 | 65.8407 | 0.0057307 | 2026 | Mitigation | 0.95 | 45 | 0 | esc | 0.00097009 | 8.4436e-08 | 0.00097009 | 8.4436e-08 | 0.0028115 | 1.0928e-10 | 0 | 0
[120 empty] | 7.3.3.17.5 (Remote Grid) Updates to grid topology to minimize risk of ignition in HFTDs Remote GridWLDFRContact from objectAggregated | WLDFR | HFTD - Distribution - Tier 3 - 1QU CoRE ¦ 5QU LoRE | Non-Red Flag Warning - Small Fires | Contact from object | Aggregated | 2027 | 8.7039e-05 | 65.8407 | 0.0057307 | 2027 | Mitigation | 0.95 | 45 | 0 | esc | 0.00097009 | 8.4436e-08 | 0.00097009 | 8.4436e-08 | 0.0028115 | 1.0928e-10 | 0 | 0
[120 empty] | 7.3.3.17.5 (Remote Grid) Updates to grid topology to minimize risk of ignition in HFTDs Remote GridWLDFRContact from objectAggregated | WLDFR | HFTD - Distribution - Tier 3 - 1QU CoRE ¦ 5QU LoRE | Non-Red Flag Warning - Small Fires | Contact from object | Aggregated | 2028 | 8.7039e-05 | 65.8407 | 0.0057307 | 2028 | Mitigation | 0.95 | 45 | 0 | esc | 0.00097009 | 8.4436e-08 | 0.00097009 | 8.4436e-08 | 0 | 0 | 0.013543 | 5.9954e-10
[120 empty] | 7.3.3.17.5 (Remote Grid) Updates to grid topology to minimize risk of ignition in HFTDs Remote GridWLDFRContact from objectAggregated | WLDFR | HFTD - Distribution - Tier 3 - 1QU CoRE ¦ 5QU LoRE | Non-Red Flag Warning - Small Fires | Contact from object | Aggregated | 2029 | 8.7039e-05 | 65.8407 | 0.0057307 | 2029 | Mitigation | 0.95 | 45 | 0 | esc | 0.00097009 | 8.4436e-08 | 0.00097009 | 8.4436e-08 | 0.0028115 | 9.7481e-13 | 0.013543 | 5.9954e-10
[120 empty] | 7.3.3.17.5 (Remote Grid) Updates to grid topology to minimize risk of ignition in HFTDs Remote GridWLDFRContact from objectAggregated | WLDFR | HFTD - Distribution - Tier 3 - 1QU CoRE ¦ 5QU LoRE | Non-Red Flag Warning - Small Fires | Contact from object | Aggregated | 2030 | 8.7039e-05 | 65.8407 | 0.0057307 | 2030 | Mitigation | 0.95 | 45 | 0 | esc | 0.00097009 | 8.4436e-08 | 0.00097009 | 8.4436e-08 | 0.0028115 | 9.7481e-13 | 0.013543 | 5.9954e-10
[120 empty] | 7.3.3.17.5 (Remote Grid) Updates to grid topology to minimize risk of ignition in HFTDs Remote GridWLDFRContact from objectAggregated | WLDFR | HFTD - Distribution - Tier 3 - 1QU CoRE ¦ 5QU LoRE | Non-Red Flag Warning - Small Fires | Contact from object | Aggregated | 2031 | 8.7039e-05 | 65.8407 | 0.0057307 | 2031 | Mitigation | 0.95 | 45 | 0 | esc | 0.00097009 | 8.4436e-08 | 0.00097009 | 8.4436e-08 | 0.0028115 | 9.7481e-13 | 0.013543 | 5.9954e-10
[120 empty] | 7.3.3.17.5 (Remote Grid) Updates to grid topology to minimize risk of ignition in HFTDs Remote GridWLDFRContact from objectAggregated | WLDFR | HFTD - Distribution - Tier 3 - 1QU CoRE ¦ 5QU LoRE | Non-Red Flag Warning - Small Fires | Contact from object | Aggregated | 2032 | 8.7039e-05 | 65.8407 | 0.0057307 | 2032 | Mitigation | 0.95 | 45 | 0 | esc | 0.00097009 | 8.4436e-08 | 0.00097009 | 8.4436e-08 | 0.0028115 | 9.7481e-13 | 0.013543 | 5.9954e-10
[120 empty] | 7.3.3.17.5 (Remote Grid) Updates to grid topology to minimize risk of ignition in HFTDs Remote GridWLDFRContact from objectAggregated | WLDFR | HFTD - Distribution - Tier 3 - 1QU CoRE ¦ 5QU LoRE | Non-Red Flag Warning - Small Fires | Contact from object | Aggregated | 2033 | 8.7039e-05 | 65.8407 | 0.0057307 | 2033 | Mitigation | 0.95 | 45 | 0 | esc | 0.00097009 | 8.4436e-08 | 0.00097009 | 8.4436e-08 | 0.0028115 | 9.7481e-13 | 0.013543 | 5.9954e-10
[120 empty] | 7.3.3.17.5 (Remote Grid) Updates to grid topology to minimize risk of ignition in HFTDs Remote GridWLDFRContact from objectAggregated | WLDFR | HFTD - Distribution - Tier 3 - 1QU CoRE ¦ 5QU LoRE | Non-Red Flag Warning - Small Fires | Contact from object | Aggregated | 2034 | 8.7039e-05 | 65.8407 | 0.0057307 | 2034 | Mitigation | 0.95 | 45 | 0 | esc | 0.00097009 | 8.4436e-08 | 0.00097009 | 8.4436e-08 | 0.0028115 | 9.7481e-13 | 0.013543 | 5.9954e-10
[120 empty] | 7.3.3.17.5 (Remote Grid) Updates to grid topology to minimize risk of ignition in HFTDs Remote GridWLDFRContact from objectAggregated | WLDFR | HFTD - Distribution - Tier 3 - 1QU CoRE ¦ 5QU LoRE | Non-Red Flag Warning - Small Fires | Contact from object | Aggregated | 2035 | 8.7039e-05 | 65.8407 | 0.0057307 | 2035 | Mitigation | 0.95 | 45 | 0 | esc | 0.00097009 | 8.4436e-08 | 0.00097009 | 8.4436e-08 | 0.0028115 | 9.7481e-13 | 0.013543 | 5.9954e-10
[120 empty] | 7.3.3.17.5 (Remote Grid) Updates to grid topology to minimize risk of ignition in HFTDs Remote GridWLDFRContact from objectAggregated | WLDFR | HFTD - Distribution - Tier 3 - 1QU CoRE ¦ 5QU LoRE | Non-Red Flag Warning - Small Fires | Contact from object | Aggregated | 2036 | 8.7039e-05 | 65.8407 | 0.0057307 | 2036 | Mitigation | 0.95 | 45 | 0 | esc | 0.00097009 | 8.4436e-08 | 0.00097009 | 8.4436e-08 | 0.0028115 | 9.7481e-13 | 0.013543 | 5.9954e-10
[120 empty] | 7.3.3.17.5 (Remote Grid) Updates to grid topology to minimize risk of ignition in HFTDs Remote GridWLDFRContact from objectAggregated | WLDFR | HFTD - Distribution - Tier 3 - 1QU CoRE ¦ 5QU LoRE | Non-Red Flag Warning - Small Fires | Contact from object | Aggregated | 2037 | 8.7039e-05 | 65.8407 | 0.0057307 | 2037 | Mitigation | 0.95 | 45 | 0 | esc | 0.00097009 | 8.4436e-08 | 0.00097009 | 8.4436e-08 | 0.0028115 | 9.7481e-13 | 0.013543 | 5.9954e-10
[120 empty] | 7.3.3.17.5 (Remote Grid) Updates to grid topology to minimize risk of ignition in HFTDs Remote GridWLDFRContact from objectAggregated | WLDFR | HFTD - Distribution - Tier 3 - 1QU CoRE ¦ 5QU LoRE | Non-Red Flag Warning - Small Fires | Contact from object | Aggregated | 2038 | 8.7039e-05 | 65.8407 | 0.0057307 | 2038 | Mitigation | 0.95 | 45 | 0 | esc | 0.00097009 | 8.4436e-08 | 0.00097009 | 8.4436e-08 | 0.0028115 | 9.7481e-13 | 0.013543 | 5.9954e-10
[120 empty] | 7.3.3.17.5 (Remote Grid) Updates to grid topology to minimize risk of ignition in HFTDs Remote GridWLDFRContact from objectAggregated | WLDFR | HFTD - Distribution - Tier 3 - 1QU CoRE ¦ 5QU LoRE | Non-Red Flag Warning - Small Fires | Contact from object | Aggregated | 2039 | 8.7039e-05 | 65.8407 | 0.0057307 | 2039 | Mitigation | 0.95 | 45 | 0 | esc | 0.00097009 | 8.4436e-08 | 0.00097009 | 8.4436e-08 | 0.0028115 | 9.7481e-13 | 0.013543 | 5.9954e-10
[120 empty] | 7.3.3.17.5 (Remote Grid) Updates to grid topology to minimize risk of ignition in HFTDs Remote GridWLDFRContact from objectAggregated | WLDFR | HFTD - Distribution - Tier 3 - 1QU CoRE ¦ 5QU LoRE | Non-Red Flag Warning - Small Fires | Contact from object | Aggregated | 2040 | 8.7039e-05 | 65.8407 | 0.0057307 | 2040 | Mitigation | 0.95 | 45 | 0 | esc | 0.00097009 | 8.4436e-08 | 0.00097009 | 8.4436e-08 | 0.0028115 | 9.7481e-13 | 0.013543 | 5.9954e-10
[120 empty] | 7.3.3.17.5 (Remote Grid) Updates to grid topology to minimize risk of ignition in HFTDs Remote GridWLDFRContact from objectAggregated | WLDFR | HFTD - Distribution - Tier 3 - 1QU CoRE ¦ 5QU LoRE | Non-Red Flag Warning - Small Fires | Contact from object | Aggregated | 2041 | 8.7039e-05 | 65.8407 | 0.0057307 | 2041 | Mitigation | 0.95 | 45 | 0 | esc | 0.00097009 | 8.4436e-08 | 0.00097009 | 8.4436e-08 | 0.0028115 | 9.7481e-13 | 0.013543 | 5.9954e-10
[120 empty] | 7.3.3.17.5 (Remote Grid) Updates to grid topology to minimize risk of ignition in HFTDs Remote GridWLDFRContact from objectAggregated | WLDFR | HFTD - Distribution - Tier 3 - 1QU CoRE ¦ 5QU LoRE | Non-Red Flag Warning - Small Fires | Contact from object | Aggregated | 2042 | 8.7039e-05 | 65.8407 | 0.0057307 | 2042 | Mitigation | 0.95 | 45 | 0 | esc | 0.00097009 | 8.4436e-08 | 0.00097009 | 8.4436e-08 | 0.0028115 | 9.7481e-13 | 0.013543 | 5.9954e-10
[120 empty] | 7.3.3.17.5 (Remote Grid) Updates to grid topology to minimize risk of ignition in HFTDs Remote GridWLDFRContact from objectAggregated | WLDFR | HFTD - Distribution - Tier 3 - 1QU CoRE ¦ 5QU LoRE | Non-Red Flag Warning - Small Fires | Contact from object | Aggregated | 2043 | 8.7039e-05 | 65.8407 | 0.0057307 | 2043 | Mitigation | 0.95 | 45 | 0 | esc | 0.00097009 | 8.4436e-08 | 0.00097009 | 8.4436e-08 | 0.0028115 | 9.7481e-13 | 0.013543 | 5.9954e-10
[120 empty] | 7.3.3.17.5 (Remote Grid) Updates to grid topology to minimize risk of ignition in HFTDs Remote GridWLDFRContact from objectAggregated | WLDFR | HFTD - Distribution - Tier 3 - 1QU CoRE ¦ 5QU LoRE | Non-Red Flag Warning - Small Fires | Contact from object | Aggregated | 2044 | 8.7039e-05 | 65.8407 | 0.0057307 | 2044 | Mitigation | 0.95 | 45 | 0 | esc | 0.00097009 | 8.4436e-08 | 0.00097009 | 8.4436e-08 | 0.0028115 | 9.7481e-13 | 0.013543 | 5.9954e-10
[120 empty] | 7.3.3.17.5 (Remote Grid) Updates to grid topology to minimize risk of ignition in HFTDs Remote GridWLDFRContact from objectAggregated | WLDFR | HFTD - Distribution - Tier 3 - 1QU CoRE ¦ 5QU LoRE | Non-Red Flag Warning - Small Fires | Contact from object | Aggregated | 2045 | 8.7039e-05 | 65.8407 | 0.0057307 | 2045 | Mitigation | 0.95 | 45 | 0 | esc | 0.00097009 | 8.4436e-08 | 0.00097009 | 8.4436e-08 | 0.0028115 | 9.7481e-13 | 0.013543 | 5.9954e-10
[120 empty] | 7.3.3.17.5 (Remote Grid) Updates to grid topology to minimize risk of ignition in HFTDs Remote GridWLDFRContact from objectAggregated | WLDFR | HFTD - Distribution - Tier 3 - 1QU CoRE ¦ 5QU LoRE | Non-Red Flag Warning - Small Fires | Contact from object | Aggregated | 2046 | 8.7039e-05 | 65.8407 | 0.0057307 | 2046 | Mitigation | 0.95 | 45 | 0 | esc | 0.00097009 | 8.4436e-08 | 0.00097009 | 8.4436e-08 | 0.0028115 | 9.7481e-13 | 0.013543 | 5.9954e-10
[120 empty] | 7.3.3.17.5 (Remote Grid) Updates to grid topology to minimize risk of ignition in HFTDs Remote GridWLDFRContact from objectAggregated | WLDFR | HFTD - Distribution - Tier 3 - 1QU CoRE ¦ 5QU LoRE | Non-Red Flag Warning - Small Fires | Contact from object | Aggregated | 2047 | 8.7039e-05 | 65.8407 | 0.0057307 | 2047 | Mitigation | 0.95 | 45 | 0 | esc | 0.00097009 | 8.4436e-08 | 0.00097009 | 8.4436e-08 | 0.0028115 | 9.7481e-13 | 0.013543 | 5.9954e-10
[120 empty] | 7.3.3.17.5 (Remote Grid) Updates to grid topology to minimize risk of ignition in HFTDs Remote GridWLDFRContact from objectAggregated | WLDFR | HFTD - Distribution - Tier 3 - 1QU CoRE ¦ 5QU LoRE | Non-Red Flag Warning - Small Fires | Contact from object | Aggregated | 2048 | 8.7039e-05 | 65.8407 | 0.0057307 | 2048 | Mitigation | 0.95 | 45 | 0 | esc | 0.00097009 | 8.4436e-08 | 0.00097009 | 8.4436e-08 | 0.0028115 | 9.7481e-13 | 0.013543 | 5.9954e-10
[120 empty] | 7.3.3.17.5 (Remote Grid) Updates to grid topology to minimize risk of ignition in HFTDs Remote GridWLDFRContact from objectAggregated | WLDFR | HFTD - Distribution - Tier 3 - 1QU CoRE ¦ 5QU LoRE | Non-Red Flag Warning - Small Fires | Contact from object | Aggregated | 2049 | 8.7039e-05 | 65.8407 | 0.0057307 | 2049 | Mitigation | 0.95 | 45 | 0 | esc | 0.00097009 | 8.4436e-08 | 0.00097009 | 8.4436e-08 | 0.0028115 | 9.7481e-13 | 0.013543 | 5.9954e-10
[120 empty] | 7.3.3.17.5 (Remote Grid) Updates to grid topology to minimize risk of ignition in HFTDs Remote GridWLDFRContact from objectAggregated | WLDFR | HFTD - Distribution - Tier 3 - 1QU CoRE ¦ 5QU LoRE | Non-Red Flag Warning - Small Fires | Contact from object | Aggregated | 2050 | 8.7039e-05 | 65.8407 | 0.0057307 | 2050 | Mitigation | 0.95 | 45 | 0 | esc | 0.00097009 | 8.4436e-08 | 0.00097009 | 8.4436e-08 | 0.0028115 | 9.7481e-13 | 0.013543 | 5.9954e-10
[120 empty] | 7.3.3.17.5 (Remote Grid) Updates to grid topology to minimize risk of ignition in HFTDs Remote GridWLDFRContact from objectAggregated | WLDFR | HFTD - Distribution - Tier 3 - 1QU CoRE ¦ 5QU LoRE | Non-Red Flag Warning - Small Fires | Contact from object | Aggregated | 2051 | 8.7039e-05 | 65.8407 | 0.0057307 | 2051 | Mitigation | 0.95 | 45 | 0 | esc | 0.00097009 | 8.4436e-08 | 0.00097009 | 8.4436e-08 | 0.0028115 | 9.7481e-13 | 0.013543 | 5.9954e-10
[120 empty] | 7.3.3.17.5 (Remote Grid) Updates to grid topology to minimize risk of ignition in HFTDs Remote GridWLDFRContact from objectAggregated | WLDFR | HFTD - Distribution - Tier 3 - 1QU CoRE ¦ 5QU LoRE | Non-Red Flag Warning - Small Fires | Contact from object | Aggregated | 2052 | 8.7039e-05 | 65.8407 | 0.0057307 | 2052 | Mitigation | 0.95 | 45 | 0 | esc | 0.00097009 | 8.4436e-08 | 0.00097009 | 8.4436e-08 | 0.0028115 | 9.7481e-13 | 0.013543 | 5.9954e-10
[120 empty] | 7.3.3.17.5 (Remote Grid) Updates to grid topology to minimize risk of ignition in HFTDs Remote GridWLDFRContact from objectAggregated | WLDFR | HFTD - Distribution - Tier 3 - 1QU CoRE ¦ 5QU LoRE | Non-Red Flag Warning - Small Fires | Contact from object | Aggregated | 2053 | 8.7039e-05 | 65.8407 | 0.0057307 | 2053 | Mitigation | 0.95 | 45 | 0 | esc | 0.00097009 | 8.4436e-08 | 0.00097009 | 8.4436e-08 | 0.0028115 | 9.7481e-13 | 0.013543 | 5.9954e-10
[120 empty] | 7.3.3.17.5 (Remote Grid) Updates to grid topology to minimize risk of ignition in HFTDs Remote GridWLDFRContact from objectAggregated | WLDFR | HFTD - Distribution - Tier 3 - 1QU CoRE ¦ 5QU LoRE | Non-Red Flag Warning - Small Fires | Contact from object | Aggregated | 2054 | 8.7039e-05 | 65.8407 | 0.0057307 | 2054 | Mitigation | 0.95 | 45 | 0 | esc | 0.00097009 | 8.4436e-08 | 0.00097009 | 8.4436e-08 | 0.0028115 | 9.7481e-13 | 0.013543 | 5.9954e-10
[120 empty] | 7.3.3.17.5 (Remote Grid) Updates to grid topology to minimize risk of ignition in HFTDs Remote GridWLDFRContact from objectAggregated | WLDFR | HFTD - Distribution - Tier 3 - 1QU CoRE ¦ 5QU LoRE | Non-Red Flag Warning - Small Fires | Contact from object | Aggregated | 2055 | 8.7039e-05 | 65.8407 | 0.0057307 | 2055 | Mitigation | 0.95 | 45 | 0 | esc | 0.00097009 | 8.4436e-08 | 0.00097009 | 8.4436e-08 | 0.0028115 | 9.7481e-13 | 0.013543 | 5.9954e-10
[120 empty] | 7.3.3.17.5 (Remote Grid) Updates to grid topology to minimize risk of ignition in HFTDs Remote GridWLDFRContact from objectAggregated | WLDFR | HFTD - Distribution - Tier 3 - 1QU CoRE ¦ 5QU LoRE | Non-Red Flag Warning - Small Fires | Contact from object | Aggregated | 2056 | 8.7039e-05 | 65.8407 | 0.0057307 | 2056 | Mitigation | 0.95 | 45 | 0 | esc | 0.00097009 | 8.4436e-08 | 0.00097009 | 8.4436e-08 | 0.0028115 | 9.7481e-13 | 0.013543 | 5.9954e-10
[120 empty] | 7.3.3.17.5 (Remote Grid) Updates to grid topology to minimize risk of ignition in HFTDs Remote GridWLDFRContact from objectAggregated | WLDFR | HFTD - Distribution - Tier 3 - 1QU CoRE ¦ 5QU LoRE | Non-Red Flag Warning - Small Fires | Contact from object | Aggregated | 2057 | 8.7039e-05 | 65.8407 | 0.0057307 | 2057 | Mitigation | 0.95 | 45 | 0 | esc | 0.00097009 | 8.4436e-08 | 0.00097009 | 8.4436e-08 | 0.0028115 | 9.7481e-13 | 0.013543 | 5.9954e-10
[120 empty] | 7.3.3.17.5 (Remote Grid) Updates to grid topology to minimize risk of ignition in HFTDs Remote GridWLDFRContact from objectAggregated | WLDFR | HFTD - Distribution - Tier 3 - 1QU CoRE ¦ 5QU LoRE | Non-Red Flag Warning - Small Fires | Contact from object | Aggregated | 2058 | 8.7039e-05 | 65.8407 | 0.0057307 | 2058 | Mitigation | 0.95 | 45 | 0 | esc | 0.00097009 | 8.4436e-08 | 0.00097009 | 8.4436e-08 | 0.0028115 | 9.7481e-13 | 0 | 0
[120 empty] | 7.3.3.17.5 (Remote Grid) Updates to grid topology to minimize risk of ignition in HFTDs Remote GridWLDFRContact from objectAggregated | WLDFR | HFTD - Distribution - Tier 3 - 1QU CoRE ¦ 5QU LoRE | Non-Red Flag Warning - Small Fires | Contact from object | Aggregated | 2059 | 8.7039e-05 | 65.8407 | 0.0057307 | 2059 | Mitigation | 0.95 | 45 | 0 | esc | 0.00097009 | 8.4436e-08 | 0.00097009 | 8.4436e-08 | 0.0028115 | 9.7481e-13 | 0 | 0
[120 empty] | 7.3.3.17.5 (Remote Grid) Updates to grid topology to minimize risk of ignition in HFTDs Remote GridWLDFRContact from objectAggregated | WLDFR | HFTD - Distribution - Tier 3 - 1QU CoRE ¦ 5QU LoRE | Non-Red Flag Warning - Small Fires | Contact from object | Aggregated | 2060 | 8.7039e-05 | 65.8407 | 0.0057307 | 2060 | Mitigation | 0.95 | 45 | 0 | esc | 0.00097009 | 8.4436e-08 | 0.00097009 | 8.4436e-08 | 0.0028115 | 9.7481e-13 | 0.0013359 | 1.0637e-09
[120 empty] | 7.3.3.17.5 (Remote Grid) Updates to grid topology to minimize risk of ignition in HFTDs Remote GridWLDFRContact from objectAggregated | WLDFR | HFTD - Distribution - Tier 3 - 1QU CoRE ¦ 5QU LoRE | Non-Red Flag Warning - Small Fires | Contact from object | Aggregated | 2061 | 8.7039e-05 | 65.8407 | 0.0057307 | 2061 | Mitigation | 0.95 | 45 | 0 | esc | 0.00097009 | 8.4436e-08 | 0.00097009 | 8.4436e-08 | 0.0028115 | 9.7481e-13 | 0.0013359 | 1.0637e-09
[120 empty] | 7.3.3.17.5 (Remote Grid) Updates to grid topology to minimize risk of ignition in HFTDs Remote GridWLDFRContact from objectAggregated | WLDFR | HFTD - Distribution - Tier 3 - 1QU CoRE ¦ 5QU LoRE | Non-Red Flag Warning - Small Fires | Contact from object | Aggregated | 2062 | 8.7039e-05 | 65.8407 | 0.0057307 | 2062 | Mitigation | 0.95 | 45 | 0 | esc | 0.00097009 | 8.4436e-08 | 0.00097009 | 8.4436e-08 | 0.0028115 | 9.7481e-13 | 0.0013359 | 1.0637e-09
[120 empty] | 7.3.3.17.5 (Remote Grid) Updates to grid topology to minimize risk of ignition in HFTDs Remote GridWLDFRContact from objectAggregated | WLDFR | HFTD - Distribution - Tier 3 - 1QU CoRE ¦ 5QU LoRE | Non-Red Flag Warning - Small Fires | Contact from object | Aggregated | 2063 | 8.7039e-05 | 65.8407 | 0.0057307 | 2063 | Mitigation | 0.95 | 45 | 0 | esc | 0.00097009 | 8.4436e-08 | 0.00097009 | 8.4436e-08 | 0.0028115 | 9.7481e-13 | 0.0013359 | 1.0637e-09
[120 empty] | 7.3.3.17.5 (Remote Grid) Updates to grid topology to minimize risk of ignition in HFTDs Remote GridWLDFRContact from objectAggregated | WLDFR | HFTD - Distribution - Tier 3 - 1QU CoRE ¦ 5QU LoRE | Non-Red Flag Warning - Small Fires | Contact from object | Aggregated | 2064 | 8.7039e-05 | 65.8407 | 0.0057307 | 2064 | Mitigation | 0.95 | 45 | 0 | esc | 0.00097009 | 8.4436e-08 | 0.00097009 | 8.4436e-08 | 0.0028115 | 9.7481e-13 | 0.0013359 | 1.0637e-09
[120 empty] | 7.3.3.17.5 (Remote Grid) Updates to grid topology to minimize risk of ignition in HFTDs Remote GridWLDFRContact from objectAggregated | WLDFR | HFTD - Distribution - Tier 3 - 1QU CoRE ¦ 5QU LoRE | Non-Red Flag Warning - Small Fires | Contact from object | Aggregated | 2065 | 8.7039e-05 | 65.8407 | 0.0057307 | 2065 | Mitigation | 0.95 | 45 | 0 | esc | 0.00097009 | 8.4436e-08 | 0.00097009 | 8.4436e-08 | 0.0028115 | 9.7481e-13 | 0.0013359 | 1.0637e-09
[120 empty] | 7.3.3.17.5 (Remote Grid) Updates to grid topology to minimize risk of ignition in HFTDs Remote GridWLDFRContact from objectAggregated | WLDFR | HFTD - Distribution - Tier 3 - 1QU CoRE ¦ 5QU LoRE | Non-Red Flag Warning - Small Fires | Contact from object | Aggregated | 2066 | 8.7039e-05 | 65.8407 | 0.0057307 | 2066 | Mitigation | 0.95 | 45 | 0 | esc | 0.00097009 | 8.4436e-08 | 0.00097009 | 8.4436e-08 | 0.0028115 | 9.7481e-13 | 0.0013359 | 1.0637e-09
[120 empty] | 7.3.3.17.5 (Remote Grid) Updates to grid topology to minimize risk of ignition in HFTDs Remote GridWLDFRContact from objectAggregated | WLDFR | HFTD - Distribution - Tier 3 - 1QU CoRE ¦ 5QU LoRE | Non-Red Flag Warning - Small Fires | Contact from object | Aggregated | 2067 | 8.7039e-05 | 65.8407 | 0.0057307 | 2067 | Mitigation | 0.95 | 45 | 0 | esc | 0 | 0 | 0.00097009 | 8.4436e-08 | 0.0028115 | 9.7481e-13 | 0.0013359 | 1.0637e-09
[120 empty] | 7.3.3.17.5 (Remote Grid) Updates to grid topology to minimize risk of ignition in HFTDs Remote GridWLDFRContaminationAggregated | WLDFR | HFTD - Distribution - Tier 3 - 1QU CoRE ¦ 5QU LoRE | Non-Red Flag Warning - Small Fires | Contamination | Aggregated | 2022 | 3.5571e-06 | 65.8407 | 0.0002342 | 2022 | Mitigation | 0.95 | 45 | 0 | esc | 0.00097009 | 3.4507e-09 | 0 | 0 | 0.0028115 | 9.7481e-13 | 0.0013359 | 1.0637e-09
[120 empty] | 7.3.3.17.5 (Remote Grid) Updates to grid topology to minimize risk of ignition in HFTDs Remote GridWLDFRContaminationAggregated | WLDFR | HFTD - Distribution - Tier 3 - 1QU CoRE ¦ 5QU LoRE | Non-Red Flag Warning - Small Fires | Contamination | Aggregated | 2023 | 3.5571e-06 | 65.8407 | 0.0002342 | 2023 | Mitigation | 0.95 | 45 | 0 | esc | 0.00097009 | 3.4507e-09 | 0.00097009 | 3.4507e-09 | 0.0028115 | 9.7481e-13 | 0.0013359 | 1.0637e-09
[120 empty] | 7.3.3.17.5 (Remote Grid) Updates to grid topology to minimize risk of ignition in HFTDs Remote GridWLDFRContaminationAggregated | WLDFR | HFTD - Distribution - Tier 3 - 1QU CoRE ¦ 5QU LoRE | Non-Red Flag Warning - Small Fires | Contamination | Aggregated | 2024 | 3.5571e-06 | 65.8407 | 0.0002342 | 2024 | Mitigation | 0.95 | 45 | 0 | esc | 0.00097009 | 3.4507e-09 | 0.00097009 | 3.4507e-09 | 0.0028115 | 9.7481e-13 | 0.0013359 | 1.0637e-09
[120 empty] | 7.3.3.17.5 (Remote Grid) Updates to grid topology to minimize risk of ignition in HFTDs Remote GridWLDFRContaminationAggregated | WLDFR | HFTD - Distribution - Tier 3 - 1QU CoRE ¦ 5QU LoRE | Non-Red Flag Warning - Small Fires | Contamination | Aggregated | 2025 | 3.5571e-06 | 65.8407 | 0.0002342 | 2025 | Mitigation | 0.95 | 45 | 0 | esc | 0.00097009 | 3.4507e-09 | 0.00097009 | 3.4507e-09 | 0.0028115 | 9.7481e-13 | 0.0013359 | 1.0637e-09
[120 empty] | 7.3.3.17.5 (Remote Grid) Updates to grid topology to minimize risk of ignition in HFTDs Remote GridWLDFRContaminationAggregated | WLDFR | HFTD - Distribution - Tier 3 - 1QU CoRE ¦ 5QU LoRE | Non-Red Flag Warning - Small Fires | Contamination | Aggregated | 2026 | 3.5571e-06 | 65.8407 | 0.0002342 | 2026 | Mitigation | 0.95 | 45 | 0 | esc | 0.00097009 | 3.4507e-09 | 0.00097009 | 3.4507e-09 | 0.0028115 | 9.7481e-13 | 0.0013359 | 1.0637e-09
[120 empty] | 7.3.3.17.5 (Remote Grid) Updates to grid topology to minimize risk of ignition in HFTDs Remote GridWLDFRContaminationAggregated | WLDFR | HFTD - Distribution - Tier 3 - 1QU CoRE ¦ 5QU LoRE | Non-Red Flag Warning - Small Fires | Contamination | Aggregated | 2027 | 3.5571e-06 | 65.8407 | 0.0002342 | 2027 | Mitigation | 0.95 | 45 | 0 | esc | 0.00097009 | 3.4507e-09 | 0.00097009 | 3.4507e-09 | 0.0028115 | 9.7481e-13 | 0.0013359 | 1.0637e-09
[120 empty] | 7.3.3.17.5 (Remote Grid) Updates to grid topology to minimize risk of ignition in HFTDs Remote GridWLDFRContaminationAggregated | WLDFR | HFTD - Distribution - Tier 3 - 1QU CoRE ¦ 5QU LoRE | Non-Red Flag Warning - Small Fires | Contamination | Aggregated | 2028 | 3.5571e-06 | 65.8407 | 0.0002342 | 2028 | Mitigation | 0.95 | 45 | 0 | esc | 0.00097009 | 3.4507e-09 | 0.00097009 | 3.4507e-09 | 0.0028115 | 9.7481e-13 | 0.0013359 | 1.0637e-09
[120 empty] | 7.3.3.17.5 (Remote Grid) Updates to grid topology to minimize risk of ignition in HFTDs Remote GridWLDFRContaminationAggregated | WLDFR | HFTD - Distribution - Tier 3 - 1QU CoRE ¦ 5QU LoRE | Non-Red Flag Warning - Small Fires | Contamination | Aggregated | 2029 | 3.5571e-06 | 65.8407 | 0.0002342 | 2029 | Mitigation | 0.95 | 45 | 0 | esc | 0.00097009 | 3.4507e-09 | 0.00097009 | 3.4507e-09 | 0.0028115 | 9.7481e-13 | 0.0013359 | 1.0637e-09
[120 empty] | 7.3.3.17.5 (Remote Grid) Updates to grid topology to minimize risk of ignition in HFTDs Remote GridWLDFRContaminationAggregated | WLDFR | HFTD - Distribution - Tier 3 - 1QU CoRE ¦ 5QU LoRE | Non-Red Flag Warning - Small Fires | Contamination | Aggregated | 2030 | 3.5571e-06 | 65.8407 | 0.0002342 | 2030 | Mitigation | 0.95 | 45 | 0 | esc | 0.00097009 | 3.4507e-09 | 0.00097009 | 3.4507e-09 | 0.0028115 | 9.7481e-13 | 0.0013359 | 1.0637e-09
[120 empty] | 7.3.3.17.5 (Remote Grid) Updates to grid topology to minimize risk of ignition in HFTDs Remote GridWLDFRContaminationAggregated | WLDFR | HFTD - Distribution - Tier 3 - 1QU CoRE ¦ 5QU LoRE | Non-Red Flag Warning - Small Fires | Contamination | Aggregated | 2031 | 3.5571e-06 | 65.8407 | 0.0002342 | 2031 | Mitigation | 0.95 | 45 | 0 | esc | 0.00097009 | 3.4507e-09 | 0.00097009 | 3.4507e-09 | 0.0028115 | 9.7481e-13 | 0.0013359 | 1.0637e-09
[120 empty] | 7.3.3.17.5 (Remote Grid) Updates to grid topology to minimize risk of ignition in HFTDs Remote GridWLDFRContaminationAggregated | WLDFR | HFTD - Distribution - Tier 3 - 1QU CoRE ¦ 5QU LoRE | Non-Red Flag Warning - Small Fires | Contamination | Aggregated | 2032 | 3.5571e-06 | 65.8407 | 0.0002342 | 2032 | Mitigation | 0.95 | 45 | 0 | esc | 0.00097009 | 3.4507e-09 | 0.00097009 | 3.4507e-09 | 0 | 0 | 0.0013359 | 1.0637e-09
[120 empty] | 7.3.3.17.5 (Remote Grid) Updates to grid topology to minimize risk of ignition in HFTDs Remote GridWLDFRContaminationAggregated | WLDFR | HFTD - Distribution - Tier 3 - 1QU CoRE ¦ 5QU LoRE | Non-Red Flag Warning - Small Fires | Contamination | Aggregated | 2033 | 3.5571e-06 | 65.8407 | 0.0002342 | 2033 | Mitigation | 0.95 | 45 | 0 | esc | 0.00097009 | 3.4507e-09 | 0.00097009 | 3.4507e-09 | 0.0028115 | 3.8099e-10 | 0.0013359 | 1.0637e-09
[120 empty] | 7.3.3.17.5 (Remote Grid) Updates to grid topology to minimize risk of ignition in HFTDs Remote GridWLDFRContaminationAggregated | WLDFR | HFTD - Distribution - Tier 3 - 1QU CoRE ¦ 5QU LoRE | Non-Red Flag Warning - Small Fires | Contamination | Aggregated | 2034 | 3.5571e-06 | 65.8407 | 0.0002342 | 2034 | Mitigation | 0.95 | 45 | 0 | esc | 0.00097009 | 3.4507e-09 | 0.00097009 | 3.4507e-09 | 0.0028115 | 3.8099e-10 | 0.0013359 | 1.0637e-09
[120 empty] | 7.3.3.17.5 (Remote Grid) Updates to grid topology to minimize risk of ignition in HFTDs Remote GridWLDFRContaminationAggregated | WLDFR | HFTD - Distribution - Tier 3 - 1QU CoRE ¦ 5QU LoRE | Non-Red Flag Warning - Small Fires | Contamination | Aggregated | 2035 | 3.5571e-06 | 65.8407 | 0.0002342 | 2035 | Mitigation | 0.95 | 45 | 0 | esc | 0.00097009 | 3.4507e-09 | 0.00097009 | 3.4507e-09 | 0.0028115 | 3.8099e-10 | 0.0013359 | 1.0637e-09
[120 empty] | 7.3.3.17.5 (Remote Grid) Updates to grid topology to minimize risk of ignition in HFTDs Remote GridWLDFRContaminationAggregated | WLDFR | HFTD - Distribution - Tier 3 - 1QU CoRE ¦ 5QU LoRE | Non-Red Flag Warning - Small Fires | Contamination | Aggregated | 2036 | 3.5571e-06 | 65.8407 | 0.0002342 | 2036 | Mitigation | 0.95 | 45 | 0 | esc | 0.00097009 | 3.4507e-09 | 0.00097009 | 3.4507e-09 | 0.0028115 | 3.8099e-10 | 0.0013359 | 1.0637e-09
[120 empty] | 7.3.3.17.5 (Remote Grid) Updates to grid topology to minimize risk of ignition in HFTDs Remote GridWLDFRContaminationAggregated | WLDFR | HFTD - Distribution - Tier 3 - 1QU CoRE ¦ 5QU LoRE | Non-Red Flag Warning - Small Fires | Contamination | Aggregated | 2037 | 3.5571e-06 | 65.8407 | 0.0002342 | 2037 | Mitigation | 0.95 | 45 | 0 | esc | 0.00097009 | 3.4507e-09 | 0.00097009 | 3.4507e-09 | 0.0028115 | 3.8099e-10 | 0.0013359 | 1.0637e-09
[120 empty] | 7.3.3.17.5 (Remote Grid) Updates to grid topology to minimize risk of ignition in HFTDs Remote GridWLDFRContaminationAggregated | WLDFR | HFTD - Distribution - Tier 3 - 1QU CoRE ¦ 5QU LoRE | Non-Red Flag Warning - Small Fires | Contamination | Aggregated | 2038 | 3.5571e-06 | 65.8407 | 0.0002342 | 2038 | Mitigation | 0.95 | 45 | 0 | esc | 0.00097009 | 3.4507e-09 | 0.00097009 | 3.4507e-09 | 0.0028115 | 3.8099e-10 | 0.0013359 | 1.0637e-09
[120 empty] | 7.3.3.17.5 (Remote Grid) Updates to grid topology to minimize risk of ignition in HFTDs Remote GridWLDFRContaminationAggregated | WLDFR | HFTD - Distribution - Tier 3 - 1QU CoRE ¦ 5QU LoRE | Non-Red Flag Warning - Small Fires | Contamination | Aggregated | 2039 | 3.5571e-06 | 65.8407 | 0.0002342 | 2039 | Mitigation | 0.95 | 45 | 0 | esc | 0.00097009 | 3.4507e-09 | 0.00097009 | 3.4507e-09 | 0.0028115 | 3.8099e-10 | 0.0013359 | 1.0637e-09
[120 empty] | 7.3.3.17.5 (Remote Grid) Updates to grid topology to minimize risk of ignition in HFTDs Remote GridWLDFRContaminationAggregated | WLDFR | HFTD - Distribution - Tier 3 - 1QU CoRE ¦ 5QU LoRE | Non-Red Flag Warning - Small Fires | Contamination | Aggregated | 2040 | 3.5571e-06 | 65.8407 | 0.0002342 | 2040 | Mitigation | 0.95 | 45 | 0 | esc | 0.00097009 | 3.4507e-09 | 0.00097009 | 3.4507e-09 | 0.0028115 | 3.8099e-10 | 0.0013359 | 1.0637e-09
[120 empty] | 7.3.3.17.5 (Remote Grid) Updates to grid topology to minimize risk of ignition in HFTDs Remote GridWLDFRContaminationAggregated | WLDFR | HFTD - Distribution - Tier 3 - 1QU CoRE ¦ 5QU LoRE | Non-Red Flag Warning - Small Fires | Contamination | Aggregated | 2041 | 3.5571e-06 | 65.8407 | 0.0002342 | 2041 | Mitigation | 0.95 | 45 | 0 | esc | 0.00097009 | 3.4507e-09 | 0.00097009 | 3.4507e-09 | 0.0028115 | 3.8099e-10 | 0.0013359 | 1.0637e-09
[120 empty] | 7.3.3.17.5 (Remote Grid) Updates to grid topology to minimize risk of ignition in HFTDs Remote GridWLDFRContaminationAggregated | WLDFR | HFTD - Distribution - Tier 3 - 1QU CoRE ¦ 5QU LoRE | Non-Red Flag Warning - Small Fires | Contamination | Aggregated | 2042 | 3.5571e-06 | 65.8407 | 0.0002342 | 2042 | Mitigation | 0.95 | 45 | 0 | esc | 0.00097009 | 3.4507e-09 | 0.00097009 | 3.4507e-09 | 0.0028115 | 3.8099e-10 | 0.0013359 | 1.0637e-09
[120 empty] | 7.3.3.17.5 (Remote Grid) Updates to grid topology to minimize risk of ignition in HFTDs Remote GridWLDFRContaminationAggregated | WLDFR | HFTD - Distribution - Tier 3 - 1QU CoRE ¦ 5QU LoRE | Non-Red Flag Warning - Small Fires | Contamination | Aggregated | 2043 | 3.5571e-06 | 65.8407 | 0.0002342 | 2043 | Mitigation | 0.95 | 45 | 0 | esc | 0.00097009 | 3.4507e-09 | 0.00097009 | 3.4507e-09 | 0.0028115 | 3.8099e-10 | 0.0013359 | 1.0637e-09
[120 empty] | 7.3.3.17.5 (Remote Grid) Updates to grid topology to minimize risk of ignition in HFTDs Remote GridWLDFRContaminationAggregated | WLDFR | HFTD - Distribution - Tier 3 - 1QU CoRE ¦ 5QU LoRE | Non-Red Flag Warning - Small Fires | Contamination | Aggregated | 2044 | 3.5571e-06 | 65.8407 | 0.0002342 | 2044 | Mitigation | 0.95 | 45 | 0 | esc | 0.00097009 | 3.4507e-09 | 0.00097009 | 3.4507e-09 | 0.0028115 | 3.8099e-10 | 0 | 0
[120 empty] | 7.3.3.17.5 (Remote Grid) Updates to grid topology to minimize risk of ignition in HFTDs Remote GridWLDFRContaminationAggregated | WLDFR | HFTD - Distribution - Tier 3 - 1QU CoRE ¦ 5QU LoRE | Non-Red Flag Warning - Small Fires | Contamination | Aggregated | 2045 | 3.5571e-06 | 65.8407 | 0.0002342 | 2045 | Mitigation | 0.95 | 45 | 0 | esc | 0.00097009 | 3.4507e-09 | 0.00097009 | 3.4507e-09 | 0.0028115 | 3.8099e-10 | 0 | 0
[120 empty] | 7.3.3.17.5 (Remote Grid) Updates to grid topology to minimize risk of ignition in HFTDs Remote GridWLDFRContaminationAggregated | WLDFR | HFTD - Distribution - Tier 3 - 1QU CoRE ¦ 5QU LoRE | Non-Red Flag Warning - Small Fires | Contamination | Aggregated | 2046 | 3.5571e-06 | 65.8407 | 0.0002342 | 2046 | Mitigation | 0.95 | 45 | 0 | esc | 0.00097009 | 3.4507e-09 | 0.00097009 | 3.4507e-09 | 0.0028115 | 3.8099e-10 | 0.0093813 | 8.6874e-08
[120 empty] | 7.3.3.17.5 (Remote Grid) Updates to grid topology to minimize risk of ignition in HFTDs Remote GridWLDFRContaminationAggregated | WLDFR | HFTD - Distribution - Tier 3 - 1QU CoRE ¦ 5QU LoRE | Non-Red Flag Warning - Small Fires | Contamination | Aggregated | 2047 | 3.5571e-06 | 65.8407 | 0.0002342 | 2047 | Mitigation | 0.95 | 45 | 0 | esc | 0.00097009 | 3.4507e-09 | 0.00097009 | 3.4507e-09 | 0.0028115 | 3.8099e-10 | 0.0093813 | 8.6874e-08
[120 empty] | 7.3.3.17.5 (Remote Grid) Updates to grid topology to minimize risk of ignition in HFTDs Remote GridWLDFRContaminationAggregated | WLDFR | HFTD - Distribution - Tier 3 - 1QU CoRE ¦ 5QU LoRE | Non-Red Flag Warning - Small Fires | Contamination | Aggregated | 2048 | 3.5571e-06 | 65.8407 | 0.0002342 | 2048 | Mitigation | 0.95 | 45 | 0 | esc | 0.00097009 | 3.4507e-09 | 0.00097009 | 3.4507e-09 | 0.0028115 | 3.8099e-10 | 0.0093813 | 8.6874e-08
[120 empty] | 7.3.3.17.5 (Remote Grid) Updates to grid topology to minimize risk of ignition in HFTDs Remote GridWLDFRContaminationAggregated | WLDFR | HFTD - Distribution - Tier 3 - 1QU CoRE ¦ 5QU LoRE | Non-Red Flag Warning - Small Fires | Contamination | Aggregated | 2049 | 3.5571e-06 | 65.8407 | 0.0002342 | 2049 | Mitigation | 0.95 | 45 | 0 | esc | 0.00097009 | 3.4507e-09 | 0.00097009 | 3.4507e-09 | 0.0028115 | 3.8099e-10 | 0.0093813 | 8.6874e-08
[120 empty] | 7.3.3.17.5 (Remote Grid) Updates to grid topology to minimize risk of ignition in HFTDs Remote GridWLDFRContaminationAggregated | WLDFR | HFTD - Distribution - Tier 3 - 1QU CoRE ¦ 5QU LoRE | Non-Red Flag Warning - Small Fires | Contamination | Aggregated | 2050 | 3.5571e-06 | 65.8407 | 0.0002342 | 2050 | Mitigation | 0.95 | 45 | 0 | esc | 0.00097009 | 3.4507e-09 | 0.00097009 | 3.4507e-09 | 0.0028115 | 3.8099e-10 | 0.0093813 | 8.6874e-08
[120 empty] | 7.3.3.17.5 (Remote Grid) Updates to grid topology to minimize risk of ignition in HFTDs Remote GridWLDFRContaminationAggregated | WLDFR | HFTD - Distribution - Tier 3 - 1QU CoRE ¦ 5QU LoRE | Non-Red Flag Warning - Small Fires | Contamination | Aggregated | 2051 | 3.5571e-06 | 65.8407 | 0.0002342 | 2051 | Mitigation | 0.95 | 45 | 0 | esc | 0.00097009 | 3.4507e-09 | 0.00097009 | 3.4507e-09 | 0.0028115 | 3.8099e-10 | 0.0093813 | 8.6874e-08
[120 empty] | 7.3.3.17.5 (Remote Grid) Updates to grid topology to minimize risk of ignition in HFTDs Remote GridWLDFRContaminationAggregated | WLDFR | HFTD - Distribution - Tier 3 - 1QU CoRE ¦ 5QU LoRE | Non-Red Flag Warning - Small Fires | Contamination | Aggregated | 2052 | 3.5571e-06 | 65.8407 | 0.0002342 | 2052 | Mitigation | 0.95 | 45 | 0 | esc | 0.00097009 | 3.4507e-09 | 0.00097009 | 3.4507e-09 | 0.0028115 | 3.8099e-10 | 0.0093813 | 8.6874e-08
[120 empty] | 7.3.3.17.5 (Remote Grid) Updates to grid topology to minimize risk of ignition in HFTDs Remote GridWLDFRContaminationAggregated | WLDFR | HFTD - Distribution - Tier 3 - 1QU CoRE ¦ 5QU LoRE | Non-Red Flag Warning - Small Fires | Contamination | Aggregated | 2053 | 3.5571e-06 | 65.8407 | 0.0002342 | 2053 | Mitigation | 0.95 | 45 | 0 | esc | 0.00097009 | 3.4507e-09 | 0.00097009 | 3.4507e-09 | 0.0028115 | 3.8099e-10 | 0.0093813 | 8.6874e-08
[120 empty] | 7.3.3.17.5 (Remote Grid) Updates to grid topology to minimize risk of ignition in HFTDs Remote GridWLDFRContaminationAggregated | WLDFR | HFTD - Distribution - Tier 3 - 1QU CoRE ¦ 5QU LoRE | Non-Red Flag Warning - Small Fires | Contamination | Aggregated | 2054 | 3.5571e-06 | 65.8407 | 0.0002342 | 2054 | Mitigation | 0.95 | 45 | 0 | esc | 0.00097009 | 3.4507e-09 | 0.00097009 | 3.4507e-09 | 0.0028115 | 3.8099e-10 | 0.0093813 | 8.6874e-08
[120 empty] | 7.3.3.17.5 (Remote Grid) Updates to grid topology to minimize risk of ignition in HFTDs Remote GridWLDFRContaminationAggregated | WLDFR | HFTD - Distribution - Tier 3 - 1QU CoRE ¦ 5QU LoRE | Non-Red Flag Warning - Small Fires | Contamination | Aggregated | 2055 | 3.5571e-06 | 65.8407 | 0.0002342 | 2055 | Mitigation | 0.95 | 45 | 0 | esc | 0.00097009 | 3.4507e-09 | 0.00097009 | 3.4507e-09 | 0.0028115 | 3.8099e-10 | 0.0093813 | 8.6874e-08
[120 empty] | 7.3.3.17.5 (Remote Grid) Updates to grid topology to minimize risk of ignition in HFTDs Remote GridWLDFRContaminationAggregated | WLDFR | HFTD - Distribution - Tier 3 - 1QU CoRE ¦ 5QU LoRE | Non-Red Flag Warning - Small Fires | Contamination | Aggregated | 2056 | 3.5571e-06 | 65.8407 | 0.0002342 | 2056 | Mitigation | 0.95 | 45 | 0 | esc | 0.00097009 | 3.4507e-09 | 0.00097009 | 3.4507e-09 | 0.0028115 | 3.8099e-10 | 0.0093813 | 8.6874e-08
[120 empty] | 7.3.3.17.5 (Remote Grid) Updates to grid topology to minimize risk of ignition in HFTDs Remote GridWLDFRContaminationAggregated | WLDFR | HFTD - Distribution - Tier 3 - 1QU CoRE ¦ 5QU LoRE | Non-Red Flag Warning - Small Fires | Contamination | Aggregated | 2057 | 3.5571e-06 | 65.8407 | 0.0002342 | 2057 | Mitigation | 0.95 | 45 | 0 | esc | 0.00097009 | 3.4507e-09 | 0.00097009 | 3.4507e-09 | 0.0028115 | 3.8099e-10 | 0.0093813 | 8.6874e-08
[120 empty] | 7.3.3.17.5 (Remote Grid) Updates to grid topology to minimize risk of ignition in HFTDs Remote GridWLDFRContaminationAggregated | WLDFR | HFTD - Distribution - Tier 3 - 1QU CoRE ¦ 5QU LoRE | Non-Red Flag Warning - Small Fires | Contamination | Aggregated | 2058 | 3.5571e-06 | 65.8407 | 0.0002342 | 2058 | Mitigation | 0.95 | 45 | 0 | esc | 0.00097009 | 3.4507e-09 | 0.00097009 | 3.4507e-09 | 0.0028115 | 3.8099e-10 | 0.0093813 | 8.6874e-08
[120 empty] | 7.3.3.17.5 (Remote Grid) Updates to grid topology to minimize risk of ignition in HFTDs Remote GridWLDFRContaminationAggregated | WLDFR | HFTD - Distribution - Tier 3 - 1QU CoRE ¦ 5QU LoRE | Non-Red Flag Warning - Small Fires | Contamination | Aggregated | 2059 | 3.5571e-06 | 65.8407 | 0.0002342 | 2059 | Mitigation | 0.95 | 45 | 0 | esc | 0.00097009 | 3.4507e-09 | 0.00097009 | 3.4507e-09 | 0.0028115 | 3.8099e-10 | 0.0093813 | 8.6874e-08
[120 empty] | 7.3.3.17.5 (Remote Grid) Updates to grid topology to minimize risk of ignition in HFTDs Remote GridWLDFRContaminationAggregated | WLDFR | HFTD - Distribution - Tier 3 - 1QU CoRE ¦ 5QU LoRE | Non-Red Flag Warning - Small Fires | Contamination | Aggregated | 2060 | 3.5571e-06 | 65.8407 | 0.0002342 | 2060 | Mitigation | 0.95 | 45 | 0 | esc | 0.00097009 | 3.4507e-09 | 0.00097009 | 3.4507e-09 | 0.0028115 | 3.8099e-10 | 0.0093813 | 8.6874e-08
[120 empty] | 7.3.3.17.5 (Remote Grid) Updates to grid topology to minimize risk of ignition in HFTDs Remote GridWLDFRContaminationAggregated | WLDFR | HFTD - Distribution - Tier 3 - 1QU CoRE ¦ 5QU LoRE | Non-Red Flag Warning - Small Fires | Contamination | Aggregated | 2061 | 3.5571e-06 | 65.8407 | 0.0002342 | 2061 | Mitigation | 0.95 | 45 | 0 | esc | 0.00097009 | 3.4507e-09 | 0.00097009 | 3.4507e-09 | 0.0028115 | 3.8099e-10 | 0.0093813 | 8.6874e-08
[120 empty] | 7.3.3.17.5 (Remote Grid) Updates to grid topology to minimize risk of ignition in HFTDs Remote GridWLDFRContaminationAggregated | WLDFR | HFTD - Distribution - Tier 3 - 1QU CoRE ¦ 5QU LoRE | Non-Red Flag Warning - Small Fires | Contamination | Aggregated | 2062 | 3.5571e-06 | 65.8407 | 0.0002342 | 2062 | Mitigation | 0.95 | 45 | 0 | esc | 0.00097009 | 3.4507e-09 | 0.00097009 | 3.4507e-09 | 0.0028115 | 3.8099e-10 | 0.0093813 | 8.6874e-08
[120 empty] | 7.3.3.17.5 (Remote Grid) Updates to grid topology to minimize risk of ignition in HFTDs Remote GridWLDFRContaminationAggregated | WLDFR | HFTD - Distribution - Tier 3 - 1QU CoRE ¦ 5QU LoRE | Non-Red Flag Warning - Small Fires | Contamination | Aggregated | 2063 | 3.5571e-06 | 65.8407 | 0.0002342 | 2063 | Mitigation | 0.95 | 45 | 0 | esc | 0.00097009 | 3.4507e-09 | 0.00097009 | 3.4507e-09 | 0.0028115 | 3.8099e-10 | 0.0093813 | 8.6874e-08
[120 empty] | 7.3.3.17.5 (Remote Grid) Updates to grid topology to minimize risk of ignition in HFTDs Remote GridWLDFRContaminationAggregated | WLDFR | HFTD - Distribution - Tier 3 - 1QU CoRE ¦ 5QU LoRE | Non-Red Flag Warning - Small Fires | Contamination | Aggregated | 2064 | 3.5571e-06 | 65.8407 | 0.0002342 | 2064 | Mitigation | 0.95 | 45 | 0 | esc | 0.00097009 | 3.4507e-09 | 0.00097009 | 3.4507e-09 | 0.0028115 | 3.8099e-10 | 0.0093813 | 8.6874e-08
[120 empty] | 7.3.3.17.5 (Remote Grid) Updates to grid topology to minimize risk of ignition in HFTDs Remote GridWLDFRContaminationAggregated | WLDFR | HFTD - Distribution - Tier 3 - 1QU CoRE ¦ 5QU LoRE | Non-Red Flag Warning - Small Fires | Contamination | Aggregated | 2065 | 3.5571e-06 | 65.8407 | 0.0002342 | 2065 | Mitigation | 0.95 | 45 | 0 | esc | 0.00097009 | 3.4507e-09 | 0.00097009 | 3.4507e-09 | 0.0028115 | 3.8099e-10 | 0.0093813 | 8.6874e-08
[120 empty] | 7.3.3.17.5 (Remote Grid) Updates to grid topology to minimize risk of ignition in HFTDs Remote GridWLDFRContaminationAggregated | WLDFR | HFTD - Distribution - Tier 3 - 1QU CoRE ¦ 5QU LoRE | Non-Red Flag Warning - Small Fires | Contamination | Aggregated | 2066 | 3.5571e-06 | 65.8407 | 0.0002342 | 2066 | Mitigation | 0.95 | 45 | 0 | esc | 0.00097009 | 3.4507e-09 | 0.00097009 | 3.4507e-09 | 0.0028115 | 3.8099e-10 | 0.0093813 | 8.6874e-08
[120 empty] | 7.3.3.17.5 (Remote Grid) Updates to grid topology to minimize risk of ignition in HFTDs Remote GridWLDFRContaminationAggregated | WLDFR | HFTD - Distribution - Tier 3 - 1QU CoRE ¦ 5QU LoRE | Non-Red Flag Warning - Small Fires | Contamination | Aggregated | 2067 | 3.5571e-06 | 65.8407 | 0.0002342 | 2067 | Mitigation | 0.95 | 45 | 0 | esc | 0 | 0 | 0.00097009 | 3.4507e-09 | 0.0028115 | 3.8099e-10 | 0.0093813 | 8.6874e-08
[120 empty] | 7.3.3.17.5 (Remote Grid) Updates to grid topology to minimize risk of ignition in HFTDs Remote GridWLDFREquipment / facility failureAggregated | WLDFR | HFTD - Distribution - Tier 3 - 1QU CoRE ¦ 5QU LoRE | Non-Red Flag Warning - Small Fires | Equipment / facility failure | Aggregated | 2022 | 0.0001967 | 65.8407 | 0.012951 | 2022 | Mitigation | 0.95 | 45 | 0 | esc | 0.00097009 | 1.9082e-07 | 0 | 0 | 0.0028115 | 3.8099e-10 | 0.0093813 | 8.6874e-08
[120 empty] | 7.3.3.17.5 (Remote Grid) Updates to grid topology to minimize risk of ignition in HFTDs Remote GridWLDFREquipment / facility failureAggregated | WLDFR | HFTD - Distribution - Tier 3 - 1QU CoRE ¦ 5QU LoRE | Non-Red Flag Warning - Small Fires | Equipment / facility failure | Aggregated | 2023 | 0.0001967 | 65.8407 | 0.012951 | 2023 | Mitigation | 0.95 | 45 | 0 | esc | 0.00097009 | 1.9082e-07 | 0.00097009 | 1.9082e-07 | 0.0028115 | 3.8099e-10 | 0.0093813 | 8.6874e-08
[120 empty] | 7.3.3.17.5 (Remote Grid) Updates to grid topology to minimize risk of ignition in HFTDs Remote GridWLDFREquipment / facility failureAggregated | WLDFR | HFTD - Distribution - Tier 3 - 1QU CoRE ¦ 5QU LoRE | Non-Red Flag Warning - Small Fires | Equipment / facility failure | Aggregated | 2024 | 0.0001967 | 65.8407 | 0.012951 | 2024 | Mitigation | 0.95 | 45 | 0 | esc | 0.00097009 | 1.9082e-07 | 0.00097009 | 1.9082e-07 | 0.0028115 | 3.8099e-10 | 0.0093813 | 8.6874e-08
[120 empty] | 7.3.3.17.5 (Remote Grid) Updates to grid topology to minimize risk of ignition in HFTDs Remote GridWLDFREquipment / facility failureAggregated | WLDFR | HFTD - Distribution - Tier 3 - 1QU CoRE ¦ 5QU LoRE | Non-Red Flag Warning - Small Fires | Equipment / facility failure | Aggregated | 2025 | 0.0001967 | 65.8407 | 0.012951 | 2025 | Mitigation | 0.95 | 45 | 0 | esc | 0.00097009 | 1.9082e-07 | 0.00097009 | 1.9082e-07 | 0.0028115 | 3.8099e-10 | 0.0093813 | 8.6874e-08
[120 empty] | 7.3.3.17.5 (Remote Grid) Updates to grid topology to minimize risk of ignition in HFTDs Remote GridWLDFREquipment / facility failureAggregated | WLDFR | HFTD - Distribution - Tier 3 - 1QU CoRE ¦ 5QU LoRE | Non-Red Flag Warning - Small Fires | Equipment / facility failure | Aggregated | 2026 | 0.0001967 | 65.8407 | 0.012951 | 2026 | Mitigation | 0.95 | 45 | 0 | esc | 0.00097009 | 1.9082e-07 | 0.00097009 | 1.9082e-07 | 0.0028115 | 3.8099e-10 | 0.0093813 | 8.6874e-08
[120 empty] | 7.3.3.17.5 (Remote Grid) Updates to grid topology to minimize risk of ignition in HFTDs Remote GridWLDFREquipment / facility failureAggregated | WLDFR | HFTD - Distribution - Tier 3 - 1QU CoRE ¦ 5QU LoRE | Non-Red Flag Warning - Small Fires | Equipment / facility failure | Aggregated | 2027 | 0.0001967 | 65.8407 | 0.012951 | 2027 | Mitigation | 0.95 | 45 | 0 | esc | 0.00097009 | 1.9082e-07 | 0.00097009 | 1.9082e-07 | 0.0028115 | 3.8099e-10 | 0.0093813 | 8.6874e-08
[120 empty] | 7.3.3.17.5 (Remote Grid) Updates to grid topology to minimize risk of ignition in HFTDs Remote GridWLDFREquipment / facility failureAggregated | WLDFR | HFTD - Distribution - Tier 3 - 1QU CoRE ¦ 5QU LoRE | Non-Red Flag Warning - Small Fires | Equipment / facility failure | Aggregated | 2028 | 0.0001967 | 65.8407 | 0.012951 | 2028 | Mitigation | 0.95 | 45 | 0 | esc | 0.00097009 | 1.9082e-07 | 0.00097009 | 1.9082e-07 | 0.0028115 | 3.8099e-10 | 0.0093813 | 8.6874e-08
[120 empty] | 7.3.3.17.5 (Remote Grid) Updates to grid topology to minimize risk of ignition in HFTDs Remote GridWLDFREquipment / facility failureAggregated | WLDFR | HFTD - Distribution - Tier 3 - 1QU CoRE ¦ 5QU LoRE | Non-Red Flag Warning - Small Fires | Equipment / facility failure | Aggregated | 2029 | 0.0001967 | 65.8407 | 0.012951 | 2029 | Mitigation | 0.95 | 45 | 0 | esc | 0.00097009 | 1.9082e-07 | 0.00097009 | 1.9082e-07 | 0.0028115 | 3.8099e-10 | 0.0093813 | 8.6874e-08
[120 empty] | 7.3.3.17.5 (Remote Grid) Updates to grid topology to minimize risk of ignition in HFTDs Remote GridWLDFREquipment / facility failureAggregated | WLDFR | HFTD - Distribution - Tier 3 - 1QU CoRE ¦ 5QU LoRE | Non-Red Flag Warning - Small Fires | Equipment / facility failure | Aggregated | 2030 | 0.0001967 | 65.8407 | 0.012951 | 2030 | Mitigation | 0.95 | 45 | 0 | esc | 0.00097009 | 1.9082e-07 | 0.00097009 | 1.9082e-07 | 0.0028115 | 3.8099e-10 | 0 | 0
[120 empty] | 7.3.3.17.5 (Remote Grid) Updates to grid topology to minimize risk of ignition in HFTDs Remote GridWLDFREquipment / facility failureAggregated | WLDFR | HFTD - Distribution - Tier 3 - 1QU CoRE ¦ 5QU LoRE | Non-Red Flag Warning - Small Fires | Equipment / facility failure | Aggregated | 2031 | 0.0001967 | 65.8407 | 0.012951 | 2031 | Mitigation | 0.95 | 45 | 0 | esc | 0.00097009 | 1.9082e-07 | 0.00097009 | 1.9082e-07 | 0.0028115 | 3.8099e-10 | 0 | 0
[120 empty] | 7.3.3.17.5 (Remote Grid) Updates to grid topology to minimize risk of ignition in HFTDs Remote GridWLDFREquipment / facility failureAggregated | WLDFR | HFTD - Distribution - Tier 3 - 1QU CoRE ¦ 5QU LoRE | Non-Red Flag Warning - Small Fires | Equipment / facility failure | Aggregated | 2032 | 0.0001967 | 65.8407 | 0.012951 | 2032 | Mitigation | 0.95 | 45 | 0 | esc | 0.00097009 | 1.9082e-07 | 0.00097009 | 1.9082e-07 | 0.0028115 | 3.8099e-10 | 0.014004 | 3.0038e-08
[120 empty] | 7.3.3.17.5 (Remote Grid) Updates to grid topology to minimize risk of ignition in HFTDs Remote GridWLDFREquipment / facility failureAggregated | WLDFR | HFTD - Distribution - Tier 3 - 1QU CoRE ¦ 5QU LoRE | Non-Red Flag Warning - Small Fires | Equipment / facility failure | Aggregated | 2033 | 0.0001967 | 65.8407 | 0.012951 | 2033 | Mitigation | 0.95 | 45 | 0 | esc | 0.00097009 | 1.9082e-07 | 0.00097009 | 1.9082e-07 | 0.0028115 | 3.8099e-10 | 0.014004 | 3.0038e-08
[120 empty] | 7.3.3.17.5 (Remote Grid) Updates to grid topology to minimize risk of ignition in HFTDs Remote GridWLDFREquipment / facility failureAggregated | WLDFR | HFTD - Distribution - Tier 3 - 1QU CoRE ¦ 5QU LoRE | Non-Red Flag Warning - Small Fires | Equipment / facility failure | Aggregated | 2034 | 0.0001967 | 65.8407 | 0.012951 | 2034 | Mitigation | 0.95 | 45 | 0 | esc | 0.00097009 | 1.9082e-07 | 0.00097009 | 1.9082e-07 | 0.0028115 | 3.8099e-10 | 0.014004 | 3.0038e-08
[120 empty] | 7.3.3.17.5 (Remote Grid) Updates to grid topology to minimize risk of ignition in HFTDs Remote GridWLDFREquipment / facility failureAggregated | WLDFR | HFTD - Distribution - Tier 3 - 1QU CoRE ¦ 5QU LoRE | Non-Red Flag Warning - Small Fires | Equipment / facility failure | Aggregated | 2035 | 0.0001967 | 65.8407 | 0.012951 | 2035 | Mitigation | 0.95 | 45 | 0 | esc | 0.00097009 | 1.9082e-07 | 0.00097009 | 1.9082e-07 | 0.0028115 | 3.8099e-10 | 0.014004 | 3.0038e-08
[120 empty] | 7.3.3.17.5 (Remote Grid) Updates to grid topology to minimize risk of ignition in HFTDs Remote GridWLDFREquipment / facility failureAggregated | WLDFR | HFTD - Distribution - Tier 3 - 1QU CoRE ¦ 5QU LoRE | Non-Red Flag Warning - Small Fires | Equipment / facility failure | Aggregated | 2036 | 0.0001967 | 65.8407 | 0.012951 | 2036 | Mitigation | 0.95 | 45 | 0 | esc | 0.00097009 | 1.9082e-07 | 0.00097009 | 1.9082e-07 | 0 | 0 | 0.014004 | 3.0038e-08
[120 empty] | 7.3.3.17.5 (Remote Grid) Updates to grid topology to minimize risk of ignition in HFTDs Remote GridWLDFREquipment / facility failureAggregated | WLDFR | HFTD - Distribution - Tier 3 - 1QU CoRE ¦ 5QU LoRE | Non-Red Flag Warning - Small Fires | Equipment / facility failure | Aggregated | 2037 | 0.0001967 | 65.8407 | 0.012951 | 2037 | Mitigation | 0.95 | 45 | 0 | esc | 0.00097009 | 1.9082e-07 | 0.00097009 | 1.9082e-07 | 0.0028115 | 2.4972e-10 | 0.014004 | 3.0038e-08
[120 empty] | 7.3.3.17.5 (Remote Grid) Updates to grid topology to minimize risk of ignition in HFTDs Remote GridWLDFREquipment / facility failureAggregated | WLDFR | HFTD - Distribution - Tier 3 - 1QU CoRE ¦ 5QU LoRE | Non-Red Flag Warning - Small Fires | Equipment / facility failure | Aggregated | 2038 | 0.0001967 | 65.8407 | 0.012951 | 2038 | Mitigation | 0.95 | 45 | 0 | esc | 0.00097009 | 1.9082e-07 | 0.00097009 | 1.9082e-07 | 0.0028115 | 2.4972e-10 | 0.014004 | 3.0038e-08
[120 empty] | 7.3.3.17.5 (Remote Grid) Updates to grid topology to minimize risk of ignition in HFTDs Remote GridWLDFREquipment / facility failureAggregated | WLDFR | HFTD - Distribution - Tier 3 - 1QU CoRE ¦ 5QU LoRE | Non-Red Flag Warning - Small Fires | Equipment / facility failure | Aggregated | 2039 | 0.0001967 | 65.8407 | 0.012951 | 2039 | Mitigation | 0.95 | 45 | 0 | esc | 0.00097009 | 1.9082e-07 | 0.00097009 | 1.9082e-07 | 0.0028115 | 2.4972e-10 | 0.014004 | 3.0038e-08
[120 empty] | 7.3.3.17.5 (Remote Grid) Updates to grid topology to minimize risk of ignition in HFTDs Remote GridWLDFREquipment / facility failureAggregated | WLDFR | HFTD - Distribution - Tier 3 - 1QU CoRE ¦ 5QU LoRE | Non-Red Flag Warning - Small Fires | Equipment / facility failure | Aggregated | 2040 | 0.0001967 | 65.8407 | 0.012951 | 2040 | Mitigation | 0.95 | 45 | 0 | esc | 0.00097009 | 1.9082e-07 | 0.00097009 | 1.9082e-07 | 0.0028115 | 2.4972e-10 | 0.014004 | 3.0038e-08
[120 empty] | 7.3.3.17.5 (Remote Grid) Updates to grid topology to minimize risk of ignition in HFTDs Remote GridWLDFREquipment / facility failureAggregated | WLDFR | HFTD - Distribution - Tier 3 - 1QU CoRE ¦ 5QU LoRE | Non-Red Flag Warning - Small Fires | Equipment / facility failure | Aggregated | 2041 | 0.0001967 | 65.8407 | 0.012951 | 2041 | Mitigation | 0.95 | 45 | 0 | esc | 0.00097009 | 1.9082e-07 | 0.00097009 | 1.9082e-07 | 0.0028115 | 2.4972e-10 | 0.014004 | 3.0038e-08
[120 empty] | 7.3.3.17.5 (Remote Grid) Updates to grid topology to minimize risk of ignition in HFTDs Remote GridWLDFREquipment / facility failureAggregated | WLDFR | HFTD - Distribution - Tier 3 - 1QU CoRE ¦ 5QU LoRE | Non-Red Flag Warning - Small Fires | Equipment / facility failure | Aggregated | 2042 | 0.0001967 | 65.8407 | 0.012951 | 2042 | Mitigation | 0.95 | 45 | 0 | esc | 0.00097009 | 1.9082e-07 | 0.00097009 | 1.9082e-07 | 0.0028115 | 2.4972e-10 | 0.014004 | 3.0038e-08
[120 empty] | 7.3.3.17.5 (Remote Grid) Updates to grid topology to minimize risk of ignition in HFTDs Remote GridWLDFREquipment / facility failureAggregated | WLDFR | HFTD - Distribution - Tier 3 - 1QU CoRE ¦ 5QU LoRE | Non-Red Flag Warning - Small Fires | Equipment / facility failure | Aggregated | 2043 | 0.0001967 | 65.8407 | 0.012951 | 2043 | Mitigation | 0.95 | 45 | 0 | esc | 0.00097009 | 1.9082e-07 | 0.00097009 | 1.9082e-07 | 0.0028115 | 2.4972e-10 | 0.014004 | 3.0038e-08
[120 empty] | 7.3.3.17.5 (Remote Grid) Updates to grid topology to minimize risk of ignition in HFTDs Remote GridWLDFREquipment / facility failureAggregated | WLDFR | HFTD - Distribution - Tier 3 - 1QU CoRE ¦ 5QU LoRE | Non-Red Flag Warning - Small Fires | Equipment / facility failure | Aggregated | 2044 | 0.0001967 | 65.8407 | 0.012951 | 2044 | Mitigation | 0.95 | 45 | 0 | esc | 0.00097009 | 1.9082e-07 | 0.00097009 | 1.9082e-07 | 0.0028115 | 2.4972e-10 | 0.014004 | 3.0038e-08
[120 empty] | 7.3.3.17.5 (Remote Grid) Updates to grid topology to minimize risk of ignition in HFTDs Remote GridWLDFREquipment / facility failureAggregated | WLDFR | HFTD - Distribution - Tier 3 - 1QU CoRE ¦ 5QU LoRE | Non-Red Flag Warning - Small Fires | Equipment / facility failure | Aggregated | 2045 | 0.0001967 | 65.8407 | 0.012951 | 2045 | Mitigation | 0.95 | 45 | 0 | esc | 0.00097009 | 1.9082e-07 | 0.00097009 | 1.9082e-07 | 0.0028115 | 2.4972e-10 | 0.014004 | 3.0038e-08
[120 empty] | 7.3.3.17.5 (Remote Grid) Updates to grid topology to minimize risk of ignition in HFTDs Remote GridWLDFREquipment / facility failureAggregated | WLDFR | HFTD - Distribution - Tier 3 - 1QU CoRE ¦ 5QU LoRE | Non-Red Flag Warning - Small Fires | Equipment / facility failure | Aggregated | 2046 | 0.0001967 | 65.8407 | 0.012951 | 2046 | Mitigation | 0.95 | 45 | 0 | esc | 0.00097009 | 1.9082e-07 | 0.00097009 | 1.9082e-07 | 0.0028115 | 2.4972e-10 | 0.014004 | 3.0038e-08
[120 empty] | 7.3.3.17.5 (Remote Grid) Updates to grid topology to minimize risk of ignition in HFTDs Remote GridWLDFREquipment / facility failureAggregated | WLDFR | HFTD - Distribution - Tier 3 - 1QU CoRE ¦ 5QU LoRE | Non-Red Flag Warning - Small Fires | Equipment / facility failure | Aggregated | 2047 | 0.0001967 | 65.8407 | 0.012951 | 2047 | Mitigation | 0.95 | 45 | 0 | esc | 0.00097009 | 1.9082e-07 | 0.00097009 | 1.9082e-07 | 0.0028115 | 2.4972e-10 | 0.014004 | 3.0038e-08
[120 empty] | 7.3.3.17.5 (Remote Grid) Updates to grid topology to minimize risk of ignition in HFTDs Remote GridWLDFREquipment / facility failureAggregated | WLDFR | HFTD - Distribution - Tier 3 - 1QU CoRE ¦ 5QU LoRE | Non-Red Flag Warning - Small Fires | Equipment / facility failure | Aggregated | 2048 | 0.0001967 | 65.8407 | 0.012951 | 2048 | Mitigation | 0.95 | 45 | 0 | esc | 0.00097009 | 1.9082e-07 | 0.00097009 | 1.9082e-07 | 0.0028115 | 2.4972e-10 | 0.014004 | 3.0038e-08
[120 empty] | 7.3.3.17.5 (Remote Grid) Updates to grid topology to minimize risk of ignition in HFTDs Remote GridWLDFREquipment / facility failureAggregated | WLDFR | HFTD - Distribution - Tier 3 - 1QU CoRE ¦ 5QU LoRE | Non-Red Flag Warning - Small Fires | Equipment / facility failure | Aggregated | 2049 | 0.0001967 | 65.8407 | 0.012951 | 2049 | Mitigation | 0.95 | 45 | 0 | esc | 0.00097009 | 1.9082e-07 | 0.00097009 | 1.9082e-07 | 0.0028115 | 2.4972e-10 | 0.014004 | 3.0038e-08
[120 empty] | 7.3.3.17.5 (Remote Grid) Updates to grid topology to minimize risk of ignition in HFTDs Remote GridWLDFREquipment / facility failureAggregated | WLDFR | HFTD - Distribution - Tier 3 - 1QU CoRE ¦ 5QU LoRE | Non-Red Flag Warning - Small Fires | Equipment / facility failure | Aggregated | 2050 | 0.0001967 | 65.8407 | 0.012951 | 2050 | Mitigation | 0.95 | 45 | 0 | esc | 0.00097009 | 1.9082e-07 | 0.00097009 | 1.9082e-07 | 0.0028115 | 2.4972e-10 | 0.014004 | 3.0038e-08
[120 empty] | 7.3.3.17.5 (Remote Grid) Updates to grid topology to minimize risk of ignition in HFTDs Remote GridWLDFREquipment / facility failureAggregated | WLDFR | HFTD - Distribution - Tier 3 - 1QU CoRE ¦ 5QU LoRE | Non-Red Flag Warning - Small Fires | Equipment / facility failure | Aggregated | 2051 | 0.0001967 | 65.8407 | 0.012951 | 2051 | Mitigation | 0.95 | 45 | 0 | esc | 0.00097009 | 1.9082e-07 | 0.00097009 | 1.9082e-07 | 0.0028115 | 2.4972e-10 | 0.014004 | 3.0038e-08
[120 empty] | 7.3.3.17.5 (Remote Grid) Updates to grid topology to minimize risk of ignition in HFTDs Remote GridWLDFREquipment / facility failureAggregated | WLDFR | HFTD - Distribution - Tier 3 - 1QU CoRE ¦ 5QU LoRE | Non-Red Flag Warning - Small Fires | Equipment / facility failure | Aggregated | 2052 | 0.0001967 | 65.8407 | 0.012951 | 2052 | Mitigation | 0.95 | 45 | 0 | esc | 0.00097009 | 1.9082e-07 | 0.00097009 | 1.9082e-07 | 0.0028115 | 2.4972e-10 | 0.014004 | 3.0038e-08
[120 empty] | 7.3.3.17.5 (Remote Grid) Updates to grid topology to minimize risk of ignition in HFTDs Remote GridWLDFREquipment / facility failureAggregated | WLDFR | HFTD - Distribution - Tier 3 - 1QU CoRE ¦ 5QU LoRE | Non-Red Flag Warning - Small Fires | Equipment / facility failure | Aggregated | 2053 | 0.0001967 | 65.8407 | 0.012951 | 2053 | Mitigation | 0.95 | 45 | 0 | esc | 0.00097009 | 1.9082e-07 | 0.00097009 | 1.9082e-07 | 0.0028115 | 2.4972e-10 | 0.014004 | 3.0038e-08
[120 empty] | 7.3.3.17.5 (Remote Grid) Updates to grid topology to minimize risk of ignition in HFTDs Remote GridWLDFREquipment / facility failureAggregated | WLDFR | HFTD - Distribution - Tier 3 - 1QU CoRE ¦ 5QU LoRE | Non-Red Flag Warning - Small Fires | Equipment / facility failure | Aggregated | 2054 | 0.0001967 | 65.8407 | 0.012951 | 2054 | Mitigation | 0.95 | 45 | 0 | esc | 0.00097009 | 1.9082e-07 | 0.00097009 | 1.9082e-07 | 0.0028115 | 2.4972e-10 | 0.014004 | 3.0038e-08
[120 empty] | 7.3.3.17.5 (Remote Grid) Updates to grid topology to minimize risk of ignition in HFTDs Remote GridWLDFREquipment / facility failureAggregated | WLDFR | HFTD - Distribution - Tier 3 - 1QU CoRE ¦ 5QU LoRE | Non-Red Flag Warning - Small Fires | Equipment / facility failure | Aggregated | 2055 | 0.0001967 | 65.8407 | 0.012951 | 2055 | Mitigation | 0.95 | 45 | 0 | esc | 0.00097009 | 1.9082e-07 | 0.00097009 | 1.9082e-07 | 0.0028115 | 2.4972e-10 | 0.014004 | 3.0038e-08
[120 empty] | 7.3.3.17.5 (Remote Grid) Updates to grid topology to minimize risk of ignition in HFTDs Remote GridWLDFREquipment / facility failureAggregated | WLDFR | HFTD - Distribution - Tier 3 - 1QU CoRE ¦ 5QU LoRE | Non-Red Flag Warning - Small Fires | Equipment / facility failure | Aggregated | 2056 | 0.0001967 | 65.8407 | 0.012951 | 2056 | Mitigation | 0.95 | 45 | 0 | esc | 0.00097009 | 1.9082e-07 | 0.00097009 | 1.9082e-07 | 0.0028115 | 2.4972e-10 | 0.014004 | 3.0038e-08
[120 empty] | 7.3.3.17.5 (Remote Grid) Updates to grid topology to minimize risk of ignition in HFTDs Remote GridWLDFREquipment / facility failureAggregated | WLDFR | HFTD - Distribution - Tier 3 - 1QU CoRE ¦ 5QU LoRE | Non-Red Flag Warning - Small Fires | Equipment / facility failure | Aggregated | 2057 | 0.0001967 | 65.8407 | 0.012951 | 2057 | Mitigation | 0.95 | 45 | 0 | esc | 0.00097009 | 1.9082e-07 | 0.00097009 | 1.9082e-07 | 0.0028115 | 2.4972e-10 | 0.014004 | 3.0038e-08
[120 empty] | 7.3.3.17.5 (Remote Grid) Updates to grid topology to minimize risk of ignition in HFTDs Remote GridWLDFREquipment / facility failureAggregated | WLDFR | HFTD - Distribution - Tier 3 - 1QU CoRE ¦ 5QU LoRE | Non-Red Flag Warning - Small Fires | Equipment / facility failure | Aggregated | 2058 | 0.0001967 | 65.8407 | 0.012951 | 2058 | Mitigation | 0.95 | 45 | 0 | esc | 0.00097009 | 1.9082e-07 | 0.00097009 | 1.9082e-07 | 0.0028115 | 2.4972e-10 | 0.014004 | 3.0038e-08
[120 empty] | 7.3.3.17.5 (Remote Grid) Updates to grid topology to minimize risk of ignition in HFTDs Remote GridWLDFREquipment / facility failureAggregated | WLDFR | HFTD - Distribution - Tier 3 - 1QU CoRE ¦ 5QU LoRE | Non-Red Flag Warning - Small Fires | Equipment / facility failure | Aggregated | 2059 | 0.0001967 | 65.8407 | 0.012951 | 2059 | Mitigation | 0.95 | 45 | 0 | esc | 0.00097009 | 1.9082e-07 | 0.00097009 | 1.9082e-07 | 0.0028115 | 2.4972e-10 | 0.014004 | 3.0038e-08
[120 empty] | 7.3.3.17.5 (Remote Grid) Updates to grid topology to minimize risk of ignition in HFTDs Remote GridWLDFREquipment / facility failureAggregated | WLDFR | HFTD - Distribution - Tier 3 - 1QU CoRE ¦ 5QU LoRE | Non-Red Flag Warning - Small Fires | Equipment / facility failure | Aggregated | 2060 | 0.0001967 | 65.8407 | 0.012951 | 2060 | Mitigation | 0.95 | 45 | 0 | esc | 0.00097009 | 1.9082e-07 | 0.00097009 | 1.9082e-07 | 0.0028115 | 2.4972e-10 | 0.014004 | 3.0038e-08
[120 empty] | 7.3.3.17.5 (Remote Grid) Updates to grid topology to minimize risk of ignition in HFTDs Remote GridWLDFREquipment / facility failureAggregated | WLDFR | HFTD - Distribution - Tier 3 - 1QU CoRE ¦ 5QU LoRE | Non-Red Flag Warning - Small Fires | Equipment / facility failure | Aggregated | 2061 | 0.0001967 | 65.8407 | 0.012951 | 2061 | Mitigation | 0.95 | 45 | 0 | esc | 0.00097009 | 1.9082e-07 | 0.00097009 | 1.9082e-07 | 0.0028115 | 2.4972e-10 | 0.014004 | 3.0038e-08
[120 empty] | 7.3.3.17.5 (Remote Grid) Updates to grid topology to minimize risk of ignition in HFTDs Remote GridWLDFREquipment / facility failureAggregated | WLDFR | HFTD - Distribution - Tier 3 - 1QU CoRE ¦ 5QU LoRE | Non-Red Flag Warning - Small Fires | Equipment / facility failure | Aggregated | 2062 | 0.0001967 | 65.8407 | 0.012951 | 2062 | Mitigation | 0.95 | 45 | 0 | esc | 0.00097009 | 1.9082e-07 | 0.00097009 | 1.9082e-07 | 0.0028115 | 2.4972e-10 | 0 | 0
[120 empty] | 7.3.3.17.5 (Remote Grid) Updates to grid topology to minimize risk of ignition in HFTDs Remote GridWLDFREquipment / facility failureAggregated | WLDFR | HFTD - Distribution - Tier 3 - 1QU CoRE ¦ 5QU LoRE | Non-Red Flag Warning - Small Fires | Equipment / facility failure | Aggregated | 2063 | 0.0001967 | 65.8407 | 0.012951 | 2063 | Mitigation | 0.95 | 45 | 0 | esc | 0.00097009 | 1.9082e-07 | 0.00097009 | 1.9082e-07 | 0.0028115 | 2.4972e-10 | 0 | 0
[120 empty] | 7.3.3.17.5 (Remote Grid) Updates to grid topology to minimize risk of ignition in HFTDs Remote GridWLDFREquipment / facility failureAggregated | WLDFR | HFTD - Distribution - Tier 3 - 1QU CoRE ¦ 5QU LoRE | Non-Red Flag Warning - Small Fires | Equipment / facility failure | Aggregated | 2064 | 0.0001967 | 65.8407 | 0.012951 | 2064 | Mitigation | 0.95 | 45 | 0 | esc | 0.00097009 | 1.9082e-07 | 0.00097009 | 1.9082e-07 | 0.0028115 | 2.4972e-10 | 0.012777 | 3.8487e-08
[120 empty] | 7.3.3.17.5 (Remote Grid) Updates to grid topology to minimize risk of ignition in HFTDs Remote GridWLDFREquipment / facility failureAggregated | WLDFR | HFTD - Distribution - Tier 3 - 1QU CoRE ¦ 5QU LoRE | Non-Red Flag Warning - Small Fires | Equipment / facility failure | Aggregated | 2065 | 0.0001967 | 65.8407 | 0.012951 | 2065 | Mitigation | 0.95 | 45 | 0 | esc | 0.00097009 | 1.9082e-07 | 0.00097009 | 1.9082e-07 | 0.0028115 | 2.4972e-10 | 0.012777 | 3.8487e-08
[120 empty] | 7.3.3.17.5 (Remote Grid) Updates to grid topology to minimize risk of ignition in HFTDs Remote GridWLDFREquipment / facility failureAggregated | WLDFR | HFTD - Distribution - Tier 3 - 1QU CoRE ¦ 5QU LoRE | Non-Red Flag Warning - Small Fires | Equipment / facility failure | Aggregated | 2066 | 0.0001967 | 65.8407 | 0.012951 | 2066 | Mitigation | 0.95 | 45 | 0 | esc | 0.00097009 | 1.9082e-07 | 0.00097009 | 1.9082e-07 | 0.0028115 | 2.4972e-10 | 0.012777 | 3.8487e-08
[120 empty] | 7.3.3.17.5 (Remote Grid) Updates to grid topology to minimize risk of ignition in HFTDs Remote GridWLDFREquipment / facility failureAggregated | WLDFR | HFTD - Distribution - Tier 3 - 1QU CoRE ¦ 5QU LoRE | Non-Red Flag Warning - Small Fires | Equipment / facility failure | Aggregated | 2067 | 0.0001967 | 65.8407 | 0.012951 | 2067 | Mitigation | 0.95 | 45 | 0 | esc | 0 | 0 | 0.00097009 | 1.9082e-07 | 0.0028115 | 2.4972e-10 | 0.012777 | 3.8487e-08
[120 empty] | 7.3.3.17.5 (Remote Grid) Updates to grid topology to minimize risk of ignition in HFTDs Remote GridWLDFRVegetation ContactAggregated | WLDFR | HFTD - Distribution - Tier 3 - 1QU CoRE ¦ 5QU LoRE | Non-Red Flag Warning - Small Fires | Vegetation Contact | Aggregated | 2022 | 0.0017752 | 65.8407 | 0.11688 | 2022 | Mitigation | 0.95 | 45 | 0 | esc | 0.00097009 | 1.7221e-06 | 0 | 0 | 0.0028115 | 2.4972e-10 | 0.012777 | 3.8487e-08
[120 empty] | 7.3.3.17.5 (Remote Grid) Updates to grid topology to minimize risk of ignition in HFTDs Remote GridWLDFRVegetation ContactAggregated | WLDFR | HFTD - Distribution - Tier 3 - 1QU CoRE ¦ 5QU LoRE | Non-Red Flag Warning - Small Fires | Vegetation Contact | Aggregated | 2023 | 0.0017752 | 65.8407 | 0.11688 | 2023 | Mitigation | 0.95 | 45 | 0 | esc | 0.00097009 | 1.7221e-06 | 0.00097009 | 1.7221e-06 | 0.0028115 | 2.4972e-10 | 0.012777 | 3.8487e-08
[120 empty] | 7.3.3.17.5 (Remote Grid) Updates to grid topology to minimize risk of ignition in HFTDs Remote GridWLDFRVegetation ContactAggregated | WLDFR | HFTD - Distribution - Tier 3 - 1QU CoRE ¦ 5QU LoRE | Non-Red Flag Warning - Small Fires | Vegetation Contact | Aggregated | 2024 | 0.0017752 | 65.8407 | 0.11688 | 2024 | Mitigation | 0.95 | 45 | 0 | esc | 0.00097009 | 1.7221e-06 | 0.00097009 | 1.7221e-06 | 0.0028115 | 2.4972e-10 | 0.012777 | 3.8487e-08
[120 empty] | 7.3.3.17.5 (Remote Grid) Updates to grid topology to minimize risk of ignition in HFTDs Remote GridWLDFRVegetation ContactAggregated | WLDFR | HFTD - Distribution - Tier 3 - 1QU CoRE ¦ 5QU LoRE | Non-Red Flag Warning - Small Fires | Vegetation Contact | Aggregated | 2025 | 0.0017752 | 65.8407 | 0.11688 | 2025 | Mitigation | 0.95 | 45 | 0 | esc | 0.00097009 | 1.7221e-06 | 0.00097009 | 1.7221e-06 | 0.0028115 | 2.4972e-10 | 0.012777 | 3.8487e-08
[120 empty] | 7.3.3.17.5 (Remote Grid) Updates to grid topology to minimize risk of ignition in HFTDs Remote GridWLDFRVegetation ContactAggregated | WLDFR | HFTD - Distribution - Tier 3 - 1QU CoRE ¦ 5QU LoRE | Non-Red Flag Warning - Small Fires | Vegetation Contact | Aggregated | 2026 | 0.0017752 | 65.8407 | 0.11688 | 2026 | Mitigation | 0.95 | 45 | 0 | esc | 0.00097009 | 1.7221e-06 | 0.00097009 | 1.7221e-06 | 0.0028115 | 2.4972e-10 | 0.012777 | 3.8487e-08
[120 empty] | 7.3.3.17.5 (Remote Grid) Updates to grid topology to minimize risk of ignition in HFTDs Remote GridWLDFRVegetation ContactAggregated | WLDFR | HFTD - Distribution - Tier 3 - 1QU CoRE ¦ 5QU LoRE | Non-Red Flag Warning - Small Fires | Vegetation Contact | Aggregated | 2027 | 0.0017752 | 65.8407 | 0.11688 | 2027 | Mitigation | 0.95 | 45 | 0 | esc | 0.00097009 | 1.7221e-06 | 0.00097009 | 1.7221e-06 | 0.0028115 | 2.4972e-10 | 0.012777 | 3.8487e-08
[120 empty] | 7.3.3.17.5 (Remote Grid) Updates to grid topology to minimize risk of ignition in HFTDs Remote GridWLDFRVegetation ContactAggregated | WLDFR | HFTD - Distribution - Tier 3 - 1QU CoRE ¦ 5QU LoRE | Non-Red Flag Warning - Small Fires | Vegetation Contact | Aggregated | 2028 | 0.0017752 | 65.8407 | 0.11688 | 2028 | Mitigation | 0.95 | 45 | 0 | esc | 0.00097009 | 1.7221e-06 | 0.00097009 | 1.7221e-06 | 0.0028115 | 2.4972e-10 | 0.012777 | 3.8487e-08
[120 empty] | 7.3.3.17.5 (Remote Grid) Updates to grid topology to minimize risk of ignition in HFTDs Remote GridWLDFRVegetation ContactAggregated | WLDFR | HFTD - Distribution - Tier 3 - 1QU CoRE ¦ 5QU LoRE | Non-Red Flag Warning - Small Fires | Vegetation Contact | Aggregated | 2029 | 0.0017752 | 65.8407 | 0.11688 | 2029 | Mitigation | 0.95 | 45 | 0 | esc | 0.00097009 | 1.7221e-06 | 0.00097009 | 1.7221e-06 | 0.0028115 | 2.4972e-10 | 0.012777 | 3.8487e-08
[120 empty] | 7.3.3.17.5 (Remote Grid) Updates to grid topology to minimize risk of ignition in HFTDs Remote GridWLDFRVegetation ContactAggregated | WLDFR | HFTD - Distribution - Tier 3 - 1QU CoRE ¦ 5QU LoRE | Non-Red Flag Warning - Small Fires | Vegetation Contact | Aggregated | 2030 | 0.0017752 | 65.8407 | 0.11688 | 2030 | Mitigation | 0.95 | 45 | 0 | esc | 0.00097009 | 1.7221e-06 | 0.00097009 | 1.7221e-06 | 0.0028115 | 2.4972e-10 | 0.012777 | 3.8487e-08
[120 empty] | 7.3.3.17.5 (Remote Grid) Updates to grid topology to minimize risk of ignition in HFTDs Remote GridWLDFRVegetation ContactAggregated | WLDFR | HFTD - Distribution - Tier 3 - 1QU CoRE ¦ 5QU LoRE | Non-Red Flag Warning - Small Fires | Vegetation Contact | Aggregated | 2031 | 0.0017752 | 65.8407 | 0.11688 | 2031 | Mitigation | 0.95 | 45 | 0 | esc | 0.00097009 | 1.7221e-06 | 0.00097009 | 1.7221e-06 | 0.0028115 | 2.4972e-10 | 0.012777 | 3.8487e-08
[120 empty] | 7.3.3.17.5 (Remote Grid) Updates to grid topology to minimize risk of ignition in HFTDs Remote GridWLDFRVegetation ContactAggregated | WLDFR | HFTD - Distribution - Tier 3 - 1QU CoRE ¦ 5QU LoRE | Non-Red Flag Warning - Small Fires | Vegetation Contact | Aggregated | 2032 | 0.0017752 | 65.8407 | 0.11688 | 2032 | Mitigation | 0.95 | 45 | 0 | esc | 0.00097009 | 1.7221e-06 | 0.00097009 | 1.7221e-06 | 0.0028115 | 2.4972e-10 | 0.012777 | 3.8487e-08
[120 empty] | 7.3.3.17.5 (Remote Grid) Updates to grid topology to minimize risk of ignition in HFTDs Remote GridWLDFRVegetation ContactAggregated | WLDFR | HFTD - Distribution - Tier 3 - 1QU CoRE ¦ 5QU LoRE | Non-Red Flag Warning - Small Fires | Vegetation Contact | Aggregated | 2033 | 0.0017752 | 65.8407 | 0.11688 | 2033 | Mitigation | 0.95 | 45 | 0 | esc | 0.00097009 | 1.7221e-06 | 0.00097009 | 1.7221e-06 | 0.0028115 | 2.4972e-10 | 0.012777 | 3.8487e-08
[120 empty] | 7.3.3.17.5 (Remote Grid) Updates to grid topology to minimize risk of ignition in HFTDs Remote GridWLDFRVegetation ContactAggregated | WLDFR | HFTD - Distribution - Tier 3 - 1QU CoRE ¦ 5QU LoRE | Non-Red Flag Warning - Small Fires | Vegetation Contact | Aggregated | 2034 | 0.0017752 | 65.8407 | 0.11688 | 2034 | Mitigation | 0.95 | 45 | 0 | esc | 0.00097009 | 1.7221e-06 | 0.00097009 | 1.7221e-06 | 0.0028115 | 2.4972e-10 | 0.012777 | 3.8487e-08
[120 empty] | 7.3.3.17.5 (Remote Grid) Updates to grid topology to minimize risk of ignition in HFTDs Remote GridWLDFRVegetation ContactAggregated | WLDFR | HFTD - Distribution - Tier 3 - 1QU CoRE ¦ 5QU LoRE | Non-Red Flag Warning - Small Fires | Vegetation Contact | Aggregated | 2035 | 0.0017752 | 65.8407 | 0.11688 | 2035 | Mitigation | 0.95 | 45 | 0 | esc | 0.00097009 | 1.7221e-06 | 0.00097009 | 1.7221e-06 | 0.0028115 | 2.4972e-10 | 0.012777 | 3.8487e-08
[120 empty] | 7.3.3.17.5 (Remote Grid) Updates to grid topology to minimize risk of ignition in HFTDs Remote GridWLDFRVegetation ContactAggregated | WLDFR | HFTD - Distribution - Tier 3 - 1QU CoRE ¦ 5QU LoRE | Non-Red Flag Warning - Small Fires | Vegetation Contact | Aggregated | 2036 | 0.0017752 | 65.8407 | 0.11688 | 2036 | Mitigation | 0.95 | 45 | 0 | esc | 0.00097009 | 1.7221e-06 | 0.00097009 | 1.7221e-06 | 0.0028115 | 2.4972e-10 | 0.012777 | 3.8487e-08
[120 empty] | 7.3.3.17.5 (Remote Grid) Updates to grid topology to minimize risk of ignition in HFTDs Remote GridWLDFRVegetation ContactAggregated | WLDFR | HFTD - Distribution - Tier 3 - 1QU CoRE ¦ 5QU LoRE | Non-Red Flag Warning - Small Fires | Vegetation Contact | Aggregated | 2037 | 0.0017752 | 65.8407 | 0.11688 | 2037 | Mitigation | 0.95 | 45 | 0 | esc | 0.00097009 | 1.7221e-06 | 0.00097009 | 1.7221e-06 | 0.0028115 | 2.4972e-10 | 0.012777 | 3.8487e-08
[120 empty] | 7.3.3.17.5 (Remote Grid) Updates to grid topology to minimize risk of ignition in HFTDs Remote GridWLDFRVegetation ContactAggregated | WLDFR | HFTD - Distribution - Tier 3 - 1QU CoRE ¦ 5QU LoRE | Non-Red Flag Warning - Small Fires | Vegetation Contact | Aggregated | 2038 | 0.0017752 | 65.8407 | 0.11688 | 2038 | Mitigation | 0.95 | 45 | 0 | esc | 0.00097009 | 1.7221e-06 | 0.00097009 | 1.7221e-06 | 0.0028115 | 2.4972e-10 | 0.012777 | 3.8487e-08
[120 empty] | 7.3.3.17.5 (Remote Grid) Updates to grid topology to minimize risk of ignition in HFTDs Remote GridWLDFRVegetation ContactAggregated | WLDFR | HFTD - Distribution - Tier 3 - 1QU CoRE ¦ 5QU LoRE | Non-Red Flag Warning - Small Fires | Vegetation Contact | Aggregated | 2039 | 0.0017752 | 65.8407 | 0.11688 | 2039 | Mitigation | 0.95 | 45 | 0 | esc | 0.00097009 | 1.7221e-06 | 0.00097009 | 1.7221e-06 | 0.0028115 | 2.4972e-10 | 0.012777 | 3.8487e-08
[120 empty] | 7.3.3.17.5 (Remote Grid) Updates to grid topology to minimize risk of ignition in HFTDs Remote GridWLDFRVegetation ContactAggregated | WLDFR | HFTD - Distribution - Tier 3 - 1QU CoRE ¦ 5QU LoRE | Non-Red Flag Warning - Small Fires | Vegetation Contact | Aggregated | 2040 | 0.0017752 | 65.8407 | 0.11688 | 2040 | Mitigation | 0.95 | 45 | 0 | esc | 0.00097009 | 1.7221e-06 | 0.00097009 | 1.7221e-06 | 0 | 0 | 0.012777 | 3.8487e-08
[120 empty] | 7.3.3.17.5 (Remote Grid) Updates to grid topology to minimize risk of ignition in HFTDs Remote GridWLDFRVegetation ContactAggregated | WLDFR | HFTD - Distribution - Tier 3 - 1QU CoRE ¦ 5QU LoRE | Non-Red Flag Warning - Small Fires | Vegetation Contact | Aggregated | 2041 | 0.0017752 | 65.8407 | 0.11688 | 2041 | Mitigation | 0.95 | 45 | 0 | esc | 0.00097009 | 1.7221e-06 | 0.00097009 | 1.7221e-06 | 0.0028115 | 8.0432e-09 | 0.012777 | 3.8487e-08
[120 empty] | 7.3.3.17.5 (Remote Grid) Updates to grid topology to minimize risk of ignition in HFTDs Remote GridWLDFRVegetation ContactAggregated | WLDFR | HFTD - Distribution - Tier 3 - 1QU CoRE ¦ 5QU LoRE | Non-Red Flag Warning - Small Fires | Vegetation Contact | Aggregated | 2042 | 0.0017752 | 65.8407 | 0.11688 | 2042 | Mitigation | 0.95 | 45 | 0 | esc | 0.00097009 | 1.7221e-06 | 0.00097009 | 1.7221e-06 | 0.0028115 | 8.0432e-09 | 0.012777 | 3.8487e-08
[120 empty] | 7.3.3.17.5 (Remote Grid) Updates to grid topology to minimize risk of ignition in HFTDs Remote GridWLDFRVegetation ContactAggregated | WLDFR | HFTD - Distribution - Tier 3 - 1QU CoRE ¦ 5QU LoRE | Non-Red Flag Warning - Small Fires | Vegetation Contact | Aggregated | 2043 | 0.0017752 | 65.8407 | 0.11688 | 2043 | Mitigation | 0.95 | 45 | 0 | esc | 0.00097009 | 1.7221e-06 | 0.00097009 | 1.7221e-06 | 0.0028115 | 8.0432e-09 | 0.012777 | 3.8487e-08
[120 empty] | 7.3.3.17.5 (Remote Grid) Updates to grid topology to minimize risk of ignition in HFTDs Remote GridWLDFRVegetation ContactAggregated | WLDFR | HFTD - Distribution - Tier 3 - 1QU CoRE ¦ 5QU LoRE | Non-Red Flag Warning - Small Fires | Vegetation Contact | Aggregated | 2044 | 0.0017752 | 65.8407 | 0.11688 | 2044 | Mitigation | 0.95 | 45 | 0 | esc | 0.00097009 | 1.7221e-06 | 0.00097009 | 1.7221e-06 | 0.0028115 | 8.0432e-09 | 0.012777 | 3.8487e-08
[120 empty] | 7.3.3.17.5 (Remote Grid) Updates to grid topology to minimize risk of ignition in HFTDs Remote GridWLDFRVegetation ContactAggregated | WLDFR | HFTD - Distribution - Tier 3 - 1QU CoRE ¦ 5QU LoRE | Non-Red Flag Warning - Small Fires | Vegetation Contact | Aggregated | 2045 | 0.0017752 | 65.8407 | 0.11688 | 2045 | Mitigation | 0.95 | 45 | 0 | esc | 0.00097009 | 1.7221e-06 | 0.00097009 | 1.7221e-06 | 0.0028115 | 8.0432e-09 | 0.012777 | 3.8487e-08
[120 empty] | 7.3.3.17.5 (Remote Grid) Updates to grid topology to minimize risk of ignition in HFTDs Remote GridWLDFRVegetation ContactAggregated | WLDFR | HFTD - Distribution - Tier 3 - 1QU CoRE ¦ 5QU LoRE | Non-Red Flag Warning - Small Fires | Vegetation Contact | Aggregated | 2046 | 0.0017752 | 65.8407 | 0.11688 | 2046 | Mitigation | 0.95 | 45 | 0 | esc | 0.00097009 | 1.7221e-06 | 0.00097009 | 1.7221e-06 | 0.0028115 | 8.0432e-09 | 0.012777 | 3.8487e-08
[120 empty] | 7.3.3.17.5 (Remote Grid) Updates to grid topology to minimize risk of ignition in HFTDs Remote GridWLDFRVegetation ContactAggregated | WLDFR | HFTD - Distribution - Tier 3 - 1QU CoRE ¦ 5QU LoRE | Non-Red Flag Warning - Small Fires | Vegetation Contact | Aggregated | 2047 | 0.0017752 | 65.8407 | 0.11688 | 2047 | Mitigation | 0.95 | 45 | 0 | esc | 0.00097009 | 1.7221e-06 | 0.00097009 | 1.7221e-06 | 0.0028115 | 8.0432e-09 | 0.012777 | 3.8487e-08
[120 empty] | 7.3.3.17.5 (Remote Grid) Updates to grid topology to minimize risk of ignition in HFTDs Remote GridWLDFRVegetation ContactAggregated | WLDFR | HFTD - Distribution - Tier 3 - 1QU CoRE ¦ 5QU LoRE | Non-Red Flag Warning - Small Fires | Vegetation Contact | Aggregated | 2048 | 0.0017752 | 65.8407 | 0.11688 | 2048 | Mitigation | 0.95 | 45 | 0 | esc | 0.00097009 | 1.7221e-06 | 0.00097009 | 1.7221e-06 | 0.0028115 | 8.0432e-09 | 0 | 0
[120 empty] | 7.3.3.17.5 (Remote Grid) Updates to grid topology to minimize risk of ignition in HFTDs Remote GridWLDFRVegetation ContactAggregated | WLDFR | HFTD - Distribution - Tier 3 - 1QU CoRE ¦ 5QU LoRE | Non-Red Flag Warning - Small Fires | Vegetation Contact | Aggregated | 2049 | 0.0017752 | 65.8407 | 0.11688 | 2049 | Mitigation | 0.95 | 45 | 0 | esc | 0.00097009 | 1.7221e-06 | 0.00097009 | 1.7221e-06 | 0.0028115 | 8.0432e-09 | 0 | 0
[120 empty] | 7.3.3.17.5 (Remote Grid) Updates to grid topology to minimize risk of ignition in HFTDs Remote GridWLDFRVegetation ContactAggregated | WLDFR | HFTD - Distribution - Tier 3 - 1QU CoRE ¦ 5QU LoRE | Non-Red Flag Warning - Small Fires | Vegetation Contact | Aggregated | 2050 | 0.0017752 | 65.8407 | 0.11688 | 2050 | Mitigation | 0.95 | 45 | 0 | esc | 0.00097009 | 1.7221e-06 | 0.00097009 | 1.7221e-06 | 0.0028115 | 8.0432e-09 | 0.012705 | 3.0962e-08
[120 empty] | 7.3.3.17.5 (Remote Grid) Updates to grid topology to minimize risk of ignition in HFTDs Remote GridWLDFRVegetation ContactAggregated | WLDFR | HFTD - Distribution - Tier 3 - 1QU CoRE ¦ 5QU LoRE | Non-Red Flag Warning - Small Fires | Vegetation Contact | Aggregated | 2051 | 0.0017752 | 65.8407 | 0.11688 | 2051 | Mitigation | 0.95 | 45 | 0 | esc | 0.00097009 | 1.7221e-06 | 0.00097009 | 1.7221e-06 | 0.0028115 | 8.0432e-09 | 0.012705 | 3.0962e-08
[120 empty] | 7.3.3.17.5 (Remote Grid) Updates to grid topology to minimize risk of ignition in HFTDs Remote GridWLDFRVegetation ContactAggregated | WLDFR | HFTD - Distribution - Tier 3 - 1QU CoRE ¦ 5QU LoRE | Non-Red Flag Warning - Small Fires | Vegetation Contact | Aggregated | 2052 | 0.0017752 | 65.8407 | 0.11688 | 2052 | Mitigation | 0.95 | 45 | 0 | esc | 0.00097009 | 1.7221e-06 | 0.00097009 | 1.7221e-06 | 0.0028115 | 8.0432e-09 | 0.012705 | 3.0962e-08
[120 empty] | 7.3.3.17.5 (Remote Grid) Updates to grid topology to minimize risk of ignition in HFTDs Remote GridWLDFRVegetation ContactAggregated | WLDFR | HFTD - Distribution - Tier 3 - 1QU CoRE ¦ 5QU LoRE | Non-Red Flag Warning - Small Fires | Vegetation Contact | Aggregated | 2053 | 0.0017752 | 65.8407 | 0.11688 | 2053 | Mitigation | 0.95 | 45 | 0 | esc | 0.00097009 | 1.7221e-06 | 0.00097009 | 1.7221e-06 | 0.0028115 | 8.0432e-09 | 0.012705 | 3.0962e-08
[120 empty] | 7.3.3.17.5 (Remote Grid) Updates to grid topology to minimize risk of ignition in HFTDs Remote GridWLDFRVegetation ContactAggregated | WLDFR | HFTD - Distribution - Tier 3 - 1QU CoRE ¦ 5QU LoRE | Non-Red Flag Warning - Small Fires | Vegetation Contact | Aggregated | 2054 | 0.0017752 | 65.8407 | 0.11688 | 2054 | Mitigation | 0.95 | 45 | 0 | esc | 0.00097009 | 1.7221e-06 | 0.00097009 | 1.7221e-06 | 0.0028115 | 8.0432e-09 | 0.012705 | 3.0962e-08
[120 empty] | 7.3.3.17.5 (Remote Grid) Updates to grid topology to minimize risk of ignition in HFTDs Remote GridWLDFRVegetation ContactAggregated | WLDFR | HFTD - Distribution - Tier 3 - 1QU CoRE ¦ 5QU LoRE | Non-Red Flag Warning - Small Fires | Vegetation Contact | Aggregated | 2055 | 0.0017752 | 65.8407 | 0.11688 | 2055 | Mitigation | 0.95 | 45 | 0 | esc | 0.00097009 | 1.7221e-06 | 0.00097009 | 1.7221e-06 | 0.0028115 | 8.0432e-09 | 0.012705 | 3.0962e-08
[120 empty] | 7.3.3.17.5 (Remote Grid) Updates to grid topology to minimize risk of ignition in HFTDs Remote GridWLDFRVegetation ContactAggregated | WLDFR | HFTD - Distribution - Tier 3 - 1QU CoRE ¦ 5QU LoRE | Non-Red Flag Warning - Small Fires | Vegetation Contact | Aggregated | 2056 | 0.0017752 | 65.8407 | 0.11688 | 2056 | Mitigation | 0.95 | 45 | 0 | esc | 0.00097009 | 1.7221e-06 | 0.00097009 | 1.7221e-06 | 0.0028115 | 8.0432e-09 | 0.012705 | 3.0962e-08
[120 empty] | 7.3.3.17.5 (Remote Grid) Updates to grid topology to minimize risk of ignition in HFTDs Remote GridWLDFRVegetation ContactAggregated | WLDFR | HFTD - Distribution - Tier 3 - 1QU CoRE ¦ 5QU LoRE | Non-Red Flag Warning - Small Fires | Vegetation Contact | Aggregated | 2057 | 0.0017752 | 65.8407 | 0.11688 | 2057 | Mitigation | 0.95 | 45 | 0 | esc | 0.00097009 | 1.7221e-06 | 0.00097009 | 1.7221e-06 | 0.0028115 | 8.0432e-09 | 0.012705 | 3.0962e-08
[120 empty] | 7.3.3.17.5 (Remote Grid) Updates to grid topology to minimize risk of ignition in HFTDs Remote GridWLDFRVegetation ContactAggregated | WLDFR | HFTD - Distribution - Tier 3 - 1QU CoRE ¦ 5QU LoRE | Non-Red Flag Warning - Small Fires | Vegetation Contact | Aggregated | 2058 | 0.0017752 | 65.8407 | 0.11688 | 2058 | Mitigation | 0.95 | 45 | 0 | esc | 0.00097009 | 1.7221e-06 | 0.00097009 | 1.7221e-06 | 0.0028115 | 8.0432e-09 | 0.012705 | 3.0962e-08
[120 empty] | 7.3.3.17.5 (Remote Grid) Updates to grid topology to minimize risk of ignition in HFTDs Remote GridWLDFRVegetation ContactAggregated | WLDFR | HFTD - Distribution - Tier 3 - 1QU CoRE ¦ 5QU LoRE | Non-Red Flag Warning - Small Fires | Vegetation Contact | Aggregated | 2059 | 0.0017752 | 65.8407 | 0.11688 | 2059 | Mitigation | 0.95 | 45 | 0 | esc | 0.00097009 | 1.7221e-06 | 0.00097009 | 1.7221e-06 | 0.0028115 | 8.0432e-09 | 0.012705 | 3.0962e-08
[120 empty] | 7.3.3.17.5 (Remote Grid) Updates to grid topology to minimize risk of ignition in HFTDs Remote GridWLDFRVegetation ContactAggregated | WLDFR | HFTD - Distribution - Tier 3 - 1QU CoRE ¦ 5QU LoRE | Non-Red Flag Warning - Small Fires | Vegetation Contact | Aggregated | 2060 | 0.0017752 | 65.8407 | 0.11688 | 2060 | Mitigation | 0.95 | 45 | 0 | esc | 0.00097009 | 1.7221e-06 | 0.00097009 | 1.7221e-06 | 0.0028115 | 8.0432e-09 | 0.012705 | 3.0962e-08
[120 empty] | 7.3.3.17.5 (Remote Grid) Updates to grid topology to minimize risk of ignition in HFTDs Remote GridWLDFRVegetation ContactAggregated | WLDFR | HFTD - Distribution - Tier 3 - 1QU CoRE ¦ 5QU LoRE | Non-Red Flag Warning - Small Fires | Vegetation Contact | Aggregated | 2061 | 0.0017752 | 65.8407 | 0.11688 | 2061 | Mitigation | 0.95 | 45 | 0 | esc | 0.00097009 | 1.7221e-06 | 0.00097009 | 1.7221e-06 | 0.0028115 | 8.0432e-09 | 0.012705 | 3.0962e-08
[120 empty] | 7.3.3.17.5 (Remote Grid) Updates to grid topology to minimize risk of ignition in HFTDs Remote GridWLDFRVegetation ContactAggregated | WLDFR | HFTD - Distribution - Tier 3 - 1QU CoRE ¦ 5QU LoRE | Non-Red Flag Warning - Small Fires | Vegetation Contact | Aggregated | 2062 | 0.0017752 | 65.8407 | 0.11688 | 2062 | Mitigation | 0.95 | 45 | 0 | esc | 0.00097009 | 1.7221e-06 | 0.00097009 | 1.7221e-06 | 0.0028115 | 8.0432e-09 | 0.012705 | 3.0962e-08
[120 empty] | 7.3.3.17.5 (Remote Grid) Updates to grid topology to minimize risk of ignition in HFTDs Remote GridWLDFRVegetation ContactAggregated | WLDFR | HFTD - Distribution - Tier 3 - 1QU CoRE ¦ 5QU LoRE | Non-Red Flag Warning - Small Fires | Vegetation Contact | Aggregated | 2063 | 0.0017752 | 65.8407 | 0.11688 | 2063 | Mitigation | 0.95 | 45 | 0 | esc | 0.00097009 | 1.7221e-06 | 0.00097009 | 1.7221e-06 | 0.0028115 | 8.0432e-09 | 0.012705 | 3.0962e-08
[120 empty] | 7.3.3.17.5 (Remote Grid) Updates to grid topology to minimize risk of ignition in HFTDs Remote GridWLDFRVegetation ContactAggregated | WLDFR | HFTD - Distribution - Tier 3 - 1QU CoRE ¦ 5QU LoRE | Non-Red Flag Warning - Small Fires | Vegetation Contact | Aggregated | 2064 | 0.0017752 | 65.8407 | 0.11688 | 2064 | Mitigation | 0.95 | 45 | 0 | esc | 0.00097009 | 1.7221e-06 | 0.00097009 | 1.7221e-06 | 0.0028115 | 8.0432e-09 | 0.012705 | 3.0962e-08
[120 empty] | 7.3.3.17.5 (Remote Grid) Updates to grid topology to minimize risk of ignition in HFTDs Remote GridWLDFRVegetation ContactAggregated | WLDFR | HFTD - Distribution - Tier 3 - 1QU CoRE ¦ 5QU LoRE | Non-Red Flag Warning - Small Fires | Vegetation Contact | Aggregated | 2065 | 0.0017752 | 65.8407 | 0.11688 | 2065 | Mitigation | 0.95 | 45 | 0 | esc | 0.00097009 | 1.7221e-06 | 0.00097009 | 1.7221e-06 | 0.0028115 | 8.0432e-09 | 0.012705 | 3.0962e-08
[120 empty] | 7.3.3.17.5 (Remote Grid) Updates to grid topology to minimize risk of ignition in HFTDs Remote GridWLDFRVegetation ContactAggregated | WLDFR | HFTD - Distribution - Tier 3 - 1QU CoRE ¦ 5QU LoRE | Non-Red Flag Warning - Small Fires | Vegetation Contact | Aggregated | 2066 | 0.0017752 | 65.8407 | 0.11688 | 2066 | Mitigation | 0.95 | 45 | 0 | esc | 0.00097009 | 1.7221e-06 | 0.00097009 | 1.7221e-06 | 0.0028115 | 8.0432e-09 | 0.012705 | 3.0962e-08
[120 empty] | 7.3.3.17.5 (Remote Grid) Updates to grid topology to minimize risk of ignition in HFTDs Remote GridWLDFRVegetation ContactAggregated | WLDFR | HFTD - Distribution - Tier 3 - 1QU CoRE ¦ 5QU LoRE | Non-Red Flag Warning - Small Fires | Vegetation Contact | Aggregated | 2067 | 0.0017752 | 65.8407 | 0.11688 | 2067 | Mitigation | 0.95 | 45 | 0 | esc | 0 | 0 | 0.00097009 | 1.7221e-06 | 0.0028115 | 8.0432e-09 | 0.012705 | 3.0962e-08
[120 empty] | 7.3.3.17.5 (Remote Grid) Updates to grid topology to minimize risk of ignition in HFTDs Remote GridWLDFRWire-to-wire contactAggregated | WLDFR | HFTD - Distribution - Tier 3 - 1QU CoRE ¦ 5QU LoRE | Non-Red Flag Warning - Small Fires | Wire-to-wire contact | Aggregated | 2022 | 4.5215e-05 | 65.8407 | 0.002977 | 2022 | Mitigation | 0.95 | 45 | 0 | esc | 0.00097009 | 4.3863e-08 | 0 | 0 | 0.0028115 | 8.0432e-09 | 0.012705 | 3.0962e-08
[120 empty] | 7.3.3.17.5 (Remote Grid) Updates to grid topology to minimize risk of ignition in HFTDs Remote GridWLDFRWire-to-wire contactAggregated | WLDFR | HFTD - Distribution - Tier 3 - 1QU CoRE ¦ 5QU LoRE | Non-Red Flag Warning - Small Fires | Wire-to-wire contact | Aggregated | 2023 | 4.5215e-05 | 65.8407 | 0.002977 | 2023 | Mitigation | 0.95 | 45 | 0 | esc | 0.00097009 | 4.3863e-08 | 0.00097009 | 4.3863e-08 | 0.0028115 | 8.0432e-09 | 0.012705 | 3.0962e-08
[120 empty] | 7.3.3.17.5 (Remote Grid) Updates to grid topology to minimize risk of ignition in HFTDs Remote GridWLDFRWire-to-wire contactAggregated | WLDFR | HFTD - Distribution - Tier 3 - 1QU CoRE ¦ 5QU LoRE | Non-Red Flag Warning - Small Fires | Wire-to-wire contact | Aggregated | 2024 | 4.5215e-05 | 65.8407 | 0.002977 | 2024 | Mitigation | 0.95 | 45 | 0 | esc | 0.00097009 | 4.3863e-08 | 0.00097009 | 4.3863e-08 | 0.0028115 | 8.0432e-09 | 0.012705 | 3.0962e-08
[120 empty] | 7.3.3.17.5 (Remote Grid) Updates to grid topology to minimize risk of ignition in HFTDs Remote GridWLDFRWire-to-wire contactAggregated | WLDFR | HFTD - Distribution - Tier 3 - 1QU CoRE ¦ 5QU LoRE | Non-Red Flag Warning - Small Fires | Wire-to-wire contact | Aggregated | 2025 | 4.5215e-05 | 65.8407 | 0.002977 | 2025 | Mitigation | 0.95 | 45 | 0 | esc | 0.00097009 | 4.3863e-08 | 0.00097009 | 4.3863e-08 | 0.0028115 | 8.0432e-09 | 0.012705 | 3.0962e-08
[120 empty] | 7.3.3.17.5 (Remote Grid) Updates to grid topology to minimize risk of ignition in HFTDs Remote GridWLDFRWire-to-wire contactAggregated | WLDFR | HFTD - Distribution - Tier 3 - 1QU CoRE ¦ 5QU LoRE | Non-Red Flag Warning - Small Fires | Wire-to-wire contact | Aggregated | 2026 | 4.5215e-05 | 65.8407 | 0.002977 | 2026 | Mitigation | 0.95 | 45 | 0 | esc | 0.00097009 | 4.3863e-08 | 0.00097009 | 4.3863e-08 | 0.0028115 | 8.0432e-09 | 0.012705 | 3.0962e-08
[120 empty] | 7.3.3.17.5 (Remote Grid) Updates to grid topology to minimize risk of ignition in HFTDs Remote GridWLDFRWire-to-wire contactAggregated | WLDFR | HFTD - Distribution - Tier 3 - 1QU CoRE ¦ 5QU LoRE | Non-Red Flag Warning - Small Fires | Wire-to-wire contact | Aggregated | 2027 | 4.5215e-05 | 65.8407 | 0.002977 | 2027 | Mitigation | 0.95 | 45 | 0 | esc | 0.00097009 | 4.3863e-08 | 0.00097009 | 4.3863e-08 | 0.0028115 | 8.0432e-09 | 0.012705 | 3.0962e-08
[120 empty] | 7.3.3.17.5 (Remote Grid) Updates to grid topology to minimize risk of ignition in HFTDs Remote GridWLDFRWire-to-wire contactAggregated | WLDFR | HFTD - Distribution - Tier 3 - 1QU CoRE ¦ 5QU LoRE | Non-Red Flag Warning - Small Fires | Wire-to-wire contact | Aggregated | 2028 | 4.5215e-05 | 65.8407 | 0.002977 | 2028 | Mitigation | 0.95 | 45 | 0 | esc | 0.00097009 | 4.3863e-08 | 0.00097009 | 4.3863e-08 | 0.0028115 | 8.0432e-09 | 0.012705 | 3.0962e-08
[120 empty] | 7.3.3.17.5 (Remote Grid) Updates to grid topology to minimize risk of ignition in HFTDs Remote GridWLDFRWire-to-wire contactAggregated | WLDFR | HFTD - Distribution - Tier 3 - 1QU CoRE ¦ 5QU LoRE | Non-Red Flag Warning - Small Fires | Wire-to-wire contact | Aggregated | 2029 | 4.5215e-05 | 65.8407 | 0.002977 | 2029 | Mitigation | 0.95 | 45 | 0 | esc | 0.00097009 | 4.3863e-08 | 0.00097009 | 4.3863e-08 | 0.0028115 | 8.0432e-09 | 0.012705 | 3.0962e-08
[120 empty] | 7.3.3.17.5 (Remote Grid) Updates to grid topology to minimize risk of ignition in HFTDs Remote GridWLDFRWire-to-wire contactAggregated | WLDFR | HFTD - Distribution - Tier 3 - 1QU CoRE ¦ 5QU LoRE | Non-Red Flag Warning - Small Fires | Wire-to-wire contact | Aggregated | 2030 | 4.5215e-05 | 65.8407 | 0.002977 | 2030 | Mitigation | 0.95 | 45 | 0 | esc | 0.00097009 | 4.3863e-08 | 0.00097009 | 4.3863e-08 | 0.0028115 | 8.0432e-09 | 0.012705 | 3.0962e-08
[120 empty] | 7.3.3.17.5 (Remote Grid) Updates to grid topology to minimize risk of ignition in HFTDs Remote GridWLDFRWire-to-wire contactAggregated | WLDFR | HFTD - Distribution - Tier 3 - 1QU CoRE ¦ 5QU LoRE | Non-Red Flag Warning - Small Fires | Wire-to-wire contact | Aggregated | 2031 | 4.5215e-05 | 65.8407 | 0.002977 | 2031 | Mitigation | 0.95 | 45 | 0 | esc | 0.00097009 | 4.3863e-08 | 0.00097009 | 4.3863e-08 | 0.0028115 | 8.0432e-09 | 0.012705 | 3.0962e-08
[120 empty] | 7.3.3.17.5 (Remote Grid) Updates to grid topology to minimize risk of ignition in HFTDs Remote GridWLDFRWire-to-wire contactAggregated | WLDFR | HFTD - Distribution - Tier 3 - 1QU CoRE ¦ 5QU LoRE | Non-Red Flag Warning - Small Fires | Wire-to-wire contact | Aggregated | 2032 | 4.5215e-05 | 65.8407 | 0.002977 | 2032 | Mitigation | 0.95 | 45 | 0 | esc | 0.00097009 | 4.3863e-08 | 0.00097009 | 4.3863e-08 | 0.0028115 | 8.0432e-09 | 0.012705 | 3.0962e-08
[120 empty] | 7.3.3.17.5 (Remote Grid) Updates to grid topology to minimize risk of ignition in HFTDs Remote GridWLDFRWire-to-wire contactAggregated | WLDFR | HFTD - Distribution - Tier 3 - 1QU CoRE ¦ 5QU LoRE | Non-Red Flag Warning - Small Fires | Wire-to-wire contact | Aggregated | 2033 | 4.5215e-05 | 65.8407 | 0.002977 | 2033 | Mitigation | 0.95 | 45 | 0 | esc | 0.00097009 | 4.3863e-08 | 0.00097009 | 4.3863e-08 | 0.0028115 | 8.0432e-09 | 0.012705 | 3.0962e-08
[120 empty] | 7.3.3.17.5 (Remote Grid) Updates to grid topology to minimize risk of ignition in HFTDs Remote GridWLDFRWire-to-wire contactAggregated | WLDFR | HFTD - Distribution - Tier 3 - 1QU CoRE ¦ 5QU LoRE | Non-Red Flag Warning - Small Fires | Wire-to-wire contact | Aggregated | 2034 | 4.5215e-05 | 65.8407 | 0.002977 | 2034 | Mitigation | 0.95 | 45 | 0 | esc | 0.00097009 | 4.3863e-08 | 0.00097009 | 4.3863e-08 | 0.0028115 | 8.0432e-09 | 0 | 0
[120 empty] | 7.3.3.17.5 (Remote Grid) Updates to grid topology to minimize risk of ignition in HFTDs Remote GridWLDFRWire-to-wire contactAggregated | WLDFR | HFTD - Distribution - Tier 3 - 1QU CoRE ¦ 5QU LoRE | Non-Red Flag Warning - Small Fires | Wire-to-wire contact | Aggregated | 2035 | 4.5215e-05 | 65.8407 | 0.002977 | 2035 | Mitigation | 0.95 | 45 | 0 | esc | 0.00097009 | 4.3863e-08 | 0.00097009 | 4.3863e-08 | 0.0028115 | 8.0432e-09 | 0 | 0
[120 empty] | 7.3.3.17.5 (Remote Grid) Updates to grid topology to minimize risk of ignition in HFTDs Remote GridWLDFRWire-to-wire contactAggregated | WLDFR | HFTD - Distribution - Tier 3 - 1QU CoRE ¦ 5QU LoRE | Non-Red Flag Warning - Small Fires | Wire-to-wire contact | Aggregated | 2036 | 4.5215e-05 | 65.8407 | 0.002977 | 2036 | Mitigation | 0.95 | 45 | 0 | esc | 0.00097009 | 4.3863e-08 | 0.00097009 | 4.3863e-08 | 0.0028115 | 8.0432e-09 | 0.01662 | 2.3309e-09
[120 empty] | 7.3.3.17.5 (Remote Grid) Updates to grid topology to minimize risk of ignition in HFTDs Remote GridWLDFRWire-to-wire contactAggregated | WLDFR | HFTD - Distribution - Tier 3 - 1QU CoRE ¦ 5QU LoRE | Non-Red Flag Warning - Small Fires | Wire-to-wire contact | Aggregated | 2037 | 4.5215e-05 | 65.8407 | 0.002977 | 2037 | Mitigation | 0.95 | 45 | 0 | esc | 0.00097009 | 4.3863e-08 | 0.00097009 | 4.3863e-08 | 0.0028115 | 8.0432e-09 | 0.01662 | 2.3309e-09
[120 empty] | 7.3.3.17.5 (Remote Grid) Updates to grid topology to minimize risk of ignition in HFTDs Remote GridWLDFRWire-to-wire contactAggregated | WLDFR | HFTD - Distribution - Tier 3 - 1QU CoRE ¦ 5QU LoRE | Non-Red Flag Warning - Small Fires | Wire-to-wire contact | Aggregated | 2038 | 4.5215e-05 | 65.8407 | 0.002977 | 2038 | Mitigation | 0.95 | 45 | 0 | esc | 0.00097009 | 4.3863e-08 | 0.00097009 | 4.3863e-08 | 0.0028115 | 8.0432e-09 | 0.01662 | 2.3309e-09
[120 empty] | 7.3.3.17.5 (Remote Grid) Updates to grid topology to minimize risk of ignition in HFTDs Remote GridWLDFRWire-to-wire contactAggregated | WLDFR | HFTD - Distribution - Tier 3 - 1QU CoRE ¦ 5QU LoRE | Non-Red Flag Warning - Small Fires | Wire-to-wire contact | Aggregated | 2039 | 4.5215e-05 | 65.8407 | 0.002977 | 2039 | Mitigation | 0.95 | 45 | 0 | esc | 0.00097009 | 4.3863e-08 | 0.00097009 | 4.3863e-08 | 0.0028115 | 8.0432e-09 | 0.01662 | 2.3309e-09
[120 empty] | 7.3.3.17.5 (Remote Grid) Updates to grid topology to minimize risk of ignition in HFTDs Remote GridWLDFRWire-to-wire contactAggregated | WLDFR | HFTD - Distribution - Tier 3 - 1QU CoRE ¦ 5QU LoRE | Non-Red Flag Warning - Small Fires | Wire-to-wire contact | Aggregated | 2040 | 4.5215e-05 | 65.8407 | 0.002977 | 2040 | Mitigation | 0.95 | 45 | 0 | esc | 0.00097009 | 4.3863e-08 | 0.00097009 | 4.3863e-08 | 0.0028115 | 8.0432e-09 | 0.01662 | 2.3309e-09
[120 empty] | 7.3.3.17.5 (Remote Grid) Updates to grid topology to minimize risk of ignition in HFTDs Remote GridWLDFRWire-to-wire contactAggregated | WLDFR | HFTD - Distribution - Tier 3 - 1QU CoRE ¦ 5QU LoRE | Non-Red Flag Warning - Small Fires | Wire-to-wire contact | Aggregated | 2041 | 4.5215e-05 | 65.8407 | 0.002977 | 2041 | Mitigation | 0.95 | 45 | 0 | esc | 0.00097009 | 4.3863e-08 | 0.00097009 | 4.3863e-08 | 0.0028115 | 8.0432e-09 | 0.01662 | 2.3309e-09
[120 empty] | 7.3.3.17.5 (Remote Grid) Updates to grid topology to minimize risk of ignition in HFTDs Remote GridWLDFRWire-to-wire contactAggregated | WLDFR | HFTD - Distribution - Tier 3 - 1QU CoRE ¦ 5QU LoRE | Non-Red Flag Warning - Small Fires | Wire-to-wire contact | Aggregated | 2042 | 4.5215e-05 | 65.8407 | 0.002977 | 2042 | Mitigation | 0.95 | 45 | 0 | esc | 0.00097009 | 4.3863e-08 | 0.00097009 | 4.3863e-08 | 0.0028115 | 8.0432e-09 | 0.01662 | 2.3309e-09
[120 empty] | 7.3.3.17.5 (Remote Grid) Updates to grid topology to minimize risk of ignition in HFTDs Remote GridWLDFRWire-to-wire contactAggregated | WLDFR | HFTD - Distribution - Tier 3 - 1QU CoRE ¦ 5QU LoRE | Non-Red Flag Warning - Small Fires | Wire-to-wire contact | Aggregated | 2043 | 4.5215e-05 | 65.8407 | 0.002977 | 2043 | Mitigation | 0.95 | 45 | 0 | esc | 0.00097009 | 4.3863e-08 | 0.00097009 | 4.3863e-08 | 0.0028115 | 8.0432e-09 | 0.01662 | 2.3309e-09
[120 empty] | 7.3.3.17.5 (Remote Grid) Updates to grid topology to minimize risk of ignition in HFTDs Remote GridWLDFRWire-to-wire contactAggregated | WLDFR | HFTD - Distribution - Tier 3 - 1QU CoRE ¦ 5QU LoRE | Non-Red Flag Warning - Small Fires | Wire-to-wire contact | Aggregated | 2044 | 4.5215e-05 | 65.8407 | 0.002977 | 2044 | Mitigation | 0.95 | 45 | 0 | esc | 0.00097009 | 4.3863e-08 | 0.00097009 | 4.3863e-08 | 0 | 0 | 0.01662 | 2.3309e-09
[120 empty] | 7.3.3.17.5 (Remote Grid) Updates to grid topology to minimize risk of ignition in HFTDs Remote GridWLDFRWire-to-wire contactAggregated | WLDFR | HFTD - Distribution - Tier 3 - 1QU CoRE ¦ 5QU LoRE | Non-Red Flag Warning - Small Fires | Wire-to-wire contact | Aggregated | 2045 | 4.5215e-05 | 65.8407 | 0.002977 | 2045 | Mitigation | 0.95 | 45 | 0 | esc | 0.00097009 | 4.3863e-08 | 0.00097009 | 4.3863e-08 | 0.0028115 | 2.4835e-10 | 0.01662 | 2.3309e-09
[120 empty] | 7.3.3.17.5 (Remote Grid) Updates to grid topology to minimize risk of ignition in HFTDs Remote GridWLDFRWire-to-wire contactAggregated | WLDFR | HFTD - Distribution - Tier 3 - 1QU CoRE ¦ 5QU LoRE | Non-Red Flag Warning - Small Fires | Wire-to-wire contact | Aggregated | 2046 | 4.5215e-05 | 65.8407 | 0.002977 | 2046 | Mitigation | 0.95 | 45 | 0 | esc | 0.00097009 | 4.3863e-08 | 0.00097009 | 4.3863e-08 | 0.0028115 | 2.4835e-10 | 0.01662 | 2.3309e-09
[120 empty] | 7.3.3.17.5 (Remote Grid) Updates to grid topology to minimize risk of ignition in HFTDs Remote GridWLDFRWire-to-wire contactAggregated | WLDFR | HFTD - Distribution - Tier 3 - 1QU CoRE ¦ 5QU LoRE | Non-Red Flag Warning - Small Fires | Wire-to-wire contact | Aggregated | 2047 | 4.5215e-05 | 65.8407 | 0.002977 | 2047 | Mitigation | 0.95 | 45 | 0 | esc | 0.00097009 | 4.3863e-08 | 0.00097009 | 4.3863e-08 | 0.0028115 | 2.4835e-10 | 0.01662 | 2.3309e-09
[120 empty] | 7.3.3.17.5 (Remote Grid) Updates to grid topology to minimize risk of ignition in HFTDs Remote GridWLDFRWire-to-wire contactAggregated | WLDFR | HFTD - Distribution - Tier 3 - 1QU CoRE ¦ 5QU LoRE | Non-Red Flag Warning - Small Fires | Wire-to-wire contact | Aggregated | 2048 | 4.5215e-05 | 65.8407 | 0.002977 | 2048 | Mitigation | 0.95 | 45 | 0 | esc | 0.00097009 | 4.3863e-08 | 0.00097009 | 4.3863e-08 | 0.0028115 | 2.4835e-10 | 0.01662 | 2.3309e-09
[120 empty] | 7.3.3.17.5 (Remote Grid) Updates to grid topology to minimize risk of ignition in HFTDs Remote GridWLDFRWire-to-wire contactAggregated | WLDFR | HFTD - Distribution - Tier 3 - 1QU CoRE ¦ 5QU LoRE | Non-Red Flag Warning - Small Fires | Wire-to-wire contact | Aggregated | 2049 | 4.5215e-05 | 65.8407 | 0.002977 | 2049 | Mitigation | 0.95 | 45 | 0 | esc | 0.00097009 | 4.3863e-08 | 0.00097009 | 4.3863e-08 | 0.0028115 | 2.4835e-10 | 0.01662 | 2.3309e-09
[120 empty] | 7.3.3.17.5 (Remote Grid) Updates to grid topology to minimize risk of ignition in HFTDs Remote GridWLDFRWire-to-wire contactAggregated | WLDFR | HFTD - Distribution - Tier 3 - 1QU CoRE ¦ 5QU LoRE | Non-Red Flag Warning - Small Fires | Wire-to-wire contact | Aggregated | 2050 | 4.5215e-05 | 65.8407 | 0.002977 | 2050 | Mitigation | 0.95 | 45 | 0 | esc | 0.00097009 | 4.3863e-08 | 0.00097009 | 4.3863e-08 | 0.0028115 | 2.4835e-10 | 0.01662 | 2.3309e-09
[120 empty] | 7.3.3.17.5 (Remote Grid) Updates to grid topology to minimize risk of ignition in HFTDs Remote GridWLDFRWire-to-wire contactAggregated | WLDFR | HFTD - Distribution - Tier 3 - 1QU CoRE ¦ 5QU LoRE | Non-Red Flag Warning - Small Fires | Wire-to-wire contact | Aggregated | 2051 | 4.5215e-05 | 65.8407 | 0.002977 | 2051 | Mitigation | 0.95 | 45 | 0 | esc | 0.00097009 | 4.3863e-08 | 0.00097009 | 4.3863e-08 | 0.0028115 | 2.4835e-10 | 0.01662 | 2.3309e-09
[120 empty] | 7.3.3.17.5 (Remote Grid) Updates to grid topology to minimize risk of ignition in HFTDs Remote GridWLDFRWire-to-wire contactAggregated | WLDFR | HFTD - Distribution - Tier 3 - 1QU CoRE ¦ 5QU LoRE | Non-Red Flag Warning - Small Fires | Wire-to-wire contact | Aggregated | 2052 | 4.5215e-05 | 65.8407 | 0.002977 | 2052 | Mitigation | 0.95 | 45 | 0 | esc | 0.00097009 | 4.3863e-08 | 0.00097009 | 4.3863e-08 | 0.0028115 | 2.4835e-10 | 0.01662 | 2.3309e-09
[120 empty] | 7.3.3.17.5 (Remote Grid) Updates to grid topology to minimize risk of ignition in HFTDs Remote GridWLDFRWire-to-wire contactAggregated | WLDFR | HFTD - Distribution - Tier 3 - 1QU CoRE ¦ 5QU LoRE | Non-Red Flag Warning - Small Fires | Wire-to-wire contact | Aggregated | 2053 | 4.5215e-05 | 65.8407 | 0.002977 | 2053 | Mitigation | 0.95 | 45 | 0 | esc | 0.00097009 | 4.3863e-08 | 0.00097009 | 4.3863e-08 | 0.0028115 | 2.4835e-10 | 0.01662 | 2.3309e-09
[120 empty] | 7.3.3.17.5 (Remote Grid) Updates to grid topology to minimize risk of ignition in HFTDs Remote GridWLDFRWire-to-wire contactAggregated | WLDFR | HFTD - Distribution - Tier 3 - 1QU CoRE ¦ 5QU LoRE | Non-Red Flag Warning - Small Fires | Wire-to-wire contact | Aggregated | 2054 | 4.5215e-05 | 65.8407 | 0.002977 | 2054 | Mitigation | 0.95 | 45 | 0 | esc | 0.00097009 | 4.3863e-08 | 0.00097009 | 4.3863e-08 | 0.0028115 | 2.4835e-10 | 0.01662 | 2.3309e-09
[120 empty] | 7.3.3.17.5 (Remote Grid) Updates to grid topology to minimize risk of ignition in HFTDs Remote GridWLDFRWire-to-wire contactAggregated | WLDFR | HFTD - Distribution - Tier 3 - 1QU CoRE ¦ 5QU LoRE | Non-Red Flag Warning - Small Fires | Wire-to-wire contact | Aggregated | 2055 | 4.5215e-05 | 65.8407 | 0.002977 | 2055 | Mitigation | 0.95 | 45 | 0 | esc | 0.00097009 | 4.3863e-08 | 0.00097009 | 4.3863e-08 | 0.0028115 | 2.4835e-10 | 0.01662 | 2.3309e-09
[120 empty] | 7.3.3.17.5 (Remote Grid) Updates to grid topology to minimize risk of ignition in HFTDs Remote GridWLDFRWire-to-wire contactAggregated | WLDFR | HFTD - Distribution - Tier 3 - 1QU CoRE ¦ 5QU LoRE | Non-Red Flag Warning - Small Fires | Wire-to-wire contact | Aggregated | 2056 | 4.5215e-05 | 65.8407 | 0.002977 | 2056 | Mitigation | 0.95 | 45 | 0 | esc | 0.00097009 | 4.3863e-08 | 0.00097009 | 4.3863e-08 | 0.0028115 | 2.4835e-10 | 0.01662 | 2.3309e-09
[120 empty] | 7.3.3.17.5 (Remote Grid) Updates to grid topology to minimize risk of ignition in HFTDs Remote GridWLDFRWire-to-wire contactAggregated | WLDFR | HFTD - Distribution - Tier 3 - 1QU CoRE ¦ 5QU LoRE | Non-Red Flag Warning - Small Fires | Wire-to-wire contact | Aggregated | 2057 | 4.5215e-05 | 65.8407 | 0.002977 | 2057 | Mitigation | 0.95 | 45 | 0 | esc | 0.00097009 | 4.3863e-08 | 0.00097009 | 4.3863e-08 | 0.0028115 | 2.4835e-10 | 0.01662 | 2.3309e-09
[120 empty] | 7.3.3.17.5 (Remote Grid) Updates to grid topology to minimize risk of ignition in HFTDs Remote GridWLDFRWire-to-wire contactAggregated | WLDFR | HFTD - Distribution - Tier 3 - 1QU CoRE ¦ 5QU LoRE | Non-Red Flag Warning - Small Fires | Wire-to-wire contact | Aggregated | 2058 | 4.5215e-05 | 65.8407 | 0.002977 | 2058 | Mitigation | 0.95 | 45 | 0 | esc | 0.00097009 | 4.3863e-08 | 0.00097009 | 4.3863e-08 | 0.0028115 | 2.4835e-10 | 0.01662 | 2.3309e-09
[120 empty] | 7.3.3.17.5 (Remote Grid) Updates to grid topology to minimize risk of ignition in HFTDs Remote GridWLDFRWire-to-wire contactAggregated | WLDFR | HFTD - Distribution - Tier 3 - 1QU CoRE ¦ 5QU LoRE | Non-Red Flag Warning - Small Fires | Wire-to-wire contact | Aggregated | 2059 | 4.5215e-05 | 65.8407 | 0.002977 | 2059 | Mitigation | 0.95 | 45 | 0 | esc | 0.00097009 | 4.3863e-08 | 0.00097009 | 4.3863e-08 | 0.0028115 | 2.4835e-10 | 0.01662 | 2.3309e-09
[120 empty] | 7.3.3.17.5 (Remote Grid) Updates to grid topology to minimize risk of ignition in HFTDs Remote GridWLDFRWire-to-wire contactAggregated | WLDFR | HFTD - Distribution - Tier 3 - 1QU CoRE ¦ 5QU LoRE | Non-Red Flag Warning - Small Fires | Wire-to-wire contact | Aggregated | 2060 | 4.5215e-05 | 65.8407 | 0.002977 | 2060 | Mitigation | 0.95 | 45 | 0 | esc | 0.00097009 | 4.3863e-08 | 0.00097009 | 4.3863e-08 | 0.0028115 | 2.4835e-10 | 0.01662 | 2.3309e-09
[120 empty] | 7.3.3.17.5 (Remote Grid) Updates to grid topology to minimize risk of ignition in HFTDs Remote GridWLDFRWire-to-wire contactAggregated | WLDFR | HFTD - Distribution - Tier 3 - 1QU CoRE ¦ 5QU LoRE | Non-Red Flag Warning - Small Fires | Wire-to-wire contact | Aggregated | 2061 | 4.5215e-05 | 65.8407 | 0.002977 | 2061 | Mitigation | 0.95 | 45 | 0 | esc | 0.00097009 | 4.3863e-08 | 0.00097009 | 4.3863e-08 | 0.0028115 | 2.4835e-10 | 0.01662 | 2.3309e-09
[120 empty] | 7.3.3.17.5 (Remote Grid) Updates to grid topology to minimize risk of ignition in HFTDs Remote GridWLDFRWire-to-wire contactAggregated | WLDFR | HFTD - Distribution - Tier 3 - 1QU CoRE ¦ 5QU LoRE | Non-Red Flag Warning - Small Fires | Wire-to-wire contact | Aggregated | 2062 | 4.5215e-05 | 65.8407 | 0.002977 | 2062 | Mitigation | 0.95 | 45 | 0 | esc | 0.00097009 | 4.3863e-08 | 0.00097009 | 4.3863e-08 | 0.0028115 | 2.4835e-10 | 0.01662 | 2.3309e-09
[120 empty] | 7.3.3.17.5 (Remote Grid) Updates to grid topology to minimize risk of ignition in HFTDs Remote GridWLDFRWire-to-wire contactAggregated | WLDFR | HFTD - Distribution - Tier 3 - 1QU CoRE ¦ 5QU LoRE | Non-Red Flag Warning - Small Fires | Wire-to-wire contact | Aggregated | 2063 | 4.5215e-05 | 65.8407 | 0.002977 | 2063 | Mitigation | 0.95 | 45 | 0 | esc | 0.00097009 | 4.3863e-08 | 0.00097009 | 4.3863e-08 | 0.0028115 | 2.4835e-10 | 0.01662 | 2.3309e-09
[120 empty] | 7.3.3.17.5 (Remote Grid) Updates to grid topology to minimize risk of ignition in HFTDs Remote GridWLDFRWire-to-wire contactAggregated | WLDFR | HFTD - Distribution - Tier 3 - 1QU CoRE ¦ 5QU LoRE | Non-Red Flag Warning - Small Fires | Wire-to-wire contact | Aggregated | 2064 | 4.5215e-05 | 65.8407 | 0.002977 | 2064 | Mitigation | 0.95 | 45 | 0 | esc | 0.00097009 | 4.3863e-08 | 0.00097009 | 4.3863e-08 | 0.0028115 | 2.4835e-10 | 0.01662 | 2.3309e-09
[120 empty] | 7.3.3.17.5 (Remote Grid) Updates to grid topology to minimize risk of ignition in HFTDs Remote GridWLDFRWire-to-wire contactAggregated | WLDFR | HFTD - Distribution - Tier 3 - 1QU CoRE ¦ 5QU LoRE | Non-Red Flag Warning - Small Fires | Wire-to-wire contact | Aggregated | 2065 | 4.5215e-05 | 65.8407 | 0.002977 | 2065 | Mitigation | 0.95 | 45 | 0 | esc | 0.00097009 | 4.3863e-08 | 0.00097009 | 4.3863e-08 | 0.0028115 | 2.4835e-10 | 0.01662 | 2.3309e-09
[120 empty] | 7.3.3.17.5 (Remote Grid) Updates to grid topology to minimize risk of ignition in HFTDs Remote GridWLDFRWire-to-wire contactAggregated | WLDFR | HFTD - Distribution - Tier 3 - 1QU CoRE ¦ 5QU LoRE | Non-Red Flag Warning - Small Fires | Wire-to-wire contact | Aggregated | 2066 | 4.5215e-05 | 65.8407 | 0.002977 | 2066 | Mitigation | 0.95 | 45 | 0 | esc | 0.00097009 | 4.3863e-08 | 0.00097009 | 4.3863e-08 | 0.0028115 | 2.4835e-10 | 0 | 0
[120 empty] | 7.3.3.17.5 (Remote Grid) Updates to grid topology to minimize risk of ignition in HFTDs Remote GridWLDFRWire-to-wire contactAggregated | WLDFR | HFTD - Distribution - Tier 3 - 1QU CoRE ¦ 5QU LoRE | Non-Red Flag Warning - Small Fires | Wire-to-wire contact | Aggregated | 2067 | 4.5215e-05 | 65.8407 | 0.002977 | 2067 | Mitigation | 0.95 | 45 | 0 | esc | 0 | 0 | 0.00097009 | 4.3863e-08 | 0.0028115 | 2.4835e-10 | 0 | 0
[120 empty] | 7.3.3.17.5 (Remote Grid) Updates to grid topology to minimize risk of ignition in HFTDs Remote GridWLDFREquipment / facility failureAggregated | WLDFR | HFTD - Distribution - Tier 3 - 1QU CoRE ¦ 5QU LoRE | Red Flag Warning - Catastrophic Fires | Equipment / facility failure | Aggregated | 2022 | 6.3736e-06 | 65.8407 | 0.00041965 | 2022 | Mitigation | 0.95 | 45 | 0 | esc | 0.00097009 | 6.183e-09 | 0 | 0 | 0.0028115 | 2.4835e-10 | 0.0080352 | 2.3093e-08
[120 empty] | 7.3.3.17.5 (Remote Grid) Updates to grid topology to minimize risk of ignition in HFTDs Remote GridWLDFREquipment / facility failureAggregated | WLDFR | HFTD - Distribution - Tier 3 - 1QU CoRE ¦ 5QU LoRE | Red Flag Warning - Catastrophic Fires | Equipment / facility failure | Aggregated | 2023 | 6.3736e-06 | 65.8407 | 0.00041965 | 2023 | Mitigation | 0.95 | 45 | 0 | esc | 0.00097009 | 6.183e-09 | 0.00097009 | 6.183e-09 | 0.0028115 | 2.4835e-10 | 0.0080352 | 2.3093e-08
[120 empty] | 7.3.3.17.5 (Remote Grid) Updates to grid topology to minimize risk of ignition in HFTDs Remote GridWLDFREquipment / facility failureAggregated | WLDFR | HFTD - Distribution - Tier 3 - 1QU CoRE ¦ 5QU LoRE | Red Flag Warning - Catastrophic Fires | Equipment / facility failure | Aggregated | 2024 | 6.3736e-06 | 65.8407 | 0.00041965 | 2024 | Mitigation | 0.95 | 45 | 0 | esc | 0.00097009 | 6.183e-09 | 0.00097009 | 6.183e-09 | 0.0028115 | 2.4835e-10 | 0.0080352 | 2.3093e-08
[120 empty] | 7.3.3.17.5 (Remote Grid) Updates to grid topology to minimize risk of ignition in HFTDs Remote GridWLDFREquipment / facility failureAggregated | WLDFR | HFTD - Distribution - Tier 3 - 1QU CoRE ¦ 5QU LoRE | Red Flag Warning - Catastrophic Fires | Equipment / facility failure | Aggregated | 2025 | 6.3736e-06 | 65.8407 | 0.00041965 | 2025 | Mitigation | 0.95 | 45 | 0 | esc | 0.00097009 | 6.183e-09 | 0.00097009 | 6.183e-09 | 0.0028115 | 2.4835e-10 | 0.0080352 | 2.3093e-08
[120 empty] | 7.3.3.17.5 (Remote Grid) Updates to grid topology to minimize risk of ignition in HFTDs Remote GridWLDFREquipment / facility failureAggregated | WLDFR | HFTD - Distribution - Tier 3 - 1QU CoRE ¦ 5QU LoRE | Red Flag Warning - Catastrophic Fires | Equipment / facility failure | Aggregated | 2026 | 6.3736e-06 | 65.8407 | 0.00041965 | 2026 | Mitigation | 0.95 | 45 | 0 | esc | 0.00097009 | 6.183e-09 | 0.00097009 | 6.183e-09 | 0.0028115 | 2.4835e-10 | 0.0080352 | 2.3093e-08
[120 empty] | 7.3.3.17.5 (Remote Grid) Updates to grid topology to minimize risk of ignition in HFTDs Remote GridWLDFREquipment / facility failureAggregated | WLDFR | HFTD - Distribution - Tier 3 - 1QU CoRE ¦ 5QU LoRE | Red Flag Warning - Catastrophic Fires | Equipment / facility failure | Aggregated | 2027 | 6.3736e-06 | 65.8407 | 0.00041965 | 2027 | Mitigation | 0.95 | 45 | 0 | esc | 0.00097009 | 6.183e-09 | 0.00097009 | 6.183e-09 | 0.0028115 | 2.4835e-10 | 0.0080352 | 2.3093e-08
[120 empty] | 7.3.3.17.5 (Remote Grid) Updates to grid topology to minimize risk of ignition in HFTDs Remote GridWLDFREquipment / facility failureAggregated | WLDFR | HFTD - Distribution - Tier 3 - 1QU CoRE ¦ 5QU LoRE | Red Flag Warning - Catastrophic Fires | Equipment / facility failure | Aggregated | 2028 | 6.3736e-06 | 65.8407 | 0.00041965 | 2028 | Mitigation | 0.95 | 45 | 0 | esc | 0.00097009 | 6.183e-09 | 0.00097009 | 6.183e-09 | 0.0028115 | 2.4835e-10 | 0.0080352 | 2.3093e-08
[120 empty] | 7.3.3.17.5 (Remote Grid) Updates to grid topology to minimize risk of ignition in HFTDs Remote GridWLDFREquipment / facility failureAggregated | WLDFR | HFTD - Distribution - Tier 3 - 1QU CoRE ¦ 5QU LoRE | Red Flag Warning - Catastrophic Fires | Equipment / facility failure | Aggregated | 2029 | 6.3736e-06 | 65.8407 | 0.00041965 | 2029 | Mitigation | 0.95 | 45 | 0 | esc | 0.00097009 | 6.183e-09 | 0.00097009 | 6.183e-09 | 0.0028115 | 2.4835e-10 | 0.0080352 | 2.3093e-08
[120 empty] | 7.3.3.17.5 (Remote Grid) Updates to grid topology to minimize risk of ignition in HFTDs Remote GridWLDFREquipment / facility failureAggregated | WLDFR | HFTD - Distribution - Tier 3 - 1QU CoRE ¦ 5QU LoRE | Red Flag Warning - Catastrophic Fires | Equipment / facility failure | Aggregated | 2030 | 6.3736e-06 | 65.8407 | 0.00041965 | 2030 | Mitigation | 0.95 | 45 | 0 | esc | 0.00097009 | 6.183e-09 | 0.00097009 | 6.183e-09 | 0.0028115 | 2.4835e-10 | 0.0080352 | 2.3093e-08
[120 empty] | 7.3.3.17.5 (Remote Grid) Updates to grid topology to minimize risk of ignition in HFTDs Remote GridWLDFREquipment / facility failureAggregated | WLDFR | HFTD - Distribution - Tier 3 - 1QU CoRE ¦ 5QU LoRE | Red Flag Warning - Catastrophic Fires | Equipment / facility failure | Aggregated | 2031 | 6.3736e-06 | 65.8407 | 0.00041965 | 2031 | Mitigation | 0.95 | 45 | 0 | esc | 0.00097009 | 6.183e-09 | 0.00097009 | 6.183e-09 | 0.0028115 | 2.4835e-10 | 0.0080352 | 2.3093e-08
[120 empty] | 7.3.3.17.5 (Remote Grid) Updates to grid topology to minimize risk of ignition in HFTDs Remote GridWLDFREquipment / facility failureAggregated | WLDFR | HFTD - Distribution - Tier 3 - 1QU CoRE ¦ 5QU LoRE | Red Flag Warning - Catastrophic Fires | Equipment / facility failure | Aggregated | 2032 | 6.3736e-06 | 65.8407 | 0.00041965 | 2032 | Mitigation | 0.95 | 45 | 0 | esc | 0.00097009 | 6.183e-09 | 0.00097009 | 6.183e-09 | 0.0028115 | 2.4835e-10 | 0.0080352 | 2.3093e-08
[120 empty] | 7.3.3.17.5 (Remote Grid) Updates to grid topology to minimize risk of ignition in HFTDs Remote GridWLDFREquipment / facility failureAggregated | WLDFR | HFTD - Distribution - Tier 3 - 1QU CoRE ¦ 5QU LoRE | Red Flag Warning - Catastrophic Fires | Equipment / facility failure | Aggregated | 2033 | 6.3736e-06 | 65.8407 | 0.00041965 | 2033 | Mitigation | 0.95 | 45 | 0 | esc | 0.00097009 | 6.183e-09 | 0.00097009 | 6.183e-09 | 0.0028115 | 2.4835e-10 | 0.0080352 | 2.3093e-08
[120 empty] | 7.3.3.17.5 (Remote Grid) Updates to grid topology to minimize risk of ignition in HFTDs Remote GridWLDFREquipment / facility failureAggregated | WLDFR | HFTD - Distribution - Tier 3 - 1QU CoRE ¦ 5QU LoRE | Red Flag Warning - Catastrophic Fires | Equipment / facility failure | Aggregated | 2034 | 6.3736e-06 | 65.8407 | 0.00041965 | 2034 | Mitigation | 0.95 | 45 | 0 | esc | 0.00097009 | 6.183e-09 | 0.00097009 | 6.183e-09 | 0.0028115 | 2.4835e-10 | 0.0080352 | 2.3093e-08
[120 empty] | 7.3.3.17.5 (Remote Grid) Updates to grid topology to minimize risk of ignition in HFTDs Remote GridWLDFREquipment / facility failureAggregated | WLDFR | HFTD - Distribution - Tier 3 - 1QU CoRE ¦ 5QU LoRE | Red Flag Warning - Catastrophic Fires | Equipment / facility failure | Aggregated | 2035 | 6.3736e-06 | 65.8407 | 0.00041965 | 2035 | Mitigation | 0.95 | 45 | 0 | esc | 0.00097009 | 6.183e-09 | 0.00097009 | 6.183e-09 | 0.0028115 | 2.4835e-10 | 0.0080352 | 2.3093e-08
[120 empty] | 7.3.3.17.5 (Remote Grid) Updates to grid topology to minimize risk of ignition in HFTDs Remote GridWLDFREquipment / facility failureAggregated | WLDFR | HFTD - Distribution - Tier 3 - 1QU CoRE ¦ 5QU LoRE | Red Flag Warning - Catastrophic Fires | Equipment / facility failure | Aggregated | 2036 | 6.3736e-06 | 65.8407 | 0.00041965 | 2036 | Mitigation | 0.95 | 45 | 0 | esc | 0.00097009 | 6.183e-09 | 0.00097009 | 6.183e-09 | 0.0028115 | 2.4835e-10 | 0.0080352 | 2.3093e-08
[120 empty] | 7.3.3.17.5 (Remote Grid) Updates to grid topology to minimize risk of ignition in HFTDs Remote GridWLDFREquipment / facility failureAggregated | WLDFR | HFTD - Distribution - Tier 3 - 1QU CoRE ¦ 5QU LoRE | Red Flag Warning - Catastrophic Fires | Equipment / facility failure | Aggregated | 2037 | 6.3736e-06 | 65.8407 | 0.00041965 | 2037 | Mitigation | 0.95 | 45 | 0 | esc | 0.00097009 | 6.183e-09 | 0.00097009 | 6.183e-09 | 0.0028115 | 2.4835e-10 | 0.0080352 | 2.3093e-08
[120 empty] | 7.3.3.17.5 (Remote Grid) Updates to grid topology to minimize risk of ignition in HFTDs Remote GridWLDFREquipment / facility failureAggregated | WLDFR | HFTD - Distribution - Tier 3 - 1QU CoRE ¦ 5QU LoRE | Red Flag Warning - Catastrophic Fires | Equipment / facility failure | Aggregated | 2038 | 6.3736e-06 | 65.8407 | 0.00041965 | 2038 | Mitigation | 0.95 | 45 | 0 | esc | 0.00097009 | 6.183e-09 | 0.00097009 | 6.183e-09 | 0.0028115 | 2.4835e-10 | 0.0080352 | 2.3093e-08
[120 empty] | 7.3.3.17.5 (Remote Grid) Updates to grid topology to minimize risk of ignition in HFTDs Remote GridWLDFREquipment / facility failureAggregated | WLDFR | HFTD - Distribution - Tier 3 - 1QU CoRE ¦ 5QU LoRE | Red Flag Warning - Catastrophic Fires | Equipment / facility failure | Aggregated | 2039 | 6.3736e-06 | 65.8407 | 0.00041965 | 2039 | Mitigation | 0.95 | 45 | 0 | esc | 0.00097009 | 6.183e-09 | 0.00097009 | 6.183e-09 | 0.0028115 | 2.4835e-10 | 0.0080352 | 2.3093e-08
[120 empty] | 7.3.3.17.5 (Remote Grid) Updates to grid topology to minimize risk of ignition in HFTDs Remote GridWLDFREquipment / facility failureAggregated | WLDFR | HFTD - Distribution - Tier 3 - 1QU CoRE ¦ 5QU LoRE | Red Flag Warning - Catastrophic Fires | Equipment / facility failure | Aggregated | 2040 | 6.3736e-06 | 65.8407 | 0.00041965 | 2040 | Mitigation | 0.95 | 45 | 0 | esc | 0.00097009 | 6.183e-09 | 0.00097009 | 6.183e-09 | 0.0028115 | 2.4835e-10 | 0.0080352 | 2.3093e-08
[120 empty] | 7.3.3.17.5 (Remote Grid) Updates to grid topology to minimize risk of ignition in HFTDs Remote GridWLDFREquipment / facility failureAggregated | WLDFR | HFTD - Distribution - Tier 3 - 1QU CoRE ¦ 5QU LoRE | Red Flag Warning - Catastrophic Fires | Equipment / facility failure | Aggregated | 2041 | 6.3736e-06 | 65.8407 | 0.00041965 | 2041 | Mitigation | 0.95 | 45 | 0 | esc | 0.00097009 | 6.183e-09 | 0.00097009 | 6.183e-09 | 0.0028115 | 2.4835e-10 | 0.0080352 | 2.3093e-08
[120 empty] | 7.3.3.17.5 (Remote Grid) Updates to grid topology to minimize risk of ignition in HFTDs Remote GridWLDFREquipment / facility failureAggregated | WLDFR | HFTD - Distribution - Tier 3 - 1QU CoRE ¦ 5QU LoRE | Red Flag Warning - Catastrophic Fires | Equipment / facility failure | Aggregated | 2042 | 6.3736e-06 | 65.8407 | 0.00041965 | 2042 | Mitigation | 0.95 | 45 | 0 | esc | 0.00097009 | 6.183e-09 | 0.00097009 | 6.183e-09 | 0.0028115 | 2.4835e-10 | 0.0080352 | 2.3093e-08
[120 empty] | 7.3.3.17.5 (Remote Grid) Updates to grid topology to minimize risk of ignition in HFTDs Remote GridWLDFREquipment / facility failureAggregated | WLDFR | HFTD - Distribution - Tier 3 - 1QU CoRE ¦ 5QU LoRE | Red Flag Warning - Catastrophic Fires | Equipment / facility failure | Aggregated | 2043 | 6.3736e-06 | 65.8407 | 0.00041965 | 2043 | Mitigation | 0.95 | 45 | 0 | esc | 0.00097009 | 6.183e-09 | 0.00097009 | 6.183e-09 | 0.0028115 | 2.4835e-10 | 0.0080352 | 2.3093e-08
[120 empty] | 7.3.3.17.5 (Remote Grid) Updates to grid topology to minimize risk of ignition in HFTDs Remote GridWLDFREquipment / facility failureAggregated | WLDFR | HFTD - Distribution - Tier 3 - 1QU CoRE ¦ 5QU LoRE | Red Flag Warning - Catastrophic Fires | Equipment / facility failure | Aggregated | 2044 | 6.3736e-06 | 65.8407 | 0.00041965 | 2044 | Mitigation | 0.95 | 45 | 0 | esc | 0.00097009 | 6.183e-09 | 0.00097009 | 6.183e-09 | 0.0028115 | 2.4835e-10 | 0.0080352 | 2.3093e-08
[120 empty] | 7.3.3.17.5 (Remote Grid) Updates to grid topology to minimize risk of ignition in HFTDs Remote GridWLDFREquipment / facility failureAggregated | WLDFR | HFTD - Distribution - Tier 3 - 1QU CoRE ¦ 5QU LoRE | Red Flag Warning - Catastrophic Fires | Equipment / facility failure | Aggregated | 2045 | 6.3736e-06 | 65.8407 | 0.00041965 | 2045 | Mitigation | 0.95 | 45 | 0 | esc | 0.00097009 | 6.183e-09 | 0.00097009 | 6.183e-09 | 0.0028115 | 2.4835e-10 | 0.0080352 | 2.3093e-08
[120 empty] | 7.3.3.17.5 (Remote Grid) Updates to grid topology to minimize risk of ignition in HFTDs Remote GridWLDFREquipment / facility failureAggregated | WLDFR | HFTD - Distribution - Tier 3 - 1QU CoRE ¦ 5QU LoRE | Red Flag Warning - Catastrophic Fires | Equipment / facility failure | Aggregated | 2046 | 6.3736e-06 | 65.8407 | 0.00041965 | 2046 | Mitigation | 0.95 | 45 | 0 | esc | 0.00097009 | 6.183e-09 | 0.00097009 | 6.183e-09 | 0.0028115 | 2.4835e-10 | 0.0080352 | 2.3093e-08
[120 empty] | 7.3.3.17.5 (Remote Grid) Updates to grid topology to minimize risk of ignition in HFTDs Remote GridWLDFREquipment / facility failureAggregated | WLDFR | HFTD - Distribution - Tier 3 - 1QU CoRE ¦ 5QU LoRE | Red Flag Warning - Catastrophic Fires | Equipment / facility failure | Aggregated | 2047 | 6.3736e-06 | 65.8407 | 0.00041965 | 2047 | Mitigation | 0.95 | 45 | 0 | esc | 0.00097009 | 6.183e-09 | 0.00097009 | 6.183e-09 | 0.0028115 | 2.4835e-10 | 0.0080352 | 2.3093e-08
[120 empty] | 7.3.3.17.5 (Remote Grid) Updates to grid topology to minimize risk of ignition in HFTDs Remote GridWLDFREquipment / facility failureAggregated | WLDFR | HFTD - Distribution - Tier 3 - 1QU CoRE ¦ 5QU LoRE | Red Flag Warning - Catastrophic Fires | Equipment / facility failure | Aggregated | 2048 | 6.3736e-06 | 65.8407 | 0.00041965 | 2048 | Mitigation | 0.95 | 45 | 0 | esc | 0.00097009 | 6.183e-09 | 0.00097009 | 6.183e-09 | 0 | 0 | 0.0080352 | 2.3093e-08
[120 empty] | 7.3.3.17.5 (Remote Grid) Updates to grid topology to minimize risk of ignition in HFTDs Remote GridWLDFREquipment / facility failureAggregated | WLDFR | HFTD - Distribution - Tier 3 - 1QU CoRE ¦ 5QU LoRE | Red Flag Warning - Catastrophic Fires | Equipment / facility failure | Aggregated | 2049 | 6.3736e-06 | 65.8407 | 0.00041965 | 2049 | Mitigation | 0.95 | 45 | 0 | esc | 0.00097009 | 6.183e-09 | 0.00097009 | 6.183e-09 | 0.0028115 | 4.8616e-09 | 0.0080352 | 2.3093e-08
[120 empty] | 7.3.3.17.5 (Remote Grid) Updates to grid topology to minimize risk of ignition in HFTDs Remote GridWLDFREquipment / facility failureAggregated | WLDFR | HFTD - Distribution - Tier 3 - 1QU CoRE ¦ 5QU LoRE | Red Flag Warning - Catastrophic Fires | Equipment / facility failure | Aggregated | 2050 | 6.3736e-06 | 65.8407 | 0.00041965 | 2050 | Mitigation | 0.95 | 45 | 0 | esc | 0.00097009 | 6.183e-09 | 0.00097009 | 6.183e-09 | 0.0028115 | 4.8616e-09 | 0.0080352 | 2.3093e-08
[120 empty] | 7.3.3.17.5 (Remote Grid) Updates to grid topology to minimize risk of ignition in HFTDs Remote GridWLDFREquipment / facility failureAggregated | WLDFR | HFTD - Distribution - Tier 3 - 1QU CoRE ¦ 5QU LoRE | Red Flag Warning - Catastrophic Fires | Equipment / facility failure | Aggregated | 2051 | 6.3736e-06 | 65.8407 | 0.00041965 | 2051 | Mitigation | 0.95 | 45 | 0 | esc | 0.00097009 | 6.183e-09 | 0.00097009 | 6.183e-09 | 0.0028115 | 4.8616e-09 | 0.0080352 | 2.3093e-08
[120 empty] | 7.3.3.17.5 (Remote Grid) Updates to grid topology to minimize risk of ignition in HFTDs Remote GridWLDFREquipment / facility failureAggregated | WLDFR | HFTD - Distribution - Tier 3 - 1QU CoRE ¦ 5QU LoRE | Red Flag Warning - Catastrophic Fires | Equipment / facility failure | Aggregated | 2052 | 6.3736e-06 | 65.8407 | 0.00041965 | 2052 | Mitigation | 0.95 | 45 | 0 | esc | 0.00097009 | 6.183e-09 | 0.00097009 | 6.183e-09 | 0.0028115 | 4.8616e-09 | 0 | 0
[120 empty] | 7.3.3.17.5 (Remote Grid) Updates to grid topology to minimize risk of ignition in HFTDs Remote GridWLDFREquipment / facility failureAggregated | WLDFR | HFTD - Distribution - Tier 3 - 1QU CoRE ¦ 5QU LoRE | Red Flag Warning - Catastrophic Fires | Equipment / facility failure | Aggregated | 2053 | 6.3736e-06 | 65.8407 | 0.00041965 | 2053 | Mitigation | 0.95 | 45 | 0 | esc | 0.00097009 | 6.183e-09 | 0.00097009 | 6.183e-09 | 0.0028115 | 4.8616e-09 | 0 | 0
[120 empty] | 7.3.3.17.5 (Remote Grid) Updates to grid topology to minimize risk of ignition in HFTDs Remote GridWLDFREquipment / facility failureAggregated | WLDFR | HFTD - Distribution - Tier 3 - 1QU CoRE ¦ 5QU LoRE | Red Flag Warning - Catastrophic Fires | Equipment / facility failure | Aggregated | 2054 | 6.3736e-06 | 65.8407 | 0.00041965 | 2054 | Mitigation | 0.95 | 45 | 0 | esc | 0.00097009 | 6.183e-09 | 0.00097009 | 6.183e-09 | 0.0028115 | 4.8616e-09 | 0.010315 | 1.4031e-08
[120 empty] | 7.3.3.17.5 (Remote Grid) Updates to grid topology to minimize risk of ignition in HFTDs Remote GridWLDFREquipment / facility failureAggregated | WLDFR | HFTD - Distribution - Tier 3 - 1QU CoRE ¦ 5QU LoRE | Red Flag Warning - Catastrophic Fires | Equipment / facility failure | Aggregated | 2055 | 6.3736e-06 | 65.8407 | 0.00041965 | 2055 | Mitigation | 0.95 | 45 | 0 | esc | 0.00097009 | 6.183e-09 | 0.00097009 | 6.183e-09 | 0.0028115 | 4.8616e-09 | 0.010315 | 1.4031e-08
[120 empty] | 7.3.3.17.5 (Remote Grid) Updates to grid topology to minimize risk of ignition in HFTDs Remote GridWLDFREquipment / facility failureAggregated | WLDFR | HFTD - Distribution - Tier 3 - 1QU CoRE ¦ 5QU LoRE | Red Flag Warning - Catastrophic Fires | Equipment / facility failure | Aggregated | 2056 | 6.3736e-06 | 65.8407 | 0.00041965 | 2056 | Mitigation | 0.95 | 45 | 0 | esc | 0.00097009 | 6.183e-09 | 0.00097009 | 6.183e-09 | 0.0028115 | 4.8616e-09 | 0.010315 | 1.4031e-08
[120 empty] | 7.3.3.17.5 (Remote Grid) Updates to grid topology to minimize risk of ignition in HFTDs Remote GridWLDFREquipment / facility failureAggregated | WLDFR | HFTD - Distribution - Tier 3 - 1QU CoRE ¦ 5QU LoRE | Red Flag Warning - Catastrophic Fires | Equipment / facility failure | Aggregated | 2057 | 6.3736e-06 | 65.8407 | 0.00041965 | 2057 | Mitigation | 0.95 | 45 | 0 | esc | 0.00097009 | 6.183e-09 | 0.00097009 | 6.183e-09 | 0.0028115 | 4.8616e-09 | 0.010315 | 1.4031e-08
[120 empty] | 7.3.3.17.5 (Remote Grid) Updates to grid topology to minimize risk of ignition in HFTDs Remote GridWLDFREquipment / facility failureAggregated | WLDFR | HFTD - Distribution - Tier 3 - 1QU CoRE ¦ 5QU LoRE | Red Flag Warning - Catastrophic Fires | Equipment / facility failure | Aggregated | 2058 | 6.3736e-06 | 65.8407 | 0.00041965 | 2058 | Mitigation | 0.95 | 45 | 0 | esc | 0.00097009 | 6.183e-09 | 0.00097009 | 6.183e-09 | 0.0028115 | 4.8616e-09 | 0.010315 | 1.4031e-08
[120 empty] | 7.3.3.17.5 (Remote Grid) Updates to grid topology to minimize risk of ignition in HFTDs Remote GridWLDFREquipment / facility failureAggregated | WLDFR | HFTD - Distribution - Tier 3 - 1QU CoRE ¦ 5QU LoRE | Red Flag Warning - Catastrophic Fires | Equipment / facility failure | Aggregated | 2059 | 6.3736e-06 | 65.8407 | 0.00041965 | 2059 | Mitigation | 0.95 | 45 | 0 | esc | 0.00097009 | 6.183e-09 | 0.00097009 | 6.183e-09 | 0.0028115 | 4.8616e-09 | 0.010315 | 1.4031e-08
[120 empty] | 7.3.3.17.5 (Remote Grid) Updates to grid topology to minimize risk of ignition in HFTDs Remote GridWLDFREquipment / facility failureAggregated | WLDFR | HFTD - Distribution - Tier 3 - 1QU CoRE ¦ 5QU LoRE | Red Flag Warning - Catastrophic Fires | Equipment / facility failure | Aggregated | 2060 | 6.3736e-06 | 65.8407 | 0.00041965 | 2060 | Mitigation | 0.95 | 45 | 0 | esc | 0.00097009 | 6.183e-09 | 0.00097009 | 6.183e-09 | 0.0028115 | 4.8616e-09 | 0.010315 | 1.4031e-08
[120 empty] | 7.3.3.17.5 (Remote Grid) Updates to grid topology to minimize risk of ignition in HFTDs Remote GridWLDFREquipment / facility failureAggregated | WLDFR | HFTD - Distribution - Tier 3 - 1QU CoRE ¦ 5QU LoRE | Red Flag Warning - Catastrophic Fires | Equipment / facility failure | Aggregated | 2061 | 6.3736e-06 | 65.8407 | 0.00041965 | 2061 | Mitigation | 0.95 | 45 | 0 | esc | 0.00097009 | 6.183e-09 | 0.00097009 | 6.183e-09 | 0.0028115 | 4.8616e-09 | 0.010315 | 1.4031e-08
[120 empty] | 7.3.3.17.5 (Remote Grid) Updates to grid topology to minimize risk of ignition in HFTDs Remote GridWLDFREquipment / facility failureAggregated | WLDFR | HFTD - Distribution - Tier 3 - 1QU CoRE ¦ 5QU LoRE | Red Flag Warning - Catastrophic Fires | Equipment / facility failure | Aggregated | 2062 | 6.3736e-06 | 65.8407 | 0.00041965 | 2062 | Mitigation | 0.95 | 45 | 0 | esc | 0.00097009 | 6.183e-09 | 0.00097009 | 6.183e-09 | 0.0028115 | 4.8616e-09 | 0.010315 | 1.4031e-08
[120 empty] | 7.3.3.17.5 (Remote Grid) Updates to grid topology to minimize risk of ignition in HFTDs Remote GridWLDFREquipment / facility failureAggregated | WLDFR | HFTD - Distribution - Tier 3 - 1QU CoRE ¦ 5QU LoRE | Red Flag Warning - Catastrophic Fires | Equipment / facility failure | Aggregated | 2063 | 6.3736e-06 | 65.8407 | 0.00041965 | 2063 | Mitigation | 0.95 | 45 | 0 | esc | 0.00097009 | 6.183e-09 | 0.00097009 | 6.183e-09 | 0.0028115 | 4.8616e-09 | 0.010315 | 1.4031e-08
[120 empty] | 7.3.3.17.5 (Remote Grid) Updates to grid topology to minimize risk of ignition in HFTDs Remote GridWLDFREquipment / facility failureAggregated | WLDFR | HFTD - Distribution - Tier 3 - 1QU CoRE ¦ 5QU LoRE | Red Flag Warning - Catastrophic Fires | Equipment / facility failure | Aggregated | 2064 | 6.3736e-06 | 65.8407 | 0.00041965 | 2064 | Mitigation | 0.95 | 45 | 0 | esc | 0.00097009 | 6.183e-09 | 0.00097009 | 6.183e-09 | 0.0028115 | 4.8616e-09 | 0.010315 | 1.4031e-08
[120 empty] | 7.3.3.17.5 (Remote Grid) Updates to grid topology to minimize risk of ignition in HFTDs Remote GridWLDFREquipment / facility failureAggregated | WLDFR | HFTD - Distribution - Tier 3 - 1QU CoRE ¦ 5QU LoRE | Red Flag Warning - Catastrophic Fires | Equipment / facility failure | Aggregated | 2065 | 6.3736e-06 | 65.8407 | 0.00041965 | 2065 | Mitigation | 0.95 | 45 | 0 | esc | 0.00097009 | 6.183e-09 | 0.00097009 | 6.183e-09 | 0.0028115 | 4.8616e-09 | 0.010315 | 1.4031e-08
[120 empty] | 7.3.3.17.5 (Remote Grid) Updates to grid topology to minimize risk of ignition in HFTDs Remote GridWLDFREquipment / facility failureAggregated | WLDFR | HFTD - Distribution - Tier 3 - 1QU CoRE ¦ 5QU LoRE | Red Flag Warning - Catastrophic Fires | Equipment / facility failure | Aggregated | 2066 | 6.3736e-06 | 65.8407 | 0.00041965 | 2066 | Mitigation | 0.95 | 45 | 0 | esc | 0.00097009 | 6.183e-09 | 0.00097009 | 6.183e-09 | 0.0028115 | 4.8616e-09 | 0.010315 | 1.4031e-08
[120 empty] | 7.3.3.17.5 (Remote Grid) Updates to grid topology to minimize risk of ignition in HFTDs Remote GridWLDFREquipment / facility failureAggregated | WLDFR | HFTD - Distribution - Tier 3 - 1QU CoRE ¦ 5QU LoRE | Red Flag Warning - Catastrophic Fires | Equipment / facility failure | Aggregated | 2067 | 6.3736e-06 | 65.8407 | 0.00041965 | 2067 | Mitigation | 0.95 | 45 | 0 | esc | 0 | 0 | 0.00097009 | 6.183e-09 | 0.0028115 | 4.8616e-09 | 0.010315 | 1.4031e-08
[120 empty] | 7.3.3.17.5 (Remote Grid) Updates to grid topology to minimize risk of ignition in HFTDs Remote GridWLDFRVegetation ContactAggregated | WLDFR | HFTD - Distribution - Tier 3 - 1QU CoRE ¦ 5QU LoRE | Red Flag Warning - Catastrophic Fires | Vegetation Contact | Aggregated | 2022 | 8.4655e-05 | 65.8407 | 0.0055737 | 2022 | Mitigation | 0.95 | 45 | 0 | esc | 0.00097009 | 8.2123e-08 | 0 | 0 | 0.0028115 | 4.8616e-09 | 0.010315 | 1.4031e-08
[120 empty] | 7.3.3.17.5 (Remote Grid) Updates to grid topology to minimize risk of ignition in HFTDs Remote GridWLDFRVegetation ContactAggregated | WLDFR | HFTD - Distribution - Tier 3 - 1QU CoRE ¦ 5QU LoRE | Red Flag Warning - Catastrophic Fires | Vegetation Contact | Aggregated | 2023 | 8.4655e-05 | 65.8407 | 0.0055737 | 2023 | Mitigation | 0.95 | 45 | 0 | esc | 0.00097009 | 8.2123e-08 | 0.00097009 | 8.2123e-08 | 0.0028115 | 4.8616e-09 | 0.010315 | 1.4031e-08
[120 empty] | 7.3.3.17.5 (Remote Grid) Updates to grid topology to minimize risk of ignition in HFTDs Remote GridWLDFRVegetation ContactAggregated | WLDFR | HFTD - Distribution - Tier 3 - 1QU CoRE ¦ 5QU LoRE | Red Flag Warning - Catastrophic Fires | Vegetation Contact | Aggregated | 2024 | 8.4655e-05 | 65.8407 | 0.0055737 | 2024 | Mitigation | 0.95 | 45 | 0 | esc | 0.00097009 | 8.2123e-08 | 0.00097009 | 8.2123e-08 | 0.0028115 | 4.8616e-09 | 0.010315 | 1.4031e-08
[120 empty] | 7.3.3.17.5 (Remote Grid) Updates to grid topology to minimize risk of ignition in HFTDs Remote GridWLDFRVegetation ContactAggregated | WLDFR | HFTD - Distribution - Tier 3 - 1QU CoRE ¦ 5QU LoRE | Red Flag Warning - Catastrophic Fires | Vegetation Contact | Aggregated | 2025 | 8.4655e-05 | 65.8407 | 0.0055737 | 2025 | Mitigation | 0.95 | 45 | 0 | esc | 0.00097009 | 8.2123e-08 | 0.00097009 | 8.2123e-08 | 0.0028115 | 4.8616e-09 | 0.010315 | 1.4031e-08
[120 empty] | 7.3.3.17.5 (Remote Grid) Updates to grid topology to minimize risk of ignition in HFTDs Remote GridWLDFRVegetation ContactAggregated | WLDFR | HFTD - Distribution - Tier 3 - 1QU CoRE ¦ 5QU LoRE | Red Flag Warning - Catastrophic Fires | Vegetation Contact | Aggregated | 2026 | 8.4655e-05 | 65.8407 | 0.0055737 | 2026 | Mitigation | 0.95 | 45 | 0 | esc | 0.00097009 | 8.2123e-08 | 0.00097009 | 8.2123e-08 | 0.0028115 | 4.8616e-09 | 0.010315 | 1.4031e-08
[120 empty] | 7.3.3.17.5 (Remote Grid) Updates to grid topology to minimize risk of ignition in HFTDs Remote GridWLDFRVegetation ContactAggregated | WLDFR | HFTD - Distribution - Tier 3 - 1QU CoRE ¦ 5QU LoRE | Red Flag Warning - Catastrophic Fires | Vegetation Contact | Aggregated | 2027 | 8.4655e-05 | 65.8407 | 0.0055737 | 2027 | Mitigation | 0.95 | 45 | 0 | esc | 0.00097009 | 8.2123e-08 | 0.00097009 | 8.2123e-08 | 0.0028115 | 4.8616e-09 | 0.010315 | 1.4031e-08
[120 empty] | 7.3.3.17.5 (Remote Grid) Updates to grid topology to minimize risk of ignition in HFTDs Remote GridWLDFRVegetation ContactAggregated | WLDFR | HFTD - Distribution - Tier 3 - 1QU CoRE ¦ 5QU LoRE | Red Flag Warning - Catastrophic Fires | Vegetation Contact | Aggregated | 2028 | 8.4655e-05 | 65.8407 | 0.0055737 | 2028 | Mitigation | 0.95 | 45 | 0 | esc | 0.00097009 | 8.2123e-08 | 0.00097009 | 8.2123e-08 | 0.0028115 | 4.8616e-09 | 0.010315 | 1.4031e-08
[120 empty] | 7.3.3.17.5 (Remote Grid) Updates to grid topology to minimize risk of ignition in HFTDs Remote GridWLDFRVegetation ContactAggregated | WLDFR | HFTD - Distribution - Tier 3 - 1QU CoRE ¦ 5QU LoRE | Red Flag Warning - Catastrophic Fires | Vegetation Contact | Aggregated | 2029 | 8.4655e-05 | 65.8407 | 0.0055737 | 2029 | Mitigation | 0.95 | 45 | 0 | esc | 0.00097009 | 8.2123e-08 | 0.00097009 | 8.2123e-08 | 0.0028115 | 4.8616e-09 | 0.010315 | 1.4031e-08
[120 empty] | 7.3.3.17.5 (Remote Grid) Updates to grid topology to minimize risk of ignition in HFTDs Remote GridWLDFRVegetation ContactAggregated | WLDFR | HFTD - Distribution - Tier 3 - 1QU CoRE ¦ 5QU LoRE | Red Flag Warning - Catastrophic Fires | Vegetation Contact | Aggregated | 2030 | 8.4655e-05 | 65.8407 | 0.0055737 | 2030 | Mitigation | 0.95 | 45 | 0 | esc | 0.00097009 | 8.2123e-08 | 0.00097009 | 8.2123e-08 | 0.0028115 | 4.8616e-09 | 0.010315 | 1.4031e-08
[120 empty] | 7.3.3.17.5 (Remote Grid) Updates to grid topology to minimize risk of ignition in HFTDs Remote GridWLDFRVegetation ContactAggregated | WLDFR | HFTD - Distribution - Tier 3 - 1QU CoRE ¦ 5QU LoRE | Red Flag Warning - Catastrophic Fires | Vegetation Contact | Aggregated | 2031 | 8.4655e-05 | 65.8407 | 0.0055737 | 2031 | Mitigation | 0.95 | 45 | 0 | esc | 0.00097009 | 8.2123e-08 | 0.00097009 | 8.2123e-08 | 0.0028115 | 4.8616e-09 | 0.010315 | 1.4031e-08
[120 empty] | 7.3.3.17.5 (Remote Grid) Updates to grid topology to minimize risk of ignition in HFTDs Remote GridWLDFRVegetation ContactAggregated | WLDFR | HFTD - Distribution - Tier 3 - 1QU CoRE ¦ 5QU LoRE | Red Flag Warning - Catastrophic Fires | Vegetation Contact | Aggregated | 2032 | 8.4655e-05 | 65.8407 | 0.0055737 | 2032 | Mitigation | 0.95 | 45 | 0 | esc | 0.00097009 | 8.2123e-08 | 0.00097009 | 8.2123e-08 | 0.0028115 | 4.8616e-09 | 0.010315 | 1.4031e-08
[120 empty] | 7.3.3.17.5 (Remote Grid) Updates to grid topology to minimize risk of ignition in HFTDs Remote GridWLDFRVegetation ContactAggregated | WLDFR | HFTD - Distribution - Tier 3 - 1QU CoRE ¦ 5QU LoRE | Red Flag Warning - Catastrophic Fires | Vegetation Contact | Aggregated | 2033 | 8.4655e-05 | 65.8407 | 0.0055737 | 2033 | Mitigation | 0.95 | 45 | 0 | esc | 0.00097009 | 8.2123e-08 | 0.00097009 | 8.2123e-08 | 0.0028115 | 4.8616e-09 | 0.010315 | 1.4031e-08
[120 empty] | 7.3.3.17.5 (Remote Grid) Updates to grid topology to minimize risk of ignition in HFTDs Remote GridWLDFRVegetation ContactAggregated | WLDFR | HFTD - Distribution - Tier 3 - 1QU CoRE ¦ 5QU LoRE | Red Flag Warning - Catastrophic Fires | Vegetation Contact | Aggregated | 2034 | 8.4655e-05 | 65.8407 | 0.0055737 | 2034 | Mitigation | 0.95 | 45 | 0 | esc | 0.00097009 | 8.2123e-08 | 0.00097009 | 8.2123e-08 | 0.0028115 | 4.8616e-09 | 0.010315 | 1.4031e-08
[120 empty] | 7.3.3.17.5 (Remote Grid) Updates to grid topology to minimize risk of ignition in HFTDs Remote GridWLDFRVegetation ContactAggregated | WLDFR | HFTD - Distribution - Tier 3 - 1QU CoRE ¦ 5QU LoRE | Red Flag Warning - Catastrophic Fires | Vegetation Contact | Aggregated | 2035 | 8.4655e-05 | 65.8407 | 0.0055737 | 2035 | Mitigation | 0.95 | 45 | 0 | esc | 0.00097009 | 8.2123e-08 | 0.00097009 | 8.2123e-08 | 0.0028115 | 4.8616e-09 | 0.010315 | 1.4031e-08
[120 empty] | 7.3.3.17.5 (Remote Grid) Updates to grid topology to minimize risk of ignition in HFTDs Remote GridWLDFRVegetation ContactAggregated | WLDFR | HFTD - Distribution - Tier 3 - 1QU CoRE ¦ 5QU LoRE | Red Flag Warning - Catastrophic Fires | Vegetation Contact | Aggregated | 2036 | 8.4655e-05 | 65.8407 | 0.0055737 | 2036 | Mitigation | 0.95 | 45 | 0 | esc | 0.00097009 | 8.2123e-08 | 0.00097009 | 8.2123e-08 | 0.0028115 | 4.8616e-09 | 0.010315 | 1.4031e-08
[120 empty] | 7.3.3.17.5 (Remote Grid) Updates to grid topology to minimize risk of ignition in HFTDs Remote GridWLDFRVegetation ContactAggregated | WLDFR | HFTD - Distribution - Tier 3 - 1QU CoRE ¦ 5QU LoRE | Red Flag Warning - Catastrophic Fires | Vegetation Contact | Aggregated | 2037 | 8.4655e-05 | 65.8407 | 0.0055737 | 2037 | Mitigation | 0.95 | 45 | 0 | esc | 0.00097009 | 8.2123e-08 | 0.00097009 | 8.2123e-08 | 0.0028115 | 4.8616e-09 | 0.010315 | 1.4031e-08
[120 empty] | 7.3.3.17.5 (Remote Grid) Updates to grid topology to minimize risk of ignition in HFTDs Remote GridWLDFRVegetation ContactAggregated | WLDFR | HFTD - Distribution - Tier 3 - 1QU CoRE ¦ 5QU LoRE | Red Flag Warning - Catastrophic Fires | Vegetation Contact | Aggregated | 2038 | 8.4655e-05 | 65.8407 | 0.0055737 | 2038 | Mitigation | 0.95 | 45 | 0 | esc | 0.00097009 | 8.2123e-08 | 0.00097009 | 8.2123e-08 | 0.0028115 | 4.8616e-09 | 0 | 0
[120 empty] | 7.3.3.17.5 (Remote Grid) Updates to grid topology to minimize risk of ignition in HFTDs Remote GridWLDFRVegetation ContactAggregated | WLDFR | HFTD - Distribution - Tier 3 - 1QU CoRE ¦ 5QU LoRE | Red Flag Warning - Catastrophic Fires | Vegetation Contact | Aggregated | 2039 | 8.4655e-05 | 65.8407 | 0.0055737 | 2039 | Mitigation | 0.95 | 45 | 0 | esc | 0.00097009 | 8.2123e-08 | 0.00097009 | 8.2123e-08 | 0.0028115 | 4.8616e-09 | 0 | 0
[120 empty] | 7.3.3.17.5 (Remote Grid) Updates to grid topology to minimize risk of ignition in HFTDs Remote GridWLDFRVegetation ContactAggregated | WLDFR | HFTD - Distribution - Tier 3 - 1QU CoRE ¦ 5QU LoRE | Red Flag Warning - Catastrophic Fires | Vegetation Contact | Aggregated | 2040 | 8.4655e-05 | 65.8407 | 0.0055737 | 2040 | Mitigation | 0.95 | 45 | 0 | esc | 0.00097009 | 8.2123e-08 | 0.00097009 | 8.2123e-08 | 0.0028115 | 4.8616e-09 | 0.013666 | 1.0707e-08
[120 empty] | 7.3.3.17.5 (Remote Grid) Updates to grid topology to minimize risk of ignition in HFTDs Remote GridWLDFRVegetation ContactAggregated | WLDFR | HFTD - Distribution - Tier 3 - 1QU CoRE ¦ 5QU LoRE | Red Flag Warning - Catastrophic Fires | Vegetation Contact | Aggregated | 2041 | 8.4655e-05 | 65.8407 | 0.0055737 | 2041 | Mitigation | 0.95 | 45 | 0 | esc | 0.00097009 | 8.2123e-08 | 0.00097009 | 8.2123e-08 | 0.0028115 | 4.8616e-09 | 0.013666 | 1.0707e-08
[120 empty] | 7.3.3.17.5 (Remote Grid) Updates to grid topology to minimize risk of ignition in HFTDs Remote GridWLDFRVegetation ContactAggregated | WLDFR | HFTD - Distribution - Tier 3 - 1QU CoRE ¦ 5QU LoRE | Red Flag Warning - Catastrophic Fires | Vegetation Contact | Aggregated | 2042 | 8.4655e-05 | 65.8407 | 0.0055737 | 2042 | Mitigation | 0.95 | 45 | 0 | esc | 0.00097009 | 8.2123e-08 | 0.00097009 | 8.2123e-08 | 0.0028115 | 4.8616e-09 | 0.013666 | 1.0707e-08
[120 empty] | 7.3.3.17.5 (Remote Grid) Updates to grid topology to minimize risk of ignition in HFTDs Remote GridWLDFRVegetation ContactAggregated | WLDFR | HFTD - Distribution - Tier 3 - 1QU CoRE ¦ 5QU LoRE | Red Flag Warning - Catastrophic Fires | Vegetation Contact | Aggregated | 2043 | 8.4655e-05 | 65.8407 | 0.0055737 | 2043 | Mitigation | 0.95 | 45 | 0 | esc | 0.00097009 | 8.2123e-08 | 0.00097009 | 8.2123e-08 | 0.0028115 | 4.8616e-09 | 0.013666 | 1.0707e-08
[120 empty] | 7.3.3.17.5 (Remote Grid) Updates to grid topology to minimize risk of ignition in HFTDs Remote GridWLDFRVegetation ContactAggregated | WLDFR | HFTD - Distribution - Tier 3 - 1QU CoRE ¦ 5QU LoRE | Red Flag Warning - Catastrophic Fires | Vegetation Contact | Aggregated | 2044 | 8.4655e-05 | 65.8407 | 0.0055737 | 2044 | Mitigation | 0.95 | 45 | 0 | esc | 0.00097009 | 8.2123e-08 | 0.00097009 | 8.2123e-08 | 0.0028115 | 4.8616e-09 | 0.013666 | 1.0707e-08
[120 empty] | 7.3.3.17.5 (Remote Grid) Updates to grid topology to minimize risk of ignition in HFTDs Remote GridWLDFRVegetation ContactAggregated | WLDFR | HFTD - Distribution - Tier 3 - 1QU CoRE ¦ 5QU LoRE | Red Flag Warning - Catastrophic Fires | Vegetation Contact | Aggregated | 2045 | 8.4655e-05 | 65.8407 | 0.0055737 | 2045 | Mitigation | 0.95 | 45 | 0 | esc | 0.00097009 | 8.2123e-08 | 0.00097009 | 8.2123e-08 | 0.0028115 | 4.8616e-09 | 0.013666 | 1.0707e-08
[120 empty] | 7.3.3.17.5 (Remote Grid) Updates to grid topology to minimize risk of ignition in HFTDs Remote GridWLDFRVegetation ContactAggregated | WLDFR | HFTD - Distribution - Tier 3 - 1QU CoRE ¦ 5QU LoRE | Red Flag Warning - Catastrophic Fires | Vegetation Contact | Aggregated | 2046 | 8.4655e-05 | 65.8407 | 0.0055737 | 2046 | Mitigation | 0.95 | 45 | 0 | esc | 0.00097009 | 8.2123e-08 | 0.00097009 | 8.2123e-08 | 0.0028115 | 4.8616e-09 | 0.013666 | 1.0707e-08
[120 empty] | 7.3.3.17.5 (Remote Grid) Updates to grid topology to minimize risk of ignition in HFTDs Remote GridWLDFRVegetation ContactAggregated | WLDFR | HFTD - Distribution - Tier 3 - 1QU CoRE ¦ 5QU LoRE | Red Flag Warning - Catastrophic Fires | Vegetation Contact | Aggregated | 2047 | 8.4655e-05 | 65.8407 | 0.0055737 | 2047 | Mitigation | 0.95 | 45 | 0 | esc | 0.00097009 | 8.2123e-08 | 0.00097009 | 8.2123e-08 | 0.0028115 | 4.8616e-09 | 0.013666 | 1.0707e-08
[120 empty] | 7.3.3.17.5 (Remote Grid) Updates to grid topology to minimize risk of ignition in HFTDs Remote GridWLDFRVegetation ContactAggregated | WLDFR | HFTD - Distribution - Tier 3 - 1QU CoRE ¦ 5QU LoRE | Red Flag Warning - Catastrophic Fires | Vegetation Contact | Aggregated | 2048 | 8.4655e-05 | 65.8407 | 0.0055737 | 2048 | Mitigation | 0.95 | 45 | 0 | esc | 0.00097009 | 8.2123e-08 | 0.00097009 | 8.2123e-08 | 0.0028115 | 4.8616e-09 | 0.013666 | 1.0707e-08
[120 empty] | 7.3.3.17.5 (Remote Grid) Updates to grid topology to minimize risk of ignition in HFTDs Remote GridWLDFRVegetation ContactAggregated | WLDFR | HFTD - Distribution - Tier 3 - 1QU CoRE ¦ 5QU LoRE | Red Flag Warning - Catastrophic Fires | Vegetation Contact | Aggregated | 2049 | 8.4655e-05 | 65.8407 | 0.0055737 | 2049 | Mitigation | 0.95 | 45 | 0 | esc | 0.00097009 | 8.2123e-08 | 0.00097009 | 8.2123e-08 | 0.0028115 | 4.8616e-09 | 0.013666 | 1.0707e-08
[120 empty] | 7.3.3.17.5 (Remote Grid) Updates to grid topology to minimize risk of ignition in HFTDs Remote GridWLDFRVegetation ContactAggregated | WLDFR | HFTD - Distribution - Tier 3 - 1QU CoRE ¦ 5QU LoRE | Red Flag Warning - Catastrophic Fires | Vegetation Contact | Aggregated | 2050 | 8.4655e-05 | 65.8407 | 0.0055737 | 2050 | Mitigation | 0.95 | 45 | 0 | esc | 0.00097009 | 8.2123e-08 | 0.00097009 | 8.2123e-08 | 0.0028115 | 4.8616e-09 | 0.013666 | 1.0707e-08
[120 empty] | 7.3.3.17.5 (Remote Grid) Updates to grid topology to minimize risk of ignition in HFTDs Remote GridWLDFRVegetation ContactAggregated | WLDFR | HFTD - Distribution - Tier 3 - 1QU CoRE ¦ 5QU LoRE | Red Flag Warning - Catastrophic Fires | Vegetation Contact | Aggregated | 2051 | 8.4655e-05 | 65.8407 | 0.0055737 | 2051 | Mitigation | 0.95 | 45 | 0 | esc | 0.00097009 | 8.2123e-08 | 0.00097009 | 8.2123e-08 | 0.0028115 | 4.8616e-09 | 0.013666 | 1.0707e-08
[120 empty] | 7.3.3.17.5 (Remote Grid) Updates to grid topology to minimize risk of ignition in HFTDs Remote GridWLDFRVegetation ContactAggregated | WLDFR | HFTD - Distribution - Tier 3 - 1QU CoRE ¦ 5QU LoRE | Red Flag Warning - Catastrophic Fires | Vegetation Contact | Aggregated | 2052 | 8.4655e-05 | 65.8407 | 0.0055737 | 2052 | Mitigation | 0.95 | 45 | 0 | esc | 0.00097009 | 8.2123e-08 | 0.00097009 | 8.2123e-08 | 0 | 0 | 0.013666 | 1.0707e-08
[120 empty] | 7.3.3.17.5 (Remote Grid) Updates to grid topology to minimize risk of ignition in HFTDs Remote GridWLDFRVegetation ContactAggregated | WLDFR | HFTD - Distribution - Tier 3 - 1QU CoRE ¦ 5QU LoRE | Red Flag Warning - Catastrophic Fires | Vegetation Contact | Aggregated | 2053 | 8.4655e-05 | 65.8407 | 0.0055737 | 2053 | Mitigation | 0.95 | 45 | 0 | esc | 0.00097009 | 8.2123e-08 | 0.00097009 | 8.2123e-08 | 0.0028115 | 2.0866e-09 | 0.013666 | 1.0707e-08
[120 empty] | 7.3.3.17.5 (Remote Grid) Updates to grid topology to minimize risk of ignition in HFTDs Remote GridWLDFRVegetation ContactAggregated | WLDFR | HFTD - Distribution - Tier 3 - 1QU CoRE ¦ 5QU LoRE | Red Flag Warning - Catastrophic Fires | Vegetation Contact | Aggregated | 2054 | 8.4655e-05 | 65.8407 | 0.0055737 | 2054 | Mitigation | 0.95 | 45 | 0 | esc | 0.00097009 | 8.2123e-08 | 0.00097009 | 8.2123e-08 | 0.0028115 | 2.0866e-09 | 0.013666 | 1.0707e-08
[120 empty] | 7.3.3.17.5 (Remote Grid) Updates to grid topology to minimize risk of ignition in HFTDs Remote GridWLDFRVegetation ContactAggregated | WLDFR | HFTD - Distribution - Tier 3 - 1QU CoRE ¦ 5QU LoRE | Red Flag Warning - Catastrophic Fires | Vegetation Contact | Aggregated | 2055 | 8.4655e-05 | 65.8407 | 0.0055737 | 2055 | Mitigation | 0.95 | 45 | 0 | esc | 0.00097009 | 8.2123e-08 | 0.00097009 | 8.2123e-08 | 0.0028115 | 2.0866e-09 | 0.013666 | 1.0707e-08
[120 empty] | 7.3.3.17.5 (Remote Grid) Updates to grid topology to minimize risk of ignition in HFTDs Remote GridWLDFRVegetation ContactAggregated | WLDFR | HFTD - Distribution - Tier 3 - 1QU CoRE ¦ 5QU LoRE | Red Flag Warning - Catastrophic Fires | Vegetation Contact | Aggregated | 2056 | 8.4655e-05 | 65.8407 | 0.0055737 | 2056 | Mitigation | 0.95 | 45 | 0 | esc | 0.00097009 | 8.2123e-08 | 0.00097009 | 8.2123e-08 | 0.0028115 | 2.0866e-09 | 0.013666 | 1.0707e-08
[120 empty] | 7.3.3.17.5 (Remote Grid) Updates to grid topology to minimize risk of ignition in HFTDs Remote GridWLDFRVegetation ContactAggregated | WLDFR | HFTD - Distribution - Tier 3 - 1QU CoRE ¦ 5QU LoRE | Red Flag Warning - Catastrophic Fires | Vegetation Contact | Aggregated | 2057 | 8.4655e-05 | 65.8407 | 0.0055737 | 2057 | Mitigation | 0.95 | 45 | 0 | esc | 0.00097009 | 8.2123e-08 | 0.00097009 | 8.2123e-08 | 0.0028115 | 2.0866e-09 | 0.013666 | 1.0707e-08
[120 empty] | 7.3.3.17.5 (Remote Grid) Updates to grid topology to minimize risk of ignition in HFTDs Remote GridWLDFRVegetation ContactAggregated | WLDFR | HFTD - Distribution - Tier 3 - 1QU CoRE ¦ 5QU LoRE | Red Flag Warning - Catastrophic Fires | Vegetation Contact | Aggregated | 2058 | 8.4655e-05 | 65.8407 | 0.0055737 | 2058 | Mitigation | 0.95 | 45 | 0 | esc | 0.00097009 | 8.2123e-08 | 0.00097009 | 8.2123e-08 | 0.0028115 | 2.0866e-09 | 0.013666 | 1.0707e-08
[120 empty] | 7.3.3.17.5 (Remote Grid) Updates to grid topology to minimize risk of ignition in HFTDs Remote GridWLDFRVegetation ContactAggregated | WLDFR | HFTD - Distribution - Tier 3 - 1QU CoRE ¦ 5QU LoRE | Red Flag Warning - Catastrophic Fires | Vegetation Contact | Aggregated | 2059 | 8.4655e-05 | 65.8407 | 0.0055737 | 2059 | Mitigation | 0.95 | 45 | 0 | esc | 0.00097009 | 8.2123e-08 | 0.00097009 | 8.2123e-08 | 0.0028115 | 2.0866e-09 | 0.013666 | 1.0707e-08
[120 empty] | 7.3.3.17.5 (Remote Grid) Updates to grid topology to minimize risk of ignition in HFTDs Remote GridWLDFRVegetation ContactAggregated | WLDFR | HFTD - Distribution - Tier 3 - 1QU CoRE ¦ 5QU LoRE | Red Flag Warning - Catastrophic Fires | Vegetation Contact | Aggregated | 2060 | 8.4655e-05 | 65.8407 | 0.0055737 | 2060 | Mitigation | 0.95 | 45 | 0 | esc | 0.00097009 | 8.2123e-08 | 0.00097009 | 8.2123e-08 | 0.0028115 | 2.0866e-09 | 0.013666 | 1.0707e-08
[120 empty] | 7.3.3.17.5 (Remote Grid) Updates to grid topology to minimize risk of ignition in HFTDs Remote GridWLDFRVegetation ContactAggregated | WLDFR | HFTD - Distribution - Tier 3 - 1QU CoRE ¦ 5QU LoRE | Red Flag Warning - Catastrophic Fires | Vegetation Contact | Aggregated | 2061 | 8.4655e-05 | 65.8407 | 0.0055737 | 2061 | Mitigation | 0.95 | 45 | 0 | esc | 0.00097009 | 8.2123e-08 | 0.00097009 | 8.2123e-08 | 0.0028115 | 2.0866e-09 | 0.013666 | 1.0707e-08
[120 empty] | 7.3.3.17.5 (Remote Grid) Updates to grid topology to minimize risk of ignition in HFTDs Remote GridWLDFRVegetation ContactAggregated | WLDFR | HFTD - Distribution - Tier 3 - 1QU CoRE ¦ 5QU LoRE | Red Flag Warning - Catastrophic Fires | Vegetation Contact | Aggregated | 2062 | 8.4655e-05 | 65.8407 | 0.0055737 | 2062 | Mitigation | 0.95 | 45 | 0 | esc | 0.00097009 | 8.2123e-08 | 0.00097009 | 8.2123e-08 | 0.0028115 | 2.0866e-09 | 0.013666 | 1.0707e-08
[120 empty] | 7.3.3.17.5 (Remote Grid) Updates to grid topology to minimize risk of ignition in HFTDs Remote GridWLDFRVegetation ContactAggregated | WLDFR | HFTD - Distribution - Tier 3 - 1QU CoRE ¦ 5QU LoRE | Red Flag Warning - Catastrophic Fires | Vegetation Contact | Aggregated | 2063 | 8.4655e-05 | 65.8407 | 0.0055737 | 2063 | Mitigation | 0.95 | 45 | 0 | esc | 0.00097009 | 8.2123e-08 | 0.00097009 | 8.2123e-08 | 0.0028115 | 2.0866e-09 | 0.013666 | 1.0707e-08
[120 empty] | 7.3.3.17.5 (Remote Grid) Updates to grid topology to minimize risk of ignition in HFTDs Remote GridWLDFRVegetation ContactAggregated | WLDFR | HFTD - Distribution - Tier 3 - 1QU CoRE ¦ 5QU LoRE | Red Flag Warning - Catastrophic Fires | Vegetation Contact | Aggregated | 2064 | 8.4655e-05 | 65.8407 | 0.0055737 | 2064 | Mitigation | 0.95 | 45 | 0 | esc | 0.00097009 | 8.2123e-08 | 0.00097009 | 8.2123e-08 | 0.0028115 | 2.0866e-09 | 0.013666 | 1.0707e-08
[120 empty] | 7.3.3.17.5 (Remote Grid) Updates to grid topology to minimize risk of ignition in HFTDs Remote GridWLDFRVegetation ContactAggregated | WLDFR | HFTD - Distribution - Tier 3 - 1QU CoRE ¦ 5QU LoRE | Red Flag Warning - Catastrophic Fires | Vegetation Contact | Aggregated | 2065 | 8.4655e-05 | 65.8407 | 0.0055737 | 2065 | Mitigation | 0.95 | 45 | 0 | esc | 0.00097009 | 8.2123e-08 | 0.00097009 | 8.2123e-08 | 0.0028115 | 2.0866e-09 | 0.013666 | 1.0707e-08
[120 empty] | 7.3.3.17.5 (Remote Grid) Updates to grid topology to minimize risk of ignition in HFTDs Remote GridWLDFRVegetation ContactAggregated | WLDFR | HFTD - Distribution - Tier 3 - 1QU CoRE ¦ 5QU LoRE | Red Flag Warning - Catastrophic Fires | Vegetation Contact | Aggregated | 2066 | 8.4655e-05 | 65.8407 | 0.0055737 | 2066 | Mitigation | 0.95 | 45 | 0 | esc | 0.00097009 | 8.2123e-08 | 0.00097009 | 8.2123e-08 | 0.0028115 | 2.0866e-09 | 0.013666 | 1.0707e-08
[120 empty] | 7.3.3.17.5 (Remote Grid) Updates to grid topology to minimize risk of ignition in HFTDs Remote GridWLDFRVegetation ContactAggregated | WLDFR | HFTD - Distribution - Tier 3 - 1QU CoRE ¦ 5QU LoRE | Red Flag Warning - Catastrophic Fires | Vegetation Contact | Aggregated | 2067 | 8.4655e-05 | 65.8407 | 0.0055737 | 2067 | Mitigation | 0.95 | 45 | 0 | esc | 0 | 0 | 0.00097009 | 8.2123e-08 | 0.0028115 | 2.0866e-09 | 0.013666 | 1.0707e-08
[120 empty] | 7.3.3.17.5 (Remote Grid) Updates to grid topology to minimize risk of ignition in HFTDs Remote GridWLDFREquipment / facility failureAggregated | WLDFR | HFTD - Distribution - Tier 3 - 1QU CoRE ¦ 5QU LoRE | Red Flag Warning - Destructive Fires | Equipment / facility failure | Aggregated | 2022 | 1.0276e-06 | 65.8407 | 6.766e-05 | 2022 | Mitigation | 0.95 | 45 | 0 | esc | 0.00097009 | 9.9689e-10 | 0 | 0 | 0.0028115 | 2.0866e-09 | 0.013666 | 1.0707e-08
[120 empty] | 7.3.3.17.5 (Remote Grid) Updates to grid topology to minimize risk of ignition in HFTDs Remote GridWLDFREquipment / facility failureAggregated | WLDFR | HFTD - Distribution - Tier 3 - 1QU CoRE ¦ 5QU LoRE | Red Flag Warning - Destructive Fires | Equipment / facility failure | Aggregated | 2023 | 1.0276e-06 | 65.8407 | 6.766e-05 | 2023 | Mitigation | 0.95 | 45 | 0 | esc | 0.00097009 | 9.9689e-10 | 0.00097009 | 9.9689e-10 | 0.0028115 | 2.0866e-09 | 0.013666 | 1.0707e-08
[120 empty] | 7.3.3.17.5 (Remote Grid) Updates to grid topology to minimize risk of ignition in HFTDs Remote GridWLDFREquipment / facility failureAggregated | WLDFR | HFTD - Distribution - Tier 3 - 1QU CoRE ¦ 5QU LoRE | Red Flag Warning - Destructive Fires | Equipment / facility failure | Aggregated | 2024 | 1.0276e-06 | 65.8407 | 6.766e-05 | 2024 | Mitigation | 0.95 | 45 | 0 | esc | 0.00097009 | 9.9689e-10 | 0.00097009 | 9.9689e-10 | 0.0028115 | 2.0866e-09 | 0 | 0
[120 empty] | 7.3.3.17.5 (Remote Grid) Updates to grid topology to minimize risk of ignition in HFTDs Remote GridWLDFREquipment / facility failureAggregated | WLDFR | HFTD - Distribution - Tier 3 - 1QU CoRE ¦ 5QU LoRE | Red Flag Warning - Destructive Fires | Equipment / facility failure | Aggregated | 2025 | 1.0276e-06 | 65.8407 | 6.766e-05 | 2025 | Mitigation | 0.95 | 45 | 0 | esc | 0.00097009 | 9.9689e-10 | 0.00097009 | 9.9689e-10 | 0.0028115 | 2.0866e-09 | 0 | 0
[120 empty] | 7.3.3.17.5 (Remote Grid) Updates to grid topology to minimize risk of ignition in HFTDs Remote GridWLDFREquipment / facility failureAggregated | WLDFR | HFTD - Distribution - Tier 3 - 1QU CoRE ¦ 5QU LoRE | Red Flag Warning - Destructive Fires | Equipment / facility failure | Aggregated | 2026 | 1.0276e-06 | 65.8407 | 6.766e-05 | 2026 | Mitigation | 0.95 | 45 | 0 | esc | 0.00097009 | 9.9689e-10 | 0.00097009 | 9.9689e-10 | 0.0028115 | 2.0866e-09 | 0.0063316 | 5.4103e-10
[120 empty] | 7.3.3.17.5 (Remote Grid) Updates to grid topology to minimize risk of ignition in HFTDs Remote GridWLDFREquipment / facility failureAggregated | WLDFR | HFTD - Distribution - Tier 3 - 1QU CoRE ¦ 5QU LoRE | Red Flag Warning - Destructive Fires | Equipment / facility failure | Aggregated | 2027 | 1.0276e-06 | 65.8407 | 6.766e-05 | 2027 | Mitigation | 0.95 | 45 | 0 | esc | 0.00097009 | 9.9689e-10 | 0.00097009 | 9.9689e-10 | 0.0028115 | 2.0866e-09 | 0.0063316 | 5.4103e-10
[120 empty] | 7.3.3.17.5 (Remote Grid) Updates to grid topology to minimize risk of ignition in HFTDs Remote GridWLDFREquipment / facility failureAggregated | WLDFR | HFTD - Distribution - Tier 3 - 1QU CoRE ¦ 5QU LoRE | Red Flag Warning - Destructive Fires | Equipment / facility failure | Aggregated | 2028 | 1.0276e-06 | 65.8407 | 6.766e-05 | 2028 | Mitigation | 0.95 | 45 | 0 | esc | 0.00097009 | 9.9689e-10 | 0.00097009 | 9.9689e-10 | 0.0028115 | 2.0866e-09 | 0.0063316 | 5.4103e-10
[120 empty] | 7.3.3.17.5 (Remote Grid) Updates to grid topology to minimize risk of ignition in HFTDs Remote GridWLDFREquipment / facility failureAggregated | WLDFR | HFTD - Distribution - Tier 3 - 1QU CoRE ¦ 5QU LoRE | Red Flag Warning - Destructive Fires | Equipment / facility failure | Aggregated | 2029 | 1.0276e-06 | 65.8407 | 6.766e-05 | 2029 | Mitigation | 0.95 | 45 | 0 | esc | 0.00097009 | 9.9689e-10 | 0.00097009 | 9.9689e-10 | 0.0028115 | 2.0866e-09 | 0.0063316 | 5.4103e-10
[120 empty] | 7.3.3.17.5 (Remote Grid) Updates to grid topology to minimize risk of ignition in HFTDs Remote GridWLDFREquipment / facility failureAggregated | WLDFR | HFTD - Distribution - Tier 3 - 1QU CoRE ¦ 5QU LoRE | Red Flag Warning - Destructive Fires | Equipment / facility failure | Aggregated | 2030 | 1.0276e-06 | 65.8407 | 6.766e-05 | 2030 | Mitigation | 0.95 | 45 | 0 | esc | 0.00097009 | 9.9689e-10 | 0.00097009 | 9.9689e-10 | 0.0028115 | 2.0866e-09 | 0.0063316 | 5.4103e-10
[120 empty] | 7.3.3.17.5 (Remote Grid) Updates to grid topology to minimize risk of ignition in HFTDs Remote GridWLDFREquipment / facility failureAggregated | WLDFR | HFTD - Distribution - Tier 3 - 1QU CoRE ¦ 5QU LoRE | Red Flag Warning - Destructive Fires | Equipment / facility failure | Aggregated | 2031 | 1.0276e-06 | 65.8407 | 6.766e-05 | 2031 | Mitigation | 0.95 | 45 | 0 | esc | 0.00097009 | 9.9689e-10 | 0.00097009 | 9.9689e-10 | 0.0028115 | 2.0866e-09 | 0.0063316 | 5.4103e-10
[120 empty] | 7.3.3.17.5 (Remote Grid) Updates to grid topology to minimize risk of ignition in HFTDs Remote GridWLDFREquipment / facility failureAggregated | WLDFR | HFTD - Distribution - Tier 3 - 1QU CoRE ¦ 5QU LoRE | Red Flag Warning - Destructive Fires | Equipment / facility failure | Aggregated | 2032 | 1.0276e-06 | 65.8407 | 6.766e-05 | 2032 | Mitigation | 0.95 | 45 | 0 | esc | 0.00097009 | 9.9689e-10 | 0.00097009 | 9.9689e-10 | 0.0028115 | 2.0866e-09 | 0.0063316 | 5.4103e-10
[120 empty] | 7.3.3.17.5 (Remote Grid) Updates to grid topology to minimize risk of ignition in HFTDs Remote GridWLDFREquipment / facility failureAggregated | WLDFR | HFTD - Distribution - Tier 3 - 1QU CoRE ¦ 5QU LoRE | Red Flag Warning - Destructive Fires | Equipment / facility failure | Aggregated | 2033 | 1.0276e-06 | 65.8407 | 6.766e-05 | 2033 | Mitigation | 0.95 | 45 | 0 | esc | 0.00097009 | 9.9689e-10 | 0.00097009 | 9.9689e-10 | 0.0028115 | 2.0866e-09 | 0.0063316 | 5.4103e-10
[120 empty] | 7.3.3.17.5 (Remote Grid) Updates to grid topology to minimize risk of ignition in HFTDs Remote GridWLDFREquipment / facility failureAggregated | WLDFR | HFTD - Distribution - Tier 3 - 1QU CoRE ¦ 5QU LoRE | Red Flag Warning - Destructive Fires | Equipment / facility failure | Aggregated | 2034 | 1.0276e-06 | 65.8407 | 6.766e-05 | 2034 | Mitigation | 0.95 | 45 | 0 | esc | 0.00097009 | 9.9689e-10 | 0.00097009 | 9.9689e-10 | 0.0028115 | 2.0866e-09 | 0.0063316 | 5.4103e-10
[120 empty] | 7.3.3.17.5 (Remote Grid) Updates to grid topology to minimize risk of ignition in HFTDs Remote GridWLDFREquipment / facility failureAggregated | WLDFR | HFTD - Distribution - Tier 3 - 1QU CoRE ¦ 5QU LoRE | Red Flag Warning - Destructive Fires | Equipment / facility failure | Aggregated | 2035 | 1.0276e-06 | 65.8407 | 6.766e-05 | 2035 | Mitigation | 0.95 | 45 | 0 | esc | 0.00097009 | 9.9689e-10 | 0.00097009 | 9.9689e-10 | 0.0028115 | 2.0866e-09 | 0.0063316 | 5.4103e-10
[120 empty] | 7.3.3.17.5 (Remote Grid) Updates to grid topology to minimize risk of ignition in HFTDs Remote GridWLDFREquipment / facility failureAggregated | WLDFR | HFTD - Distribution - Tier 3 - 1QU CoRE ¦ 5QU LoRE | Red Flag Warning - Destructive Fires | Equipment / facility failure | Aggregated | 2036 | 1.0276e-06 | 65.8407 | 6.766e-05 | 2036 | Mitigation | 0.95 | 45 | 0 | esc | 0.00097009 | 9.9689e-10 | 0.00097009 | 9.9689e-10 | 0.0028115 | 2.0866e-09 | 0.0063316 | 5.4103e-10
[120 empty] | 7.3.3.17.5 (Remote Grid) Updates to grid topology to minimize risk of ignition in HFTDs Remote GridWLDFREquipment / facility failureAggregated | WLDFR | HFTD - Distribution - Tier 3 - 1QU CoRE ¦ 5QU LoRE | Red Flag Warning - Destructive Fires | Equipment / facility failure | Aggregated | 2037 | 1.0276e-06 | 65.8407 | 6.766e-05 | 2037 | Mitigation | 0.95 | 45 | 0 | esc | 0.00097009 | 9.9689e-10 | 0.00097009 | 9.9689e-10 | 0.0028115 | 2.0866e-09 | 0.0063316 | 5.4103e-10
[120 empty] | 7.3.3.17.5 (Remote Grid) Updates to grid topology to minimize risk of ignition in HFTDs Remote GridWLDFREquipment / facility failureAggregated | WLDFR | HFTD - Distribution - Tier 3 - 1QU CoRE ¦ 5QU LoRE | Red Flag Warning - Destructive Fires | Equipment / facility failure | Aggregated | 2038 | 1.0276e-06 | 65.8407 | 6.766e-05 | 2038 | Mitigation | 0.95 | 45 | 0 | esc | 0.00097009 | 9.9689e-10 | 0.00097009 | 9.9689e-10 | 0.0028115 | 2.0866e-09 | 0.0063316 | 5.4103e-10
[120 empty] | 7.3.3.17.5 (Remote Grid) Updates to grid topology to minimize risk of ignition in HFTDs Remote GridWLDFREquipment / facility failureAggregated | WLDFR | HFTD - Distribution - Tier 3 - 1QU CoRE ¦ 5QU LoRE | Red Flag Warning - Destructive Fires | Equipment / facility failure | Aggregated | 2039 | 1.0276e-06 | 65.8407 | 6.766e-05 | 2039 | Mitigation | 0.95 | 45 | 0 | esc | 0.00097009 | 9.9689e-10 | 0.00097009 | 9.9689e-10 | 0.0028115 | 2.0866e-09 | 0.0063316 | 5.4103e-10
[120 empty] | 7.3.3.17.5 (Remote Grid) Updates to grid topology to minimize risk of ignition in HFTDs Remote GridWLDFREquipment / facility failureAggregated | WLDFR | HFTD - Distribution - Tier 3 - 1QU CoRE ¦ 5QU LoRE | Red Flag Warning - Destructive Fires | Equipment / facility failure | Aggregated | 2040 | 1.0276e-06 | 65.8407 | 6.766e-05 | 2040 | Mitigation | 0.95 | 45 | 0 | esc | 0.00097009 | 9.9689e-10 | 0.00097009 | 9.9689e-10 | 0.0028115 | 2.0866e-09 | 0.0063316 | 5.4103e-10
[120 empty] | 7.3.3.17.5 (Remote Grid) Updates to grid topology to minimize risk of ignition in HFTDs Remote GridWLDFREquipment / facility failureAggregated | WLDFR | HFTD - Distribution - Tier 3 - 1QU CoRE ¦ 5QU LoRE | Red Flag Warning - Destructive Fires | Equipment / facility failure | Aggregated | 2041 | 1.0276e-06 | 65.8407 | 6.766e-05 | 2041 | Mitigation | 0.95 | 45 | 0 | esc | 0.00097009 | 9.9689e-10 | 0.00097009 | 9.9689e-10 | 0.0028115 | 2.0866e-09 | 0.0063316 | 5.4103e-10
[120 empty] | 7.3.3.17.5 (Remote Grid) Updates to grid topology to minimize risk of ignition in HFTDs Remote GridWLDFREquipment / facility failureAggregated | WLDFR | HFTD - Distribution - Tier 3 - 1QU CoRE ¦ 5QU LoRE | Red Flag Warning - Destructive Fires | Equipment / facility failure | Aggregated | 2042 | 1.0276e-06 | 65.8407 | 6.766e-05 | 2042 | Mitigation | 0.95 | 45 | 0 | esc | 0.00097009 | 9.9689e-10 | 0.00097009 | 9.9689e-10 | 0.0028115 | 2.0866e-09 | 0.0063316 | 5.4103e-10
[120 empty] | 7.3.3.17.5 (Remote Grid) Updates to grid topology to minimize risk of ignition in HFTDs Remote GridWLDFREquipment / facility failureAggregated | WLDFR | HFTD - Distribution - Tier 3 - 1QU CoRE ¦ 5QU LoRE | Red Flag Warning - Destructive Fires | Equipment / facility failure | Aggregated | 2043 | 1.0276e-06 | 65.8407 | 6.766e-05 | 2043 | Mitigation | 0.95 | 45 | 0 | esc | 0.00097009 | 9.9689e-10 | 0.00097009 | 9.9689e-10 | 0.0028115 | 2.0866e-09 | 0.0063316 | 5.4103e-10
[120 empty] | 7.3.3.17.5 (Remote Grid) Updates to grid topology to minimize risk of ignition in HFTDs Remote GridWLDFREquipment / facility failureAggregated | WLDFR | HFTD - Distribution - Tier 3 - 1QU CoRE ¦ 5QU LoRE | Red Flag Warning - Destructive Fires | Equipment / facility failure | Aggregated | 2044 | 1.0276e-06 | 65.8407 | 6.766e-05 | 2044 | Mitigation | 0.95 | 45 | 0 | esc | 0.00097009 | 9.9689e-10 | 0.00097009 | 9.9689e-10 | 0.0028115 | 2.0866e-09 | 0.0063316 | 5.4103e-10
[120 empty] | 7.3.3.17.5 (Remote Grid) Updates to grid topology to minimize risk of ignition in HFTDs Remote GridWLDFREquipment / facility failureAggregated | WLDFR | HFTD - Distribution - Tier 3 - 1QU CoRE ¦ 5QU LoRE | Red Flag Warning - Destructive Fires | Equipment / facility failure | Aggregated | 2045 | 1.0276e-06 | 65.8407 | 6.766e-05 | 2045 | Mitigation | 0.95 | 45 | 0 | esc | 0.00097009 | 9.9689e-10 | 0.00097009 | 9.9689e-10 | 0.0028115 | 2.0866e-09 | 0.0063316 | 5.4103e-10
[120 empty] | 7.3.3.17.5 (Remote Grid) Updates to grid topology to minimize risk of ignition in HFTDs Remote GridWLDFREquipment / facility failureAggregated | WLDFR | HFTD - Distribution - Tier 3 - 1QU CoRE ¦ 5QU LoRE | Red Flag Warning - Destructive Fires | Equipment / facility failure | Aggregated | 2046 | 1.0276e-06 | 65.8407 | 6.766e-05 | 2046 | Mitigation | 0.95 | 45 | 0 | esc | 0.00097009 | 9.9689e-10 | 0.00097009 | 9.9689e-10 | 0.0028115 | 2.0866e-09 | 0.0063316 | 5.4103e-10
[120 empty] | 7.3.3.17.5 (Remote Grid) Updates to grid topology to minimize risk of ignition in HFTDs Remote GridWLDFREquipment / facility failureAggregated | WLDFR | HFTD - Distribution - Tier 3 - 1QU CoRE ¦ 5QU LoRE | Red Flag Warning - Destructive Fires | Equipment / facility failure | Aggregated | 2047 | 1.0276e-06 | 65.8407 | 6.766e-05 | 2047 | Mitigation | 0.95 | 45 | 0 | esc | 0.00097009 | 9.9689e-10 | 0.00097009 | 9.9689e-10 | 0.0028115 | 2.0866e-09 | 0.0063316 | 5.4103e-10
[120 empty] | 7.3.3.17.5 (Remote Grid) Updates to grid topology to minimize risk of ignition in HFTDs Remote GridWLDFREquipment / facility failureAggregated | WLDFR | HFTD - Distribution - Tier 3 - 1QU CoRE ¦ 5QU LoRE | Red Flag Warning - Destructive Fires | Equipment / facility failure | Aggregated | 2048 | 1.0276e-06 | 65.8407 | 6.766e-05 | 2048 | Mitigation | 0.95 | 45 | 0 | esc | 0.00097009 | 9.9689e-10 | 0.00097009 | 9.9689e-10 | 0.0028115 | 2.0866e-09 | 0.0063316 | 5.4103e-10
[120 empty] | 7.3.3.17.5 (Remote Grid) Updates to grid topology to minimize risk of ignition in HFTDs Remote GridWLDFREquipment / facility failureAggregated | WLDFR | HFTD - Distribution - Tier 3 - 1QU CoRE ¦ 5QU LoRE | Red Flag Warning - Destructive Fires | Equipment / facility failure | Aggregated | 2049 | 1.0276e-06 | 65.8407 | 6.766e-05 | 2049 | Mitigation | 0.95 | 45 | 0 | esc | 0.00097009 | 9.9689e-10 | 0.00097009 | 9.9689e-10 | 0.0028115 | 2.0866e-09 | 0.0063316 | 5.4103e-10
[120 empty] | 7.3.3.17.5 (Remote Grid) Updates to grid topology to minimize risk of ignition in HFTDs Remote GridWLDFREquipment / facility failureAggregated | WLDFR | HFTD - Distribution - Tier 3 - 1QU CoRE ¦ 5QU LoRE | Red Flag Warning - Destructive Fires | Equipment / facility failure | Aggregated | 2050 | 1.0276e-06 | 65.8407 | 6.766e-05 | 2050 | Mitigation | 0.95 | 45 | 0 | esc | 0.00097009 | 9.9689e-10 | 0.00097009 | 9.9689e-10 | 0.0028115 | 2.0866e-09 | 0.0063316 | 5.4103e-10
[120 empty] | 7.3.3.17.5 (Remote Grid) Updates to grid topology to minimize risk of ignition in HFTDs Remote GridWLDFREquipment / facility failureAggregated | WLDFR | HFTD - Distribution - Tier 3 - 1QU CoRE ¦ 5QU LoRE | Red Flag Warning - Destructive Fires | Equipment / facility failure | Aggregated | 2051 | 1.0276e-06 | 65.8407 | 6.766e-05 | 2051 | Mitigation | 0.95 | 45 | 0 | esc | 0.00097009 | 9.9689e-10 | 0.00097009 | 9.9689e-10 | 0.0028115 | 2.0866e-09 | 0.0063316 | 5.4103e-10
[120 empty] | 7.3.3.17.5 (Remote Grid) Updates to grid topology to minimize risk of ignition in HFTDs Remote GridWLDFREquipment / facility failureAggregated | WLDFR | HFTD - Distribution - Tier 3 - 1QU CoRE ¦ 5QU LoRE | Red Flag Warning - Destructive Fires | Equipment / facility failure | Aggregated | 2052 | 1.0276e-06 | 65.8407 | 6.766e-05 | 2052 | Mitigation | 0.95 | 45 | 0 | esc | 0.00097009 | 9.9689e-10 | 0.00097009 | 9.9689e-10 | 0.0028115 | 2.0866e-09 | 0.0063316 | 5.4103e-10
[120 empty] | 7.3.3.17.5 (Remote Grid) Updates to grid topology to minimize risk of ignition in HFTDs Remote GridWLDFREquipment / facility failureAggregated | WLDFR | HFTD - Distribution - Tier 3 - 1QU CoRE ¦ 5QU LoRE | Red Flag Warning - Destructive Fires | Equipment / facility failure | Aggregated | 2053 | 1.0276e-06 | 65.8407 | 6.766e-05 | 2053 | Mitigation | 0.95 | 45 | 0 | esc | 0.00097009 | 9.9689e-10 | 0.00097009 | 9.9689e-10 | 0.0028115 | 2.0866e-09 | 0.0063316 | 5.4103e-10
[120 empty] | 7.3.3.17.5 (Remote Grid) Updates to grid topology to minimize risk of ignition in HFTDs Remote GridWLDFREquipment / facility failureAggregated | WLDFR | HFTD - Distribution - Tier 3 - 1QU CoRE ¦ 5QU LoRE | Red Flag Warning - Destructive Fires | Equipment / facility failure | Aggregated | 2054 | 1.0276e-06 | 65.8407 | 6.766e-05 | 2054 | Mitigation | 0.95 | 45 | 0 | esc | 0.00097009 | 9.9689e-10 | 0.00097009 | 9.9689e-10 | 0.0028115 | 2.0866e-09 | 0.0063316 | 5.4103e-10
[120 empty] | 7.3.3.17.5 (Remote Grid) Updates to grid topology to minimize risk of ignition in HFTDs Remote GridWLDFREquipment / facility failureAggregated | WLDFR | HFTD - Distribution - Tier 3 - 1QU CoRE ¦ 5QU LoRE | Red Flag Warning - Destructive Fires | Equipment / facility failure | Aggregated | 2055 | 1.0276e-06 | 65.8407 | 6.766e-05 | 2055 | Mitigation | 0.95 | 45 | 0 | esc | 0.00097009 | 9.9689e-10 | 0.00097009 | 9.9689e-10 | 0.0028115 | 2.0866e-09 | 0.0063316 | 5.4103e-10
[120 empty] | 7.3.3.17.5 (Remote Grid) Updates to grid topology to minimize risk of ignition in HFTDs Remote GridWLDFREquipment / facility failureAggregated | WLDFR | HFTD - Distribution - Tier 3 - 1QU CoRE ¦ 5QU LoRE | Red Flag Warning - Destructive Fires | Equipment / facility failure | Aggregated | 2056 | 1.0276e-06 | 65.8407 | 6.766e-05 | 2056 | Mitigation | 0.95 | 45 | 0 | esc | 0.00097009 | 9.9689e-10 | 0.00097009 | 9.9689e-10 | 0 | 0 | 0 | 0
[120 empty] | 7.3.3.17.5 (Remote Grid) Updates to grid topology to minimize risk of ignition in HFTDs Remote GridWLDFREquipment / facility failureAggregated | WLDFR | HFTD - Distribution - Tier 3 - 1QU CoRE ¦ 5QU LoRE | Red Flag Warning - Destructive Fires | Equipment / facility failure | Aggregated | 2057 | 1.0276e-06 | 65.8407 | 6.766e-05 | 2057 | Mitigation | 0.95 | 45 | 0 | esc | 0.00097009 | 9.9689e-10 | 0.00097009 | 9.9689e-10 | 0.0028115 | 2.9917e-09 | 0 | 0
[120 empty] | 7.3.3.17.5 (Remote Grid) Updates to grid topology to minimize risk of ignition in HFTDs Remote GridWLDFREquipment / facility failureAggregated | WLDFR | HFTD - Distribution - Tier 3 - 1QU CoRE ¦ 5QU LoRE | Red Flag Warning - Destructive Fires | Equipment / facility failure | Aggregated | 2058 | 1.0276e-06 | 65.8407 | 6.766e-05 | 2058 | Mitigation | 0.95 | 45 | 0 | esc | 0.00097009 | 9.9689e-10 | 0.00097009 | 9.9689e-10 | 0.0028115 | 2.9917e-09 | 0.012004 | 8.2801e-09
[120 empty] | 7.3.3.17.5 (Remote Grid) Updates to grid topology to minimize risk of ignition in HFTDs Remote GridWLDFREquipment / facility failureAggregated | WLDFR | HFTD - Distribution - Tier 3 - 1QU CoRE ¦ 5QU LoRE | Red Flag Warning - Destructive Fires | Equipment / facility failure | Aggregated | 2059 | 1.0276e-06 | 65.8407 | 6.766e-05 | 2059 | Mitigation | 0.95 | 45 | 0 | esc | 0.00097009 | 9.9689e-10 | 0.00097009 | 9.9689e-10 | 0.0028115 | 2.9917e-09 | 0.012004 | 8.2801e-09
[120 empty] | 7.3.3.17.5 (Remote Grid) Updates to grid topology to minimize risk of ignition in HFTDs Remote GridWLDFREquipment / facility failureAggregated | WLDFR | HFTD - Distribution - Tier 3 - 1QU CoRE ¦ 5QU LoRE | Red Flag Warning - Destructive Fires | Equipment / facility failure | Aggregated | 2060 | 1.0276e-06 | 65.8407 | 6.766e-05 | 2060 | Mitigation | 0.95 | 45 | 0 | esc | 0.00097009 | 9.9689e-10 | 0.00097009 | 9.9689e-10 | 0.0028115 | 2.9917e-09 | 0.012004 | 8.2801e-09
[120 empty] | 7.3.3.17.5 (Remote Grid) Updates to grid topology to minimize risk of ignition in HFTDs Remote GridWLDFREquipment / facility failureAggregated | WLDFR | HFTD - Distribution - Tier 3 - 1QU CoRE ¦ 5QU LoRE | Red Flag Warning - Destructive Fires | Equipment / facility failure | Aggregated | 2061 | 1.0276e-06 | 65.8407 | 6.766e-05 | 2061 | Mitigation | 0.95 | 45 | 0 | esc | 0.00097009 | 9.9689e-10 | 0.00097009 | 9.9689e-10 | 0.0028115 | 2.9917e-09 | 0.012004 | 8.2801e-09
[120 empty] | 7.3.3.17.5 (Remote Grid) Updates to grid topology to minimize risk of ignition in HFTDs Remote GridWLDFREquipment / facility failureAggregated | WLDFR | HFTD - Distribution - Tier 3 - 1QU CoRE ¦ 5QU LoRE | Red Flag Warning - Destructive Fires | Equipment / facility failure | Aggregated | 2062 | 1.0276e-06 | 65.8407 | 6.766e-05 | 2062 | Mitigation | 0.95 | 45 | 0 | esc | 0.00097009 | 9.9689e-10 | 0.00097009 | 9.9689e-10 | 0.0028115 | 2.9917e-09 | 0.012004 | 8.2801e-09
[120 empty] | 7.3.3.17.5 (Remote Grid) Updates to grid topology to minimize risk of ignition in HFTDs Remote GridWLDFREquipment / facility failureAggregated | WLDFR | HFTD - Distribution - Tier 3 - 1QU CoRE ¦ 5QU LoRE | Red Flag Warning - Destructive Fires | Equipment / facility failure | Aggregated | 2063 | 1.0276e-06 | 65.8407 | 6.766e-05 | 2063 | Mitigation | 0.95 | 45 | 0 | esc | 0.00097009 | 9.9689e-10 | 0.00097009 | 9.9689e-10 | 0.0028115 | 2.9917e-09 | 0.012004 | 8.2801e-09
[120 empty] | 7.3.3.17.5 (Remote Grid) Updates to grid topology to minimize risk of ignition in HFTDs Remote GridWLDFREquipment / facility failureAggregated | WLDFR | HFTD - Distribution - Tier 3 - 1QU CoRE ¦ 5QU LoRE | Red Flag Warning - Destructive Fires | Equipment / facility failure | Aggregated | 2064 | 1.0276e-06 | 65.8407 | 6.766e-05 | 2064 | Mitigation | 0.95 | 45 | 0 | esc | 0.00097009 | 9.9689e-10 | 0.00097009 | 9.9689e-10 | 0.0028115 | 2.9917e-09 | 0.012004 | 8.2801e-09
[120 empty] | 7.3.3.17.5 (Remote Grid) Updates to grid topology to minimize risk of ignition in HFTDs Remote GridWLDFREquipment / facility failureAggregated | WLDFR | HFTD - Distribution - Tier 3 - 1QU CoRE ¦ 5QU LoRE | Red Flag Warning - Destructive Fires | Equipment / facility failure | Aggregated | 2065 | 1.0276e-06 | 65.8407 | 6.766e-05 | 2065 | Mitigation | 0.95 | 45 | 0 | esc | 0.00097009 | 9.9689e-10 | 0.00097009 | 9.9689e-10 | 0.0028115 | 2.9917e-09 | 0.012004 | 8.2801e-09
[120 empty] | 7.3.3.17.5 (Remote Grid) Updates to grid topology to minimize risk of ignition in HFTDs Remote GridWLDFREquipment / facility failureAggregated | WLDFR | HFTD - Distribution - Tier 3 - 1QU CoRE ¦ 5QU LoRE | Red Flag Warning - Destructive Fires | Equipment / facility failure | Aggregated | 2066 | 1.0276e-06 | 65.8407 | 6.766e-05 | 2066 | Mitigation | 0.95 | 45 | 0 | esc | 0.00097009 | 9.9689e-10 | 0.00097009 | 9.9689e-10 | 0.0028115 | 2.9917e-09 | 0.012004 | 8.2801e-09
[120 empty] | 7.3.3.17.5 (Remote Grid) Updates to grid topology to minimize risk of ignition in HFTDs Remote GridWLDFREquipment / facility failureAggregated | WLDFR | HFTD - Distribution - Tier 3 - 1QU CoRE ¦ 5QU LoRE | Red Flag Warning - Destructive Fires | Equipment / facility failure | Aggregated | 2067 | 1.0276e-06 | 65.8407 | 6.766e-05 | 2067 | Mitigation | 0.95 | 45 | 0 | esc | 0 | 0 | 0.00097009 | 9.9689e-10 | 0.0028115 | 2.9917e-09 | 0.012004 | 8.2801e-09
[120 empty] | 7.3.3.17.5 (Remote Grid) Updates to grid topology to minimize risk of ignition in HFTDs Remote GridWLDFRVegetation ContactAggregated | WLDFR | HFTD - Distribution - Tier 3 - 1QU CoRE ¦ 5QU LoRE | Red Flag Warning - Destructive Fires | Vegetation Contact | Aggregated | 2022 | 9.8133e-06 | 65.8407 | 0.00064611 | 2022 | Mitigation | 0.95 | 45 | 0 | esc | 0.00097009 | 9.5197e-09 | 0 | 0 | 0.0028115 | 2.9917e-09 | 0.012004 | 8.2801e-09
[120 empty] | 7.3.3.17.5 (Remote Grid) Updates to grid topology to minimize risk of ignition in HFTDs Remote GridWLDFRVegetation ContactAggregated | WLDFR | HFTD - Distribution - Tier 3 - 1QU CoRE ¦ 5QU LoRE | Red Flag Warning - Destructive Fires | Vegetation Contact | Aggregated | 2023 | 9.8133e-06 | 65.8407 | 0.00064611 | 2023 | Mitigation | 0.95 | 45 | 0 | esc | 0.00097009 | 9.5197e-09 | 0.00097009 | 9.5197e-09 | 0.0028115 | 2.9917e-09 | 0.012004 | 8.2801e-09
[120 empty] | 7.3.3.17.5 (Remote Grid) Updates to grid topology to minimize risk of ignition in HFTDs Remote GridWLDFRVegetation ContactAggregated | WLDFR | HFTD - Distribution - Tier 3 - 1QU CoRE ¦ 5QU LoRE | Red Flag Warning - Destructive Fires | Vegetation Contact | Aggregated | 2024 | 9.8133e-06 | 65.8407 | 0.00064611 | 2024 | Mitigation | 0.95 | 45 | 0 | esc | 0.00097009 | 9.5197e-09 | 0.00097009 | 9.5197e-09 | 0.0028115 | 2.9917e-09 | 0.012004 | 8.2801e-09
[120 empty] | 7.3.3.17.5 (Remote Grid) Updates to grid topology to minimize risk of ignition in HFTDs Remote GridWLDFRVegetation ContactAggregated | WLDFR | HFTD - Distribution - Tier 3 - 1QU CoRE ¦ 5QU LoRE | Red Flag Warning - Destructive Fires | Vegetation Contact | Aggregated | 2025 | 9.8133e-06 | 65.8407 | 0.00064611 | 2025 | Mitigation | 0.95 | 45 | 0 | esc | 0.00097009 | 9.5197e-09 | 0.00097009 | 9.5197e-09 | 0.0028115 | 2.9917e-09 | 0.012004 | 8.2801e-09
[120 empty] | 7.3.3.17.5 (Remote Grid) Updates to grid topology to minimize risk of ignition in HFTDs Remote GridWLDFRVegetation ContactAggregated | WLDFR | HFTD - Distribution - Tier 3 - 1QU CoRE ¦ 5QU LoRE | Red Flag Warning - Destructive Fires | Vegetation Contact | Aggregated | 2026 | 9.8133e-06 | 65.8407 | 0.00064611 | 2026 | Mitigation | 0.95 | 45 | 0 | esc | 0.00097009 | 9.5197e-09 | 0.00097009 | 9.5197e-09 | 0.0028115 | 2.9917e-09 | 0.012004 | 8.2801e-09
[120 empty] | 7.3.3.17.5 (Remote Grid) Updates to grid topology to minimize risk of ignition in HFTDs Remote GridWLDFRVegetation ContactAggregated | WLDFR | HFTD - Distribution - Tier 3 - 1QU CoRE ¦ 5QU LoRE | Red Flag Warning - Destructive Fires | Vegetation Contact | Aggregated | 2027 | 9.8133e-06 | 65.8407 | 0.00064611 | 2027 | Mitigation | 0.95 | 45 | 0 | esc | 0.00097009 | 9.5197e-09 | 0.00097009 | 9.5197e-09 | 0.0028115 | 2.9917e-09 | 0.012004 | 8.2801e-09
[120 empty] | 7.3.3.17.5 (Remote Grid) Updates to grid topology to minimize risk of ignition in HFTDs Remote GridWLDFRVegetation ContactAggregated | WLDFR | HFTD - Distribution - Tier 3 - 1QU CoRE ¦ 5QU LoRE | Red Flag Warning - Destructive Fires | Vegetation Contact | Aggregated | 2028 | 9.8133e-06 | 65.8407 | 0.00064611 | 2028 | Mitigation | 0.95 | 45 | 0 | esc | 0.00097009 | 9.5197e-09 | 0.00097009 | 9.5197e-09 | 0.0028115 | 2.9917e-09 | 0.012004 | 8.2801e-09
[120 empty] | 7.3.3.17.5 (Remote Grid) Updates to grid topology to minimize risk of ignition in HFTDs Remote GridWLDFRVegetation ContactAggregated | WLDFR | HFTD - Distribution - Tier 3 - 1QU CoRE ¦ 5QU LoRE | Red Flag Warning - Destructive Fires | Vegetation Contact | Aggregated | 2029 | 9.8133e-06 | 65.8407 | 0.00064611 | 2029 | Mitigation | 0.95 | 45 | 0 | esc | 0.00097009 | 9.5197e-09 | 0.00097009 | 9.5197e-09 | 0.0028115 | 2.9917e-09 | 0.012004 | 8.2801e-09
[120 empty] | 7.3.3.17.5 (Remote Grid) Updates to grid topology to minimize risk of ignition in HFTDs Remote GridWLDFRVegetation ContactAggregated | WLDFR | HFTD - Distribution - Tier 3 - 1QU CoRE ¦ 5QU LoRE | Red Flag Warning - Destructive Fires | Vegetation Contact | Aggregated | 2030 | 9.8133e-06 | 65.8407 | 0.00064611 | 2030 | Mitigation | 0.95 | 45 | 0 | esc | 0.00097009 | 9.5197e-09 | 0.00097009 | 9.5197e-09 | 0.0028115 | 2.9917e-09 | 0.012004 | 8.2801e-09
[120 empty] | 7.3.3.17.5 (Remote Grid) Updates to grid topology to minimize risk of ignition in HFTDs Remote GridWLDFRVegetation ContactAggregated | WLDFR | HFTD - Distribution - Tier 3 - 1QU CoRE ¦ 5QU LoRE | Red Flag Warning - Destructive Fires | Vegetation Contact | Aggregated | 2031 | 9.8133e-06 | 65.8407 | 0.00064611 | 2031 | Mitigation | 0.95 | 45 | 0 | esc | 0.00097009 | 9.5197e-09 | 0.00097009 | 9.5197e-09 | 0.0028115 | 2.9917e-09 | 0.012004 | 8.2801e-09
[120 empty] | 7.3.3.17.5 (Remote Grid) Updates to grid topology to minimize risk of ignition in HFTDs Remote GridWLDFRVegetation ContactAggregated | WLDFR | HFTD - Distribution - Tier 3 - 1QU CoRE ¦ 5QU LoRE | Red Flag Warning - Destructive Fires | Vegetation Contact | Aggregated | 2032 | 9.8133e-06 | 65.8407 | 0.00064611 | 2032 | Mitigation | 0.95 | 45 | 0 | esc | 0.00097009 | 9.5197e-09 | 0.00097009 | 9.5197e-09 | 0.0028115 | 2.9917e-09 | 0.012004 | 8.2801e-09
[120 empty] | 7.3.3.17.5 (Remote Grid) Updates to grid topology to minimize risk of ignition in HFTDs Remote GridWLDFRVegetation ContactAggregated | WLDFR | HFTD - Distribution - Tier 3 - 1QU CoRE ¦ 5QU LoRE | Red Flag Warning - Destructive Fires | Vegetation Contact | Aggregated | 2033 | 9.8133e-06 | 65.8407 | 0.00064611 | 2033 | Mitigation | 0.95 | 45 | 0 | esc | 0.00097009 | 9.5197e-09 | 0.00097009 | 9.5197e-09 | 0.0028115 | 2.9917e-09 | 0.012004 | 8.2801e-09
[120 empty] | 7.3.3.17.5 (Remote Grid) Updates to grid topology to minimize risk of ignition in HFTDs Remote GridWLDFRVegetation ContactAggregated | WLDFR | HFTD - Distribution - Tier 3 - 1QU CoRE ¦ 5QU LoRE | Red Flag Warning - Destructive Fires | Vegetation Contact | Aggregated | 2034 | 9.8133e-06 | 65.8407 | 0.00064611 | 2034 | Mitigation | 0.95 | 45 | 0 | esc | 0.00097009 | 9.5197e-09 | 0.00097009 | 9.5197e-09 | 0.0028115 | 2.9917e-09 | 0.012004 | 8.2801e-09
[120 empty] | 7.3.3.17.5 (Remote Grid) Updates to grid topology to minimize risk of ignition in HFTDs Remote GridWLDFRVegetation ContactAggregated | WLDFR | HFTD - Distribution - Tier 3 - 1QU CoRE ¦ 5QU LoRE | Red Flag Warning - Destructive Fires | Vegetation Contact | Aggregated | 2035 | 9.8133e-06 | 65.8407 | 0.00064611 | 2035 | Mitigation | 0.95 | 45 | 0 | esc | 0.00097009 | 9.5197e-09 | 0.00097009 | 9.5197e-09 | 0.0028115 | 2.9917e-09 | 0.012004 | 8.2801e-09
[120 empty] | 7.3.3.17.5 (Remote Grid) Updates to grid topology to minimize risk of ignition in HFTDs Remote GridWLDFRVegetation ContactAggregated | WLDFR | HFTD - Distribution - Tier 3 - 1QU CoRE ¦ 5QU LoRE | Red Flag Warning - Destructive Fires | Vegetation Contact | Aggregated | 2036 | 9.8133e-06 | 65.8407 | 0.00064611 | 2036 | Mitigation | 0.95 | 45 | 0 | esc | 0.00097009 | 9.5197e-09 | 0.00097009 | 9.5197e-09 | 0.0028115 | 2.9917e-09 | 0.012004 | 8.2801e-09
[120 empty] | 7.3.3.17.5 (Remote Grid) Updates to grid topology to minimize risk of ignition in HFTDs Remote GridWLDFRVegetation ContactAggregated | WLDFR | HFTD - Distribution - Tier 3 - 1QU CoRE ¦ 5QU LoRE | Red Flag Warning - Destructive Fires | Vegetation Contact | Aggregated | 2037 | 9.8133e-06 | 65.8407 | 0.00064611 | 2037 | Mitigation | 0.95 | 45 | 0 | esc | 0.00097009 | 9.5197e-09 | 0.00097009 | 9.5197e-09 | 0.0028115 | 2.9917e-09 | 0.012004 | 8.2801e-09
[120 empty] | 7.3.3.17.5 (Remote Grid) Updates to grid topology to minimize risk of ignition in HFTDs Remote GridWLDFRVegetation ContactAggregated | WLDFR | HFTD - Distribution - Tier 3 - 1QU CoRE ¦ 5QU LoRE | Red Flag Warning - Destructive Fires | Vegetation Contact | Aggregated | 2038 | 9.8133e-06 | 65.8407 | 0.00064611 | 2038 | Mitigation | 0.95 | 45 | 0 | esc | 0.00097009 | 9.5197e-09 | 0.00097009 | 9.5197e-09 | 0.0028115 | 2.9917e-09 | 0.012004 | 8.2801e-09
[120 empty] | 7.3.3.17.5 (Remote Grid) Updates to grid topology to minimize risk of ignition in HFTDs Remote GridWLDFRVegetation ContactAggregated | WLDFR | HFTD - Distribution - Tier 3 - 1QU CoRE ¦ 5QU LoRE | Red Flag Warning - Destructive Fires | Vegetation Contact | Aggregated | 2039 | 9.8133e-06 | 65.8407 | 0.00064611 | 2039 | Mitigation | 0.95 | 45 | 0 | esc | 0.00097009 | 9.5197e-09 | 0.00097009 | 9.5197e-09 | 0.0028115 | 2.9917e-09 | 0.012004 | 8.2801e-09
[120 empty] | 7.3.3.17.5 (Remote Grid) Updates to grid topology to minimize risk of ignition in HFTDs Remote GridWLDFRVegetation ContactAggregated | WLDFR | HFTD - Distribution - Tier 3 - 1QU CoRE ¦ 5QU LoRE | Red Flag Warning - Destructive Fires | Vegetation Contact | Aggregated | 2040 | 9.8133e-06 | 65.8407 | 0.00064611 | 2040 | Mitigation | 0.95 | 45 | 0 | esc | 0.00097009 | 9.5197e-09 | 0.00097009 | 9.5197e-09 | 0.0028115 | 2.9917e-09 | 0.012004 | 8.2801e-09
[120 empty] | 7.3.3.17.5 (Remote Grid) Updates to grid topology to minimize risk of ignition in HFTDs Remote GridWLDFRVegetation ContactAggregated | WLDFR | HFTD - Distribution - Tier 3 - 1QU CoRE ¦ 5QU LoRE | Red Flag Warning - Destructive Fires | Vegetation Contact | Aggregated | 2041 | 9.8133e-06 | 65.8407 | 0.00064611 | 2041 | Mitigation | 0.95 | 45 | 0 | esc | 0.00097009 | 9.5197e-09 | 0.00097009 | 9.5197e-09 | 0.0028115 | 2.9917e-09 | 0.012004 | 8.2801e-09
[120 empty] | 7.3.3.17.5 (Remote Grid) Updates to grid topology to minimize risk of ignition in HFTDs Remote GridWLDFRVegetation ContactAggregated | WLDFR | HFTD - Distribution - Tier 3 - 1QU CoRE ¦ 5QU LoRE | Red Flag Warning - Destructive Fires | Vegetation Contact | Aggregated | 2042 | 9.8133e-06 | 65.8407 | 0.00064611 | 2042 | Mitigation | 0.95 | 45 | 0 | esc | 0.00097009 | 9.5197e-09 | 0.00097009 | 9.5197e-09 | 0.0028115 | 2.9917e-09 | 0 | 0
[120 empty] | 7.3.3.17.5 (Remote Grid) Updates to grid topology to minimize risk of ignition in HFTDs Remote GridWLDFRVegetation ContactAggregated | WLDFR | HFTD - Distribution - Tier 3 - 1QU CoRE ¦ 5QU LoRE | Red Flag Warning - Destructive Fires | Vegetation Contact | Aggregated | 2043 | 9.8133e-06 | 65.8407 | 0.00064611 | 2043 | Mitigation | 0.95 | 45 | 0 | esc | 0.00097009 | 9.5197e-09 | 0.00097009 | 9.5197e-09 | 0.0028115 | 2.9917e-09 | 0 | 0
[120 empty] | 7.3.3.17.5 (Remote Grid) Updates to grid topology to minimize risk of ignition in HFTDs Remote GridWLDFRVegetation ContactAggregated | WLDFR | HFTD - Distribution - Tier 3 - 1QU CoRE ¦ 5QU LoRE | Red Flag Warning - Destructive Fires | Vegetation Contact | Aggregated | 2044 | 9.8133e-06 | 65.8407 | 0.00064611 | 2044 | Mitigation | 0.95 | 45 | 0 | esc | 0.00097009 | 9.5197e-09 | 0.00097009 | 9.5197e-09 | 0.0028115 | 2.9917e-09 | 0.010025 | 1.0598e-08
[120 empty] | 7.3.3.17.5 (Remote Grid) Updates to grid topology to minimize risk of ignition in HFTDs Remote GridWLDFRVegetation ContactAggregated | WLDFR | HFTD - Distribution - Tier 3 - 1QU CoRE ¦ 5QU LoRE | Red Flag Warning - Destructive Fires | Vegetation Contact | Aggregated | 2045 | 9.8133e-06 | 65.8407 | 0.00064611 | 2045 | Mitigation | 0.95 | 45 | 0 | esc | 0.00097009 | 9.5197e-09 | 0.00097009 | 9.5197e-09 | 0.0028115 | 2.9917e-09 | 0.010025 | 1.0598e-08
[120 empty] | 7.3.3.17.5 (Remote Grid) Updates to grid topology to minimize risk of ignition in HFTDs Remote GridWLDFRVegetation ContactAggregated | WLDFR | HFTD - Distribution - Tier 3 - 1QU CoRE ¦ 5QU LoRE | Red Flag Warning - Destructive Fires | Vegetation Contact | Aggregated | 2046 | 9.8133e-06 | 65.8407 | 0.00064611 | 2046 | Mitigation | 0.95 | 45 | 0 | esc | 0.00097009 | 9.5197e-09 | 0.00097009 | 9.5197e-09 | 0.0028115 | 2.9917e-09 | 0.010025 | 1.0598e-08
[120 empty] | 7.3.3.17.5 (Remote Grid) Updates to grid topology to minimize risk of ignition in HFTDs Remote GridWLDFRVegetation ContactAggregated | WLDFR | HFTD - Distribution - Tier 3 - 1QU CoRE ¦ 5QU LoRE | Red Flag Warning - Destructive Fires | Vegetation Contact | Aggregated | 2047 | 9.8133e-06 | 65.8407 | 0.00064611 | 2047 | Mitigation | 0.95 | 45 | 0 | esc | 0.00097009 | 9.5197e-09 | 0.00097009 | 9.5197e-09 | 0.0028115 | 2.9917e-09 | 0.010025 | 1.0598e-08
[120 empty] | 7.3.3.17.5 (Remote Grid) Updates to grid topology to minimize risk of ignition in HFTDs Remote GridWLDFRVegetation ContactAggregated | WLDFR | HFTD - Distribution - Tier 3 - 1QU CoRE ¦ 5QU LoRE | Red Flag Warning - Destructive Fires | Vegetation Contact | Aggregated | 2048 | 9.8133e-06 | 65.8407 | 0.00064611 | 2048 | Mitigation | 0.95 | 45 | 0 | esc | 0.00097009 | 9.5197e-09 | 0.00097009 | 9.5197e-09 | 0.0028115 | 2.9917e-09 | 0.010025 | 1.0598e-08
[120 empty] | 7.3.3.17.5 (Remote Grid) Updates to grid topology to minimize risk of ignition in HFTDs Remote GridWLDFRVegetation ContactAggregated | WLDFR | HFTD - Distribution - Tier 3 - 1QU CoRE ¦ 5QU LoRE | Red Flag Warning - Destructive Fires | Vegetation Contact | Aggregated | 2049 | 9.8133e-06 | 65.8407 | 0.00064611 | 2049 | Mitigation | 0.95 | 45 | 0 | esc | 0.00097009 | 9.5197e-09 | 0.00097009 | 9.5197e-09 | 0.0028115 | 2.9917e-09 | 0.010025 | 1.0598e-08
[120 empty] | 7.3.3.17.5 (Remote Grid) Updates to grid topology to minimize risk of ignition in HFTDs Remote GridWLDFRVegetation ContactAggregated | WLDFR | HFTD - Distribution - Tier 3 - 1QU CoRE ¦ 5QU LoRE | Red Flag Warning - Destructive Fires | Vegetation Contact | Aggregated | 2050 | 9.8133e-06 | 65.8407 | 0.00064611 | 2050 | Mitigation | 0.95 | 45 | 0 | esc | 0.00097009 | 9.5197e-09 | 0.00097009 | 9.5197e-09 | 0.0028115 | 2.9917e-09 | 0.010025 | 1.0598e-08
[120 empty] | 7.3.3.17.5 (Remote Grid) Updates to grid topology to minimize risk of ignition in HFTDs Remote GridWLDFRVegetation ContactAggregated | WLDFR | HFTD - Distribution - Tier 3 - 1QU CoRE ¦ 5QU LoRE | Red Flag Warning - Destructive Fires | Vegetation Contact | Aggregated | 2051 | 9.8133e-06 | 65.8407 | 0.00064611 | 2051 | Mitigation | 0.95 | 45 | 0 | esc | 0.00097009 | 9.5197e-09 | 0.00097009 | 9.5197e-09 | 0.0028115 | 2.9917e-09 | 0.010025 | 1.0598e-08
[120 empty] | 7.3.3.17.5 (Remote Grid) Updates to grid topology to minimize risk of ignition in HFTDs Remote GridWLDFRVegetation ContactAggregated | WLDFR | HFTD - Distribution - Tier 3 - 1QU CoRE ¦ 5QU LoRE | Red Flag Warning - Destructive Fires | Vegetation Contact | Aggregated | 2052 | 9.8133e-06 | 65.8407 | 0.00064611 | 2052 | Mitigation | 0.95 | 45 | 0 | esc | 0.00097009 | 9.5197e-09 | 0.00097009 | 9.5197e-09 | 0.0028115 | 2.9917e-09 | 0.010025 | 1.0598e-08
[120 empty] | 7.3.3.17.5 (Remote Grid) Updates to grid topology to minimize risk of ignition in HFTDs Remote GridWLDFRVegetation ContactAggregated | WLDFR | HFTD - Distribution - Tier 3 - 1QU CoRE ¦ 5QU LoRE | Red Flag Warning - Destructive Fires | Vegetation Contact | Aggregated | 2053 | 9.8133e-06 | 65.8407 | 0.00064611 | 2053 | Mitigation | 0.95 | 45 | 0 | esc | 0.00097009 | 9.5197e-09 | 0.00097009 | 9.5197e-09 | 0.0028115 | 2.9917e-09 | 0.010025 | 1.0598e-08
[120 empty] | 7.3.3.17.5 (Remote Grid) Updates to grid topology to minimize risk of ignition in HFTDs Remote GridWLDFRVegetation ContactAggregated | WLDFR | HFTD - Distribution - Tier 3 - 1QU CoRE ¦ 5QU LoRE | Red Flag Warning - Destructive Fires | Vegetation Contact | Aggregated | 2054 | 9.8133e-06 | 65.8407 | 0.00064611 | 2054 | Mitigation | 0.95 | 45 | 0 | esc | 0.00097009 | 9.5197e-09 | 0.00097009 | 9.5197e-09 | 0.0028115 | 2.9917e-09 | 0.010025 | 1.0598e-08
[120 empty] | 7.3.3.17.5 (Remote Grid) Updates to grid topology to minimize risk of ignition in HFTDs Remote GridWLDFRVegetation ContactAggregated | WLDFR | HFTD - Distribution - Tier 3 - 1QU CoRE ¦ 5QU LoRE | Red Flag Warning - Destructive Fires | Vegetation Contact | Aggregated | 2055 | 9.8133e-06 | 65.8407 | 0.00064611 | 2055 | Mitigation | 0.95 | 45 | 0 | esc | 0.00097009 | 9.5197e-09 | 0.00097009 | 9.5197e-09 | 0.0028115 | 2.9917e-09 | 0.010025 | 1.0598e-08
[120 empty] | 7.3.3.17.5 (Remote Grid) Updates to grid topology to minimize risk of ignition in HFTDs Remote GridWLDFRVegetation ContactAggregated | WLDFR | HFTD - Distribution - Tier 3 - 1QU CoRE ¦ 5QU LoRE | Red Flag Warning - Destructive Fires | Vegetation Contact | Aggregated | 2056 | 9.8133e-06 | 65.8407 | 0.00064611 | 2056 | Mitigation | 0.95 | 45 | 0 | esc | 0.00097009 | 9.5197e-09 | 0.00097009 | 9.5197e-09 | 0.0028115 | 2.9917e-09 | 0.010025 | 1.0598e-08
[120 empty] | 7.3.3.17.5 (Remote Grid) Updates to grid topology to minimize risk of ignition in HFTDs Remote GridWLDFRVegetation ContactAggregated | WLDFR | HFTD - Distribution - Tier 3 - 1QU CoRE ¦ 5QU LoRE | Red Flag Warning - Destructive Fires | Vegetation Contact | Aggregated | 2057 | 9.8133e-06 | 65.8407 | 0.00064611 | 2057 | Mitigation | 0.95 | 45 | 0 | esc | 0.00097009 | 9.5197e-09 | 0.00097009 | 9.5197e-09 | 0.0028115 | 2.9917e-09 | 0.010025 | 1.0598e-08
[120 empty] | 7.3.3.17.5 (Remote Grid) Updates to grid topology to minimize risk of ignition in HFTDs Remote GridWLDFRVegetation ContactAggregated | WLDFR | HFTD - Distribution - Tier 3 - 1QU CoRE ¦ 5QU LoRE | Red Flag Warning - Destructive Fires | Vegetation Contact | Aggregated | 2058 | 9.8133e-06 | 65.8407 | 0.00064611 | 2058 | Mitigation | 0.95 | 45 | 0 | esc | 0.00097009 | 9.5197e-09 | 0.00097009 | 9.5197e-09 | 0.0028115 | 2.9917e-09 | 0.010025 | 1.0598e-08
[120 empty] | 7.3.3.17.5 (Remote Grid) Updates to grid topology to minimize risk of ignition in HFTDs Remote GridWLDFRVegetation ContactAggregated | WLDFR | HFTD - Distribution - Tier 3 - 1QU CoRE ¦ 5QU LoRE | Red Flag Warning - Destructive Fires | Vegetation Contact | Aggregated | 2059 | 9.8133e-06 | 65.8407 | 0.00064611 | 2059 | Mitigation | 0.95 | 45 | 0 | esc | 0.00097009 | 9.5197e-09 | 0.00097009 | 9.5197e-09 | 0.0028115 | 2.9917e-09 | 0.010025 | 1.0598e-08
[120 empty] | 7.3.3.17.5 (Remote Grid) Updates to grid topology to minimize risk of ignition in HFTDs Remote GridWLDFRVegetation ContactAggregated | WLDFR | HFTD - Distribution - Tier 3 - 1QU CoRE ¦ 5QU LoRE | Red Flag Warning - Destructive Fires | Vegetation Contact | Aggregated | 2060 | 9.8133e-06 | 65.8407 | 0.00064611 | 2060 | Mitigation | 0.95 | 45 | 0 | esc | 0.00097009 | 9.5197e-09 | 0.00097009 | 9.5197e-09 | 0 | 0 | 0.010025 | 1.0598e-08
[120 empty] | 7.3.3.17.5 (Remote Grid) Updates to grid topology to minimize risk of ignition in HFTDs Remote GridWLDFRVegetation ContactAggregated | WLDFR | HFTD - Distribution - Tier 3 - 1QU CoRE ¦ 5QU LoRE | Red Flag Warning - Destructive Fires | Vegetation Contact | Aggregated | 2061 | 9.8133e-06 | 65.8407 | 0.00064611 | 2061 | Mitigation | 0.95 | 45 | 0 | esc | 0.00097009 | 9.5197e-09 | 0.00097009 | 9.5197e-09 | 0.0028115 | 2.0067e-11 | 0.010025 | 1.0598e-08
[120 empty] | 7.3.3.17.5 (Remote Grid) Updates to grid topology to minimize risk of ignition in HFTDs Remote GridWLDFRVegetation ContactAggregated | WLDFR | HFTD - Distribution - Tier 3 - 1QU CoRE ¦ 5QU LoRE | Red Flag Warning - Destructive Fires | Vegetation Contact | Aggregated | 2062 | 9.8133e-06 | 65.8407 | 0.00064611 | 2062 | Mitigation | 0.95 | 45 | 0 | esc | 0.00097009 | 9.5197e-09 | 0.00097009 | 9.5197e-09 | 0.0028115 | 2.0067e-11 | 0.010025 | 1.0598e-08
[120 empty] | 7.3.3.17.5 (Remote Grid) Updates to grid topology to minimize risk of ignition in HFTDs Remote GridWLDFRVegetation ContactAggregated | WLDFR | HFTD - Distribution - Tier 3 - 1QU CoRE ¦ 5QU LoRE | Red Flag Warning - Destructive Fires | Vegetation Contact | Aggregated | 2063 | 9.8133e-06 | 65.8407 | 0.00064611 | 2063 | Mitigation | 0.95 | 45 | 0 | esc | 0.00097009 | 9.5197e-09 | 0.00097009 | 9.5197e-09 | 0.0028115 | 2.0067e-11 | 0.010025 | 1.0598e-08
[120 empty] | 7.3.3.17.5 (Remote Grid) Updates to grid topology to minimize risk of ignition in HFTDs Remote GridWLDFRVegetation ContactAggregated | WLDFR | HFTD - Distribution - Tier 3 - 1QU CoRE ¦ 5QU LoRE | Red Flag Warning - Destructive Fires | Vegetation Contact | Aggregated | 2064 | 9.8133e-06 | 65.8407 | 0.00064611 | 2064 | Mitigation | 0.95 | 45 | 0 | esc | 0.00097009 | 9.5197e-09 | 0.00097009 | 9.5197e-09 | 0.0028115 | 2.0067e-11 | 0.010025 | 1.0598e-08
[120 empty] | 7.3.3.17.5 (Remote Grid) Updates to grid topology to minimize risk of ignition in HFTDs Remote GridWLDFRVegetation ContactAggregated | WLDFR | HFTD - Distribution - Tier 3 - 1QU CoRE ¦ 5QU LoRE | Red Flag Warning - Destructive Fires | Vegetation Contact | Aggregated | 2065 | 9.8133e-06 | 65.8407 | 0.00064611 | 2065 | Mitigation | 0.95 | 45 | 0 | esc | 0.00097009 | 9.5197e-09 | 0.00097009 | 9.5197e-09 | 0.0028115 | 2.0067e-11 | 0.010025 | 1.0598e-08
[120 empty] | 7.3.3.17.5 (Remote Grid) Updates to grid topology to minimize risk of ignition in HFTDs Remote GridWLDFRVegetation ContactAggregated | WLDFR | HFTD - Distribution - Tier 3 - 1QU CoRE ¦ 5QU LoRE | Red Flag Warning - Destructive Fires | Vegetation Contact | Aggregated | 2066 | 9.8133e-06 | 65.8407 | 0.00064611 | 2066 | Mitigation | 0.95 | 45 | 0 | esc | 0.00097009 | 9.5197e-09 | 0.00097009 | 9.5197e-09 | 0.0028115 | 2.0067e-11 | 0.010025 | 1.0598e-08
[120 empty] | 7.3.3.17.5 (Remote Grid) Updates to grid topology to minimize risk of ignition in HFTDs Remote GridWLDFRVegetation ContactAggregated | WLDFR | HFTD - Distribution - Tier 3 - 1QU CoRE ¦ 5QU LoRE | Red Flag Warning - Destructive Fires | Vegetation Contact | Aggregated | 2067 | 9.8133e-06 | 65.8407 | 0.00064611 | 2067 | Mitigation | 0.95 | 45 | 0 | esc | 0 | 0 | 0.00097009 | 9.5197e-09 | 0.0028115 | 2.0067e-11 | 0.010025 | 1.0598e-08
[120 empty] | 7.3.3.17.5 (Remote Grid) Updates to grid topology to minimize risk of ignition in HFTDs Remote GridWLDFREquipment / facility failureAggregated | WLDFR | HFTD - Distribution - Tier 3 - 1QU CoRE ¦ 5QU LoRE | Red Flag Warning - Large Fires | Equipment / facility failure | Aggregated | 2022 | 3.9249e-06 | 65.8407 | 0.00025842 | 2022 | Mitigation | 0.95 | 45 | 0 | esc | 0.00097009 | 3.8075e-09 | 0 | 0 | 0.0028115 | 2.0067e-11 | 0.010025 | 1.0598e-08
[120 empty] | 7.3.3.17.5 (Remote Grid) Updates to grid topology to minimize risk of ignition in HFTDs Remote GridWLDFREquipment / facility failureAggregated | WLDFR | HFTD - Distribution - Tier 3 - 1QU CoRE ¦ 5QU LoRE | Red Flag Warning - Large Fires | Equipment / facility failure | Aggregated | 2023 | 3.9249e-06 | 65.8407 | 0.00025842 | 2023 | Mitigation | 0.95 | 45 | 0 | esc | 0.00097009 | 3.8075e-09 | 0.00097009 | 3.8075e-09 | 0.0028115 | 2.0067e-11 | 0.010025 | 1.0598e-08
[120 empty] | 7.3.3.17.5 (Remote Grid) Updates to grid topology to minimize risk of ignition in HFTDs Remote GridWLDFREquipment / facility failureAggregated | WLDFR | HFTD - Distribution - Tier 3 - 1QU CoRE ¦ 5QU LoRE | Red Flag Warning - Large Fires | Equipment / facility failure | Aggregated | 2024 | 3.9249e-06 | 65.8407 | 0.00025842 | 2024 | Mitigation | 0.95 | 45 | 0 | esc | 0.00097009 | 3.8075e-09 | 0.00097009 | 3.8075e-09 | 0.0028115 | 2.0067e-11 | 0.010025 | 1.0598e-08
[120 empty] | 7.3.3.17.5 (Remote Grid) Updates to grid topology to minimize risk of ignition in HFTDs Remote GridWLDFREquipment / facility failureAggregated | WLDFR | HFTD - Distribution - Tier 3 - 1QU CoRE ¦ 5QU LoRE | Red Flag Warning - Large Fires | Equipment / facility failure | Aggregated | 2025 | 3.9249e-06 | 65.8407 | 0.00025842 | 2025 | Mitigation | 0.95 | 45 | 0 | esc | 0.00097009 | 3.8075e-09 | 0.00097009 | 3.8075e-09 | 0.0028115 | 2.0067e-11 | 0.010025 | 1.0598e-08
[120 empty] | 7.3.3.17.5 (Remote Grid) Updates to grid topology to minimize risk of ignition in HFTDs Remote GridWLDFREquipment / facility failureAggregated | WLDFR | HFTD - Distribution - Tier 3 - 1QU CoRE ¦ 5QU LoRE | Red Flag Warning - Large Fires | Equipment / facility failure | Aggregated | 2026 | 3.9249e-06 | 65.8407 | 0.00025842 | 2026 | Mitigation | 0.95 | 45 | 0 | esc | 0.00097009 | 3.8075e-09 | 0.00097009 | 3.8075e-09 | 0.0028115 | 2.0067e-11 | 0.010025 | 1.0598e-08
[120 empty] | 7.3.3.17.5 (Remote Grid) Updates to grid topology to minimize risk of ignition in HFTDs Remote GridWLDFREquipment / facility failureAggregated | WLDFR | HFTD - Distribution - Tier 3 - 1QU CoRE ¦ 5QU LoRE | Red Flag Warning - Large Fires | Equipment / facility failure | Aggregated | 2027 | 3.9249e-06 | 65.8407 | 0.00025842 | 2027 | Mitigation | 0.95 | 45 | 0 | esc | 0.00097009 | 3.8075e-09 | 0.00097009 | 3.8075e-09 | 0.0028115 | 2.0067e-11 | 0.010025 | 1.0598e-08
[120 empty] | 7.3.3.17.5 (Remote Grid) Updates to grid topology to minimize risk of ignition in HFTDs Remote GridWLDFREquipment / facility failureAggregated | WLDFR | HFTD - Distribution - Tier 3 - 1QU CoRE ¦ 5QU LoRE | Red Flag Warning - Large Fires | Equipment / facility failure | Aggregated | 2028 | 3.9249e-06 | 65.8407 | 0.00025842 | 2028 | Mitigation | 0.95 | 45 | 0 | esc | 0.00097009 | 3.8075e-09 | 0.00097009 | 3.8075e-09 | 0.0028115 | 2.0067e-11 | 0 | 0
[120 empty] | 7.3.3.17.5 (Remote Grid) Updates to grid topology to minimize risk of ignition in HFTDs Remote GridWLDFREquipment / facility failureAggregated | WLDFR | HFTD - Distribution - Tier 3 - 1QU CoRE ¦ 5QU LoRE | Red Flag Warning - Large Fires | Equipment / facility failure | Aggregated | 2029 | 3.9249e-06 | 65.8407 | 0.00025842 | 2029 | Mitigation | 0.95 | 45 | 0 | esc | 0.00097009 | 3.8075e-09 | 0.00097009 | 3.8075e-09 | 0.0028115 | 2.0067e-11 | 0 | 0
[120 empty] | 7.3.3.17.5 (Remote Grid) Updates to grid topology to minimize risk of ignition in HFTDs Remote GridWLDFREquipment / facility failureAggregated | WLDFR | HFTD - Distribution - Tier 3 - 1QU CoRE ¦ 5QU LoRE | Red Flag Warning - Large Fires | Equipment / facility failure | Aggregated | 2030 | 3.9249e-06 | 65.8407 | 0.00025842 | 2030 | Mitigation | 0.95 | 45 | 0 | esc | 0.00097009 | 3.8075e-09 | 0.00097009 | 3.8075e-09 | 0.0028115 | 2.0067e-11 | 0.0094681 | 4.838e-08
[120 empty] | 7.3.3.17.5 (Remote Grid) Updates to grid topology to minimize risk of ignition in HFTDs Remote GridWLDFREquipment / facility failureAggregated | WLDFR | HFTD - Distribution - Tier 3 - 1QU CoRE ¦ 5QU LoRE | Red Flag Warning - Large Fires | Equipment / facility failure | Aggregated | 2031 | 3.9249e-06 | 65.8407 | 0.00025842 | 2031 | Mitigation | 0.95 | 45 | 0 | esc | 0.00097009 | 3.8075e-09 | 0.00097009 | 3.8075e-09 | 0.0028115 | 2.0067e-11 | 0.0094681 | 4.838e-08
[120 empty] | 7.3.3.17.5 (Remote Grid) Updates to grid topology to minimize risk of ignition in HFTDs Remote GridWLDFREquipment / facility failureAggregated | WLDFR | HFTD - Distribution - Tier 3 - 1QU CoRE ¦ 5QU LoRE | Red Flag Warning - Large Fires | Equipment / facility failure | Aggregated | 2032 | 3.9249e-06 | 65.8407 | 0.00025842 | 2032 | Mitigation | 0.95 | 45 | 0 | esc | 0.00097009 | 3.8075e-09 | 0.00097009 | 3.8075e-09 | 0.0028115 | 2.0067e-11 | 0.0094681 | 4.838e-08
[120 empty] | 7.3.3.17.5 (Remote Grid) Updates to grid topology to minimize risk of ignition in HFTDs Remote GridWLDFREquipment / facility failureAggregated | WLDFR | HFTD - Distribution - Tier 3 - 1QU CoRE ¦ 5QU LoRE | Red Flag Warning - Large Fires | Equipment / facility failure | Aggregated | 2033 | 3.9249e-06 | 65.8407 | 0.00025842 | 2033 | Mitigation | 0.95 | 45 | 0 | esc | 0.00097009 | 3.8075e-09 | 0.00097009 | 3.8075e-09 | 0.0028115 | 2.0067e-11 | 0.0094681 | 4.838e-08
[120 empty] | 7.3.3.17.5 (Remote Grid) Updates to grid topology to minimize risk of ignition in HFTDs Remote GridWLDFREquipment / facility failureAggregated | WLDFR | HFTD - Distribution - Tier 3 - 1QU CoRE ¦ 5QU LoRE | Red Flag Warning - Large Fires | Equipment / facility failure | Aggregated | 2034 | 3.9249e-06 | 65.8407 | 0.00025842 | 2034 | Mitigation | 0.95 | 45 | 0 | esc | 0.00097009 | 3.8075e-09 | 0.00097009 | 3.8075e-09 | 0.0028115 | 2.0067e-11 | 0.0094681 | 4.838e-08
[120 empty] | 7.3.3.17.5 (Remote Grid) Updates to grid topology to minimize risk of ignition in HFTDs Remote GridWLDFREquipment / facility failureAggregated | WLDFR | HFTD - Distribution - Tier 3 - 1QU CoRE ¦ 5QU LoRE | Red Flag Warning - Large Fires | Equipment / facility failure | Aggregated | 2035 | 3.9249e-06 | 65.8407 | 0.00025842 | 2035 | Mitigation | 0.95 | 45 | 0 | esc | 0.00097009 | 3.8075e-09 | 0.00097009 | 3.8075e-09 | 0.0028115 | 2.0067e-11 | 0.0094681 | 4.838e-08
[120 empty] | 7.3.3.17.5 (Remote Grid) Updates to grid topology to minimize risk of ignition in HFTDs Remote GridWLDFREquipment / facility failureAggregated | WLDFR | HFTD - Distribution - Tier 3 - 1QU CoRE ¦ 5QU LoRE | Red Flag Warning - Large Fires | Equipment / facility failure | Aggregated | 2036 | 3.9249e-06 | 65.8407 | 0.00025842 | 2036 | Mitigation | 0.95 | 45 | 0 | esc | 0.00097009 | 3.8075e-09 | 0.00097009 | 3.8075e-09 | 0.0028115 | 2.0067e-11 | 0.0094681 | 4.838e-08
[120 empty] | 7.3.3.17.5 (Remote Grid) Updates to grid topology to minimize risk of ignition in HFTDs Remote GridWLDFREquipment / facility failureAggregated | WLDFR | HFTD - Distribution - Tier 3 - 1QU CoRE ¦ 5QU LoRE | Red Flag Warning - Large Fires | Equipment / facility failure | Aggregated | 2037 | 3.9249e-06 | 65.8407 | 0.00025842 | 2037 | Mitigation | 0.95 | 45 | 0 | esc | 0.00097009 | 3.8075e-09 | 0.00097009 | 3.8075e-09 | 0.0028115 | 2.0067e-11 | 0.0094681 | 4.838e-08
[120 empty] | 7.3.3.17.5 (Remote Grid) Updates to grid topology to minimize risk of ignition in HFTDs Remote GridWLDFREquipment / facility failureAggregated | WLDFR | HFTD - Distribution - Tier 3 - 1QU CoRE ¦ 5QU LoRE | Red Flag Warning - Large Fires | Equipment / facility failure | Aggregated | 2038 | 3.9249e-06 | 65.8407 | 0.00025842 | 2038 | Mitigation | 0.95 | 45 | 0 | esc | 0.00097009 | 3.8075e-09 | 0.00097009 | 3.8075e-09 | 0.0028115 | 2.0067e-11 | 0.0094681 | 4.838e-08
[120 empty] | 7.3.3.17.5 (Remote Grid) Updates to grid topology to minimize risk of ignition in HFTDs Remote GridWLDFREquipment / facility failureAggregated | WLDFR | HFTD - Distribution - Tier 3 - 1QU CoRE ¦ 5QU LoRE | Red Flag Warning - Large Fires | Equipment / facility failure | Aggregated | 2039 | 3.9249e-06 | 65.8407 | 0.00025842 | 2039 | Mitigation | 0.95 | 45 | 0 | esc | 0.00097009 | 3.8075e-09 | 0.00097009 | 3.8075e-09 | 0.0028115 | 2.0067e-11 | 0.0094681 | 4.838e-08
[120 empty] | 7.3.3.17.5 (Remote Grid) Updates to grid topology to minimize risk of ignition in HFTDs Remote GridWLDFREquipment / facility failureAggregated | WLDFR | HFTD - Distribution - Tier 3 - 1QU CoRE ¦ 5QU LoRE | Red Flag Warning - Large Fires | Equipment / facility failure | Aggregated | 2040 | 3.9249e-06 | 65.8407 | 0.00025842 | 2040 | Mitigation | 0.95 | 45 | 0 | esc | 0.00097009 | 3.8075e-09 | 0.00097009 | 3.8075e-09 | 0.0028115 | 2.0067e-11 | 0.0094681 | 4.838e-08
[120 empty] | 7.3.3.17.5 (Remote Grid) Updates to grid topology to minimize risk of ignition in HFTDs Remote GridWLDFREquipment / facility failureAggregated | WLDFR | HFTD - Distribution - Tier 3 - 1QU CoRE ¦ 5QU LoRE | Red Flag Warning - Large Fires | Equipment / facility failure | Aggregated | 2041 | 3.9249e-06 | 65.8407 | 0.00025842 | 2041 | Mitigation | 0.95 | 45 | 0 | esc | 0.00097009 | 3.8075e-09 | 0.00097009 | 3.8075e-09 | 0.0028115 | 2.0067e-11 | 0.0094681 | 4.838e-08
[120 empty] | 7.3.3.17.5 (Remote Grid) Updates to grid topology to minimize risk of ignition in HFTDs Remote GridWLDFREquipment / facility failureAggregated | WLDFR | HFTD - Distribution - Tier 3 - 1QU CoRE ¦ 5QU LoRE | Red Flag Warning - Large Fires | Equipment / facility failure | Aggregated | 2042 | 3.9249e-06 | 65.8407 | 0.00025842 | 2042 | Mitigation | 0.95 | 45 | 0 | esc | 0.00097009 | 3.8075e-09 | 0.00097009 | 3.8075e-09 | 0.0028115 | 2.0067e-11 | 0.0094681 | 4.838e-08
[120 empty] | 7.3.3.17.5 (Remote Grid) Updates to grid topology to minimize risk of ignition in HFTDs Remote GridWLDFREquipment / facility failureAggregated | WLDFR | HFTD - Distribution - Tier 3 - 1QU CoRE ¦ 5QU LoRE | Red Flag Warning - Large Fires | Equipment / facility failure | Aggregated | 2043 | 3.9249e-06 | 65.8407 | 0.00025842 | 2043 | Mitigation | 0.95 | 45 | 0 | esc | 0.00097009 | 3.8075e-09 | 0.00097009 | 3.8075e-09 | 0.0028115 | 2.0067e-11 | 0.0094681 | 4.838e-08
[120 empty] | 7.3.3.17.5 (Remote Grid) Updates to grid topology to minimize risk of ignition in HFTDs Remote GridWLDFREquipment / facility failureAggregated | WLDFR | HFTD - Distribution - Tier 3 - 1QU CoRE ¦ 5QU LoRE | Red Flag Warning - Large Fires | Equipment / facility failure | Aggregated | 2044 | 3.9249e-06 | 65.8407 | 0.00025842 | 2044 | Mitigation | 0.95 | 45 | 0 | esc | 0.00097009 | 3.8075e-09 | 0.00097009 | 3.8075e-09 | 0.0028115 | 2.0067e-11 | 0.0094681 | 4.838e-08
[120 empty] | 7.3.3.17.5 (Remote Grid) Updates to grid topology to minimize risk of ignition in HFTDs Remote GridWLDFREquipment / facility failureAggregated | WLDFR | HFTD - Distribution - Tier 3 - 1QU CoRE ¦ 5QU LoRE | Red Flag Warning - Large Fires | Equipment / facility failure | Aggregated | 2045 | 3.9249e-06 | 65.8407 | 0.00025842 | 2045 | Mitigation | 0.95 | 45 | 0 | esc | 0.00097009 | 3.8075e-09 | 0.00097009 | 3.8075e-09 | 0.0028115 | 2.0067e-11 | 0.0094681 | 4.838e-08
[120 empty] | 7.3.3.17.5 (Remote Grid) Updates to grid topology to minimize risk of ignition in HFTDs Remote GridWLDFREquipment / facility failureAggregated | WLDFR | HFTD - Distribution - Tier 3 - 1QU CoRE ¦ 5QU LoRE | Red Flag Warning - Large Fires | Equipment / facility failure | Aggregated | 2046 | 3.9249e-06 | 65.8407 | 0.00025842 | 2046 | Mitigation | 0.95 | 45 | 0 | esc | 0.00097009 | 3.8075e-09 | 0.00097009 | 3.8075e-09 | 0.0028115 | 2.0067e-11 | 0.0094681 | 4.838e-08
[120 empty] | 7.3.3.17.5 (Remote Grid) Updates to grid topology to minimize risk of ignition in HFTDs Remote GridWLDFREquipment / facility failureAggregated | WLDFR | HFTD - Distribution - Tier 3 - 1QU CoRE ¦ 5QU LoRE | Red Flag Warning - Large Fires | Equipment / facility failure | Aggregated | 2047 | 3.9249e-06 | 65.8407 | 0.00025842 | 2047 | Mitigation | 0.95 | 45 | 0 | esc | 0.00097009 | 3.8075e-09 | 0.00097009 | 3.8075e-09 | 0.0028115 | 2.0067e-11 | 0.0094681 | 4.838e-08
[120 empty] | 7.3.3.17.5 (Remote Grid) Updates to grid topology to minimize risk of ignition in HFTDs Remote GridWLDFREquipment / facility failureAggregated | WLDFR | HFTD - Distribution - Tier 3 - 1QU CoRE ¦ 5QU LoRE | Red Flag Warning - Large Fires | Equipment / facility failure | Aggregated | 2048 | 3.9249e-06 | 65.8407 | 0.00025842 | 2048 | Mitigation | 0.95 | 45 | 0 | esc | 0.00097009 | 3.8075e-09 | 0.00097009 | 3.8075e-09 | 0.0028115 | 2.0067e-11 | 0.0094681 | 4.838e-08
[120 empty] | 7.3.3.17.5 (Remote Grid) Updates to grid topology to minimize risk of ignition in HFTDs Remote GridWLDFREquipment / facility failureAggregated | WLDFR | HFTD - Distribution - Tier 3 - 1QU CoRE ¦ 5QU LoRE | Red Flag Warning - Large Fires | Equipment / facility failure | Aggregated | 2049 | 3.9249e-06 | 65.8407 | 0.00025842 | 2049 | Mitigation | 0.95 | 45 | 0 | esc | 0.00097009 | 3.8075e-09 | 0.00097009 | 3.8075e-09 | 0.0028115 | 2.0067e-11 | 0.0094681 | 4.838e-08
[120 empty] | 7.3.3.17.5 (Remote Grid) Updates to grid topology to minimize risk of ignition in HFTDs Remote GridWLDFREquipment / facility failureAggregated | WLDFR | HFTD - Distribution - Tier 3 - 1QU CoRE ¦ 5QU LoRE | Red Flag Warning - Large Fires | Equipment / facility failure | Aggregated | 2050 | 3.9249e-06 | 65.8407 | 0.00025842 | 2050 | Mitigation | 0.95 | 45 | 0 | esc | 0.00097009 | 3.8075e-09 | 0.00097009 | 3.8075e-09 | 0.0028115 | 2.0067e-11 | 0.0094681 | 4.838e-08
[120 empty] | 7.3.3.17.5 (Remote Grid) Updates to grid topology to minimize risk of ignition in HFTDs Remote GridWLDFREquipment / facility failureAggregated | WLDFR | HFTD - Distribution - Tier 3 - 1QU CoRE ¦ 5QU LoRE | Red Flag Warning - Large Fires | Equipment / facility failure | Aggregated | 2051 | 3.9249e-06 | 65.8407 | 0.00025842 | 2051 | Mitigation | 0.95 | 45 | 0 | esc | 0.00097009 | 3.8075e-09 | 0.00097009 | 3.8075e-09 | 0.0028115 | 2.0067e-11 | 0.0094681 | 4.838e-08
[120 empty] | 7.3.3.17.5 (Remote Grid) Updates to grid topology to minimize risk of ignition in HFTDs Remote GridWLDFREquipment / facility failureAggregated | WLDFR | HFTD - Distribution - Tier 3 - 1QU CoRE ¦ 5QU LoRE | Red Flag Warning - Large Fires | Equipment / facility failure | Aggregated | 2052 | 3.9249e-06 | 65.8407 | 0.00025842 | 2052 | Mitigation | 0.95 | 45 | 0 | esc | 0.00097009 | 3.8075e-09 | 0.00097009 | 3.8075e-09 | 0.0028115 | 2.0067e-11 | 0.0094681 | 4.838e-08
[120 empty] | 7.3.3.17.5 (Remote Grid) Updates to grid topology to minimize risk of ignition in HFTDs Remote GridWLDFREquipment / facility failureAggregated | WLDFR | HFTD - Distribution - Tier 3 - 1QU CoRE ¦ 5QU LoRE | Red Flag Warning - Large Fires | Equipment / facility failure | Aggregated | 2053 | 3.9249e-06 | 65.8407 | 0.00025842 | 2053 | Mitigation | 0.95 | 45 | 0 | esc | 0.00097009 | 3.8075e-09 | 0.00097009 | 3.8075e-09 | 0.0028115 | 2.0067e-11 | 0.0094681 | 4.838e-08
[120 empty] | 7.3.3.17.5 (Remote Grid) Updates to grid topology to minimize risk of ignition in HFTDs Remote GridWLDFREquipment / facility failureAggregated | WLDFR | HFTD - Distribution - Tier 3 - 1QU CoRE ¦ 5QU LoRE | Red Flag Warning - Large Fires | Equipment / facility failure | Aggregated | 2054 | 3.9249e-06 | 65.8407 | 0.00025842 | 2054 | Mitigation | 0.95 | 45 | 0 | esc | 0.00097009 | 3.8075e-09 | 0.00097009 | 3.8075e-09 | 0.0028115 | 2.0067e-11 | 0.0094681 | 4.838e-08
[120 empty] | 7.3.3.17.5 (Remote Grid) Updates to grid topology to minimize risk of ignition in HFTDs Remote GridWLDFREquipment / facility failureAggregated | WLDFR | HFTD - Distribution - Tier 3 - 1QU CoRE ¦ 5QU LoRE | Red Flag Warning - Large Fires | Equipment / facility failure | Aggregated | 2055 | 3.9249e-06 | 65.8407 | 0.00025842 | 2055 | Mitigation | 0.95 | 45 | 0 | esc | 0.00097009 | 3.8075e-09 | 0.00097009 | 3.8075e-09 | 0.0028115 | 2.0067e-11 | 0.0094681 | 4.838e-08
[120 empty] | 7.3.3.17.5 (Remote Grid) Updates to grid topology to minimize risk of ignition in HFTDs Remote GridWLDFREquipment / facility failureAggregated | WLDFR | HFTD - Distribution - Tier 3 - 1QU CoRE ¦ 5QU LoRE | Red Flag Warning - Large Fires | Equipment / facility failure | Aggregated | 2056 | 3.9249e-06 | 65.8407 | 0.00025842 | 2056 | Mitigation | 0.95 | 45 | 0 | esc | 0.00097009 | 3.8075e-09 | 0.00097009 | 3.8075e-09 | 0.0028115 | 2.0067e-11 | 0.0094681 | 4.838e-08
[120 empty] | 7.3.3.17.5 (Remote Grid) Updates to grid topology to minimize risk of ignition in HFTDs Remote GridWLDFREquipment / facility failureAggregated | WLDFR | HFTD - Distribution - Tier 3 - 1QU CoRE ¦ 5QU LoRE | Red Flag Warning - Large Fires | Equipment / facility failure | Aggregated | 2057 | 3.9249e-06 | 65.8407 | 0.00025842 | 2057 | Mitigation | 0.95 | 45 | 0 | esc | 0.00097009 | 3.8075e-09 | 0.00097009 | 3.8075e-09 | 0.0028115 | 2.0067e-11 | 0.0094681 | 4.838e-08
[120 empty] | 7.3.3.17.5 (Remote Grid) Updates to grid topology to minimize risk of ignition in HFTDs Remote GridWLDFREquipment / facility failureAggregated | WLDFR | HFTD - Distribution - Tier 3 - 1QU CoRE ¦ 5QU LoRE | Red Flag Warning - Large Fires | Equipment / facility failure | Aggregated | 2058 | 3.9249e-06 | 65.8407 | 0.00025842 | 2058 | Mitigation | 0.95 | 45 | 0 | esc | 0.00097009 | 3.8075e-09 | 0.00097009 | 3.8075e-09 | 0.0028115 | 2.0067e-11 | 0.0094681 | 4.838e-08
[120 empty] | 7.3.3.17.5 (Remote Grid) Updates to grid topology to minimize risk of ignition in HFTDs Remote GridWLDFREquipment / facility failureAggregated | WLDFR | HFTD - Distribution - Tier 3 - 1QU CoRE ¦ 5QU LoRE | Red Flag Warning - Large Fires | Equipment / facility failure | Aggregated | 2059 | 3.9249e-06 | 65.8407 | 0.00025842 | 2059 | Mitigation | 0.95 | 45 | 0 | esc | 0.00097009 | 3.8075e-09 | 0.00097009 | 3.8075e-09 | 0.0028115 | 2.0067e-11 | 0.0094681 | 4.838e-08
[120 empty] | 7.3.3.17.5 (Remote Grid) Updates to grid topology to minimize risk of ignition in HFTDs Remote GridWLDFREquipment / facility failureAggregated | WLDFR | HFTD - Distribution - Tier 3 - 1QU CoRE ¦ 5QU LoRE | Red Flag Warning - Large Fires | Equipment / facility failure | Aggregated | 2060 | 3.9249e-06 | 65.8407 | 0.00025842 | 2060 | Mitigation | 0.95 | 45 | 0 | esc | 0.00097009 | 3.8075e-09 | 0.00097009 | 3.8075e-09 | 0.0028115 | 2.0067e-11 | 0 | 0
[120 empty] | 7.3.3.17.5 (Remote Grid) Updates to grid topology to minimize risk of ignition in HFTDs Remote GridWLDFREquipment / facility failureAggregated | WLDFR | HFTD - Distribution - Tier 3 - 1QU CoRE ¦ 5QU LoRE | Red Flag Warning - Large Fires | Equipment / facility failure | Aggregated | 2061 | 3.9249e-06 | 65.8407 | 0.00025842 | 2061 | Mitigation | 0.95 | 45 | 0 | esc | 0.00097009 | 3.8075e-09 | 0.00097009 | 3.8075e-09 | 0.0028115 | 2.0067e-11 | 0 | 0
[120 empty] | 7.3.3.17.5 (Remote Grid) Updates to grid topology to minimize risk of ignition in HFTDs Remote GridWLDFREquipment / facility failureAggregated | WLDFR | HFTD - Distribution - Tier 3 - 1QU CoRE ¦ 5QU LoRE | Red Flag Warning - Large Fires | Equipment / facility failure | Aggregated | 2062 | 3.9249e-06 | 65.8407 | 0.00025842 | 2062 | Mitigation | 0.95 | 45 | 0 | esc | 0.00097009 | 3.8075e-09 | 0.00097009 | 3.8075e-09 | 0.0028115 | 2.0067e-11 | 0.010598 | 1.7961e-09
[120 empty] | 7.3.3.17.5 (Remote Grid) Updates to grid topology to minimize risk of ignition in HFTDs Remote GridWLDFREquipment / facility failureAggregated | WLDFR | HFTD - Distribution - Tier 3 - 1QU CoRE ¦ 5QU LoRE | Red Flag Warning - Large Fires | Equipment / facility failure | Aggregated | 2063 | 3.9249e-06 | 65.8407 | 0.00025842 | 2063 | Mitigation | 0.95 | 45 | 0 | esc | 0.00097009 | 3.8075e-09 | 0.00097009 | 3.8075e-09 | 0.0028115 | 2.0067e-11 | 0.010598 | 1.7961e-09
[120 empty] | 7.3.3.17.5 (Remote Grid) Updates to grid topology to minimize risk of ignition in HFTDs Remote GridWLDFREquipment / facility failureAggregated | WLDFR | HFTD - Distribution - Tier 3 - 1QU CoRE ¦ 5QU LoRE | Red Flag Warning - Large Fires | Equipment / facility failure | Aggregated | 2064 | 3.9249e-06 | 65.8407 | 0.00025842 | 2064 | Mitigation | 0.95 | 45 | 0 | esc | 0.00097009 | 3.8075e-09 | 0.00097009 | 3.8075e-09 | 0 | 0 | 0.010598 | 1.7961e-09
[120 empty] | 7.3.3.17.5 (Remote Grid) Updates to grid topology to minimize risk of ignition in HFTDs Remote GridWLDFREquipment / facility failureAggregated | WLDFR | HFTD - Distribution - Tier 3 - 1QU CoRE ¦ 5QU LoRE | Red Flag Warning - Large Fires | Equipment / facility failure | Aggregated | 2065 | 3.9249e-06 | 65.8407 | 0.00025842 | 2065 | Mitigation | 0.95 | 45 | 0 | esc | 0.00097009 | 3.8075e-09 | 0.00097009 | 3.8075e-09 | 0.0028115 | 1.3984e-08 | 0.010598 | 1.7961e-09
[120 empty] | 7.3.3.17.5 (Remote Grid) Updates to grid topology to minimize risk of ignition in HFTDs Remote GridWLDFREquipment / facility failureAggregated | WLDFR | HFTD - Distribution - Tier 3 - 1QU CoRE ¦ 5QU LoRE | Red Flag Warning - Large Fires | Equipment / facility failure | Aggregated | 2066 | 3.9249e-06 | 65.8407 | 0.00025842 | 2066 | Mitigation | 0.95 | 45 | 0 | esc | 0.00097009 | 3.8075e-09 | 0.00097009 | 3.8075e-09 | 0.0028115 | 1.3984e-08 | 0.010598 | 1.7961e-09
[120 empty] | 7.3.3.17.5 (Remote Grid) Updates to grid topology to minimize risk of ignition in HFTDs Remote GridWLDFREquipment / facility failureAggregated | WLDFR | HFTD - Distribution - Tier 3 - 1QU CoRE ¦ 5QU LoRE | Red Flag Warning - Large Fires | Equipment / facility failure | Aggregated | 2067 | 3.9249e-06 | 65.8407 | 0.00025842 | 2067 | Mitigation | 0.95 | 45 | 0 | esc | 0 | 0 | 0.00097009 | 3.8075e-09 | 0.0028115 | 1.3984e-08 | 0.010598 | 1.7961e-09
[120 empty] | 7.3.3.17.5 (Remote Grid) Updates to grid topology to minimize risk of ignition in HFTDs Remote GridWLDFRVegetation ContactAggregated | WLDFR | HFTD - Distribution - Tier 3 - 1QU CoRE ¦ 5QU LoRE | Red Flag Warning - Large Fires | Vegetation Contact | Aggregated | 2022 | 3.2238e-05 | 65.8407 | 0.0021226 | 2022 | Mitigation | 0.95 | 45 | 0 | esc | 0.00097009 | 3.1274e-08 | 0 | 0 | 0.0028115 | 1.3984e-08 | 0.010598 | 1.7961e-09
[120 empty] | 7.3.3.17.5 (Remote Grid) Updates to grid topology to minimize risk of ignition in HFTDs Remote GridWLDFRVegetation ContactAggregated | WLDFR | HFTD - Distribution - Tier 3 - 1QU CoRE ¦ 5QU LoRE | Red Flag Warning - Large Fires | Vegetation Contact | Aggregated | 2023 | 3.2238e-05 | 65.8407 | 0.0021226 | 2023 | Mitigation | 0.95 | 45 | 0 | esc | 0.00097009 | 3.1274e-08 | 0.00097009 | 3.1274e-08 | 0.0028115 | 1.3984e-08 | 0.010598 | 1.7961e-09
[120 empty] | 7.3.3.17.5 (Remote Grid) Updates to grid topology to minimize risk of ignition in HFTDs Remote GridWLDFRVegetation ContactAggregated | WLDFR | HFTD - Distribution - Tier 3 - 1QU CoRE ¦ 5QU LoRE | Red Flag Warning - Large Fires | Vegetation Contact | Aggregated | 2024 | 3.2238e-05 | 65.8407 | 0.0021226 | 2024 | Mitigation | 0.95 | 45 | 0 | esc | 0.00097009 | 3.1274e-08 | 0.00097009 | 3.1274e-08 | 0.0028115 | 1.3984e-08 | 0.010598 | 1.7961e-09
[120 empty] | 7.3.3.17.5 (Remote Grid) Updates to grid topology to minimize risk of ignition in HFTDs Remote GridWLDFRVegetation ContactAggregated | WLDFR | HFTD - Distribution - Tier 3 - 1QU CoRE ¦ 5QU LoRE | Red Flag Warning - Large Fires | Vegetation Contact | Aggregated | 2025 | 3.2238e-05 | 65.8407 | 0.0021226 | 2025 | Mitigation | 0.95 | 45 | 0 | esc | 0.00097009 | 3.1274e-08 | 0.00097009 | 3.1274e-08 | 0.0028115 | 1.3984e-08 | 0.010598 | 1.7961e-09
[120 empty] | 7.3.3.17.5 (Remote Grid) Updates to grid topology to minimize risk of ignition in HFTDs Remote GridWLDFRVegetation ContactAggregated | WLDFR | HFTD - Distribution - Tier 3 - 1QU CoRE ¦ 5QU LoRE | Red Flag Warning - Large Fires | Vegetation Contact | Aggregated | 2026 | 3.2238e-05 | 65.8407 | 0.0021226 | 2026 | Mitigation | 0.95 | 45 | 0 | esc | 0.00097009 | 3.1274e-08 | 0.00097009 | 3.1274e-08 | 0.0028115 | 1.3984e-08 | 0.010598 | 1.7961e-09
[120 empty] | 7.3.3.17.5 (Remote Grid) Updates to grid topology to minimize risk of ignition in HFTDs Remote GridWLDFRVegetation ContactAggregated | WLDFR | HFTD - Distribution - Tier 3 - 1QU CoRE ¦ 5QU LoRE | Red Flag Warning - Large Fires | Vegetation Contact | Aggregated | 2027 | 3.2238e-05 | 65.8407 | 0.0021226 | 2027 | Mitigation | 0.95 | 45 | 0 | esc | 0.00097009 | 3.1274e-08 | 0.00097009 | 3.1274e-08 | 0.0028115 | 1.3984e-08 | 0.010598 | 1.7961e-09
[120 empty] | 7.3.3.17.5 (Remote Grid) Updates to grid topology to minimize risk of ignition in HFTDs Remote GridWLDFRVegetation ContactAggregated | WLDFR | HFTD - Distribution - Tier 3 - 1QU CoRE ¦ 5QU LoRE | Red Flag Warning - Large Fires | Vegetation Contact | Aggregated | 2028 | 3.2238e-05 | 65.8407 | 0.0021226 | 2028 | Mitigation | 0.95 | 45 | 0 | esc | 0.00097009 | 3.1274e-08 | 0.00097009 | 3.1274e-08 | 0.0028115 | 1.3984e-08 | 0.010598 | 1.7961e-09
[120 empty] | 7.3.3.17.5 (Remote Grid) Updates to grid topology to minimize risk of ignition in HFTDs Remote GridWLDFRVegetation ContactAggregated | WLDFR | HFTD - Distribution - Tier 3 - 1QU CoRE ¦ 5QU LoRE | Red Flag Warning - Large Fires | Vegetation Contact | Aggregated | 2029 | 3.2238e-05 | 65.8407 | 0.0021226 | 2029 | Mitigation | 0.95 | 45 | 0 | esc | 0.00097009 | 3.1274e-08 | 0.00097009 | 3.1274e-08 | 0.0028115 | 1.3984e-08 | 0.010598 | 1.7961e-09
[120 empty] | 7.3.3.17.5 (Remote Grid) Updates to grid topology to minimize risk of ignition in HFTDs Remote GridWLDFRVegetation ContactAggregated | WLDFR | HFTD - Distribution - Tier 3 - 1QU CoRE ¦ 5QU LoRE | Red Flag Warning - Large Fires | Vegetation Contact | Aggregated | 2030 | 3.2238e-05 | 65.8407 | 0.0021226 | 2030 | Mitigation | 0.95 | 45 | 0 | esc | 0.00097009 | 3.1274e-08 | 0.00097009 | 3.1274e-08 | 0.0028115 | 1.3984e-08 | 0.010598 | 1.7961e-09
[120 empty] | 7.3.3.17.5 (Remote Grid) Updates to grid topology to minimize risk of ignition in HFTDs Remote GridWLDFRVegetation ContactAggregated | WLDFR | HFTD - Distribution - Tier 3 - 1QU CoRE ¦ 5QU LoRE | Red Flag Warning - Large Fires | Vegetation Contact | Aggregated | 2031 | 3.2238e-05 | 65.8407 | 0.0021226 | 2031 | Mitigation | 0.95 | 45 | 0 | esc | 0.00097009 | 3.1274e-08 | 0.00097009 | 3.1274e-08 | 0.0028115 | 1.3984e-08 | 0.010598 | 1.7961e-09
[120 empty] | 7.3.3.17.5 (Remote Grid) Updates to grid topology to minimize risk of ignition in HFTDs Remote GridWLDFRVegetation ContactAggregated | WLDFR | HFTD - Distribution - Tier 3 - 1QU CoRE ¦ 5QU LoRE | Red Flag Warning - Large Fires | Vegetation Contact | Aggregated | 2032 | 3.2238e-05 | 65.8407 | 0.0021226 | 2032 | Mitigation | 0.95 | 45 | 0 | esc | 0.00097009 | 3.1274e-08 | 0.00097009 | 3.1274e-08 | 0.0028115 | 1.3984e-08 | 0.010598 | 1.7961e-09
[120 empty] | 7.3.3.17.5 (Remote Grid) Updates to grid topology to minimize risk of ignition in HFTDs Remote GridWLDFRVegetation ContactAggregated | WLDFR | HFTD - Distribution - Tier 3 - 1QU CoRE ¦ 5QU LoRE | Red Flag Warning - Large Fires | Vegetation Contact | Aggregated | 2033 | 3.2238e-05 | 65.8407 | 0.0021226 | 2033 | Mitigation | 0.95 | 45 | 0 | esc | 0.00097009 | 3.1274e-08 | 0.00097009 | 3.1274e-08 | 0.0028115 | 1.3984e-08 | 0.010598 | 1.7961e-09
[120 empty] | 7.3.3.17.5 (Remote Grid) Updates to grid topology to minimize risk of ignition in HFTDs Remote GridWLDFRVegetation ContactAggregated | WLDFR | HFTD - Distribution - Tier 3 - 1QU CoRE ¦ 5QU LoRE | Red Flag Warning - Large Fires | Vegetation Contact | Aggregated | 2034 | 3.2238e-05 | 65.8407 | 0.0021226 | 2034 | Mitigation | 0.95 | 45 | 0 | esc | 0.00097009 | 3.1274e-08 | 0.00097009 | 3.1274e-08 | 0.0028115 | 1.3984e-08 | 0.010598 | 1.7961e-09
[120 empty] | 7.3.3.17.5 (Remote Grid) Updates to grid topology to minimize risk of ignition in HFTDs Remote GridWLDFRVegetation ContactAggregated | WLDFR | HFTD - Distribution - Tier 3 - 1QU CoRE ¦ 5QU LoRE | Red Flag Warning - Large Fires | Vegetation Contact | Aggregated | 2035 | 3.2238e-05 | 65.8407 | 0.0021226 | 2035 | Mitigation | 0.95 | 45 | 0 | esc | 0.00097009 | 3.1274e-08 | 0.00097009 | 3.1274e-08 | 0.0028115 | 1.3984e-08 | 0.010598 | 1.7961e-09
[120 empty] | 7.3.3.17.5 (Remote Grid) Updates to grid topology to minimize risk of ignition in HFTDs Remote GridWLDFRVegetation ContactAggregated | WLDFR | HFTD - Distribution - Tier 3 - 1QU CoRE ¦ 5QU LoRE | Red Flag Warning - Large Fires | Vegetation Contact | Aggregated | 2036 | 3.2238e-05 | 65.8407 | 0.0021226 | 2036 | Mitigation | 0.95 | 45 | 0 | esc | 0.00097009 | 3.1274e-08 | 0.00097009 | 3.1274e-08 | 0.0028115 | 1.3984e-08 | 0.010598 | 1.7961e-09
[120 empty] | 7.3.3.17.5 (Remote Grid) Updates to grid topology to minimize risk of ignition in HFTDs Remote GridWLDFRVegetation ContactAggregated | WLDFR | HFTD - Distribution - Tier 3 - 1QU CoRE ¦ 5QU LoRE | Red Flag Warning - Large Fires | Vegetation Contact | Aggregated | 2037 | 3.2238e-05 | 65.8407 | 0.0021226 | 2037 | Mitigation | 0.95 | 45 | 0 | esc | 0.00097009 | 3.1274e-08 | 0.00097009 | 3.1274e-08 | 0.0028115 | 1.3984e-08 | 0.010598 | 1.7961e-09
[120 empty] | 7.3.3.17.5 (Remote Grid) Updates to grid topology to minimize risk of ignition in HFTDs Remote GridWLDFRVegetation ContactAggregated | WLDFR | HFTD - Distribution - Tier 3 - 1QU CoRE ¦ 5QU LoRE | Red Flag Warning - Large Fires | Vegetation Contact | Aggregated | 2038 | 3.2238e-05 | 65.8407 | 0.0021226 | 2038 | Mitigation | 0.95 | 45 | 0 | esc | 0.00097009 | 3.1274e-08 | 0.00097009 | 3.1274e-08 | 0.0028115 | 1.3984e-08 | 0.010598 | 1.7961e-09
[120 empty] | 7.3.3.17.5 (Remote Grid) Updates to grid topology to minimize risk of ignition in HFTDs Remote GridWLDFRVegetation ContactAggregated | WLDFR | HFTD - Distribution - Tier 3 - 1QU CoRE ¦ 5QU LoRE | Red Flag Warning - Large Fires | Vegetation Contact | Aggregated | 2039 | 3.2238e-05 | 65.8407 | 0.0021226 | 2039 | Mitigation | 0.95 | 45 | 0 | esc | 0.00097009 | 3.1274e-08 | 0.00097009 | 3.1274e-08 | 0.0028115 | 1.3984e-08 | 0.010598 | 1.7961e-09
[120 empty] | 7.3.3.17.5 (Remote Grid) Updates to grid topology to minimize risk of ignition in HFTDs Remote GridWLDFRVegetation ContactAggregated | WLDFR | HFTD - Distribution - Tier 3 - 1QU CoRE ¦ 5QU LoRE | Red Flag Warning - Large Fires | Vegetation Contact | Aggregated | 2040 | 3.2238e-05 | 65.8407 | 0.0021226 | 2040 | Mitigation | 0.95 | 45 | 0 | esc | 0.00097009 | 3.1274e-08 | 0.00097009 | 3.1274e-08 | 0.0028115 | 1.3984e-08 | 0.010598 | 1.7961e-09
[120 empty] | 7.3.3.17.5 (Remote Grid) Updates to grid topology to minimize risk of ignition in HFTDs Remote GridWLDFRVegetation ContactAggregated | WLDFR | HFTD - Distribution - Tier 3 - 1QU CoRE ¦ 5QU LoRE | Red Flag Warning - Large Fires | Vegetation Contact | Aggregated | 2041 | 3.2238e-05 | 65.8407 | 0.0021226 | 2041 | Mitigation | 0.95 | 45 | 0 | esc | 0.00097009 | 3.1274e-08 | 0.00097009 | 3.1274e-08 | 0.0028115 | 1.3984e-08 | 0.010598 | 1.7961e-09
[120 empty] | 7.3.3.17.5 (Remote Grid) Updates to grid topology to minimize risk of ignition in HFTDs Remote GridWLDFRVegetation ContactAggregated | WLDFR | HFTD - Distribution - Tier 3 - 1QU CoRE ¦ 5QU LoRE | Red Flag Warning - Large Fires | Vegetation Contact | Aggregated | 2042 | 3.2238e-05 | 65.8407 | 0.0021226 | 2042 | Mitigation | 0.95 | 45 | 0 | esc | 0.00097009 | 3.1274e-08 | 0.00097009 | 3.1274e-08 | 0.0028115 | 1.3984e-08 | 0.010598 | 1.7961e-09
[120 empty] | 7.3.3.17.5 (Remote Grid) Updates to grid topology to minimize risk of ignition in HFTDs Remote GridWLDFRVegetation ContactAggregated | WLDFR | HFTD - Distribution - Tier 3 - 1QU CoRE ¦ 5QU LoRE | Red Flag Warning - Large Fires | Vegetation Contact | Aggregated | 2043 | 3.2238e-05 | 65.8407 | 0.0021226 | 2043 | Mitigation | 0.95 | 45 | 0 | esc | 0.00097009 | 3.1274e-08 | 0.00097009 | 3.1274e-08 | 0.0028115 | 1.3984e-08 | 0.010598 | 1.7961e-09
[120 empty] | 7.3.3.17.5 (Remote Grid) Updates to grid topology to minimize risk of ignition in HFTDs Remote GridWLDFRVegetation ContactAggregated | WLDFR | HFTD - Distribution - Tier 3 - 1QU CoRE ¦ 5QU LoRE | Red Flag Warning - Large Fires | Vegetation Contact | Aggregated | 2044 | 3.2238e-05 | 65.8407 | 0.0021226 | 2044 | Mitigation | 0.95 | 45 | 0 | esc | 0.00097009 | 3.1274e-08 | 0.00097009 | 3.1274e-08 | 0.0028115 | 1.3984e-08 | 0.010598 | 1.7961e-09
[120 empty] | 7.3.3.17.5 (Remote Grid) Updates to grid topology to minimize risk of ignition in HFTDs Remote GridWLDFRVegetation ContactAggregated | WLDFR | HFTD - Distribution - Tier 3 - 1QU CoRE ¦ 5QU LoRE | Red Flag Warning - Large Fires | Vegetation Contact | Aggregated | 2045 | 3.2238e-05 | 65.8407 | 0.0021226 | 2045 | Mitigation | 0.95 | 45 | 0 | esc | 0.00097009 | 3.1274e-08 | 0.00097009 | 3.1274e-08 | 0.0028115 | 1.3984e-08 | 0.010598 | 1.7961e-09
[120 empty] | 7.3.3.17.5 (Remote Grid) Updates to grid topology to minimize risk of ignition in HFTDs Remote GridWLDFRVegetation ContactAggregated | WLDFR | HFTD - Distribution - Tier 3 - 1QU CoRE ¦ 5QU LoRE | Red Flag Warning - Large Fires | Vegetation Contact | Aggregated | 2046 | 3.2238e-05 | 65.8407 | 0.0021226 | 2046 | Mitigation | 0.95 | 45 | 0 | esc | 0.00097009 | 3.1274e-08 | 0.00097009 | 3.1274e-08 | 0.0028115 | 1.3984e-08 | 0 | 0
[120 empty] | 7.3.3.17.5 (Remote Grid) Updates to grid topology to minimize risk of ignition in HFTDs Remote GridWLDFRVegetation ContactAggregated | WLDFR | HFTD - Distribution - Tier 3 - 1QU CoRE ¦ 5QU LoRE | Red Flag Warning - Large Fires | Vegetation Contact | Aggregated | 2047 | 3.2238e-05 | 65.8407 | 0.0021226 | 2047 | Mitigation | 0.95 | 45 | 0 | esc | 0.00097009 | 3.1274e-08 | 0.00097009 | 3.1274e-08 | 0.0028115 | 1.3984e-08 | 0 | 0
[120 empty] | 7.3.3.17.5 (Remote Grid) Updates to grid topology to minimize risk of ignition in HFTDs Remote GridWLDFRVegetation ContactAggregated | WLDFR | HFTD - Distribution - Tier 3 - 1QU CoRE ¦ 5QU LoRE | Red Flag Warning - Large Fires | Vegetation Contact | Aggregated | 2048 | 3.2238e-05 | 65.8407 | 0.0021226 | 2048 | Mitigation | 0.95 | 45 | 0 | esc | 0.00097009 | 3.1274e-08 | 0.00097009 | 3.1274e-08 | 0.0028115 | 1.3984e-08 | 0.0087991 | 8.7982e-08
[120 empty] | 7.3.3.17.5 (Remote Grid) Updates to grid topology to minimize risk of ignition in HFTDs Remote GridWLDFRVegetation ContactAggregated | WLDFR | HFTD - Distribution - Tier 3 - 1QU CoRE ¦ 5QU LoRE | Red Flag Warning - Large Fires | Vegetation Contact | Aggregated | 2049 | 3.2238e-05 | 65.8407 | 0.0021226 | 2049 | Mitigation | 0.95 | 45 | 0 | esc | 0.00097009 | 3.1274e-08 | 0.00097009 | 3.1274e-08 | 0.0028115 | 1.3984e-08 | 0.0087991 | 8.7982e-08
[120 empty] | 7.3.3.17.5 (Remote Grid) Updates to grid topology to minimize risk of ignition in HFTDs Remote GridWLDFRVegetation ContactAggregated | WLDFR | HFTD - Distribution - Tier 3 - 1QU CoRE ¦ 5QU LoRE | Red Flag Warning - Large Fires | Vegetation Contact | Aggregated | 2050 | 3.2238e-05 | 65.8407 | 0.0021226 | 2050 | Mitigation | 0.95 | 45 | 0 | esc | 0.00097009 | 3.1274e-08 | 0.00097009 | 3.1274e-08 | 0.0028115 | 1.3984e-08 | 0.0087991 | 8.7982e-08
[120 empty] | 7.3.3.17.5 (Remote Grid) Updates to grid topology to minimize risk of ignition in HFTDs Remote GridWLDFRVegetation ContactAggregated | WLDFR | HFTD - Distribution - Tier 3 - 1QU CoRE ¦ 5QU LoRE | Red Flag Warning - Large Fires | Vegetation Contact | Aggregated | 2051 | 3.2238e-05 | 65.8407 | 0.0021226 | 2051 | Mitigation | 0.95 | 45 | 0 | esc | 0.00097009 | 3.1274e-08 | 0.00097009 | 3.1274e-08 | 0.0028115 | 1.3984e-08 | 0.0087991 | 8.7982e-08
[120 empty] | 7.3.3.17.5 (Remote Grid) Updates to grid topology to minimize risk of ignition in HFTDs Remote GridWLDFRVegetation ContactAggregated | WLDFR | HFTD - Distribution - Tier 3 - 1QU CoRE ¦ 5QU LoRE | Red Flag Warning - Large Fires | Vegetation Contact | Aggregated | 2052 | 3.2238e-05 | 65.8407 | 0.0021226 | 2052 | Mitigation | 0.95 | 45 | 0 | esc | 0.00097009 | 3.1274e-08 | 0.00097009 | 3.1274e-08 | 0.0028115 | 1.3984e-08 | 0.0087991 | 8.7982e-08
[120 empty] | 7.3.3.17.5 (Remote Grid) Updates to grid topology to minimize risk of ignition in HFTDs Remote GridWLDFRVegetation ContactAggregated | WLDFR | HFTD - Distribution - Tier 3 - 1QU CoRE ¦ 5QU LoRE | Red Flag Warning - Large Fires | Vegetation Contact | Aggregated | 2053 | 3.2238e-05 | 65.8407 | 0.0021226 | 2053 | Mitigation | 0.95 | 45 | 0 | esc | 0.00097009 | 3.1274e-08 | 0.00097009 | 3.1274e-08 | 0.0028115 | 1.3984e-08 | 0.0087991 | 8.7982e-08
[120 empty] | 7.3.3.17.5 (Remote Grid) Updates to grid topology to minimize risk of ignition in HFTDs Remote GridWLDFRVegetation ContactAggregated | WLDFR | HFTD - Distribution - Tier 3 - 1QU CoRE ¦ 5QU LoRE | Red Flag Warning - Large Fires | Vegetation Contact | Aggregated | 2054 | 3.2238e-05 | 65.8407 | 0.0021226 | 2054 | Mitigation | 0.95 | 45 | 0 | esc | 0.00097009 | 3.1274e-08 | 0.00097009 | 3.1274e-08 | 0.0028115 | 1.3984e-08 | 0.0087991 | 8.7982e-08
[120 empty] | 7.3.3.17.5 (Remote Grid) Updates to grid topology to minimize risk of ignition in HFTDs Remote GridWLDFRVegetation ContactAggregated | WLDFR | HFTD - Distribution - Tier 3 - 1QU CoRE ¦ 5QU LoRE | Red Flag Warning - Large Fires | Vegetation Contact | Aggregated | 2055 | 3.2238e-05 | 65.8407 | 0.0021226 | 2055 | Mitigation | 0.95 | 45 | 0 | esc | 0.00097009 | 3.1274e-08 | 0.00097009 | 3.1274e-08 | 0.0028115 | 1.3984e-08 | 0.0087991 | 8.7982e-08
[120 empty] | 7.3.3.17.5 (Remote Grid) Updates to grid topology to minimize risk of ignition in HFTDs Remote GridWLDFRVegetation ContactAggregated | WLDFR | HFTD - Distribution - Tier 3 - 1QU CoRE ¦ 5QU LoRE | Red Flag Warning - Large Fires | Vegetation Contact | Aggregated | 2056 | 3.2238e-05 | 65.8407 | 0.0021226 | 2056 | Mitigation | 0.95 | 45 | 0 | esc | 0.00097009 | 3.1274e-08 | 0.00097009 | 3.1274e-08 | 0.0028115 | 1.3984e-08 | 0.0087991 | 8.7982e-08
[120 empty] | 7.3.3.17.5 (Remote Grid) Updates to grid topology to minimize risk of ignition in HFTDs Remote GridWLDFRVegetation ContactAggregated | WLDFR | HFTD - Distribution - Tier 3 - 1QU CoRE ¦ 5QU LoRE | Red Flag Warning - Large Fires | Vegetation Contact | Aggregated | 2057 | 3.2238e-05 | 65.8407 | 0.0021226 | 2057 | Mitigation | 0.95 | 45 | 0 | esc | 0.00097009 | 3.1274e-08 | 0.00097009 | 3.1274e-08 | 0.0028115 | 1.3984e-08 | 0.0087991 | 8.7982e-08
[120 empty] | 7.3.3.17.5 (Remote Grid) Updates to grid topology to minimize risk of ignition in HFTDs Remote GridWLDFRVegetation ContactAggregated | WLDFR | HFTD - Distribution - Tier 3 - 1QU CoRE ¦ 5QU LoRE | Red Flag Warning - Large Fires | Vegetation Contact | Aggregated | 2058 | 3.2238e-05 | 65.8407 | 0.0021226 | 2058 | Mitigation | 0.95 | 45 | 0 | esc | 0.00097009 | 3.1274e-08 | 0.00097009 | 3.1274e-08 | 0.0028115 | 1.3984e-08 | 0.0087991 | 8.7982e-08
[120 empty] | 7.3.3.17.5 (Remote Grid) Updates to grid topology to minimize risk of ignition in HFTDs Remote GridWLDFRVegetation ContactAggregated | WLDFR | HFTD - Distribution - Tier 3 - 1QU CoRE ¦ 5QU LoRE | Red Flag Warning - Large Fires | Vegetation Contact | Aggregated | 2059 | 3.2238e-05 | 65.8407 | 0.0021226 | 2059 | Mitigation | 0.95 | 45 | 0 | esc | 0.00097009 | 3.1274e-08 | 0.00097009 | 3.1274e-08 | 0.0028115 | 1.3984e-08 | 0.0087991 | 8.7982e-08
[120 empty] | 7.3.3.17.5 (Remote Grid) Updates to grid topology to minimize risk of ignition in HFTDs Remote GridWLDFRVegetation ContactAggregated | WLDFR | HFTD - Distribution - Tier 3 - 1QU CoRE ¦ 5QU LoRE | Red Flag Warning - Large Fires | Vegetation Contact | Aggregated | 2060 | 3.2238e-05 | 65.8407 | 0.0021226 | 2060 | Mitigation | 0.95 | 45 | 0 | esc | 0.00097009 | 3.1274e-08 | 0.00097009 | 3.1274e-08 | 0.0028115 | 1.3984e-08 | 0.0087991 | 8.7982e-08
[120 empty] | 7.3.3.17.5 (Remote Grid) Updates to grid topology to minimize risk of ignition in HFTDs Remote GridWLDFRVegetation ContactAggregated | WLDFR | HFTD - Distribution - Tier 3 - 1QU CoRE ¦ 5QU LoRE | Red Flag Warning - Large Fires | Vegetation Contact | Aggregated | 2061 | 3.2238e-05 | 65.8407 | 0.0021226 | 2061 | Mitigation | 0.95 | 45 | 0 | esc | 0.00097009 | 3.1274e-08 | 0.00097009 | 3.1274e-08 | 0.0028115 | 1.3984e-08 | 0.0087991 | 8.7982e-08
[120 empty] | 7.3.3.17.5 (Remote Grid) Updates to grid topology to minimize risk of ignition in HFTDs Remote GridWLDFRVegetation ContactAggregated | WLDFR | HFTD - Distribution - Tier 3 - 1QU CoRE ¦ 5QU LoRE | Red Flag Warning - Large Fires | Vegetation Contact | Aggregated | 2062 | 3.2238e-05 | 65.8407 | 0.0021226 | 2062 | Mitigation | 0.95 | 45 | 0 | esc | 0.00097009 | 3.1274e-08 | 0.00097009 | 3.1274e-08 | 0.0028115 | 1.3984e-08 | 0.0087991 | 8.7982e-08
[120 empty] | 7.3.3.17.5 (Remote Grid) Updates to grid topology to minimize risk of ignition in HFTDs Remote GridWLDFRVegetation ContactAggregated | WLDFR | HFTD - Distribution - Tier 3 - 1QU CoRE ¦ 5QU LoRE | Red Flag Warning - Large Fires | Vegetation Contact | Aggregated | 2063 | 3.2238e-05 | 65.8407 | 0.0021226 | 2063 | Mitigation | 0.95 | 45 | 0 | esc | 0.00097009 | 3.1274e-08 | 0.00097009 | 3.1274e-08 | 0.0028115 | 1.3984e-08 | 0.0087991 | 8.7982e-08
[120 empty] | 7.3.3.17.5 (Remote Grid) Updates to grid topology to minimize risk of ignition in HFTDs Remote GridWLDFRVegetation ContactAggregated | WLDFR | HFTD - Distribution - Tier 3 - 1QU CoRE ¦ 5QU LoRE | Red Flag Warning - Large Fires | Vegetation Contact | Aggregated | 2064 | 3.2238e-05 | 65.8407 | 0.0021226 | 2064 | Mitigation | 0.95 | 45 | 0 | esc | 0.00097009 | 3.1274e-08 | 0.00097009 | 3.1274e-08 | 0.0028115 | 1.3984e-08 | 0.0087991 | 8.7982e-08
[120 empty] | 7.3.3.17.5 (Remote Grid) Updates to grid topology to minimize risk of ignition in HFTDs Remote GridWLDFRVegetation ContactAggregated | WLDFR | HFTD - Distribution - Tier 3 - 1QU CoRE ¦ 5QU LoRE | Red Flag Warning - Large Fires | Vegetation Contact | Aggregated | 2065 | 3.2238e-05 | 65.8407 | 0.0021226 | 2065 | Mitigation | 0.95 | 45 | 0 | esc | 0.00097009 | 3.1274e-08 | 0.00097009 | 3.1274e-08 | 0.0028115 | 1.3984e-08 | 0.0087991 | 8.7982e-08
[120 empty] | 7.3.3.17.5 (Remote Grid) Updates to grid topology to minimize risk of ignition in HFTDs Remote GridWLDFRVegetation ContactAggregated | WLDFR | HFTD - Distribution - Tier 3 - 1QU CoRE ¦ 5QU LoRE | Red Flag Warning - Large Fires | Vegetation Contact | Aggregated | 2066 | 3.2238e-05 | 65.8407 | 0.0021226 | 2066 | Mitigation | 0.95 | 45 | 0 | esc | 0.00097009 | 3.1274e-08 | 0.00097009 | 3.1274e-08 | 0.0028115 | 1.3984e-08 | 0.0087991 | 8.7982e-08
[120 empty] | 7.3.3.17.5 (Remote Grid) Updates to grid topology to minimize risk of ignition in HFTDs Remote GridWLDFRVegetation ContactAggregated | WLDFR | HFTD - Distribution - Tier 3 - 1QU CoRE ¦ 5QU LoRE | Red Flag Warning - Large Fires | Vegetation Contact | Aggregated | 2067 | 3.2238e-05 | 65.8407 | 0.0021226 | 2067 | Mitigation | 0.95 | 45 | 0 | esc | 0 | 0 | 0.00097009 | 3.1274e-08 | 0.0028115 | 1.3984e-08 | 0.0087991 | 8.7982e-08
[120 empty] | 7.3.3.17.5 (Remote Grid) Updates to grid topology to minimize risk of ignition in HFTDs Remote GridWLDFRContact from objectAggregated | WLDFR | HFTD - Distribution - Tier 3 - 1QU CoRE ¦ 5QU LoRE | Red Flag Warning - Small Fires | Contact from object | Aggregated | 2022 | 1.9466e-06 | 65.8407 | 0.00012816 | 2022 | Mitigation | 0.95 | 45 | 0 | esc | 0.00097009 | 1.8884e-09 | 0 | 0 | 0 | 0 | 0.0087991 | 8.7982e-08
[120 empty] | 7.3.3.17.5 (Remote Grid) Updates to grid topology to minimize risk of ignition in HFTDs Remote GridWLDFRContact from objectAggregated | WLDFR | HFTD - Distribution - Tier 3 - 1QU CoRE ¦ 5QU LoRE | Red Flag Warning - Small Fires | Contact from object | Aggregated | 2023 | 1.9466e-06 | 65.8407 | 0.00012816 | 2023 | Mitigation | 0.95 | 45 | 0 | esc | 0.00097009 | 1.8884e-09 | 0.00097009 | 1.8884e-09 | 0.0028115 | 6.0467e-09 | 0.0087991 | 8.7982e-08
[120 empty] | 7.3.3.17.5 (Remote Grid) Updates to grid topology to minimize risk of ignition in HFTDs Remote GridWLDFRContact from objectAggregated | WLDFR | HFTD - Distribution - Tier 3 - 1QU CoRE ¦ 5QU LoRE | Red Flag Warning - Small Fires | Contact from object | Aggregated | 2024 | 1.9466e-06 | 65.8407 | 0.00012816 | 2024 | Mitigation | 0.95 | 45 | 0 | esc | 0.00097009 | 1.8884e-09 | 0.00097009 | 1.8884e-09 | 0.0028115 | 6.0467e-09 | 0.0087991 | 8.7982e-08
[120 empty] | 7.3.3.17.5 (Remote Grid) Updates to grid topology to minimize risk of ignition in HFTDs Remote GridWLDFRContact from objectAggregated | WLDFR | HFTD - Distribution - Tier 3 - 1QU CoRE ¦ 5QU LoRE | Red Flag Warning - Small Fires | Contact from object | Aggregated | 2025 | 1.9466e-06 | 65.8407 | 0.00012816 | 2025 | Mitigation | 0.95 | 45 | 0 | esc | 0.00097009 | 1.8884e-09 | 0.00097009 | 1.8884e-09 | 0.0028115 | 6.0467e-09 | 0.0087991 | 8.7982e-08
[120 empty] | 7.3.3.17.5 (Remote Grid) Updates to grid topology to minimize risk of ignition in HFTDs Remote GridWLDFRContact from objectAggregated | WLDFR | HFTD - Distribution - Tier 3 - 1QU CoRE ¦ 5QU LoRE | Red Flag Warning - Small Fires | Contact from object | Aggregated | 2026 | 1.9466e-06 | 65.8407 | 0.00012816 | 2026 | Mitigation | 0.95 | 45 | 0 | esc | 0.00097009 | 1.8884e-09 | 0.00097009 | 1.8884e-09 | 0.0028115 | 6.0467e-09 | 0.0087991 | 8.7982e-08
[120 empty] | 7.3.3.17.5 (Remote Grid) Updates to grid topology to minimize risk of ignition in HFTDs Remote GridWLDFRContact from objectAggregated | WLDFR | HFTD - Distribution - Tier 3 - 1QU CoRE ¦ 5QU LoRE | Red Flag Warning - Small Fires | Contact from object | Aggregated | 2027 | 1.9466e-06 | 65.8407 | 0.00012816 | 2027 | Mitigation | 0.95 | 45 | 0 | esc | 0.00097009 | 1.8884e-09 | 0.00097009 | 1.8884e-09 | 0.0028115 | 6.0467e-09 | 0.0087991 | 8.7982e-08
[120 empty] | 7.3.3.17.5 (Remote Grid) Updates to grid topology to minimize risk of ignition in HFTDs Remote GridWLDFRContact from objectAggregated | WLDFR | HFTD - Distribution - Tier 3 - 1QU CoRE ¦ 5QU LoRE | Red Flag Warning - Small Fires | Contact from object | Aggregated | 2028 | 1.9466e-06 | 65.8407 | 0.00012816 | 2028 | Mitigation | 0.95 | 45 | 0 | esc | 0.00097009 | 1.8884e-09 | 0.00097009 | 1.8884e-09 | 0.0028115 | 6.0467e-09 | 0.0087991 | 8.7982e-08
[120 empty] | 7.3.3.17.5 (Remote Grid) Updates to grid topology to minimize risk of ignition in HFTDs Remote GridWLDFRContact from objectAggregated | WLDFR | HFTD - Distribution - Tier 3 - 1QU CoRE ¦ 5QU LoRE | Red Flag Warning - Small Fires | Contact from object | Aggregated | 2029 | 1.9466e-06 | 65.8407 | 0.00012816 | 2029 | Mitigation | 0.95 | 45 | 0 | esc | 0.00097009 | 1.8884e-09 | 0.00097009 | 1.8884e-09 | 0.0028115 | 6.0467e-09 | 0.0087991 | 8.7982e-08
[120 empty] | 7.3.3.17.5 (Remote Grid) Updates to grid topology to minimize risk of ignition in HFTDs Remote GridWLDFRContact from objectAggregated | WLDFR | HFTD - Distribution - Tier 3 - 1QU CoRE ¦ 5QU LoRE | Red Flag Warning - Small Fires | Contact from object | Aggregated | 2030 | 1.9466e-06 | 65.8407 | 0.00012816 | 2030 | Mitigation | 0.95 | 45 | 0 | esc | 0.00097009 | 1.8884e-09 | 0.00097009 | 1.8884e-09 | 0.0028115 | 6.0467e-09 | 0.0087991 | 8.7982e-08
[120 empty] | 7.3.3.17.5 (Remote Grid) Updates to grid topology to minimize risk of ignition in HFTDs Remote GridWLDFRContact from objectAggregated | WLDFR | HFTD - Distribution - Tier 3 - 1QU CoRE ¦ 5QU LoRE | Red Flag Warning - Small Fires | Contact from object | Aggregated | 2031 | 1.9466e-06 | 65.8407 | 0.00012816 | 2031 | Mitigation | 0.95 | 45 | 0 | esc | 0.00097009 | 1.8884e-09 | 0.00097009 | 1.8884e-09 | 0.0028115 | 6.0467e-09 | 0.0087991 | 8.7982e-08
[120 empty] | 7.3.3.17.5 (Remote Grid) Updates to grid topology to minimize risk of ignition in HFTDs Remote GridWLDFRContact from objectAggregated | WLDFR | HFTD - Distribution - Tier 3 - 1QU CoRE ¦ 5QU LoRE | Red Flag Warning - Small Fires | Contact from object | Aggregated | 2032 | 1.9466e-06 | 65.8407 | 0.00012816 | 2032 | Mitigation | 0.95 | 45 | 0 | esc | 0.00097009 | 1.8884e-09 | 0.00097009 | 1.8884e-09 | 0.0028115 | 6.0467e-09 | 0 | 0
[120 empty] | 7.3.3.17.5 (Remote Grid) Updates to grid topology to minimize risk of ignition in HFTDs Remote GridWLDFRContact from objectAggregated | WLDFR | HFTD - Distribution - Tier 3 - 1QU CoRE ¦ 5QU LoRE | Red Flag Warning - Small Fires | Contact from object | Aggregated | 2033 | 1.9466e-06 | 65.8407 | 0.00012816 | 2033 | Mitigation | 0.95 | 45 | 0 | esc | 0.00097009 | 1.8884e-09 | 0.00097009 | 1.8884e-09 | 0.0028115 | 6.0467e-09 | 0 | 0
[120 empty] | 7.3.3.17.5 (Remote Grid) Updates to grid topology to minimize risk of ignition in HFTDs Remote GridWLDFRContact from objectAggregated | WLDFR | HFTD - Distribution - Tier 3 - 1QU CoRE ¦ 5QU LoRE | Red Flag Warning - Small Fires | Contact from object | Aggregated | 2034 | 1.9466e-06 | 65.8407 | 0.00012816 | 2034 | Mitigation | 0.95 | 45 | 0 | esc | 0.00097009 | 1.8884e-09 | 0.00097009 | 1.8884e-09 | 0.0028115 | 6.0467e-09 | 0.00988 | 3.8298e-08
[120 empty] | 7.3.3.17.5 (Remote Grid) Updates to grid topology to minimize risk of ignition in HFTDs Remote GridWLDFRContact from objectAggregated | WLDFR | HFTD - Distribution - Tier 3 - 1QU CoRE ¦ 5QU LoRE | Red Flag Warning - Small Fires | Contact from object | Aggregated | 2035 | 1.9466e-06 | 65.8407 | 0.00012816 | 2035 | Mitigation | 0.95 | 45 | 0 | esc | 0.00097009 | 1.8884e-09 | 0.00097009 | 1.8884e-09 | 0.0028115 | 6.0467e-09 | 0.00988 | 3.8298e-08
[120 empty] | 7.3.3.17.5 (Remote Grid) Updates to grid topology to minimize risk of ignition in HFTDs Remote GridWLDFRContact from objectAggregated | WLDFR | HFTD - Distribution - Tier 3 - 1QU CoRE ¦ 5QU LoRE | Red Flag Warning - Small Fires | Contact from object | Aggregated | 2036 | 1.9466e-06 | 65.8407 | 0.00012816 | 2036 | Mitigation | 0.95 | 45 | 0 | esc | 0.00097009 | 1.8884e-09 | 0.00097009 | 1.8884e-09 | 0.0028115 | 6.0467e-09 | 0.00988 | 3.8298e-08
[120 empty] | 7.3.3.17.5 (Remote Grid) Updates to grid topology to minimize risk of ignition in HFTDs Remote GridWLDFRContact from objectAggregated | WLDFR | HFTD - Distribution - Tier 3 - 1QU CoRE ¦ 5QU LoRE | Red Flag Warning - Small Fires | Contact from object | Aggregated | 2037 | 1.9466e-06 | 65.8407 | 0.00012816 | 2037 | Mitigation | 0.95 | 45 | 0 | esc | 0.00097009 | 1.8884e-09 | 0.00097009 | 1.8884e-09 | 0.0028115 | 6.0467e-09 | 0.00988 | 3.8298e-08
[120 empty] | 7.3.3.17.5 (Remote Grid) Updates to grid topology to minimize risk of ignition in HFTDs Remote GridWLDFRContact from objectAggregated | WLDFR | HFTD - Distribution - Tier 3 - 1QU CoRE ¦ 5QU LoRE | Red Flag Warning - Small Fires | Contact from object | Aggregated | 2038 | 1.9466e-06 | 65.8407 | 0.00012816 | 2038 | Mitigation | 0.95 | 45 | 0 | esc | 0.00097009 | 1.8884e-09 | 0.00097009 | 1.8884e-09 | 0.0028115 | 6.0467e-09 | 0.00988 | 3.8298e-08
[120 empty] | 7.3.3.17.5 (Remote Grid) Updates to grid topology to minimize risk of ignition in HFTDs Remote GridWLDFRContact from objectAggregated | WLDFR | HFTD - Distribution - Tier 3 - 1QU CoRE ¦ 5QU LoRE | Red Flag Warning - Small Fires | Contact from object | Aggregated | 2039 | 1.9466e-06 | 65.8407 | 0.00012816 | 2039 | Mitigation | 0.95 | 45 | 0 | esc | 0.00097009 | 1.8884e-09 | 0.00097009 | 1.8884e-09 | 0.0028115 | 6.0467e-09 | 0.00988 | 3.8298e-08
[120 empty] | 7.3.3.17.5 (Remote Grid) Updates to grid topology to minimize risk of ignition in HFTDs Remote GridWLDFRContact from objectAggregated | WLDFR | HFTD - Distribution - Tier 3 - 1QU CoRE ¦ 5QU LoRE | Red Flag Warning - Small Fires | Contact from object | Aggregated | 2040 | 1.9466e-06 | 65.8407 | 0.00012816 | 2040 | Mitigation | 0.95 | 45 | 0 | esc | 0.00097009 | 1.8884e-09 | 0.00097009 | 1.8884e-09 | 0.0028115 | 6.0467e-09 | 0.00988 | 3.8298e-08
[120 empty] | 7.3.3.17.5 (Remote Grid) Updates to grid topology to minimize risk of ignition in HFTDs Remote GridWLDFRContact from objectAggregated | WLDFR | HFTD - Distribution - Tier 3 - 1QU CoRE ¦ 5QU LoRE | Red Flag Warning - Small Fires | Contact from object | Aggregated | 2041 | 1.9466e-06 | 65.8407 | 0.00012816 | 2041 | Mitigation | 0.95 | 45 | 0 | esc | 0.00097009 | 1.8884e-09 | 0.00097009 | 1.8884e-09 | 0.0028115 | 6.0467e-09 | 0.00988 | 3.8298e-08
[120 empty] | 7.3.3.17.5 (Remote Grid) Updates to grid topology to minimize risk of ignition in HFTDs Remote GridWLDFRContact from objectAggregated | WLDFR | HFTD - Distribution - Tier 3 - 1QU CoRE ¦ 5QU LoRE | Red Flag Warning - Small Fires | Contact from object | Aggregated | 2042 | 1.9466e-06 | 65.8407 | 0.00012816 | 2042 | Mitigation | 0.95 | 45 | 0 | esc | 0.00097009 | 1.8884e-09 | 0.00097009 | 1.8884e-09 | 0.0028115 | 6.0467e-09 | 0.00988 | 3.8298e-08
[120 empty] | 7.3.3.17.5 (Remote Grid) Updates to grid topology to minimize risk of ignition in HFTDs Remote GridWLDFRContact from objectAggregated | WLDFR | HFTD - Distribution - Tier 3 - 1QU CoRE ¦ 5QU LoRE | Red Flag Warning - Small Fires | Contact from object | Aggregated | 2043 | 1.9466e-06 | 65.8407 | 0.00012816 | 2043 | Mitigation | 0.95 | 45 | 0 | esc | 0.00097009 | 1.8884e-09 | 0.00097009 | 1.8884e-09 | 0.0028115 | 6.0467e-09 | 0.00988 | 3.8298e-08
[120 empty] | 7.3.3.17.5 (Remote Grid) Updates to grid topology to minimize risk of ignition in HFTDs Remote GridWLDFRContact from objectAggregated | WLDFR | HFTD - Distribution - Tier 3 - 1QU CoRE ¦ 5QU LoRE | Red Flag Warning - Small Fires | Contact from object | Aggregated | 2044 | 1.9466e-06 | 65.8407 | 0.00012816 | 2044 | Mitigation | 0.95 | 45 | 0 | esc | 0.00097009 | 1.8884e-09 | 0.00097009 | 1.8884e-09 | 0.0028115 | 6.0467e-09 | 0.00988 | 3.8298e-08
[120 empty] | 7.3.3.17.5 (Remote Grid) Updates to grid topology to minimize risk of ignition in HFTDs Remote GridWLDFRContact from objectAggregated | WLDFR | HFTD - Distribution - Tier 3 - 1QU CoRE ¦ 5QU LoRE | Red Flag Warning - Small Fires | Contact from object | Aggregated | 2045 | 1.9466e-06 | 65.8407 | 0.00012816 | 2045 | Mitigation | 0.95 | 45 | 0 | esc | 0.00097009 | 1.8884e-09 | 0.00097009 | 1.8884e-09 | 0.0028115 | 6.0467e-09 | 0.00988 | 3.8298e-08
[120 empty] | 7.3.3.17.5 (Remote Grid) Updates to grid topology to minimize risk of ignition in HFTDs Remote GridWLDFRContact from objectAggregated | WLDFR | HFTD - Distribution - Tier 3 - 1QU CoRE ¦ 5QU LoRE | Red Flag Warning - Small Fires | Contact from object | Aggregated | 2046 | 1.9466e-06 | 65.8407 | 0.00012816 | 2046 | Mitigation | 0.95 | 45 | 0 | esc | 0.00097009 | 1.8884e-09 | 0.00097009 | 1.8884e-09 | 0.0028115 | 6.0467e-09 | 0.00988 | 3.8298e-08
[120 empty] | 7.3.3.17.5 (Remote Grid) Updates to grid topology to minimize risk of ignition in HFTDs Remote GridWLDFRContact from objectAggregated | WLDFR | HFTD - Distribution - Tier 3 - 1QU CoRE ¦ 5QU LoRE | Red Flag Warning - Small Fires | Contact from object | Aggregated | 2047 | 1.9466e-06 | 65.8407 | 0.00012816 | 2047 | Mitigation | 0.95 | 45 | 0 | esc | 0.00097009 | 1.8884e-09 | 0.00097009 | 1.8884e-09 | 0.0028115 | 6.0467e-09 | 0.00988 | 3.8298e-08
[120 empty] | 7.3.3.17.5 (Remote Grid) Updates to grid topology to minimize risk of ignition in HFTDs Remote GridWLDFRContact from objectAggregated | WLDFR | HFTD - Distribution - Tier 3 - 1QU CoRE ¦ 5QU LoRE | Red Flag Warning - Small Fires | Contact from object | Aggregated | 2048 | 1.9466e-06 | 65.8407 | 0.00012816 | 2048 | Mitigation | 0.95 | 45 | 0 | esc | 0.00097009 | 1.8884e-09 | 0.00097009 | 1.8884e-09 | 0.0028115 | 6.0467e-09 | 0.00988 | 3.8298e-08
[120 empty] | 7.3.3.17.5 (Remote Grid) Updates to grid topology to minimize risk of ignition in HFTDs Remote GridWLDFRContact from objectAggregated | WLDFR | HFTD - Distribution - Tier 3 - 1QU CoRE ¦ 5QU LoRE | Red Flag Warning - Small Fires | Contact from object | Aggregated | 2049 | 1.9466e-06 | 65.8407 | 0.00012816 | 2049 | Mitigation | 0.95 | 45 | 0 | esc | 0.00097009 | 1.8884e-09 | 0.00097009 | 1.8884e-09 | 0.0028115 | 6.0467e-09 | 0.00988 | 3.8298e-08
[120 empty] | 7.3.3.17.5 (Remote Grid) Updates to grid topology to minimize risk of ignition in HFTDs Remote GridWLDFRContact from objectAggregated | WLDFR | HFTD - Distribution - Tier 3 - 1QU CoRE ¦ 5QU LoRE | Red Flag Warning - Small Fires | Contact from object | Aggregated | 2050 | 1.9466e-06 | 65.8407 | 0.00012816 | 2050 | Mitigation | 0.95 | 45 | 0 | esc | 0.00097009 | 1.8884e-09 | 0.00097009 | 1.8884e-09 | 0.0028115 | 6.0467e-09 | 0.00988 | 3.8298e-08
[120 empty] | 7.3.3.17.5 (Remote Grid) Updates to grid topology to minimize risk of ignition in HFTDs Remote GridWLDFRContact from objectAggregated | WLDFR | HFTD - Distribution - Tier 3 - 1QU CoRE ¦ 5QU LoRE | Red Flag Warning - Small Fires | Contact from object | Aggregated | 2051 | 1.9466e-06 | 65.8407 | 0.00012816 | 2051 | Mitigation | 0.95 | 45 | 0 | esc | 0.00097009 | 1.8884e-09 | 0.00097009 | 1.8884e-09 | 0.0028115 | 6.0467e-09 | 0.00988 | 3.8298e-08
[120 empty] | 7.3.3.17.5 (Remote Grid) Updates to grid topology to minimize risk of ignition in HFTDs Remote GridWLDFRContact from objectAggregated | WLDFR | HFTD - Distribution - Tier 3 - 1QU CoRE ¦ 5QU LoRE | Red Flag Warning - Small Fires | Contact from object | Aggregated | 2052 | 1.9466e-06 | 65.8407 | 0.00012816 | 2052 | Mitigation | 0.95 | 45 | 0 | esc | 0.00097009 | 1.8884e-09 | 0.00097009 | 1.8884e-09 | 0.0028115 | 6.0467e-09 | 0.00988 | 3.8298e-08
[120 empty] | 7.3.3.17.5 (Remote Grid) Updates to grid topology to minimize risk of ignition in HFTDs Remote GridWLDFRContact from objectAggregated | WLDFR | HFTD - Distribution - Tier 3 - 1QU CoRE ¦ 5QU LoRE | Red Flag Warning - Small Fires | Contact from object | Aggregated | 2053 | 1.9466e-06 | 65.8407 | 0.00012816 | 2053 | Mitigation | 0.95 | 45 | 0 | esc | 0.00097009 | 1.8884e-09 | 0.00097009 | 1.8884e-09 | 0.0028115 | 6.0467e-09 | 0.00988 | 3.8298e-08
[120 empty] | 7.3.3.17.5 (Remote Grid) Updates to grid topology to minimize risk of ignition in HFTDs Remote GridWLDFRContact from objectAggregated | WLDFR | HFTD - Distribution - Tier 3 - 1QU CoRE ¦ 5QU LoRE | Red Flag Warning - Small Fires | Contact from object | Aggregated | 2054 | 1.9466e-06 | 65.8407 | 0.00012816 | 2054 | Mitigation | 0.95 | 45 | 0 | esc | 0.00097009 | 1.8884e-09 | 0.00097009 | 1.8884e-09 | 0.0028115 | 6.0467e-09 | 0.00988 | 3.8298e-08
[120 empty] | 7.3.3.17.5 (Remote Grid) Updates to grid topology to minimize risk of ignition in HFTDs Remote GridWLDFRContact from objectAggregated | WLDFR | HFTD - Distribution - Tier 3 - 1QU CoRE ¦ 5QU LoRE | Red Flag Warning - Small Fires | Contact from object | Aggregated | 2055 | 1.9466e-06 | 65.8407 | 0.00012816 | 2055 | Mitigation | 0.95 | 45 | 0 | esc | 0.00097009 | 1.8884e-09 | 0.00097009 | 1.8884e-09 | 0.0028115 | 6.0467e-09 | 0.00988 | 3.8298e-08
[120 empty] | 7.3.3.17.5 (Remote Grid) Updates to grid topology to minimize risk of ignition in HFTDs Remote GridWLDFRContact from objectAggregated | WLDFR | HFTD - Distribution - Tier 3 - 1QU CoRE ¦ 5QU LoRE | Red Flag Warning - Small Fires | Contact from object | Aggregated | 2056 | 1.9466e-06 | 65.8407 | 0.00012816 | 2056 | Mitigation | 0.95 | 45 | 0 | esc | 0.00097009 | 1.8884e-09 | 0.00097009 | 1.8884e-09 | 0.0028115 | 6.0467e-09 | 0.00988 | 3.8298e-08
[120 empty] | 7.3.3.17.5 (Remote Grid) Updates to grid topology to minimize risk of ignition in HFTDs Remote GridWLDFRContact from objectAggregated | WLDFR | HFTD - Distribution - Tier 3 - 1QU CoRE ¦ 5QU LoRE | Red Flag Warning - Small Fires | Contact from object | Aggregated | 2057 | 1.9466e-06 | 65.8407 | 0.00012816 | 2057 | Mitigation | 0.95 | 45 | 0 | esc | 0.00097009 | 1.8884e-09 | 0.00097009 | 1.8884e-09 | 0.0028115 | 6.0467e-09 | 0.00988 | 3.8298e-08
[120 empty] | 7.3.3.17.5 (Remote Grid) Updates to grid topology to minimize risk of ignition in HFTDs Remote GridWLDFRContact from objectAggregated | WLDFR | HFTD - Distribution - Tier 3 - 1QU CoRE ¦ 5QU LoRE | Red Flag Warning - Small Fires | Contact from object | Aggregated | 2058 | 1.9466e-06 | 65.8407 | 0.00012816 | 2058 | Mitigation | 0.95 | 45 | 0 | esc | 0.00097009 | 1.8884e-09 | 0.00097009 | 1.8884e-09 | 0.0028115 | 6.0467e-09 | 0.00988 | 3.8298e-08
[120 empty] | 7.3.3.17.5 (Remote Grid) Updates to grid topology to minimize risk of ignition in HFTDs Remote GridWLDFRContact from objectAggregated | WLDFR | HFTD - Distribution - Tier 3 - 1QU CoRE ¦ 5QU LoRE | Red Flag Warning - Small Fires | Contact from object | Aggregated | 2059 | 1.9466e-06 | 65.8407 | 0.00012816 | 2059 | Mitigation | 0.95 | 45 | 0 | esc | 0.00097009 | 1.8884e-09 | 0.00097009 | 1.8884e-09 | 0.0028115 | 6.0467e-09 | 0.00988 | 3.8298e-08
[120 empty] | 7.3.3.17.5 (Remote Grid) Updates to grid topology to minimize risk of ignition in HFTDs Remote GridWLDFRContact from objectAggregated | WLDFR | HFTD - Distribution - Tier 3 - 1QU CoRE ¦ 5QU LoRE | Red Flag Warning - Small Fires | Contact from object | Aggregated | 2060 | 1.9466e-06 | 65.8407 | 0.00012816 | 2060 | Mitigation | 0.95 | 45 | 0 | esc | 0.00097009 | 1.8884e-09 | 0.00097009 | 1.8884e-09 | 0.0028115 | 6.0467e-09 | 0.00988 | 3.8298e-08
[120 empty] | 7.3.3.17.5 (Remote Grid) Updates to grid topology to minimize risk of ignition in HFTDs Remote GridWLDFRContact from objectAggregated | WLDFR | HFTD - Distribution - Tier 3 - 1QU CoRE ¦ 5QU LoRE | Red Flag Warning - Small Fires | Contact from object | Aggregated | 2061 | 1.9466e-06 | 65.8407 | 0.00012816 | 2061 | Mitigation | 0.95 | 45 | 0 | esc | 0.00097009 | 1.8884e-09 | 0.00097009 | 1.8884e-09 | 0.0028115 | 6.0467e-09 | 0.00988 | 3.8298e-08
[120 empty] | 7.3.3.17.5 (Remote Grid) Updates to grid topology to minimize risk of ignition in HFTDs Remote GridWLDFRContact from objectAggregated | WLDFR | HFTD - Distribution - Tier 3 - 1QU CoRE ¦ 5QU LoRE | Red Flag Warning - Small Fires | Contact from object | Aggregated | 2062 | 1.9466e-06 | 65.8407 | 0.00012816 | 2062 | Mitigation | 0.95 | 45 | 0 | esc | 0.00097009 | 1.8884e-09 | 0.00097009 | 1.8884e-09 | 0.0028115 | 6.0467e-09 | 0.00988 | 3.8298e-08
[120 empty] | 7.3.3.17.5 (Remote Grid) Updates to grid topology to minimize risk of ignition in HFTDs Remote GridWLDFRContact from objectAggregated | WLDFR | HFTD - Distribution - Tier 3 - 1QU CoRE ¦ 5QU LoRE | Red Flag Warning - Small Fires | Contact from object | Aggregated | 2063 | 1.9466e-06 | 65.8407 | 0.00012816 | 2063 | Mitigation | 0.95 | 45 | 0 | esc | 0.00097009 | 1.8884e-09 | 0.00097009 | 1.8884e-09 | 0.0028115 | 6.0467e-09 | 0.00988 | 3.8298e-08
[120 empty] | 7.3.3.17.5 (Remote Grid) Updates to grid topology to minimize risk of ignition in HFTDs Remote GridWLDFRContact from objectAggregated | WLDFR | HFTD - Distribution - Tier 3 - 1QU CoRE ¦ 5QU LoRE | Red Flag Warning - Small Fires | Contact from object | Aggregated | 2064 | 1.9466e-06 | 65.8407 | 0.00012816 | 2064 | Mitigation | 0.95 | 45 | 0 | esc | 0.00097009 | 1.8884e-09 | 0.00097009 | 1.8884e-09 | 0.0028115 | 6.0467e-09 | 0 | 0
[120 empty] | 7.3.3.17.5 (Remote Grid) Updates to grid topology to minimize risk of ignition in HFTDs Remote GridWLDFRContact from objectAggregated | WLDFR | HFTD - Distribution - Tier 3 - 1QU CoRE ¦ 5QU LoRE | Red Flag Warning - Small Fires | Contact from object | Aggregated | 2065 | 1.9466e-06 | 65.8407 | 0.00012816 | 2065 | Mitigation | 0.95 | 45 | 0 | esc | 0.00097009 | 1.8884e-09 | 0.00097009 | 1.8884e-09 | 0.0028115 | 6.0467e-09 | 0 | 0
[120 empty] | 7.3.3.17.5 (Remote Grid) Updates to grid topology to minimize risk of ignition in HFTDs Remote GridWLDFRContact from objectAggregated | WLDFR | HFTD - Distribution - Tier 3 - 1QU CoRE ¦ 5QU LoRE | Red Flag Warning - Small Fires | Contact from object | Aggregated | 2066 | 1.9466e-06 | 65.8407 | 0.00012816 | 2066 | Mitigation | 0.95 | 45 | 0 | esc | 0.00097009 | 1.8884e-09 | 0.00097009 | 1.8884e-09 | 0.0028115 | 6.0467e-09 | 0.0085129 | 2.7105e-08
[120 empty] | 7.3.3.17.5 (Remote Grid) Updates to grid topology to minimize risk of ignition in HFTDs Remote GridWLDFRContact from objectAggregated | WLDFR | HFTD - Distribution - Tier 3 - 1QU CoRE ¦ 5QU LoRE | Red Flag Warning - Small Fires | Contact from object | Aggregated | 2067 | 1.9466e-06 | 65.8407 | 0.00012816 | 2067 | Mitigation | 0.95 | 45 | 0 | esc | 0 | 0 | 0.00097009 | 1.8884e-09 | 0.0028115 | 6.0467e-09 | 0.0085129 | 2.7105e-08
[120 empty] | 7.3.3.17.5 (Remote Grid) Updates to grid topology to minimize risk of ignition in HFTDs Remote GridWLDFRContaminationAggregated | WLDFR | HFTD - Distribution - Tier 3 - 1QU CoRE ¦ 5QU LoRE | Red Flag Warning - Small Fires | Contamination | Aggregated | 2022 | 3.7396e-08 | 65.8407 | 2.4622e-06 | 2022 | Mitigation | 0.95 | 45 | 0 | esc | 0.00097009 | 3.6277e-11 | 0 | 0 | 0.0028115 | 6.0467e-09 | 0.0085129 | 2.7105e-08
[120 empty] | 7.3.3.17.5 (Remote Grid) Updates to grid topology to minimize risk of ignition in HFTDs Remote GridWLDFRContaminationAggregated | WLDFR | HFTD - Distribution - Tier 3 - 1QU CoRE ¦ 5QU LoRE | Red Flag Warning - Small Fires | Contamination | Aggregated | 2023 | 3.7396e-08 | 65.8407 | 2.4622e-06 | 2023 | Mitigation | 0.95 | 45 | 0 | esc | 0.00097009 | 3.6277e-11 | 0.00097009 | 3.6277e-11 | 0.0028115 | 6.0467e-09 | 0.0085129 | 2.7105e-08
[120 empty] | 7.3.3.17.5 (Remote Grid) Updates to grid topology to minimize risk of ignition in HFTDs Remote GridWLDFRContaminationAggregated | WLDFR | HFTD - Distribution - Tier 3 - 1QU CoRE ¦ 5QU LoRE | Red Flag Warning - Small Fires | Contamination | Aggregated | 2024 | 3.7396e-08 | 65.8407 | 2.4622e-06 | 2024 | Mitigation | 0.95 | 45 | 0 | esc | 0.00097009 | 3.6277e-11 | 0.00097009 | 3.6277e-11 | 0.0028115 | 6.0467e-09 | 0.0085129 | 2.7105e-08
[120 empty] | 7.3.3.17.5 (Remote Grid) Updates to grid topology to minimize risk of ignition in HFTDs Remote GridWLDFRContaminationAggregated | WLDFR | HFTD - Distribution - Tier 3 - 1QU CoRE ¦ 5QU LoRE | Red Flag Warning - Small Fires | Contamination | Aggregated | 2025 | 3.7396e-08 | 65.8407 | 2.4622e-06 | 2025 | Mitigation | 0.95 | 45 | 0 | esc | 0.00097009 | 3.6277e-11 | 0.00097009 | 3.6277e-11 | 0.0028115 | 6.0467e-09 | 0.0085129 | 2.7105e-08
[120 empty] | 7.3.3.17.5 (Remote Grid) Updates to grid topology to minimize risk of ignition in HFTDs Remote GridWLDFRContaminationAggregated | WLDFR | HFTD - Distribution - Tier 3 - 1QU CoRE ¦ 5QU LoRE | Red Flag Warning - Small Fires | Contamination | Aggregated | 2026 | 3.7396e-08 | 65.8407 | 2.4622e-06 | 2026 | Mitigation | 0.95 | 45 | 0 | esc | 0.00097009 | 3.6277e-11 | 0.00097009 | 3.6277e-11 | 0 | 0 | 0.0085129 | 2.7105e-08
[120 empty] | 7.3.3.17.5 (Remote Grid) Updates to grid topology to minimize risk of ignition in HFTDs Remote GridWLDFRContaminationAggregated | WLDFR | HFTD - Distribution - Tier 3 - 1QU CoRE ¦ 5QU LoRE | Red Flag Warning - Small Fires | Contamination | Aggregated | 2027 | 3.7396e-08 | 65.8407 | 2.4622e-06 | 2027 | Mitigation | 0.95 | 45 | 0 | esc | 0.00097009 | 3.6277e-11 | 0.00097009 | 3.6277e-11 | 0.0028115 | 1.3104e-06 | 0.0085129 | 2.7105e-08
[120 empty] | 7.3.3.17.5 (Remote Grid) Updates to grid topology to minimize risk of ignition in HFTDs Remote GridWLDFRContaminationAggregated | WLDFR | HFTD - Distribution - Tier 3 - 1QU CoRE ¦ 5QU LoRE | Red Flag Warning - Small Fires | Contamination | Aggregated | 2028 | 3.7396e-08 | 65.8407 | 2.4622e-06 | 2028 | Mitigation | 0.95 | 45 | 0 | esc | 0.00097009 | 3.6277e-11 | 0.00097009 | 3.6277e-11 | 0.0028115 | 1.3104e-06 | 0.0085129 | 2.7105e-08
[120 empty] | 7.3.3.17.5 (Remote Grid) Updates to grid topology to minimize risk of ignition in HFTDs Remote GridWLDFRContaminationAggregated | WLDFR | HFTD - Distribution - Tier 3 - 1QU CoRE ¦ 5QU LoRE | Red Flag Warning - Small Fires | Contamination | Aggregated | 2029 | 3.7396e-08 | 65.8407 | 2.4622e-06 | 2029 | Mitigation | 0.95 | 45 | 0 | esc | 0.00097009 | 3.6277e-11 | 0.00097009 | 3.6277e-11 | 0.0028115 | 1.3104e-06 | 0.0085129 | 2.7105e-08
[120 empty] | 7.3.3.17.5 (Remote Grid) Updates to grid topology to minimize risk of ignition in HFTDs Remote GridWLDFRContaminationAggregated | WLDFR | HFTD - Distribution - Tier 3 - 1QU CoRE ¦ 5QU LoRE | Red Flag Warning - Small Fires | Contamination | Aggregated | 2030 | 3.7396e-08 | 65.8407 | 2.4622e-06 | 2030 | Mitigation | 0.95 | 45 | 0 | esc | 0.00097009 | 3.6277e-11 | 0.00097009 | 3.6277e-11 | 0.0028115 | 1.3104e-06 | 0.0085129 | 2.7105e-08
[120 empty] | 7.3.3.17.5 (Remote Grid) Updates to grid topology to minimize risk of ignition in HFTDs Remote GridWLDFRContaminationAggregated | WLDFR | HFTD - Distribution - Tier 3 - 1QU CoRE ¦ 5QU LoRE | Red Flag Warning - Small Fires | Contamination | Aggregated | 2031 | 3.7396e-08 | 65.8407 | 2.4622e-06 | 2031 | Mitigation | 0.95 | 45 | 0 | esc | 0.00097009 | 3.6277e-11 | 0.00097009 | 3.6277e-11 | 0.0028115 | 1.3104e-06 | 0.0085129 | 2.7105e-08
[120 empty] | 7.3.3.17.5 (Remote Grid) Updates to grid topology to minimize risk of ignition in HFTDs Remote GridWLDFRContaminationAggregated | WLDFR | HFTD - Distribution - Tier 3 - 1QU CoRE ¦ 5QU LoRE | Red Flag Warning - Small Fires | Contamination | Aggregated | 2032 | 3.7396e-08 | 65.8407 | 2.4622e-06 | 2032 | Mitigation | 0.95 | 45 | 0 | esc | 0.00097009 | 3.6277e-11 | 0.00097009 | 3.6277e-11 | 0.0028115 | 1.3104e-06 | 0.0085129 | 2.7105e-08
[120 empty] | 7.3.3.17.5 (Remote Grid) Updates to grid topology to minimize risk of ignition in HFTDs Remote GridWLDFRContaminationAggregated | WLDFR | HFTD - Distribution - Tier 3 - 1QU CoRE ¦ 5QU LoRE | Red Flag Warning - Small Fires | Contamination | Aggregated | 2033 | 3.7396e-08 | 65.8407 | 2.4622e-06 | 2033 | Mitigation | 0.95 | 45 | 0 | esc | 0.00097009 | 3.6277e-11 | 0.00097009 | 3.6277e-11 | 0.0028115 | 1.3104e-06 | 0.0085129 | 2.7105e-08
[120 empty] | 7.3.3.17.5 (Remote Grid) Updates to grid topology to minimize risk of ignition in HFTDs Remote GridWLDFRContaminationAggregated | WLDFR | HFTD - Distribution - Tier 3 - 1QU CoRE ¦ 5QU LoRE | Red Flag Warning - Small Fires | Contamination | Aggregated | 2034 | 3.7396e-08 | 65.8407 | 2.4622e-06 | 2034 | Mitigation | 0.95 | 45 | 0 | esc | 0.00097009 | 3.6277e-11 | 0.00097009 | 3.6277e-11 | 0.0028115 | 1.3104e-06 | 0.0085129 | 2.7105e-08
[120 empty] | 7.3.3.17.5 (Remote Grid) Updates to grid topology to minimize risk of ignition in HFTDs Remote GridWLDFRContaminationAggregated | WLDFR | HFTD - Distribution - Tier 3 - 1QU CoRE ¦ 5QU LoRE | Red Flag Warning - Small Fires | Contamination | Aggregated | 2035 | 3.7396e-08 | 65.8407 | 2.4622e-06 | 2035 | Mitigation | 0.95 | 45 | 0 | esc | 0.00097009 | 3.6277e-11 | 0.00097009 | 3.6277e-11 | 0.0028115 | 1.3104e-06 | 0.0085129 | 2.7105e-08
[120 empty] | 7.3.3.17.5 (Remote Grid) Updates to grid topology to minimize risk of ignition in HFTDs Remote GridWLDFRContaminationAggregated | WLDFR | HFTD - Distribution - Tier 3 - 1QU CoRE ¦ 5QU LoRE | Red Flag Warning - Small Fires | Contamination | Aggregated | 2036 | 3.7396e-08 | 65.8407 | 2.4622e-06 | 2036 | Mitigation | 0.95 | 45 | 0 | esc | 0.00097009 | 3.6277e-11 | 0.00097009 | 3.6277e-11 | 0.0028115 | 1.3104e-06 | 0.0085129 | 2.7105e-08
[120 empty] | 7.3.3.17.5 (Remote Grid) Updates to grid topology to minimize risk of ignition in HFTDs Remote GridWLDFRContaminationAggregated | WLDFR | HFTD - Distribution - Tier 3 - 1QU CoRE ¦ 5QU LoRE | Red Flag Warning - Small Fires | Contamination | Aggregated | 2037 | 3.7396e-08 | 65.8407 | 2.4622e-06 | 2037 | Mitigation | 0.95 | 45 | 0 | esc | 0.00097009 | 3.6277e-11 | 0.00097009 | 3.6277e-11 | 0.0028115 | 1.3104e-06 | 0.0085129 | 2.7105e-08
[120 empty] | 7.3.3.17.5 (Remote Grid) Updates to grid topology to minimize risk of ignition in HFTDs Remote GridWLDFRContaminationAggregated | WLDFR | HFTD - Distribution - Tier 3 - 1QU CoRE ¦ 5QU LoRE | Red Flag Warning - Small Fires | Contamination | Aggregated | 2038 | 3.7396e-08 | 65.8407 | 2.4622e-06 | 2038 | Mitigation | 0.95 | 45 | 0 | esc | 0.00097009 | 3.6277e-11 | 0.00097009 | 3.6277e-11 | 0.0028115 | 1.3104e-06 | 0.0085129 | 2.7105e-08
[120 empty] | 7.3.3.17.5 (Remote Grid) Updates to grid topology to minimize risk of ignition in HFTDs Remote GridWLDFRContaminationAggregated | WLDFR | HFTD - Distribution - Tier 3 - 1QU CoRE ¦ 5QU LoRE | Red Flag Warning - Small Fires | Contamination | Aggregated | 2039 | 3.7396e-08 | 65.8407 | 2.4622e-06 | 2039 | Mitigation | 0.95 | 45 | 0 | esc | 0.00097009 | 3.6277e-11 | 0.00097009 | 3.6277e-11 | 0.0028115 | 1.3104e-06 | 0.0085129 | 2.7105e-08
[120 empty] | 7.3.3.17.5 (Remote Grid) Updates to grid topology to minimize risk of ignition in HFTDs Remote GridWLDFRContaminationAggregated | WLDFR | HFTD - Distribution - Tier 3 - 1QU CoRE ¦ 5QU LoRE | Red Flag Warning - Small Fires | Contamination | Aggregated | 2040 | 3.7396e-08 | 65.8407 | 2.4622e-06 | 2040 | Mitigation | 0.95 | 45 | 0 | esc | 0.00097009 | 3.6277e-11 | 0.00097009 | 3.6277e-11 | 0.0028115 | 1.3104e-06 | 0.0085129 | 2.7105e-08
[120 empty] | 7.3.3.17.5 (Remote Grid) Updates to grid topology to minimize risk of ignition in HFTDs Remote GridWLDFRContaminationAggregated | WLDFR | HFTD - Distribution - Tier 3 - 1QU CoRE ¦ 5QU LoRE | Red Flag Warning - Small Fires | Contamination | Aggregated | 2041 | 3.7396e-08 | 65.8407 | 2.4622e-06 | 2041 | Mitigation | 0.95 | 45 | 0 | esc | 0.00097009 | 3.6277e-11 | 0.00097009 | 3.6277e-11 | 0.0028115 | 1.3104e-06 | 0.0085129 | 2.7105e-08
[120 empty] | 7.3.3.17.5 (Remote Grid) Updates to grid topology to minimize risk of ignition in HFTDs Remote GridWLDFRContaminationAggregated | WLDFR | HFTD - Distribution - Tier 3 - 1QU CoRE ¦ 5QU LoRE | Red Flag Warning - Small Fires | Contamination | Aggregated | 2042 | 3.7396e-08 | 65.8407 | 2.4622e-06 | 2042 | Mitigation | 0.95 | 45 | 0 | esc | 0.00097009 | 3.6277e-11 | 0.00097009 | 3.6277e-11 | 0.0028115 | 1.3104e-06 | 0.0085129 | 2.7105e-08
[120 empty] | 7.3.3.17.5 (Remote Grid) Updates to grid topology to minimize risk of ignition in HFTDs Remote GridWLDFRContaminationAggregated | WLDFR | HFTD - Distribution - Tier 3 - 1QU CoRE ¦ 5QU LoRE | Red Flag Warning - Small Fires | Contamination | Aggregated | 2043 | 3.7396e-08 | 65.8407 | 2.4622e-06 | 2043 | Mitigation | 0.95 | 45 | 0 | esc | 0.00097009 | 3.6277e-11 | 0.00097009 | 3.6277e-11 | 0.0028115 | 1.3104e-06 | 0.0085129 | 2.7105e-08
[120 empty] | 7.3.3.17.5 (Remote Grid) Updates to grid topology to minimize risk of ignition in HFTDs Remote GridWLDFRContaminationAggregated | WLDFR | HFTD - Distribution - Tier 3 - 1QU CoRE ¦ 5QU LoRE | Red Flag Warning - Small Fires | Contamination | Aggregated | 2044 | 3.7396e-08 | 65.8407 | 2.4622e-06 | 2044 | Mitigation | 0.95 | 45 | 0 | esc | 0.00097009 | 3.6277e-11 | 0.00097009 | 3.6277e-11 | 0.0028115 | 1.3104e-06 | 0.0085129 | 2.7105e-08
[120 empty] | 7.3.3.17.5 (Remote Grid) Updates to grid topology to minimize risk of ignition in HFTDs Remote GridWLDFRContaminationAggregated | WLDFR | HFTD - Distribution - Tier 3 - 1QU CoRE ¦ 5QU LoRE | Red Flag Warning - Small Fires | Contamination | Aggregated | 2045 | 3.7396e-08 | 65.8407 | 2.4622e-06 | 2045 | Mitigation | 0.95 | 45 | 0 | esc | 0.00097009 | 3.6277e-11 | 0.00097009 | 3.6277e-11 | 0.0028115 | 1.3104e-06 | 0.0085129 | 2.7105e-08
[120 empty] | 7.3.3.17.5 (Remote Grid) Updates to grid topology to minimize risk of ignition in HFTDs Remote GridWLDFRContaminationAggregated | WLDFR | HFTD - Distribution - Tier 3 - 1QU CoRE ¦ 5QU LoRE | Red Flag Warning - Small Fires | Contamination | Aggregated | 2046 | 3.7396e-08 | 65.8407 | 2.4622e-06 | 2046 | Mitigation | 0.95 | 45 | 0 | esc | 0.00097009 | 3.6277e-11 | 0.00097009 | 3.6277e-11 | 0.0028115 | 1.3104e-06 | 0.0085129 | 2.7105e-08
[120 empty] | 7.3.3.17.5 (Remote Grid) Updates to grid topology to minimize risk of ignition in HFTDs Remote GridWLDFRContaminationAggregated | WLDFR | HFTD - Distribution - Tier 3 - 1QU CoRE ¦ 5QU LoRE | Red Flag Warning - Small Fires | Contamination | Aggregated | 2047 | 3.7396e-08 | 65.8407 | 2.4622e-06 | 2047 | Mitigation | 0.95 | 45 | 0 | esc | 0.00097009 | 3.6277e-11 | 0.00097009 | 3.6277e-11 | 0.0028115 | 1.3104e-06 | 0.0085129 | 2.7105e-08
[120 empty] | 7.3.3.17.5 (Remote Grid) Updates to grid topology to minimize risk of ignition in HFTDs Remote GridWLDFRContaminationAggregated | WLDFR | HFTD - Distribution - Tier 3 - 1QU CoRE ¦ 5QU LoRE | Red Flag Warning - Small Fires | Contamination | Aggregated | 2048 | 3.7396e-08 | 65.8407 | 2.4622e-06 | 2048 | Mitigation | 0.95 | 45 | 0 | esc | 0.00097009 | 3.6277e-11 | 0.00097009 | 3.6277e-11 | 0.0028115 | 1.3104e-06 | 0.0085129 | 2.7105e-08
[120 empty] | 7.3.3.17.5 (Remote Grid) Updates to grid topology to minimize risk of ignition in HFTDs Remote GridWLDFRContaminationAggregated | WLDFR | HFTD - Distribution - Tier 3 - 1QU CoRE ¦ 5QU LoRE | Red Flag Warning - Small Fires | Contamination | Aggregated | 2049 | 3.7396e-08 | 65.8407 | 2.4622e-06 | 2049 | Mitigation | 0.95 | 45 | 0 | esc | 0.00097009 | 3.6277e-11 | 0.00097009 | 3.6277e-11 | 0.0028115 | 1.3104e-06 | 0.0085129 | 2.7105e-08
[120 empty] | 7.3.3.17.5 (Remote Grid) Updates to grid topology to minimize risk of ignition in HFTDs Remote GridWLDFRContaminationAggregated | WLDFR | HFTD - Distribution - Tier 3 - 1QU CoRE ¦ 5QU LoRE | Red Flag Warning - Small Fires | Contamination | Aggregated | 2050 | 3.7396e-08 | 65.8407 | 2.4622e-06 | 2050 | Mitigation | 0.95 | 45 | 0 | esc | 0.00097009 | 3.6277e-11 | 0.00097009 | 3.6277e-11 | 0.0028115 | 1.3104e-06 | 0 | 0
[120 empty] | 7.3.3.17.5 (Remote Grid) Updates to grid topology to minimize risk of ignition in HFTDs Remote GridWLDFRContaminationAggregated | WLDFR | HFTD - Distribution - Tier 3 - 1QU CoRE ¦ 5QU LoRE | Red Flag Warning - Small Fires | Contamination | Aggregated | 2051 | 3.7396e-08 | 65.8407 | 2.4622e-06 | 2051 | Mitigation | 0.95 | 45 | 0 | esc | 0.00097009 | 3.6277e-11 | 0.00097009 | 3.6277e-11 | 0.0028115 | 1.3104e-06 | 0 | 0
[120 empty] | 7.3.3.17.5 (Remote Grid) Updates to grid topology to minimize risk of ignition in HFTDs Remote GridWLDFRContaminationAggregated | WLDFR | HFTD - Distribution - Tier 3 - 1QU CoRE ¦ 5QU LoRE | Red Flag Warning - Small Fires | Contamination | Aggregated | 2052 | 3.7396e-08 | 65.8407 | 2.4622e-06 | 2052 | Mitigation | 0.95 | 45 | 0 | esc | 0.00097009 | 3.6277e-11 | 0.00097009 | 3.6277e-11 | 0.0028115 | 1.3104e-06 | 0.0093087 | 1.2137e-07
[120 empty] | 7.3.3.17.5 (Remote Grid) Updates to grid topology to minimize risk of ignition in HFTDs Remote GridWLDFRContaminationAggregated | WLDFR | HFTD - Distribution - Tier 3 - 1QU CoRE ¦ 5QU LoRE | Red Flag Warning - Small Fires | Contamination | Aggregated | 2053 | 3.7396e-08 | 65.8407 | 2.4622e-06 | 2053 | Mitigation | 0.95 | 45 | 0 | esc | 0.00097009 | 3.6277e-11 | 0.00097009 | 3.6277e-11 | 0.0028115 | 1.3104e-06 | 0.0093087 | 1.2137e-07
[120 empty] | 7.3.3.17.5 (Remote Grid) Updates to grid topology to minimize risk of ignition in HFTDs Remote GridWLDFRContaminationAggregated | WLDFR | HFTD - Distribution - Tier 3 - 1QU CoRE ¦ 5QU LoRE | Red Flag Warning - Small Fires | Contamination | Aggregated | 2054 | 3.7396e-08 | 65.8407 | 2.4622e-06 | 2054 | Mitigation | 0.95 | 45 | 0 | esc | 0.00097009 | 3.6277e-11 | 0.00097009 | 3.6277e-11 | 0.0028115 | 1.3104e-06 | 0.0093087 | 1.2137e-07
[120 empty] | 7.3.3.17.5 (Remote Grid) Updates to grid topology to minimize risk of ignition in HFTDs Remote GridWLDFRContaminationAggregated | WLDFR | HFTD - Distribution - Tier 3 - 1QU CoRE ¦ 5QU LoRE | Red Flag Warning - Small Fires | Contamination | Aggregated | 2055 | 3.7396e-08 | 65.8407 | 2.4622e-06 | 2055 | Mitigation | 0.95 | 45 | 0 | esc | 0.00097009 | 3.6277e-11 | 0.00097009 | 3.6277e-11 | 0.0028115 | 1.3104e-06 | 0.0093087 | 1.2137e-07
[120 empty] | 7.3.3.17.5 (Remote Grid) Updates to grid topology to minimize risk of ignition in HFTDs Remote GridWLDFRContaminationAggregated | WLDFR | HFTD - Distribution - Tier 3 - 1QU CoRE ¦ 5QU LoRE | Red Flag Warning - Small Fires | Contamination | Aggregated | 2056 | 3.7396e-08 | 65.8407 | 2.4622e-06 | 2056 | Mitigation | 0.95 | 45 | 0 | esc | 0.00097009 | 3.6277e-11 | 0.00097009 | 3.6277e-11 | 0.0028115 | 1.3104e-06 | 0.0093087 | 1.2137e-07
[120 empty] | 7.3.3.17.5 (Remote Grid) Updates to grid topology to minimize risk of ignition in HFTDs Remote GridWLDFRContaminationAggregated | WLDFR | HFTD - Distribution - Tier 3 - 1QU CoRE ¦ 5QU LoRE | Red Flag Warning - Small Fires | Contamination | Aggregated | 2057 | 3.7396e-08 | 65.8407 | 2.4622e-06 | 2057 | Mitigation | 0.95 | 45 | 0 | esc | 0.00097009 | 3.6277e-11 | 0.00097009 | 3.6277e-11 | 0.0028115 | 1.3104e-06 | 0.0093087 | 1.2137e-07
[120 empty] | 7.3.3.17.5 (Remote Grid) Updates to grid topology to minimize risk of ignition in HFTDs Remote GridWLDFRContaminationAggregated | WLDFR | HFTD - Distribution - Tier 3 - 1QU CoRE ¦ 5QU LoRE | Red Flag Warning - Small Fires | Contamination | Aggregated | 2058 | 3.7396e-08 | 65.8407 | 2.4622e-06 | 2058 | Mitigation | 0.95 | 45 | 0 | esc | 0.00097009 | 3.6277e-11 | 0.00097009 | 3.6277e-11 | 0.0028115 | 1.3104e-06 | 0.0093087 | 1.2137e-07
[120 empty] | 7.3.3.17.5 (Remote Grid) Updates to grid topology to minimize risk of ignition in HFTDs Remote GridWLDFRContaminationAggregated | WLDFR | HFTD - Distribution - Tier 3 - 1QU CoRE ¦ 5QU LoRE | Red Flag Warning - Small Fires | Contamination | Aggregated | 2059 | 3.7396e-08 | 65.8407 | 2.4622e-06 | 2059 | Mitigation | 0.95 | 45 | 0 | esc | 0.00097009 | 3.6277e-11 | 0.00097009 | 3.6277e-11 | 0.0028115 | 1.3104e-06 | 0.0093087 | 1.2137e-07
[120 empty] | 7.3.3.17.5 (Remote Grid) Updates to grid topology to minimize risk of ignition in HFTDs Remote GridWLDFRContaminationAggregated | WLDFR | HFTD - Distribution - Tier 3 - 1QU CoRE ¦ 5QU LoRE | Red Flag Warning - Small Fires | Contamination | Aggregated | 2060 | 3.7396e-08 | 65.8407 | 2.4622e-06 | 2060 | Mitigation | 0.95 | 45 | 0 | esc | 0.00097009 | 3.6277e-11 | 0.00097009 | 3.6277e-11 | 0.0028115 | 1.3104e-06 | 0.0093087 | 1.2137e-07
[120 empty] | 7.3.3.17.5 (Remote Grid) Updates to grid topology to minimize risk of ignition in HFTDs Remote GridWLDFRContaminationAggregated | WLDFR | HFTD - Distribution - Tier 3 - 1QU CoRE ¦ 5QU LoRE | Red Flag Warning - Small Fires | Contamination | Aggregated | 2061 | 3.7396e-08 | 65.8407 | 2.4622e-06 | 2061 | Mitigation | 0.95 | 45 | 0 | esc | 0.00097009 | 3.6277e-11 | 0.00097009 | 3.6277e-11 | 0.0028115 | 1.3104e-06 | 0.0093087 | 1.2137e-07
[120 empty] | 7.3.3.17.5 (Remote Grid) Updates to grid topology to minimize risk of ignition in HFTDs Remote GridWLDFRContaminationAggregated | WLDFR | HFTD - Distribution - Tier 3 - 1QU CoRE ¦ 5QU LoRE | Red Flag Warning - Small Fires | Contamination | Aggregated | 2062 | 3.7396e-08 | 65.8407 | 2.4622e-06 | 2062 | Mitigation | 0.95 | 45 | 0 | esc | 0.00097009 | 3.6277e-11 | 0.00097009 | 3.6277e-11 | 0.0028115 | 1.3104e-06 | 0.0093087 | 1.2137e-07
[120 empty] | 7.3.3.17.5 (Remote Grid) Updates to grid topology to minimize risk of ignition in HFTDs Remote GridWLDFRContaminationAggregated | WLDFR | HFTD - Distribution - Tier 3 - 1QU CoRE ¦ 5QU LoRE | Red Flag Warning - Small Fires | Contamination | Aggregated | 2063 | 3.7396e-08 | 65.8407 | 2.4622e-06 | 2063 | Mitigation | 0.95 | 45 | 0 | esc | 0.00097009 | 3.6277e-11 | 0.00097009 | 3.6277e-11 | 0.0028115 | 1.3104e-06 | 0.0093087 | 1.2137e-07
[120 empty] | 7.3.3.17.5 (Remote Grid) Updates to grid topology to minimize risk of ignition in HFTDs Remote GridWLDFRContaminationAggregated | WLDFR | HFTD - Distribution - Tier 3 - 1QU CoRE ¦ 5QU LoRE | Red Flag Warning - Small Fires | Contamination | Aggregated | 2064 | 3.7396e-08 | 65.8407 | 2.4622e-06 | 2064 | Mitigation | 0.95 | 45 | 0 | esc | 0.00097009 | 3.6277e-11 | 0.00097009 | 3.6277e-11 | 0.0028115 | 1.3104e-06 | 0.0093087 | 1.2137e-07
[120 empty] | 7.3.3.17.5 (Remote Grid) Updates to grid topology to minimize risk of ignition in HFTDs Remote GridWLDFRContaminationAggregated | WLDFR | HFTD - Distribution - Tier 3 - 1QU CoRE ¦ 5QU LoRE | Red Flag Warning - Small Fires | Contamination | Aggregated | 2065 | 3.7396e-08 | 65.8407 | 2.4622e-06 | 2065 | Mitigation | 0.95 | 45 | 0 | esc | 0.00097009 | 3.6277e-11 | 0.00097009 | 3.6277e-11 | 0.0028115 | 1.3104e-06 | 0.0093087 | 1.2137e-07
[120 empty] | 7.3.3.17.5 (Remote Grid) Updates to grid topology to minimize risk of ignition in HFTDs Remote GridWLDFRContaminationAggregated | WLDFR | HFTD - Distribution - Tier 3 - 1QU CoRE ¦ 5QU LoRE | Red Flag Warning - Small Fires | Contamination | Aggregated | 2066 | 3.7396e-08 | 65.8407 | 2.4622e-06 | 2066 | Mitigation | 0.95 | 45 | 0 | esc | 0.00097009 | 3.6277e-11 | 0.00097009 | 3.6277e-11 | 0.0028115 | 1.3104e-06 | 0.0093087 | 1.2137e-07
[120 empty] | 7.3.3.17.5 (Remote Grid) Updates to grid topology to minimize risk of ignition in HFTDs Remote GridWLDFRContaminationAggregated | WLDFR | HFTD - Distribution - Tier 3 - 1QU CoRE ¦ 5QU LoRE | Red Flag Warning - Small Fires | Contamination | Aggregated | 2067 | 3.7396e-08 | 65.8407 | 2.4622e-06 | 2067 | Mitigation | 0.95 | 45 | 0 | esc | 0 | 0 | 0.00097009 | 3.6277e-11 | 0.0028115 | 1.3104e-06 | 0.0093087 | 1.2137e-07
[120 empty] | 7.3.3.17.5 (Remote Grid) Updates to grid topology to minimize risk of ignition in HFTDs Remote GridWLDFREquipment / facility failureAggregated | WLDFR | HFTD - Distribution - Tier 3 - 1QU CoRE ¦ 5QU LoRE | Red Flag Warning - Small Fires | Equipment / facility failure | Aggregated | 2022 | 1.2865e-05 | 65.8407 | 0.00084704 | 2022 | Mitigation | 0.95 | 45 | 0 | esc | 0.00097009 | 1.248e-08 | 0 | 0 | 0.0028115 | 1.3104e-06 | 0.0093087 | 1.2137e-07
[120 empty] | 7.3.3.17.5 (Remote Grid) Updates to grid topology to minimize risk of ignition in HFTDs Remote GridWLDFREquipment / facility failureAggregated | WLDFR | HFTD - Distribution - Tier 3 - 1QU CoRE ¦ 5QU LoRE | Red Flag Warning - Small Fires | Equipment / facility failure | Aggregated | 2023 | 1.2865e-05 | 65.8407 | 0.00084704 | 2023 | Mitigation | 0.95 | 45 | 0 | esc | 0.00097009 | 1.248e-08 | 0.00097009 | 1.248e-08 | 0.0028115 | 1.3104e-06 | 0.0093087 | 1.2137e-07
[120 empty] | 7.3.3.17.5 (Remote Grid) Updates to grid topology to minimize risk of ignition in HFTDs Remote GridWLDFREquipment / facility failureAggregated | WLDFR | HFTD - Distribution - Tier 3 - 1QU CoRE ¦ 5QU LoRE | Red Flag Warning - Small Fires | Equipment / facility failure | Aggregated | 2024 | 1.2865e-05 | 65.8407 | 0.00084704 | 2024 | Mitigation | 0.95 | 45 | 0 | esc | 0.00097009 | 1.248e-08 | 0.00097009 | 1.248e-08 | 0.0028115 | 1.3104e-06 | 0.0093087 | 1.2137e-07
[120 empty] | 7.3.3.17.5 (Remote Grid) Updates to grid topology to minimize risk of ignition in HFTDs Remote GridWLDFREquipment / facility failureAggregated | WLDFR | HFTD - Distribution - Tier 3 - 1QU CoRE ¦ 5QU LoRE | Red Flag Warning - Small Fires | Equipment / facility failure | Aggregated | 2025 | 1.2865e-05 | 65.8407 | 0.00084704 | 2025 | Mitigation | 0.95 | 45 | 0 | esc | 0.00097009 | 1.248e-08 | 0.00097009 | 1.248e-08 | 0.0028115 | 1.3104e-06 | 0.0093087 | 1.2137e-07
[120 empty] | 7.3.3.17.5 (Remote Grid) Updates to grid topology to minimize risk of ignition in HFTDs Remote GridWLDFREquipment / facility failureAggregated | WLDFR | HFTD - Distribution - Tier 3 - 1QU CoRE ¦ 5QU LoRE | Red Flag Warning - Small Fires | Equipment / facility failure | Aggregated | 2026 | 1.2865e-05 | 65.8407 | 0.00084704 | 2026 | Mitigation | 0.95 | 45 | 0 | esc | 0.00097009 | 1.248e-08 | 0.00097009 | 1.248e-08 | 0.0028115 | 1.3104e-06 | 0.0093087 | 1.2137e-07
[120 empty] | 7.3.3.17.5 (Remote Grid) Updates to grid topology to minimize risk of ignition in HFTDs Remote GridWLDFREquipment / facility failureAggregated | WLDFR | HFTD - Distribution - Tier 3 - 1QU CoRE ¦ 5QU LoRE | Red Flag Warning - Small Fires | Equipment / facility failure | Aggregated | 2027 | 1.2865e-05 | 65.8407 | 0.00084704 | 2027 | Mitigation | 0.95 | 45 | 0 | esc | 0.00097009 | 1.248e-08 | 0.00097009 | 1.248e-08 | 0.0028115 | 1.3104e-06 | 0.0093087 | 1.2137e-07
[120 empty] | 7.3.3.17.5 (Remote Grid) Updates to grid topology to minimize risk of ignition in HFTDs Remote GridWLDFREquipment / facility failureAggregated | WLDFR | HFTD - Distribution - Tier 3 - 1QU CoRE ¦ 5QU LoRE | Red Flag Warning - Small Fires | Equipment / facility failure | Aggregated | 2028 | 1.2865e-05 | 65.8407 | 0.00084704 | 2028 | Mitigation | 0.95 | 45 | 0 | esc | 0.00097009 | 1.248e-08 | 0.00097009 | 1.248e-08 | 0.0028115 | 1.3104e-06 | 0.0093087 | 1.2137e-07
[120 empty] | 7.3.3.17.5 (Remote Grid) Updates to grid topology to minimize risk of ignition in HFTDs Remote GridWLDFREquipment / facility failureAggregated | WLDFR | HFTD - Distribution - Tier 3 - 1QU CoRE ¦ 5QU LoRE | Red Flag Warning - Small Fires | Equipment / facility failure | Aggregated | 2029 | 1.2865e-05 | 65.8407 | 0.00084704 | 2029 | Mitigation | 0.95 | 45 | 0 | esc | 0.00097009 | 1.248e-08 | 0.00097009 | 1.248e-08 | 0.0028115 | 1.3104e-06 | 0.0093087 | 1.2137e-07
[120 empty] | 7.3.3.17.5 (Remote Grid) Updates to grid topology to minimize risk of ignition in HFTDs Remote GridWLDFREquipment / facility failureAggregated | WLDFR | HFTD - Distribution - Tier 3 - 1QU CoRE ¦ 5QU LoRE | Red Flag Warning - Small Fires | Equipment / facility failure | Aggregated | 2030 | 1.2865e-05 | 65.8407 | 0.00084704 | 2030 | Mitigation | 0.95 | 45 | 0 | esc | 0.00097009 | 1.248e-08 | 0.00097009 | 1.248e-08 | 0 | 0 | 0.0093087 | 1.2137e-07
[120 empty] | 7.3.3.17.5 (Remote Grid) Updates to grid topology to minimize risk of ignition in HFTDs Remote GridWLDFREquipment / facility failureAggregated | WLDFR | HFTD - Distribution - Tier 3 - 1QU CoRE ¦ 5QU LoRE | Red Flag Warning - Small Fires | Equipment / facility failure | Aggregated | 2031 | 1.2865e-05 | 65.8407 | 0.00084704 | 2031 | Mitigation | 0.95 | 45 | 0 | esc | 0.00097009 | 1.248e-08 | 0.00097009 | 1.248e-08 | 0.0028115 | 4.7607e-08 | 0.0093087 | 1.2137e-07
[120 empty] | 7.3.3.17.5 (Remote Grid) Updates to grid topology to minimize risk of ignition in HFTDs Remote GridWLDFREquipment / facility failureAggregated | WLDFR | HFTD - Distribution - Tier 3 - 1QU CoRE ¦ 5QU LoRE | Red Flag Warning - Small Fires | Equipment / facility failure | Aggregated | 2032 | 1.2865e-05 | 65.8407 | 0.00084704 | 2032 | Mitigation | 0.95 | 45 | 0 | esc | 0.00097009 | 1.248e-08 | 0.00097009 | 1.248e-08 | 0.0028115 | 4.7607e-08 | 0.0093087 | 1.2137e-07
[120 empty] | 7.3.3.17.5 (Remote Grid) Updates to grid topology to minimize risk of ignition in HFTDs Remote GridWLDFREquipment / facility failureAggregated | WLDFR | HFTD - Distribution - Tier 3 - 1QU CoRE ¦ 5QU LoRE | Red Flag Warning - Small Fires | Equipment / facility failure | Aggregated | 2033 | 1.2865e-05 | 65.8407 | 0.00084704 | 2033 | Mitigation | 0.95 | 45 | 0 | esc | 0.00097009 | 1.248e-08 | 0.00097009 | 1.248e-08 | 0.0028115 | 4.7607e-08 | 0.0093087 | 1.2137e-07
[120 empty] | 7.3.3.17.5 (Remote Grid) Updates to grid topology to minimize risk of ignition in HFTDs Remote GridWLDFREquipment / facility failureAggregated | WLDFR | HFTD - Distribution - Tier 3 - 1QU CoRE ¦ 5QU LoRE | Red Flag Warning - Small Fires | Equipment / facility failure | Aggregated | 2034 | 1.2865e-05 | 65.8407 | 0.00084704 | 2034 | Mitigation | 0.95 | 45 | 0 | esc | 0.00097009 | 1.248e-08 | 0.00097009 | 1.248e-08 | 0.0028115 | 4.7607e-08 | 0.0093087 | 1.2137e-07
[120 empty] | 7.3.3.17.5 (Remote Grid) Updates to grid topology to minimize risk of ignition in HFTDs Remote GridWLDFREquipment / facility failureAggregated | WLDFR | HFTD - Distribution - Tier 3 - 1QU CoRE ¦ 5QU LoRE | Red Flag Warning - Small Fires | Equipment / facility failure | Aggregated | 2035 | 1.2865e-05 | 65.8407 | 0.00084704 | 2035 | Mitigation | 0.95 | 45 | 0 | esc | 0.00097009 | 1.248e-08 | 0.00097009 | 1.248e-08 | 0.0028115 | 4.7607e-08 | 0.0093087 | 1.2137e-07
[120 empty] | 7.3.3.17.5 (Remote Grid) Updates to grid topology to minimize risk of ignition in HFTDs Remote GridWLDFREquipment / facility failureAggregated | WLDFR | HFTD - Distribution - Tier 3 - 1QU CoRE ¦ 5QU LoRE | Red Flag Warning - Small Fires | Equipment / facility failure | Aggregated | 2036 | 1.2865e-05 | 65.8407 | 0.00084704 | 2036 | Mitigation | 0.95 | 45 | 0 | esc | 0.00097009 | 1.248e-08 | 0.00097009 | 1.248e-08 | 0.0028115 | 4.7607e-08 | 0 | 0
[120 empty] | 7.3.3.17.5 (Remote Grid) Updates to grid topology to minimize risk of ignition in HFTDs Remote GridWLDFREquipment / facility failureAggregated | WLDFR | HFTD - Distribution - Tier 3 - 1QU CoRE ¦ 5QU LoRE | Red Flag Warning - Small Fires | Equipment / facility failure | Aggregated | 2037 | 1.2865e-05 | 65.8407 | 0.00084704 | 2037 | Mitigation | 0.95 | 45 | 0 | esc | 0.00097009 | 1.248e-08 | 0.00097009 | 1.248e-08 | 0.0028115 | 4.7607e-08 | 0 | 0
[120 empty] | 7.3.3.17.5 (Remote Grid) Updates to grid topology to minimize risk of ignition in HFTDs Remote GridWLDFREquipment / facility failureAggregated | WLDFR | HFTD - Distribution - Tier 3 - 1QU CoRE ¦ 5QU LoRE | Red Flag Warning - Small Fires | Equipment / facility failure | Aggregated | 2038 | 1.2865e-05 | 65.8407 | 0.00084704 | 2038 | Mitigation | 0.95 | 45 | 0 | esc | 0.00097009 | 1.248e-08 | 0.00097009 | 1.248e-08 | 0.0028115 | 4.7607e-08 | 0.0083522 | 2.8663e-08
[120 empty] | 7.3.3.17.5 (Remote Grid) Updates to grid topology to minimize risk of ignition in HFTDs Remote GridWLDFREquipment / facility failureAggregated | WLDFR | HFTD - Distribution - Tier 3 - 1QU CoRE ¦ 5QU LoRE | Red Flag Warning - Small Fires | Equipment / facility failure | Aggregated | 2039 | 1.2865e-05 | 65.8407 | 0.00084704 | 2039 | Mitigation | 0.95 | 45 | 0 | esc | 0.00097009 | 1.248e-08 | 0.00097009 | 1.248e-08 | 0.0028115 | 4.7607e-08 | 0.0083522 | 2.8663e-08
[120 empty] | 7.3.3.17.5 (Remote Grid) Updates to grid topology to minimize risk of ignition in HFTDs Remote GridWLDFREquipment / facility failureAggregated | WLDFR | HFTD - Distribution - Tier 3 - 1QU CoRE ¦ 5QU LoRE | Red Flag Warning - Small Fires | Equipment / facility failure | Aggregated | 2040 | 1.2865e-05 | 65.8407 | 0.00084704 | 2040 | Mitigation | 0.95 | 45 | 0 | esc | 0.00097009 | 1.248e-08 | 0.00097009 | 1.248e-08 | 0.0028115 | 4.7607e-08 | 0.0083522 | 2.8663e-08
[120 empty] | 7.3.3.17.5 (Remote Grid) Updates to grid topology to minimize risk of ignition in HFTDs Remote GridWLDFREquipment / facility failureAggregated | WLDFR | HFTD - Distribution - Tier 3 - 1QU CoRE ¦ 5QU LoRE | Red Flag Warning - Small Fires | Equipment / facility failure | Aggregated | 2041 | 1.2865e-05 | 65.8407 | 0.00084704 | 2041 | Mitigation | 0.95 | 45 | 0 | esc | 0.00097009 | 1.248e-08 | 0.00097009 | 1.248e-08 | 0.0028115 | 4.7607e-08 | 0.0083522 | 2.8663e-08
[120 empty] | 7.3.3.17.5 (Remote Grid) Updates to grid topology to minimize risk of ignition in HFTDs Remote GridWLDFREquipment / facility failureAggregated | WLDFR | HFTD - Distribution - Tier 3 - 1QU CoRE ¦ 5QU LoRE | Red Flag Warning - Small Fires | Equipment / facility failure | Aggregated | 2042 | 1.2865e-05 | 65.8407 | 0.00084704 | 2042 | Mitigation | 0.95 | 45 | 0 | esc | 0.00097009 | 1.248e-08 | 0.00097009 | 1.248e-08 | 0.0028115 | 4.7607e-08 | 0.0083522 | 2.8663e-08
[120 empty] | 7.3.3.17.5 (Remote Grid) Updates to grid topology to minimize risk of ignition in HFTDs Remote GridWLDFREquipment / facility failureAggregated | WLDFR | HFTD - Distribution - Tier 3 - 1QU CoRE ¦ 5QU LoRE | Red Flag Warning - Small Fires | Equipment / facility failure | Aggregated | 2043 | 1.2865e-05 | 65.8407 | 0.00084704 | 2043 | Mitigation | 0.95 | 45 | 0 | esc | 0.00097009 | 1.248e-08 | 0.00097009 | 1.248e-08 | 0.0028115 | 4.7607e-08 | 0.0083522 | 2.8663e-08
[120 empty] | 7.3.3.17.5 (Remote Grid) Updates to grid topology to minimize risk of ignition in HFTDs Remote GridWLDFREquipment / facility failureAggregated | WLDFR | HFTD - Distribution - Tier 3 - 1QU CoRE ¦ 5QU LoRE | Red Flag Warning - Small Fires | Equipment / facility failure | Aggregated | 2044 | 1.2865e-05 | 65.8407 | 0.00084704 | 2044 | Mitigation | 0.95 | 45 | 0 | esc | 0.00097009 | 1.248e-08 | 0.00097009 | 1.248e-08 | 0.0028115 | 4.7607e-08 | 0.0083522 | 2.8663e-08
[120 empty] | 7.3.3.17.5 (Remote Grid) Updates to grid topology to minimize risk of ignition in HFTDs Remote GridWLDFREquipment / facility failureAggregated | WLDFR | HFTD - Distribution - Tier 3 - 1QU CoRE ¦ 5QU LoRE | Red Flag Warning - Small Fires | Equipment / facility failure | Aggregated | 2045 | 1.2865e-05 | 65.8407 | 0.00084704 | 2045 | Mitigation | 0.95 | 45 | 0 | esc | 0.00097009 | 1.248e-08 | 0.00097009 | 1.248e-08 | 0.0028115 | 4.7607e-08 | 0.0083522 | 2.8663e-08
[120 empty] | 7.3.3.17.5 (Remote Grid) Updates to grid topology to minimize risk of ignition in HFTDs Remote GridWLDFREquipment / facility failureAggregated | WLDFR | HFTD - Distribution - Tier 3 - 1QU CoRE ¦ 5QU LoRE | Red Flag Warning - Small Fires | Equipment / facility failure | Aggregated | 2046 | 1.2865e-05 | 65.8407 | 0.00084704 | 2046 | Mitigation | 0.95 | 45 | 0 | esc | 0.00097009 | 1.248e-08 | 0.00097009 | 1.248e-08 | 0.0028115 | 4.7607e-08 | 0.0083522 | 2.8663e-08
[120 empty] | 7.3.3.17.5 (Remote Grid) Updates to grid topology to minimize risk of ignition in HFTDs Remote GridWLDFREquipment / facility failureAggregated | WLDFR | HFTD - Distribution - Tier 3 - 1QU CoRE ¦ 5QU LoRE | Red Flag Warning - Small Fires | Equipment / facility failure | Aggregated | 2047 | 1.2865e-05 | 65.8407 | 0.00084704 | 2047 | Mitigation | 0.95 | 45 | 0 | esc | 0.00097009 | 1.248e-08 | 0.00097009 | 1.248e-08 | 0.0028115 | 4.7607e-08 | 0.0083522 | 2.8663e-08
[120 empty] | 7.3.3.17.5 (Remote Grid) Updates to grid topology to minimize risk of ignition in HFTDs Remote GridWLDFREquipment / facility failureAggregated | WLDFR | HFTD - Distribution - Tier 3 - 1QU CoRE ¦ 5QU LoRE | Red Flag Warning - Small Fires | Equipment / facility failure | Aggregated | 2048 | 1.2865e-05 | 65.8407 | 0.00084704 | 2048 | Mitigation | 0.95 | 45 | 0 | esc | 0.00097009 | 1.248e-08 | 0.00097009 | 1.248e-08 | 0.0028115 | 4.7607e-08 | 0.0083522 | 2.8663e-08
[120 empty] | 7.3.3.17.5 (Remote Grid) Updates to grid topology to minimize risk of ignition in HFTDs Remote GridWLDFREquipment / facility failureAggregated | WLDFR | HFTD - Distribution - Tier 3 - 1QU CoRE ¦ 5QU LoRE | Red Flag Warning - Small Fires | Equipment / facility failure | Aggregated | 2049 | 1.2865e-05 | 65.8407 | 0.00084704 | 2049 | Mitigation | 0.95 | 45 | 0 | esc | 0.00097009 | 1.248e-08 | 0.00097009 | 1.248e-08 | 0.0028115 | 4.7607e-08 | 0.0083522 | 2.8663e-08
[120 empty] | 7.3.3.17.5 (Remote Grid) Updates to grid topology to minimize risk of ignition in HFTDs Remote GridWLDFREquipment / facility failureAggregated | WLDFR | HFTD - Distribution - Tier 3 - 1QU CoRE ¦ 5QU LoRE | Red Flag Warning - Small Fires | Equipment / facility failure | Aggregated | 2050 | 1.2865e-05 | 65.8407 | 0.00084704 | 2050 | Mitigation | 0.95 | 45 | 0 | esc | 0.00097009 | 1.248e-08 | 0.00097009 | 1.248e-08 | 0.0028115 | 4.7607e-08 | 0.0083522 | 2.8663e-08
[120 empty] | 7.3.3.17.5 (Remote Grid) Updates to grid topology to minimize risk of ignition in HFTDs Remote GridWLDFREquipment / facility failureAggregated | WLDFR | HFTD - Distribution - Tier 3 - 1QU CoRE ¦ 5QU LoRE | Red Flag Warning - Small Fires | Equipment / facility failure | Aggregated | 2051 | 1.2865e-05 | 65.8407 | 0.00084704 | 2051 | Mitigation | 0.95 | 45 | 0 | esc | 0.00097009 | 1.248e-08 | 0.00097009 | 1.248e-08 | 0.0028115 | 4.7607e-08 | 0.0083522 | 2.8663e-08
[120 empty] | 7.3.3.17.5 (Remote Grid) Updates to grid topology to minimize risk of ignition in HFTDs Remote GridWLDFREquipment / facility failureAggregated | WLDFR | HFTD - Distribution - Tier 3 - 1QU CoRE ¦ 5QU LoRE | Red Flag Warning - Small Fires | Equipment / facility failure | Aggregated | 2052 | 1.2865e-05 | 65.8407 | 0.00084704 | 2052 | Mitigation | 0.95 | 45 | 0 | esc | 0.00097009 | 1.248e-08 | 0.00097009 | 1.248e-08 | 0.0028115 | 4.7607e-08 | 0.0083522 | 2.8663e-08
[120 empty] | 7.3.3.17.5 (Remote Grid) Updates to grid topology to minimize risk of ignition in HFTDs Remote GridWLDFREquipment / facility failureAggregated | WLDFR | HFTD - Distribution - Tier 3 - 1QU CoRE ¦ 5QU LoRE | Red Flag Warning - Small Fires | Equipment / facility failure | Aggregated | 2053 | 1.2865e-05 | 65.8407 | 0.00084704 | 2053 | Mitigation | 0.95 | 45 | 0 | esc | 0.00097009 | 1.248e-08 | 0.00097009 | 1.248e-08 | 0.0028115 | 4.7607e-08 | 0.0083522 | 2.8663e-08
[120 empty] | 7.3.3.17.5 (Remote Grid) Updates to grid topology to minimize risk of ignition in HFTDs Remote GridWLDFREquipment / facility failureAggregated | WLDFR | HFTD - Distribution - Tier 3 - 1QU CoRE ¦ 5QU LoRE | Red Flag Warning - Small Fires | Equipment / facility failure | Aggregated | 2054 | 1.2865e-05 | 65.8407 | 0.00084704 | 2054 | Mitigation | 0.95 | 45 | 0 | esc | 0.00097009 | 1.248e-08 | 0.00097009 | 1.248e-08 | 0.0028115 | 4.7607e-08 | 0.0083522 | 2.8663e-08
[120 empty] | 7.3.3.17.5 (Remote Grid) Updates to grid topology to minimize risk of ignition in HFTDs Remote GridWLDFREquipment / facility failureAggregated | WLDFR | HFTD - Distribution - Tier 3 - 1QU CoRE ¦ 5QU LoRE | Red Flag Warning - Small Fires | Equipment / facility failure | Aggregated | 2055 | 1.2865e-05 | 65.8407 | 0.00084704 | 2055 | Mitigation | 0.95 | 45 | 0 | esc | 0.00097009 | 1.248e-08 | 0.00097009 | 1.248e-08 | 0.0028115 | 4.7607e-08 | 0.0083522 | 2.8663e-08
[120 empty] | 7.3.3.17.5 (Remote Grid) Updates to grid topology to minimize risk of ignition in HFTDs Remote GridWLDFREquipment / facility failureAggregated | WLDFR | HFTD - Distribution - Tier 3 - 1QU CoRE ¦ 5QU LoRE | Red Flag Warning - Small Fires | Equipment / facility failure | Aggregated | 2056 | 1.2865e-05 | 65.8407 | 0.00084704 | 2056 | Mitigation | 0.95 | 45 | 0 | esc | 0.00097009 | 1.248e-08 | 0.00097009 | 1.248e-08 | 0.0028115 | 4.7607e-08 | 0.0083522 | 2.8663e-08
[120 empty] | 7.3.3.17.5 (Remote Grid) Updates to grid topology to minimize risk of ignition in HFTDs Remote GridWLDFREquipment / facility failureAggregated | WLDFR | HFTD - Distribution - Tier 3 - 1QU CoRE ¦ 5QU LoRE | Red Flag Warning - Small Fires | Equipment / facility failure | Aggregated | 2057 | 1.2865e-05 | 65.8407 | 0.00084704 | 2057 | Mitigation | 0.95 | 45 | 0 | esc | 0.00097009 | 1.248e-08 | 0.00097009 | 1.248e-08 | 0.0028115 | 4.7607e-08 | 0.0083522 | 2.8663e-08
[120 empty] | 7.3.3.17.5 (Remote Grid) Updates to grid topology to minimize risk of ignition in HFTDs Remote GridWLDFREquipment / facility failureAggregated | WLDFR | HFTD - Distribution - Tier 3 - 1QU CoRE ¦ 5QU LoRE | Red Flag Warning - Small Fires | Equipment / facility failure | Aggregated | 2058 | 1.2865e-05 | 65.8407 | 0.00084704 | 2058 | Mitigation | 0.95 | 45 | 0 | esc | 0.00097009 | 1.248e-08 | 0.00097009 | 1.248e-08 | 0.0028115 | 4.7607e-08 | 0.0083522 | 2.8663e-08
[120 empty] | 7.3.3.17.5 (Remote Grid) Updates to grid topology to minimize risk of ignition in HFTDs Remote GridWLDFREquipment / facility failureAggregated | WLDFR | HFTD - Distribution - Tier 3 - 1QU CoRE ¦ 5QU LoRE | Red Flag Warning - Small Fires | Equipment / facility failure | Aggregated | 2059 | 1.2865e-05 | 65.8407 | 0.00084704 | 2059 | Mitigation | 0.95 | 45 | 0 | esc | 0.00097009 | 1.248e-08 | 0.00097009 | 1.248e-08 | 0.0028115 | 4.7607e-08 | 0.0083522 | 2.8663e-08
[120 empty] | 7.3.3.17.5 (Remote Grid) Updates to grid topology to minimize risk of ignition in HFTDs Remote GridWLDFREquipment / facility failureAggregated | WLDFR | HFTD - Distribution - Tier 3 - 1QU CoRE ¦ 5QU LoRE | Red Flag Warning - Small Fires | Equipment / facility failure | Aggregated | 2060 | 1.2865e-05 | 65.8407 | 0.00084704 | 2060 | Mitigation | 0.95 | 45 | 0 | esc | 0.00097009 | 1.248e-08 | 0.00097009 | 1.248e-08 | 0.0028115 | 4.7607e-08 | 0.0083522 | 2.8663e-08
[120 empty] | 7.3.3.17.5 (Remote Grid) Updates to grid topology to minimize risk of ignition in HFTDs Remote GridWLDFREquipment / facility failureAggregated | WLDFR | HFTD - Distribution - Tier 3 - 1QU CoRE ¦ 5QU LoRE | Red Flag Warning - Small Fires | Equipment / facility failure | Aggregated | 2061 | 1.2865e-05 | 65.8407 | 0.00084704 | 2061 | Mitigation | 0.95 | 45 | 0 | esc | 0.00097009 | 1.248e-08 | 0.00097009 | 1.248e-08 | 0.0028115 | 4.7607e-08 | 0.0083522 | 2.8663e-08
[120 empty] | 7.3.3.17.5 (Remote Grid) Updates to grid topology to minimize risk of ignition in HFTDs Remote GridWLDFREquipment / facility failureAggregated | WLDFR | HFTD - Distribution - Tier 3 - 1QU CoRE ¦ 5QU LoRE | Red Flag Warning - Small Fires | Equipment / facility failure | Aggregated | 2062 | 1.2865e-05 | 65.8407 | 0.00084704 | 2062 | Mitigation | 0.95 | 45 | 0 | esc | 0.00097009 | 1.248e-08 | 0.00097009 | 1.248e-08 | 0.0028115 | 4.7607e-08 | 0.0083522 | 2.8663e-08
[120 empty] | 7.3.3.17.5 (Remote Grid) Updates to grid topology to minimize risk of ignition in HFTDs Remote GridWLDFREquipment / facility failureAggregated | WLDFR | HFTD - Distribution - Tier 3 - 1QU CoRE ¦ 5QU LoRE | Red Flag Warning - Small Fires | Equipment / facility failure | Aggregated | 2063 | 1.2865e-05 | 65.8407 | 0.00084704 | 2063 | Mitigation | 0.95 | 45 | 0 | esc | 0.00097009 | 1.248e-08 | 0.00097009 | 1.248e-08 | 0.0028115 | 4.7607e-08 | 0.0083522 | 2.8663e-08
[120 empty] | 7.3.3.17.5 (Remote Grid) Updates to grid topology to minimize risk of ignition in HFTDs Remote GridWLDFREquipment / facility failureAggregated | WLDFR | HFTD - Distribution - Tier 3 - 1QU CoRE ¦ 5QU LoRE | Red Flag Warning - Small Fires | Equipment / facility failure | Aggregated | 2064 | 1.2865e-05 | 65.8407 | 0.00084704 | 2064 | Mitigation | 0.95 | 45 | 0 | esc | 0.00097009 | 1.248e-08 | 0.00097009 | 1.248e-08 | 0.0028115 | 4.7607e-08 | 0.0083522 | 2.8663e-08
[120 empty] | 7.3.3.17.5 (Remote Grid) Updates to grid topology to minimize risk of ignition in HFTDs Remote GridWLDFREquipment / facility failureAggregated | WLDFR | HFTD - Distribution - Tier 3 - 1QU CoRE ¦ 5QU LoRE | Red Flag Warning - Small Fires | Equipment / facility failure | Aggregated | 2065 | 1.2865e-05 | 65.8407 | 0.00084704 | 2065 | Mitigation | 0.95 | 45 | 0 | esc | 0.00097009 | 1.248e-08 | 0.00097009 | 1.248e-08 | 0.0028115 | 4.7607e-08 | 0.0083522 | 2.8663e-08
[120 empty] | 7.3.3.17.5 (Remote Grid) Updates to grid topology to minimize risk of ignition in HFTDs Remote GridWLDFREquipment / facility failureAggregated | WLDFR | HFTD - Distribution - Tier 3 - 1QU CoRE ¦ 5QU LoRE | Red Flag Warning - Small Fires | Equipment / facility failure | Aggregated | 2066 | 1.2865e-05 | 65.8407 | 0.00084704 | 2066 | Mitigation | 0.95 | 45 | 0 | esc | 0.00097009 | 1.248e-08 | 0.00097009 | 1.248e-08 | 0.0028115 | 4.7607e-08 | 0.0083522 | 2.8663e-08
[120 empty] | 7.3.3.17.5 (Remote Grid) Updates to grid topology to minimize risk of ignition in HFTDs Remote GridWLDFREquipment / facility failureAggregated | WLDFR | HFTD - Distribution - Tier 3 - 1QU CoRE ¦ 5QU LoRE | Red Flag Warning - Small Fires | Equipment / facility failure | Aggregated | 2067 | 1.2865e-05 | 65.8407 | 0.00084704 | 2067 | Mitigation | 0.95 | 45 | 0 | esc | 0 | 0 | 0.00097009 | 1.248e-08 | 0.0028115 | 4.7607e-08 | 0.0083522 | 2.8663e-08
[120 empty] | 7.3.3.17.5 (Remote Grid) Updates to grid topology to minimize risk of ignition in HFTDs Remote GridWLDFRVegetation ContactAggregated | WLDFR | HFTD - Distribution - Tier 3 - 1QU CoRE ¦ 5QU LoRE | Red Flag Warning - Small Fires | Vegetation Contact | Aggregated | 2022 | 0.00035058 | 65.8407 | 0.023082 | 2022 | Mitigation | 0.95 | 45 | 0 | esc | 0.00097009 | 3.4009e-07 | 0 | 0 | 0.0028115 | 4.7607e-08 | 0 | 0
[120 empty] | 7.3.3.17.5 (Remote Grid) Updates to grid topology to minimize risk of ignition in HFTDs Remote GridWLDFRVegetation ContactAggregated | WLDFR | HFTD - Distribution - Tier 3 - 1QU CoRE ¦ 5QU LoRE | Red Flag Warning - Small Fires | Vegetation Contact | Aggregated | 2023 | 0.00035058 | 65.8407 | 0.023082 | 2023 | Mitigation | 0.95 | 45 | 0 | esc | 0.00097009 | 3.4009e-07 | 0.00097009 | 3.4009e-07 | 0.0028115 | 4.7607e-08 | 0 | 0
[120 empty] | 7.3.3.17.5 (Remote Grid) Updates to grid topology to minimize risk of ignition in HFTDs Remote GridWLDFRVegetation ContactAggregated | WLDFR | HFTD - Distribution - Tier 3 - 1QU CoRE ¦ 5QU LoRE | Red Flag Warning - Small Fires | Vegetation Contact | Aggregated | 2024 | 0.00035058 | 65.8407 | 0.023082 | 2024 | Mitigation | 0.95 | 45 | 0 | esc | 0.00097009 | 3.4009e-07 | 0.00097009 | 3.4009e-07 | 0.0028115 | 4.7607e-08 | 0.0092336 | 3.3356e-09
[120 empty] | 7.3.3.17.5 (Remote Grid) Updates to grid topology to minimize risk of ignition in HFTDs Remote GridWLDFRVegetation ContactAggregated | WLDFR | HFTD - Distribution - Tier 3 - 1QU CoRE ¦ 5QU LoRE | Red Flag Warning - Small Fires | Vegetation Contact | Aggregated | 2025 | 0.00035058 | 65.8407 | 0.023082 | 2025 | Mitigation | 0.95 | 45 | 0 | esc | 0.00097009 | 3.4009e-07 | 0.00097009 | 3.4009e-07 | 0.0028115 | 4.7607e-08 | 0.0092336 | 3.3356e-09
[120 empty] | 7.3.3.17.5 (Remote Grid) Updates to grid topology to minimize risk of ignition in HFTDs Remote GridWLDFRVegetation ContactAggregated | WLDFR | HFTD - Distribution - Tier 3 - 1QU CoRE ¦ 5QU LoRE | Red Flag Warning - Small Fires | Vegetation Contact | Aggregated | 2026 | 0.00035058 | 65.8407 | 0.023082 | 2026 | Mitigation | 0.95 | 45 | 0 | esc | 0.00097009 | 3.4009e-07 | 0.00097009 | 3.4009e-07 | 0.0028115 | 4.7607e-08 | 0.0092336 | 3.3356e-09
[120 empty] | 7.3.3.17.5 (Remote Grid) Updates to grid topology to minimize risk of ignition in HFTDs Remote GridWLDFRVegetation ContactAggregated | WLDFR | HFTD - Distribution - Tier 3 - 1QU CoRE ¦ 5QU LoRE | Red Flag Warning - Small Fires | Vegetation Contact | Aggregated | 2027 | 0.00035058 | 65.8407 | 0.023082 | 2027 | Mitigation | 0.95 | 45 | 0 | esc | 0.00097009 | 3.4009e-07 | 0.00097009 | 3.4009e-07 | 0.0028115 | 4.7607e-08 | 0.0092336 | 3.3356e-09
[120 empty] | 7.3.3.17.5 (Remote Grid) Updates to grid topology to minimize risk of ignition in HFTDs Remote GridWLDFRVegetation ContactAggregated | WLDFR | HFTD - Distribution - Tier 3 - 1QU CoRE ¦ 5QU LoRE | Red Flag Warning - Small Fires | Vegetation Contact | Aggregated | 2028 | 0.00035058 | 65.8407 | 0.023082 | 2028 | Mitigation | 0.95 | 45 | 0 | esc | 0.00097009 | 3.4009e-07 | 0.00097009 | 3.4009e-07 | 0.0028115 | 4.7607e-08 | 0.0092336 | 3.3356e-09
[120 empty] | 7.3.3.17.5 (Remote Grid) Updates to grid topology to minimize risk of ignition in HFTDs Remote GridWLDFRVegetation ContactAggregated | WLDFR | HFTD - Distribution - Tier 3 - 1QU CoRE ¦ 5QU LoRE | Red Flag Warning - Small Fires | Vegetation Contact | Aggregated | 2029 | 0.00035058 | 65.8407 | 0.023082 | 2029 | Mitigation | 0.95 | 45 | 0 | esc | 0.00097009 | 3.4009e-07 | 0.00097009 | 3.4009e-07 | 0.0028115 | 4.7607e-08 | 0.0092336 | 3.3356e-09
[120 empty] | 7.3.3.17.5 (Remote Grid) Updates to grid topology to minimize risk of ignition in HFTDs Remote GridWLDFRVegetation ContactAggregated | WLDFR | HFTD - Distribution - Tier 3 - 1QU CoRE ¦ 5QU LoRE | Red Flag Warning - Small Fires | Vegetation Contact | Aggregated | 2030 | 0.00035058 | 65.8407 | 0.023082 | 2030 | Mitigation | 0.95 | 45 | 0 | esc | 0.00097009 | 3.4009e-07 | 0.00097009 | 3.4009e-07 | 0.0028115 | 4.7607e-08 | 0.0092336 | 3.3356e-09
[120 empty] | 7.3.3.17.5 (Remote Grid) Updates to grid topology to minimize risk of ignition in HFTDs Remote GridWLDFRVegetation ContactAggregated | WLDFR | HFTD - Distribution - Tier 3 - 1QU CoRE ¦ 5QU LoRE | Red Flag Warning - Small Fires | Vegetation Contact | Aggregated | 2031 | 0.00035058 | 65.8407 | 0.023082 | 2031 | Mitigation | 0.95 | 45 | 0 | esc | 0.00097009 | 3.4009e-07 | 0.00097009 | 3.4009e-07 | 0.0028115 | 4.7607e-08 | 0.0092336 | 3.3356e-09
[120 empty] | 7.3.3.17.5 (Remote Grid) Updates to grid topology to minimize risk of ignition in HFTDs Remote GridWLDFRVegetation ContactAggregated | WLDFR | HFTD - Distribution - Tier 3 - 1QU CoRE ¦ 5QU LoRE | Red Flag Warning - Small Fires | Vegetation Contact | Aggregated | 2032 | 0.00035058 | 65.8407 | 0.023082 | 2032 | Mitigation | 0.95 | 45 | 0 | esc | 0.00097009 | 3.4009e-07 | 0.00097009 | 3.4009e-07 | 0.0028115 | 4.7607e-08 | 0.0092336 | 3.3356e-09
[120 empty] | 7.3.3.17.5 (Remote Grid) Updates to grid topology to minimize risk of ignition in HFTDs Remote GridWLDFRVegetation ContactAggregated | WLDFR | HFTD - Distribution - Tier 3 - 1QU CoRE ¦ 5QU LoRE | Red Flag Warning - Small Fires | Vegetation Contact | Aggregated | 2033 | 0.00035058 | 65.8407 | 0.023082 | 2033 | Mitigation | 0.95 | 45 | 0 | esc | 0.00097009 | 3.4009e-07 | 0.00097009 | 3.4009e-07 | 0.0028115 | 4.7607e-08 | 0.0092336 | 3.3356e-09
[120 empty] | 7.3.3.17.5 (Remote Grid) Updates to grid topology to minimize risk of ignition in HFTDs Remote GridWLDFRVegetation ContactAggregated | WLDFR | HFTD - Distribution - Tier 3 - 1QU CoRE ¦ 5QU LoRE | Red Flag Warning - Small Fires | Vegetation Contact | Aggregated | 2034 | 0.00035058 | 65.8407 | 0.023082 | 2034 | Mitigation | 0.95 | 45 | 0 | esc | 0.00097009 | 3.4009e-07 | 0.00097009 | 3.4009e-07 | 0 | 0 | 0.0092336 | 3.3356e-09
[120 empty] | 7.3.3.17.5 (Remote Grid) Updates to grid topology to minimize risk of ignition in HFTDs Remote GridWLDFRVegetation ContactAggregated | WLDFR | HFTD - Distribution - Tier 3 - 1QU CoRE ¦ 5QU LoRE | Red Flag Warning - Small Fires | Vegetation Contact | Aggregated | 2035 | 0.00035058 | 65.8407 | 0.023082 | 2035 | Mitigation | 0.95 | 45 | 0 | esc | 0.00097009 | 3.4009e-07 | 0.00097009 | 3.4009e-07 | 0.0028115 | 2.548e-06 | 0.0092336 | 3.3356e-09
[120 empty] | 7.3.3.17.5 (Remote Grid) Updates to grid topology to minimize risk of ignition in HFTDs Remote GridWLDFRVegetation ContactAggregated | WLDFR | HFTD - Distribution - Tier 3 - 1QU CoRE ¦ 5QU LoRE | Red Flag Warning - Small Fires | Vegetation Contact | Aggregated | 2036 | 0.00035058 | 65.8407 | 0.023082 | 2036 | Mitigation | 0.95 | 45 | 0 | esc | 0.00097009 | 3.4009e-07 | 0.00097009 | 3.4009e-07 | 0.0028115 | 2.548e-06 | 0.0092336 | 3.3356e-09
[120 empty] | 7.3.3.17.5 (Remote Grid) Updates to grid topology to minimize risk of ignition in HFTDs Remote GridWLDFRVegetation ContactAggregated | WLDFR | HFTD - Distribution - Tier 3 - 1QU CoRE ¦ 5QU LoRE | Red Flag Warning - Small Fires | Vegetation Contact | Aggregated | 2037 | 0.00035058 | 65.8407 | 0.023082 | 2037 | Mitigation | 0.95 | 45 | 0 | esc | 0.00097009 | 3.4009e-07 | 0.00097009 | 3.4009e-07 | 0.0028115 | 2.548e-06 | 0.0092336 | 3.3356e-09
[120 empty] | 7.3.3.17.5 (Remote Grid) Updates to grid topology to minimize risk of ignition in HFTDs Remote GridWLDFRVegetation ContactAggregated | WLDFR | HFTD - Distribution - Tier 3 - 1QU CoRE ¦ 5QU LoRE | Red Flag Warning - Small Fires | Vegetation Contact | Aggregated | 2038 | 0.00035058 | 65.8407 | 0.023082 | 2038 | Mitigation | 0.95 | 45 | 0 | esc | 0.00097009 | 3.4009e-07 | 0.00097009 | 3.4009e-07 | 0.0028115 | 2.548e-06 | 0.0092336 | 3.3356e-09
[120 empty] | 7.3.3.17.5 (Remote Grid) Updates to grid topology to minimize risk of ignition in HFTDs Remote GridWLDFRVegetation ContactAggregated | WLDFR | HFTD - Distribution - Tier 3 - 1QU CoRE ¦ 5QU LoRE | Red Flag Warning - Small Fires | Vegetation Contact | Aggregated | 2039 | 0.00035058 | 65.8407 | 0.023082 | 2039 | Mitigation | 0.95 | 45 | 0 | esc | 0.00097009 | 3.4009e-07 | 0.00097009 | 3.4009e-07 | 0.0028115 | 2.548e-06 | 0.0092336 | 3.3356e-09
[120 empty] | 7.3.3.17.5 (Remote Grid) Updates to grid topology to minimize risk of ignition in HFTDs Remote GridWLDFRVegetation ContactAggregated | WLDFR | HFTD - Distribution - Tier 3 - 1QU CoRE ¦ 5QU LoRE | Red Flag Warning - Small Fires | Vegetation Contact | Aggregated | 2040 | 0.00035058 | 65.8407 | 0.023082 | 2040 | Mitigation | 0.95 | 45 | 0 | esc | 0.00097009 | 3.4009e-07 | 0.00097009 | 3.4009e-07 | 0.0028115 | 2.548e-06 | 0.0092336 | 3.3356e-09
[120 empty] | 7.3.3.17.5 (Remote Grid) Updates to grid topology to minimize risk of ignition in HFTDs Remote GridWLDFRVegetation ContactAggregated | WLDFR | HFTD - Distribution - Tier 3 - 1QU CoRE ¦ 5QU LoRE | Red Flag Warning - Small Fires | Vegetation Contact | Aggregated | 2041 | 0.00035058 | 65.8407 | 0.023082 | 2041 | Mitigation | 0.95 | 45 | 0 | esc | 0.00097009 | 3.4009e-07 | 0.00097009 | 3.4009e-07 | 0.0028115 | 2.548e-06 | 0.0092336 | 3.3356e-09
[120 empty] | 7.3.3.17.5 (Remote Grid) Updates to grid topology to minimize risk of ignition in HFTDs Remote GridWLDFRVegetation ContactAggregated | WLDFR | HFTD - Distribution - Tier 3 - 1QU CoRE ¦ 5QU LoRE | Red Flag Warning - Small Fires | Vegetation Contact | Aggregated | 2042 | 0.00035058 | 65.8407 | 0.023082 | 2042 | Mitigation | 0.95 | 45 | 0 | esc | 0.00097009 | 3.4009e-07 | 0.00097009 | 3.4009e-07 | 0.0028115 | 2.548e-06 | 0.0092336 | 3.3356e-09
[120 empty] | 7.3.3.17.5 (Remote Grid) Updates to grid topology to minimize risk of ignition in HFTDs Remote GridWLDFRVegetation ContactAggregated | WLDFR | HFTD - Distribution - Tier 3 - 1QU CoRE ¦ 5QU LoRE | Red Flag Warning - Small Fires | Vegetation Contact | Aggregated | 2043 | 0.00035058 | 65.8407 | 0.023082 | 2043 | Mitigation | 0.95 | 45 | 0 | esc | 0.00097009 | 3.4009e-07 | 0.00097009 | 3.4009e-07 | 0.0028115 | 2.548e-06 | 0.0092336 | 3.3356e-09
[120 empty] | 7.3.3.17.5 (Remote Grid) Updates to grid topology to minimize risk of ignition in HFTDs Remote GridWLDFRVegetation ContactAggregated | WLDFR | HFTD - Distribution - Tier 3 - 1QU CoRE ¦ 5QU LoRE | Red Flag Warning - Small Fires | Vegetation Contact | Aggregated | 2044 | 0.00035058 | 65.8407 | 0.023082 | 2044 | Mitigation | 0.95 | 45 | 0 | esc | 0.00097009 | 3.4009e-07 | 0.00097009 | 3.4009e-07 | 0.0028115 | 2.548e-06 | 0.0092336 | 3.3356e-09
[120 empty] | 7.3.3.17.5 (Remote Grid) Updates to grid topology to minimize risk of ignition in HFTDs Remote GridWLDFRVegetation ContactAggregated | WLDFR | HFTD - Distribution - Tier 3 - 1QU CoRE ¦ 5QU LoRE | Red Flag Warning - Small Fires | Vegetation Contact | Aggregated | 2045 | 0.00035058 | 65.8407 | 0.023082 | 2045 | Mitigation | 0.95 | 45 | 0 | esc | 0.00097009 | 3.4009e-07 | 0.00097009 | 3.4009e-07 | 0.0028115 | 2.548e-06 | 0.0092336 | 3.3356e-09
[120 empty] | 7.3.3.17.5 (Remote Grid) Updates to grid topology to minimize risk of ignition in HFTDs Remote GridWLDFRVegetation ContactAggregated | WLDFR | HFTD - Distribution - Tier 3 - 1QU CoRE ¦ 5QU LoRE | Red Flag Warning - Small Fires | Vegetation Contact | Aggregated | 2046 | 0.00035058 | 65.8407 | 0.023082 | 2046 | Mitigation | 0.95 | 45 | 0 | esc | 0.00097009 | 3.4009e-07 | 0.00097009 | 3.4009e-07 | 0.0028115 | 2.548e-06 | 0.0092336 | 3.3356e-09
[120 empty] | 7.3.3.17.5 (Remote Grid) Updates to grid topology to minimize risk of ignition in HFTDs Remote GridWLDFRVegetation ContactAggregated | WLDFR | HFTD - Distribution - Tier 3 - 1QU CoRE ¦ 5QU LoRE | Red Flag Warning - Small Fires | Vegetation Contact | Aggregated | 2047 | 0.00035058 | 65.8407 | 0.023082 | 2047 | Mitigation | 0.95 | 45 | 0 | esc | 0.00097009 | 3.4009e-07 | 0.00097009 | 3.4009e-07 | 0.0028115 | 2.548e-06 | 0.0092336 | 3.3356e-09
[120 empty] | 7.3.3.17.5 (Remote Grid) Updates to grid topology to minimize risk of ignition in HFTDs Remote GridWLDFRVegetation ContactAggregated | WLDFR | HFTD - Distribution - Tier 3 - 1QU CoRE ¦ 5QU LoRE | Red Flag Warning - Small Fires | Vegetation Contact | Aggregated | 2048 | 0.00035058 | 65.8407 | 0.023082 | 2048 | Mitigation | 0.95 | 45 | 0 | esc | 0.00097009 | 3.4009e-07 | 0.00097009 | 3.4009e-07 | 0.0028115 | 2.548e-06 | 0.0092336 | 3.3356e-09
[120 empty] | 7.3.3.17.5 (Remote Grid) Updates to grid topology to minimize risk of ignition in HFTDs Remote GridWLDFRVegetation ContactAggregated | WLDFR | HFTD - Distribution - Tier 3 - 1QU CoRE ¦ 5QU LoRE | Red Flag Warning - Small Fires | Vegetation Contact | Aggregated | 2049 | 0.00035058 | 65.8407 | 0.023082 | 2049 | Mitigation | 0.95 | 45 | 0 | esc | 0.00097009 | 3.4009e-07 | 0.00097009 | 3.4009e-07 | 0.0028115 | 2.548e-06 | 0.0092336 | 3.3356e-09
[120 empty] | 7.3.3.17.5 (Remote Grid) Updates to grid topology to minimize risk of ignition in HFTDs Remote GridWLDFRVegetation ContactAggregated | WLDFR | HFTD - Distribution - Tier 3 - 1QU CoRE ¦ 5QU LoRE | Red Flag Warning - Small Fires | Vegetation Contact | Aggregated | 2050 | 0.00035058 | 65.8407 | 0.023082 | 2050 | Mitigation | 0.95 | 45 | 0 | esc | 0.00097009 | 3.4009e-07 | 0.00097009 | 3.4009e-07 | 0.0028115 | 2.548e-06 | 0.0092336 | 3.3356e-09
[120 empty] | 7.3.3.17.5 (Remote Grid) Updates to grid topology to minimize risk of ignition in HFTDs Remote GridWLDFRVegetation ContactAggregated | WLDFR | HFTD - Distribution - Tier 3 - 1QU CoRE ¦ 5QU LoRE | Red Flag Warning - Small Fires | Vegetation Contact | Aggregated | 2051 | 0.00035058 | 65.8407 | 0.023082 | 2051 | Mitigation | 0.95 | 45 | 0 | esc | 0.00097009 | 3.4009e-07 | 0.00097009 | 3.4009e-07 | 0.0028115 | 2.548e-06 | 0.0092336 | 3.3356e-09
[120 empty] | 7.3.3.17.5 (Remote Grid) Updates to grid topology to minimize risk of ignition in HFTDs Remote GridWLDFRVegetation ContactAggregated | WLDFR | HFTD - Distribution - Tier 3 - 1QU CoRE ¦ 5QU LoRE | Red Flag Warning - Small Fires | Vegetation Contact | Aggregated | 2052 | 0.00035058 | 65.8407 | 0.023082 | 2052 | Mitigation | 0.95 | 45 | 0 | esc | 0.00097009 | 3.4009e-07 | 0.00097009 | 3.4009e-07 | 0.0028115 | 2.548e-06 | 0.0092336 | 3.3356e-09
[120 empty] | 7.3.3.17.5 (Remote Grid) Updates to grid topology to minimize risk of ignition in HFTDs Remote GridWLDFRVegetation ContactAggregated | WLDFR | HFTD - Distribution - Tier 3 - 1QU CoRE ¦ 5QU LoRE | Red Flag Warning - Small Fires | Vegetation Contact | Aggregated | 2053 | 0.00035058 | 65.8407 | 0.023082 | 2053 | Mitigation | 0.95 | 45 | 0 | esc | 0.00097009 | 3.4009e-07 | 0.00097009 | 3.4009e-07 | 0.0028115 | 2.548e-06 | 0.0092336 | 3.3356e-09
[120 empty] | 7.3.3.17.5 (Remote Grid) Updates to grid topology to minimize risk of ignition in HFTDs Remote GridWLDFRVegetation ContactAggregated | WLDFR | HFTD - Distribution - Tier 3 - 1QU CoRE ¦ 5QU LoRE | Red Flag Warning - Small Fires | Vegetation Contact | Aggregated | 2054 | 0.00035058 | 65.8407 | 0.023082 | 2054 | Mitigation | 0.95 | 45 | 0 | esc | 0.00097009 | 3.4009e-07 | 0.00097009 | 3.4009e-07 | 0.0028115 | 2.548e-06 | 0 | 0
[120 empty] | 7.3.3.17.5 (Remote Grid) Updates to grid topology to minimize risk of ignition in HFTDs Remote GridWLDFRVegetation ContactAggregated | WLDFR | HFTD - Distribution - Tier 3 - 1QU CoRE ¦ 5QU LoRE | Red Flag Warning - Small Fires | Vegetation Contact | Aggregated | 2055 | 0.00035058 | 65.8407 | 0.023082 | 2055 | Mitigation | 0.95 | 45 | 0 | esc | 0.00097009 | 3.4009e-07 | 0.00097009 | 3.4009e-07 | 0.0028115 | 2.548e-06 | 0 | 0
[120 empty] | 7.3.3.17.5 (Remote Grid) Updates to grid topology to minimize risk of ignition in HFTDs Remote GridWLDFRVegetation ContactAggregated | WLDFR | HFTD - Distribution - Tier 3 - 1QU CoRE ¦ 5QU LoRE | Red Flag Warning - Small Fires | Vegetation Contact | Aggregated | 2056 | 0.00035058 | 65.8407 | 0.023082 | 2056 | Mitigation | 0.95 | 45 | 0 | esc | 0.00097009 | 3.4009e-07 | 0.00097009 | 3.4009e-07 | 0.0028115 | 2.548e-06 | 0.0033164 | 5.8434e-08
[120 empty] | 7.3.3.17.5 (Remote Grid) Updates to grid topology to minimize risk of ignition in HFTDs Remote GridWLDFRVegetation ContactAggregated | WLDFR | HFTD - Distribution - Tier 3 - 1QU CoRE ¦ 5QU LoRE | Red Flag Warning - Small Fires | Vegetation Contact | Aggregated | 2057 | 0.00035058 | 65.8407 | 0.023082 | 2057 | Mitigation | 0.95 | 45 | 0 | esc | 0.00097009 | 3.4009e-07 | 0.00097009 | 3.4009e-07 | 0.0028115 | 2.548e-06 | 0.0033164 | 5.8434e-08
[120 empty] | 7.3.3.17.5 (Remote Grid) Updates to grid topology to minimize risk of ignition in HFTDs Remote GridWLDFRVegetation ContactAggregated | WLDFR | HFTD - Distribution - Tier 3 - 1QU CoRE ¦ 5QU LoRE | Red Flag Warning - Small Fires | Vegetation Contact | Aggregated | 2058 | 0.00035058 | 65.8407 | 0.023082 | 2058 | Mitigation | 0.95 | 45 | 0 | esc | 0.00097009 | 3.4009e-07 | 0.00097009 | 3.4009e-07 | 0.0028115 | 2.548e-06 | 0.0033164 | 5.8434e-08
[120 empty] | 7.3.3.17.5 (Remote Grid) Updates to grid topology to minimize risk of ignition in HFTDs Remote GridWLDFRVegetation ContactAggregated | WLDFR | HFTD - Distribution - Tier 3 - 1QU CoRE ¦ 5QU LoRE | Red Flag Warning - Small Fires | Vegetation Contact | Aggregated | 2059 | 0.00035058 | 65.8407 | 0.023082 | 2059 | Mitigation | 0.95 | 45 | 0 | esc | 0.00097009 | 3.4009e-07 | 0.00097009 | 3.4009e-07 | 0.0028115 | 2.548e-06 | 0.0033164 | 5.8434e-08
[120 empty] | 7.3.3.17.5 (Remote Grid) Updates to grid topology to minimize risk of ignition in HFTDs Remote GridWLDFRVegetation ContactAggregated | WLDFR | HFTD - Distribution - Tier 3 - 1QU CoRE ¦ 5QU LoRE | Red Flag Warning - Small Fires | Vegetation Contact | Aggregated | 2060 | 0.00035058 | 65.8407 | 0.023082 | 2060 | Mitigation | 0.95 | 45 | 0 | esc | 0.00097009 | 3.4009e-07 | 0.00097009 | 3.4009e-07 | 0.0028115 | 2.548e-06 | 0.0033164 | 5.8434e-08
[120 empty] | 7.3.3.17.5 (Remote Grid) Updates to grid topology to minimize risk of ignition in HFTDs Remote GridWLDFRVegetation ContactAggregated | WLDFR | HFTD - Distribution - Tier 3 - 1QU CoRE ¦ 5QU LoRE | Red Flag Warning - Small Fires | Vegetation Contact | Aggregated | 2061 | 0.00035058 | 65.8407 | 0.023082 | 2061 | Mitigation | 0.95 | 45 | 0 | esc | 0.00097009 | 3.4009e-07 | 0.00097009 | 3.4009e-07 | 0.0028115 | 2.548e-06 | 0.0033164 | 5.8434e-08
[120 empty] | 7.3.3.17.5 (Remote Grid) Updates to grid topology to minimize risk of ignition in HFTDs Remote GridWLDFRVegetation ContactAggregated | WLDFR | HFTD - Distribution - Tier 3 - 1QU CoRE ¦ 5QU LoRE | Red Flag Warning - Small Fires | Vegetation Contact | Aggregated | 2062 | 0.00035058 | 65.8407 | 0.023082 | 2062 | Mitigation | 0.95 | 45 | 0 | esc | 0.00097009 | 3.4009e-07 | 0.00097009 | 3.4009e-07 | 0.0028115 | 2.548e-06 | 0.0033164 | 5.8434e-08
[120 empty] | 7.3.3.17.5 (Remote Grid) Updates to grid topology to minimize risk of ignition in HFTDs Remote GridWLDFRVegetation ContactAggregated | WLDFR | HFTD - Distribution - Tier 3 - 1QU CoRE ¦ 5QU LoRE | Red Flag Warning - Small Fires | Vegetation Contact | Aggregated | 2063 | 0.00035058 | 65.8407 | 0.023082 | 2063 | Mitigation | 0.95 | 45 | 0 | esc | 0.00097009 | 3.4009e-07 | 0.00097009 | 3.4009e-07 | 0.0028115 | 2.548e-06 | 0.0033164 | 5.8434e-08
[120 empty] | 7.3.3.17.5 (Remote Grid) Updates to grid topology to minimize risk of ignition in HFTDs Remote GridWLDFRVegetation ContactAggregated | WLDFR | HFTD - Distribution - Tier 3 - 1QU CoRE ¦ 5QU LoRE | Red Flag Warning - Small Fires | Vegetation Contact | Aggregated | 2064 | 0.00035058 | 65.8407 | 0.023082 | 2064 | Mitigation | 0.95 | 45 | 0 | esc | 0.00097009 | 3.4009e-07 | 0.00097009 | 3.4009e-07 | 0.0028115 | 2.548e-06 | 0.0033164 | 5.8434e-08
[120 empty] | 7.3.3.17.5 (Remote Grid) Updates to grid topology to minimize risk of ignition in HFTDs Remote GridWLDFRVegetation ContactAggregated | WLDFR | HFTD - Distribution - Tier 3 - 1QU CoRE ¦ 5QU LoRE | Red Flag Warning - Small Fires | Vegetation Contact | Aggregated | 2065 | 0.00035058 | 65.8407 | 0.023082 | 2065 | Mitigation | 0.95 | 45 | 0 | esc | 0.00097009 | 3.4009e-07 | 0.00097009 | 3.4009e-07 | 0.0028115 | 2.548e-06 | 0.0033164 | 5.8434e-08
[120 empty] | 7.3.3.17.5 (Remote Grid) Updates to grid topology to minimize risk of ignition in HFTDs Remote GridWLDFRVegetation ContactAggregated | WLDFR | HFTD - Distribution - Tier 3 - 1QU CoRE ¦ 5QU LoRE | Red Flag Warning - Small Fires | Vegetation Contact | Aggregated | 2066 | 0.00035058 | 65.8407 | 0.023082 | 2066 | Mitigation | 0.95 | 45 | 0 | esc | 0.00097009 | 3.4009e-07 | 0.00097009 | 3.4009e-07 | 0.0028115 | 2.548e-06 | 0.0033164 | 5.8434e-08
[120 empty] | 7.3.3.17.5 (Remote Grid) Updates to grid topology to minimize risk of ignition in HFTDs Remote GridWLDFRVegetation ContactAggregated | WLDFR | HFTD - Distribution - Tier 3 - 1QU CoRE ¦ 5QU LoRE | Red Flag Warning - Small Fires | Vegetation Contact | Aggregated | 2067 | 0.00035058 | 65.8407 | 0.023082 | 2067 | Mitigation | 0.95 | 45 | 0 | esc | 0 | 0 | 0.00097009 | 3.4009e-07 | 0.0028115 | 2.548e-06 | 0.0033164 | 5.8434e-08
[120 empty] | 7.3.3.17.5 (Remote Grid) Updates to grid topology to minimize risk of ignition in HFTDs Remote GridWLDFRWire-to-wire contactAggregated | WLDFR | HFTD - Distribution - Tier 3 - 1QU CoRE ¦ 5QU LoRE | Red Flag Warning - Small Fires | Wire-to-wire contact | Aggregated | 2022 | 1.5095e-06 | 65.8407 | 9.9387e-05 | 2022 | Mitigation | 0.95 | 45 | 0 | esc | 0.00097009 | 1.4643e-09 | 0 | 0 | 0.0028115 | 2.548e-06 | 0.0033164 | 5.8434e-08
[120 empty] | 7.3.3.17.5 (Remote Grid) Updates to grid topology to minimize risk of ignition in HFTDs Remote GridWLDFRWire-to-wire contactAggregated | WLDFR | HFTD - Distribution - Tier 3 - 1QU CoRE ¦ 5QU LoRE | Red Flag Warning - Small Fires | Wire-to-wire contact | Aggregated | 2023 | 1.5095e-06 | 65.8407 | 9.9387e-05 | 2023 | Mitigation | 0.95 | 45 | 0 | esc | 0.00097009 | 1.4643e-09 | 0.00097009 | 1.4643e-09 | 0.0028115 | 2.548e-06 | 0.0033164 | 5.8434e-08
[120 empty] | 7.3.3.17.5 (Remote Grid) Updates to grid topology to minimize risk of ignition in HFTDs Remote GridWLDFRWire-to-wire contactAggregated | WLDFR | HFTD - Distribution - Tier 3 - 1QU CoRE ¦ 5QU LoRE | Red Flag Warning - Small Fires | Wire-to-wire contact | Aggregated | 2024 | 1.5095e-06 | 65.8407 | 9.9387e-05 | 2024 | Mitigation | 0.95 | 45 | 0 | esc | 0.00097009 | 1.4643e-09 | 0.00097009 | 1.4643e-09 | 0.0028115 | 2.548e-06 | 0.0033164 | 5.8434e-08
[120 empty] | 7.3.3.17.5 (Remote Grid) Updates to grid topology to minimize risk of ignition in HFTDs Remote GridWLDFRWire-to-wire contactAggregated | WLDFR | HFTD - Distribution - Tier 3 - 1QU CoRE ¦ 5QU LoRE | Red Flag Warning - Small Fires | Wire-to-wire contact | Aggregated | 2025 | 1.5095e-06 | 65.8407 | 9.9387e-05 | 2025 | Mitigation | 0.95 | 45 | 0 | esc | 0.00097009 | 1.4643e-09 | 0.00097009 | 1.4643e-09 | 0.0028115 | 2.548e-06 | 0.0033164 | 5.8434e-08
[120 empty] | 7.3.3.17.5 (Remote Grid) Updates to grid topology to minimize risk of ignition in HFTDs Remote GridWLDFRWire-to-wire contactAggregated | WLDFR | HFTD - Distribution - Tier 3 - 1QU CoRE ¦ 5QU LoRE | Red Flag Warning - Small Fires | Wire-to-wire contact | Aggregated | 2026 | 1.5095e-06 | 65.8407 | 9.9387e-05 | 2026 | Mitigation | 0.95 | 45 | 0 | esc | 0.00097009 | 1.4643e-09 | 0.00097009 | 1.4643e-09 | 0.0028115 | 2.548e-06 | 0.0033164 | 5.8434e-08
[120 empty] | 7.3.3.17.5 (Remote Grid) Updates to grid topology to minimize risk of ignition in HFTDs Remote GridWLDFRWire-to-wire contactAggregated | WLDFR | HFTD - Distribution - Tier 3 - 1QU CoRE ¦ 5QU LoRE | Red Flag Warning - Small Fires | Wire-to-wire contact | Aggregated | 2027 | 1.5095e-06 | 65.8407 | 9.9387e-05 | 2027 | Mitigation | 0.95 | 45 | 0 | esc | 0.00097009 | 1.4643e-09 | 0.00097009 | 1.4643e-09 | 0.0028115 | 2.548e-06 | 0.0033164 | 5.8434e-08
[120 empty] | 7.3.3.17.5 (Remote Grid) Updates to grid topology to minimize risk of ignition in HFTDs Remote GridWLDFRWire-to-wire contactAggregated | WLDFR | HFTD - Distribution - Tier 3 - 1QU CoRE ¦ 5QU LoRE | Red Flag Warning - Small Fires | Wire-to-wire contact | Aggregated | 2028 | 1.5095e-06 | 65.8407 | 9.9387e-05 | 2028 | Mitigation | 0.95 | 45 | 0 | esc | 0.00097009 | 1.4643e-09 | 0.00097009 | 1.4643e-09 | 0.0028115 | 2.548e-06 | 0.0033164 | 5.8434e-08
[120 empty] | 7.3.3.17.5 (Remote Grid) Updates to grid topology to minimize risk of ignition in HFTDs Remote GridWLDFRWire-to-wire contactAggregated | WLDFR | HFTD - Distribution - Tier 3 - 1QU CoRE ¦ 5QU LoRE | Red Flag Warning - Small Fires | Wire-to-wire contact | Aggregated | 2029 | 1.5095e-06 | 65.8407 | 9.9387e-05 | 2029 | Mitigation | 0.95 | 45 | 0 | esc | 0.00097009 | 1.4643e-09 | 0.00097009 | 1.4643e-09 | 0.0028115 | 2.548e-06 | 0.0033164 | 5.8434e-08
[120 empty] | 7.3.3.17.5 (Remote Grid) Updates to grid topology to minimize risk of ignition in HFTDs Remote GridWLDFRWire-to-wire contactAggregated | WLDFR | HFTD - Distribution - Tier 3 - 1QU CoRE ¦ 5QU LoRE | Red Flag Warning - Small Fires | Wire-to-wire contact | Aggregated | 2030 | 1.5095e-06 | 65.8407 | 9.9387e-05 | 2030 | Mitigation | 0.95 | 45 | 0 | esc | 0.00097009 | 1.4643e-09 | 0.00097009 | 1.4643e-09 | 0.0028115 | 2.548e-06 | 0.0033164 | 5.8434e-08
[120 empty] | 7.3.3.17.5 (Remote Grid) Updates to grid topology to minimize risk of ignition in HFTDs Remote GridWLDFRWire-to-wire contactAggregated | WLDFR | HFTD - Distribution - Tier 3 - 1QU CoRE ¦ 5QU LoRE | Red Flag Warning - Small Fires | Wire-to-wire contact | Aggregated | 2031 | 1.5095e-06 | 65.8407 | 9.9387e-05 | 2031 | Mitigation | 0.95 | 45 | 0 | esc | 0.00097009 | 1.4643e-09 | 0.00097009 | 1.4643e-09 | 0.0028115 | 2.548e-06 | 0.0033164 | 5.8434e-08
[120 empty] | 7.3.3.17.5 (Remote Grid) Updates to grid topology to minimize risk of ignition in HFTDs Remote GridWLDFRWire-to-wire contactAggregated | WLDFR | HFTD - Distribution - Tier 3 - 1QU CoRE ¦ 5QU LoRE | Red Flag Warning - Small Fires | Wire-to-wire contact | Aggregated | 2032 | 1.5095e-06 | 65.8407 | 9.9387e-05 | 2032 | Mitigation | 0.95 | 45 | 0 | esc | 0.00097009 | 1.4643e-09 | 0.00097009 | 1.4643e-09 | 0.0028115 | 2.548e-06 | 0.0033164 | 5.8434e-08
[120 empty] | 7.3.3.17.5 (Remote Grid) Updates to grid topology to minimize risk of ignition in HFTDs Remote GridWLDFRWire-to-wire contactAggregated | WLDFR | HFTD - Distribution - Tier 3 - 1QU CoRE ¦ 5QU LoRE | Red Flag Warning - Small Fires | Wire-to-wire contact | Aggregated | 2033 | 1.5095e-06 | 65.8407 | 9.9387e-05 | 2033 | Mitigation | 0.95 | 45 | 0 | esc | 0.00097009 | 1.4643e-09 | 0.00097009 | 1.4643e-09 | 0.0028115 | 2.548e-06 | 0.0033164 | 5.8434e-08
[120 empty] | 7.3.3.17.5 (Remote Grid) Updates to grid topology to minimize risk of ignition in HFTDs Remote GridWLDFRWire-to-wire contactAggregated | WLDFR | HFTD - Distribution - Tier 3 - 1QU CoRE ¦ 5QU LoRE | Red Flag Warning - Small Fires | Wire-to-wire contact | Aggregated | 2034 | 1.5095e-06 | 65.8407 | 9.9387e-05 | 2034 | Mitigation | 0.95 | 45 | 0 | esc | 0.00097009 | 1.4643e-09 | 0.00097009 | 1.4643e-09 | 0.0028115 | 2.548e-06 | 0.0033164 | 5.8434e-08
[120 empty] | 7.3.3.17.5 (Remote Grid) Updates to grid topology to minimize risk of ignition in HFTDs Remote GridWLDFRWire-to-wire contactAggregated | WLDFR | HFTD - Distribution - Tier 3 - 1QU CoRE ¦ 5QU LoRE | Red Flag Warning - Small Fires | Wire-to-wire contact | Aggregated | 2035 | 1.5095e-06 | 65.8407 | 9.9387e-05 | 2035 | Mitigation | 0.95 | 45 | 0 | esc | 0.00097009 | 1.4643e-09 | 0.00097009 | 1.4643e-09 | 0.0028115 | 2.548e-06 | 0.0033164 | 5.8434e-08
[120 empty] | 7.3.3.17.5 (Remote Grid) Updates to grid topology to minimize risk of ignition in HFTDs Remote GridWLDFRWire-to-wire contactAggregated | WLDFR | HFTD - Distribution - Tier 3 - 1QU CoRE ¦ 5QU LoRE | Red Flag Warning - Small Fires | Wire-to-wire contact | Aggregated | 2036 | 1.5095e-06 | 65.8407 | 9.9387e-05 | 2036 | Mitigation | 0.95 | 45 | 0 | esc | 0.00097009 | 1.4643e-09 | 0.00097009 | 1.4643e-09 | 0.0028115 | 2.548e-06 | 0.0033164 | 5.8434e-08
[120 empty] | 7.3.3.17.5 (Remote Grid) Updates to grid topology to minimize risk of ignition in HFTDs Remote GridWLDFRWire-to-wire contactAggregated | WLDFR | HFTD - Distribution - Tier 3 - 1QU CoRE ¦ 5QU LoRE | Red Flag Warning - Small Fires | Wire-to-wire contact | Aggregated | 2037 | 1.5095e-06 | 65.8407 | 9.9387e-05 | 2037 | Mitigation | 0.95 | 45 | 0 | esc | 0.00097009 | 1.4643e-09 | 0.00097009 | 1.4643e-09 | 0.0028115 | 2.548e-06 | 0.0033164 | 5.8434e-08
[120 empty] | 7.3.3.17.5 (Remote Grid) Updates to grid topology to minimize risk of ignition in HFTDs Remote GridWLDFRWire-to-wire contactAggregated | WLDFR | HFTD - Distribution - Tier 3 - 1QU CoRE ¦ 5QU LoRE | Red Flag Warning - Small Fires | Wire-to-wire contact | Aggregated | 2038 | 1.5095e-06 | 65.8407 | 9.9387e-05 | 2038 | Mitigation | 0.95 | 45 | 0 | esc | 0.00097009 | 1.4643e-09 | 0.00097009 | 1.4643e-09 | 0 | 0 | 0.0033164 | 5.8434e-08
[120 empty] | 7.3.3.17.5 (Remote Grid) Updates to grid topology to minimize risk of ignition in HFTDs Remote GridWLDFRWire-to-wire contactAggregated | WLDFR | HFTD - Distribution - Tier 3 - 1QU CoRE ¦ 5QU LoRE | Red Flag Warning - Small Fires | Wire-to-wire contact | Aggregated | 2039 | 1.5095e-06 | 65.8407 | 9.9387e-05 | 2039 | Mitigation | 0.95 | 45 | 0 | esc | 0.00097009 | 1.4643e-09 | 0.00097009 | 1.4643e-09 | 0.0028115 | 2.719e-07 | 0.0033164 | 5.8434e-08
[120 empty] | 7.3.3.17.5 (Remote Grid) Updates to grid topology to minimize risk of ignition in HFTDs Remote GridWLDFRWire-to-wire contactAggregated | WLDFR | HFTD - Distribution - Tier 3 - 1QU CoRE ¦ 5QU LoRE | Red Flag Warning - Small Fires | Wire-to-wire contact | Aggregated | 2040 | 1.5095e-06 | 65.8407 | 9.9387e-05 | 2040 | Mitigation | 0.95 | 45 | 0 | esc | 0.00097009 | 1.4643e-09 | 0.00097009 | 1.4643e-09 | 0.0028115 | 2.719e-07 | 0 | 0
[120 empty] | 7.3.3.17.5 (Remote Grid) Updates to grid topology to minimize risk of ignition in HFTDs Remote GridWLDFRWire-to-wire contactAggregated | WLDFR | HFTD - Distribution - Tier 3 - 1QU CoRE ¦ 5QU LoRE | Red Flag Warning - Small Fires | Wire-to-wire contact | Aggregated | 2041 | 1.5095e-06 | 65.8407 | 9.9387e-05 | 2041 | Mitigation | 0.95 | 45 | 0 | esc | 0.00097009 | 1.4643e-09 | 0.00097009 | 1.4643e-09 | 0.0028115 | 2.719e-07 | 0 | 0
[120 empty] | 7.3.3.17.5 (Remote Grid) Updates to grid topology to minimize risk of ignition in HFTDs Remote GridWLDFRWire-to-wire contactAggregated | WLDFR | HFTD - Distribution - Tier 3 - 1QU CoRE ¦ 5QU LoRE | Red Flag Warning - Small Fires | Wire-to-wire contact | Aggregated | 2042 | 1.5095e-06 | 65.8407 | 9.9387e-05 | 2042 | Mitigation | 0.95 | 45 | 0 | esc | 0.00097009 | 1.4643e-09 | 0.00097009 | 1.4643e-09 | 0.0028115 | 2.719e-07 | 0.013543 | 1.0859e-10
[120 empty] | 7.3.3.17.5 (Remote Grid) Updates to grid topology to minimize risk of ignition in HFTDs Remote GridWLDFRWire-to-wire contactAggregated | WLDFR | HFTD - Distribution - Tier 3 - 1QU CoRE ¦ 5QU LoRE | Red Flag Warning - Small Fires | Wire-to-wire contact | Aggregated | 2043 | 1.5095e-06 | 65.8407 | 9.9387e-05 | 2043 | Mitigation | 0.95 | 45 | 0 | esc | 0.00097009 | 1.4643e-09 | 0.00097009 | 1.4643e-09 | 0.0028115 | 2.719e-07 | 0.013543 | 1.0859e-10
[120 empty] | 7.3.3.17.5 (Remote Grid) Updates to grid topology to minimize risk of ignition in HFTDs Remote GridWLDFRWire-to-wire contactAggregated | WLDFR | HFTD - Distribution - Tier 3 - 1QU CoRE ¦ 5QU LoRE | Red Flag Warning - Small Fires | Wire-to-wire contact | Aggregated | 2044 | 1.5095e-06 | 65.8407 | 9.9387e-05 | 2044 | Mitigation | 0.95 | 45 | 0 | esc | 0.00097009 | 1.4643e-09 | 0.00097009 | 1.4643e-09 | 0.0028115 | 2.719e-07 | 0.013543 | 1.0859e-10
[120 empty] | 7.3.3.17.5 (Remote Grid) Updates to grid topology to minimize risk of ignition in HFTDs Remote GridWLDFRWire-to-wire contactAggregated | WLDFR | HFTD - Distribution - Tier 3 - 1QU CoRE ¦ 5QU LoRE | Red Flag Warning - Small Fires | Wire-to-wire contact | Aggregated | 2045 | 1.5095e-06 | 65.8407 | 9.9387e-05 | 2045 | Mitigation | 0.95 | 45 | 0 | esc | 0.00097009 | 1.4643e-09 | 0.00097009 | 1.4643e-09 | 0.0028115 | 2.719e-07 | 0.013543 | 1.0859e-10
[120 empty] | 7.3.3.17.5 (Remote Grid) Updates to grid topology to minimize risk of ignition in HFTDs Remote GridWLDFRWire-to-wire contactAggregated | WLDFR | HFTD - Distribution - Tier 3 - 1QU CoRE ¦ 5QU LoRE | Red Flag Warning - Small Fires | Wire-to-wire contact | Aggregated | 2046 | 1.5095e-06 | 65.8407 | 9.9387e-05 | 2046 | Mitigation | 0.95 | 45 | 0 | esc | 0.00097009 | 1.4643e-09 | 0.00097009 | 1.4643e-09 | 0.0028115 | 2.719e-07 | 0.013543 | 1.0859e-10
[120 empty] | 7.3.3.17.5 (Remote Grid) Updates to grid topology to minimize risk of ignition in HFTDs Remote GridWLDFRWire-to-wire contactAggregated | WLDFR | HFTD - Distribution - Tier 3 - 1QU CoRE ¦ 5QU LoRE | Red Flag Warning - Small Fires | Wire-to-wire contact | Aggregated | 2047 | 1.5095e-06 | 65.8407 | 9.9387e-05 | 2047 | Mitigation | 0.95 | 45 | 0 | esc | 0.00097009 | 1.4643e-09 | 0.00097009 | 1.4643e-09 | 0.0028115 | 2.719e-07 | 0.013543 | 1.0859e-10
[120 empty] | 7.3.3.17.5 (Remote Grid) Updates to grid topology to minimize risk of ignition in HFTDs Remote GridWLDFRWire-to-wire contactAggregated | WLDFR | HFTD - Distribution - Tier 3 - 1QU CoRE ¦ 5QU LoRE | Red Flag Warning - Small Fires | Wire-to-wire contact | Aggregated | 2048 | 1.5095e-06 | 65.8407 | 9.9387e-05 | 2048 | Mitigation | 0.95 | 45 | 0 | esc | 0.00097009 | 1.4643e-09 | 0.00097009 | 1.4643e-09 | 0.0028115 | 2.719e-07 | 0.013543 | 1.0859e-10
[120 empty] | 7.3.3.17.5 (Remote Grid) Updates to grid topology to minimize risk of ignition in HFTDs Remote GridWLDFRWire-to-wire contactAggregated | WLDFR | HFTD - Distribution - Tier 3 - 1QU CoRE ¦ 5QU LoRE | Red Flag Warning - Small Fires | Wire-to-wire contact | Aggregated | 2049 | 1.5095e-06 | 65.8407 | 9.9387e-05 | 2049 | Mitigation | 0.95 | 45 | 0 | esc | 0.00097009 | 1.4643e-09 | 0.00097009 | 1.4643e-09 | 0.0028115 | 2.719e-07 | 0.013543 | 1.0859e-10
[120 empty] | 7.3.3.17.5 (Remote Grid) Updates to grid topology to minimize risk of ignition in HFTDs Remote GridWLDFRWire-to-wire contactAggregated | WLDFR | HFTD - Distribution - Tier 3 - 1QU CoRE ¦ 5QU LoRE | Red Flag Warning - Small Fires | Wire-to-wire contact | Aggregated | 2050 | 1.5095e-06 | 65.8407 | 9.9387e-05 | 2050 | Mitigation | 0.95 | 45 | 0 | esc | 0.00097009 | 1.4643e-09 | 0.00097009 | 1.4643e-09 | 0.0028115 | 2.719e-07 | 0.013543 | 1.0859e-10
[120 empty] | 7.3.3.17.5 (Remote Grid) Updates to grid topology to minimize risk of ignition in HFTDs Remote GridWLDFRWire-to-wire contactAggregated | WLDFR | HFTD - Distribution - Tier 3 - 1QU CoRE ¦ 5QU LoRE | Red Flag Warning - Small Fires | Wire-to-wire contact | Aggregated | 2051 | 1.5095e-06 | 65.8407 | 9.9387e-05 | 2051 | Mitigation | 0.95 | 45 | 0 | esc | 0.00097009 | 1.4643e-09 | 0.00097009 | 1.4643e-09 | 0.0028115 | 2.719e-07 | 0.013543 | 1.0859e-10
[120 empty] | 7.3.3.17.5 (Remote Grid) Updates to grid topology to minimize risk of ignition in HFTDs Remote GridWLDFRWire-to-wire contactAggregated | WLDFR | HFTD - Distribution - Tier 3 - 1QU CoRE ¦ 5QU LoRE | Red Flag Warning - Small Fires | Wire-to-wire contact | Aggregated | 2052 | 1.5095e-06 | 65.8407 | 9.9387e-05 | 2052 | Mitigation | 0.95 | 45 | 0 | esc | 0.00097009 | 1.4643e-09 | 0.00097009 | 1.4643e-09 | 0.0028115 | 2.719e-07 | 0.013543 | 1.0859e-10
[120 empty] | 7.3.3.17.5 (Remote Grid) Updates to grid topology to minimize risk of ignition in HFTDs Remote GridWLDFRWire-to-wire contactAggregated | WLDFR | HFTD - Distribution - Tier 3 - 1QU CoRE ¦ 5QU LoRE | Red Flag Warning - Small Fires | Wire-to-wire contact | Aggregated | 2053 | 1.5095e-06 | 65.8407 | 9.9387e-05 | 2053 | Mitigation | 0.95 | 45 | 0 | esc | 0.00097009 | 1.4643e-09 | 0.00097009 | 1.4643e-09 | 0.0028115 | 2.719e-07 | 0.013543 | 1.0859e-10
[120 empty] | 7.3.3.17.5 (Remote Grid) Updates to grid topology to minimize risk of ignition in HFTDs Remote GridWLDFRWire-to-wire contactAggregated | WLDFR | HFTD - Distribution - Tier 3 - 1QU CoRE ¦ 5QU LoRE | Red Flag Warning - Small Fires | Wire-to-wire contact | Aggregated | 2054 | 1.5095e-06 | 65.8407 | 9.9387e-05 | 2054 | Mitigation | 0.95 | 45 | 0 | esc | 0.00097009 | 1.4643e-09 | 0.00097009 | 1.4643e-09 | 0.0028115 | 2.719e-07 | 0.013543 | 1.0859e-10
[120 empty] | 7.3.3.17.5 (Remote Grid) Updates to grid topology to minimize risk of ignition in HFTDs Remote GridWLDFRWire-to-wire contactAggregated | WLDFR | HFTD - Distribution - Tier 3 - 1QU CoRE ¦ 5QU LoRE | Red Flag Warning - Small Fires | Wire-to-wire contact | Aggregated | 2055 | 1.5095e-06 | 65.8407 | 9.9387e-05 | 2055 | Mitigation | 0.95 | 45 | 0 | esc | 0.00097009 | 1.4643e-09 | 0.00097009 | 1.4643e-09 | 0.0028115 | 2.719e-07 | 0.013543 | 1.0859e-10
[120 empty] | 7.3.3.17.5 (Remote Grid) Updates to grid topology to minimize risk of ignition in HFTDs Remote GridWLDFRWire-to-wire contactAggregated | WLDFR | HFTD - Distribution - Tier 3 - 1QU CoRE ¦ 5QU LoRE | Red Flag Warning - Small Fires | Wire-to-wire contact | Aggregated | 2056 | 1.5095e-06 | 65.8407 | 9.9387e-05 | 2056 | Mitigation | 0.95 | 45 | 0 | esc | 0.00097009 | 1.4643e-09 | 0.00097009 | 1.4643e-09 | 0.0028115 | 2.719e-07 | 0.013543 | 1.0859e-10
[120 empty] | 7.3.3.17.5 (Remote Grid) Updates to grid topology to minimize risk of ignition in HFTDs Remote GridWLDFRWire-to-wire contactAggregated | WLDFR | HFTD - Distribution - Tier 3 - 1QU CoRE ¦ 5QU LoRE | Red Flag Warning - Small Fires | Wire-to-wire contact | Aggregated | 2057 | 1.5095e-06 | 65.8407 | 9.9387e-05 | 2057 | Mitigation | 0.95 | 45 | 0 | esc | 0.00097009 | 1.4643e-09 | 0.00097009 | 1.4643e-09 | 0.0028115 | 2.719e-07 | 0.013543 | 1.0859e-10
[120 empty] | 7.3.3.17.5 (Remote Grid) Updates to grid topology to minimize risk of ignition in HFTDs Remote GridWLDFRWire-to-wire contactAggregated | WLDFR | HFTD - Distribution - Tier 3 - 1QU CoRE ¦ 5QU LoRE | Red Flag Warning - Small Fires | Wire-to-wire contact | Aggregated | 2058 | 1.5095e-06 | 65.8407 | 9.9387e-05 | 2058 | Mitigation | 0.95 | 45 | 0 | esc | 0.00097009 | 1.4643e-09 | 0.00097009 | 1.4643e-09 | 0.0028115 | 2.719e-07 | 0.013543 | 1.0859e-10
[120 empty] | 7.3.3.17.5 (Remote Grid) Updates to grid topology to minimize risk of ignition in HFTDs Remote GridWLDFRWire-to-wire contactAggregated | WLDFR | HFTD - Distribution - Tier 3 - 1QU CoRE ¦ 5QU LoRE | Red Flag Warning - Small Fires | Wire-to-wire contact | Aggregated | 2059 | 1.5095e-06 | 65.8407 | 9.9387e-05 | 2059 | Mitigation | 0.95 | 45 | 0 | esc | 0.00097009 | 1.4643e-09 | 0.00097009 | 1.4643e-09 | 0.0028115 | 2.719e-07 | 0.013543 | 1.0859e-10
[120 empty] | 7.3.3.17.5 (Remote Grid) Updates to grid topology to minimize risk of ignition in HFTDs Remote GridWLDFRWire-to-wire contactAggregated | WLDFR | HFTD - Distribution - Tier 3 - 1QU CoRE ¦ 5QU LoRE | Red Flag Warning - Small Fires | Wire-to-wire contact | Aggregated | 2060 | 1.5095e-06 | 65.8407 | 9.9387e-05 | 2060 | Mitigation | 0.95 | 45 | 0 | esc | 0.00097009 | 1.4643e-09 | 0.00097009 | 1.4643e-09 | 0.0028115 | 2.719e-07 | 0.013543 | 1.0859e-10
[120 empty] | 7.3.3.17.5 (Remote Grid) Updates to grid topology to minimize risk of ignition in HFTDs Remote GridWLDFRWire-to-wire contactAggregated | WLDFR | HFTD - Distribution - Tier 3 - 1QU CoRE ¦ 5QU LoRE | Red Flag Warning - Small Fires | Wire-to-wire contact | Aggregated | 2061 | 1.5095e-06 | 65.8407 | 9.9387e-05 | 2061 | Mitigation | 0.95 | 45 | 0 | esc | 0.00097009 | 1.4643e-09 | 0.00097009 | 1.4643e-09 | 0.0028115 | 2.719e-07 | 0.013543 | 1.0859e-10
[120 empty] | 7.3.3.17.5 (Remote Grid) Updates to grid topology to minimize risk of ignition in HFTDs Remote GridWLDFRWire-to-wire contactAggregated | WLDFR | HFTD - Distribution - Tier 3 - 1QU CoRE ¦ 5QU LoRE | Red Flag Warning - Small Fires | Wire-to-wire contact | Aggregated | 2062 | 1.5095e-06 | 65.8407 | 9.9387e-05 | 2062 | Mitigation | 0.95 | 45 | 0 | esc | 0.00097009 | 1.4643e-09 | 0.00097009 | 1.4643e-09 | 0.0028115 | 2.719e-07 | 0.013543 | 1.0859e-10
[120 empty] | 7.3.3.17.5 (Remote Grid) Updates to grid topology to minimize risk of ignition in HFTDs Remote GridWLDFRWire-to-wire contactAggregated | WLDFR | HFTD - Distribution - Tier 3 - 1QU CoRE ¦ 5QU LoRE | Red Flag Warning - Small Fires | Wire-to-wire contact | Aggregated | 2063 | 1.5095e-06 | 65.8407 | 9.9387e-05 | 2063 | Mitigation | 0.95 | 45 | 0 | esc | 0.00097009 | 1.4643e-09 | 0.00097009 | 1.4643e-09 | 0.0028115 | 2.719e-07 | 0.013543 | 1.0859e-10
[120 empty] | 7.3.3.17.5 (Remote Grid) Updates to grid topology to minimize risk of ignition in HFTDs Remote GridWLDFRWire-to-wire contactAggregated | WLDFR | HFTD - Distribution - Tier 3 - 1QU CoRE ¦ 5QU LoRE | Red Flag Warning - Small Fires | Wire-to-wire contact | Aggregated | 2064 | 1.5095e-06 | 65.8407 | 9.9387e-05 | 2064 | Mitigation | 0.95 | 45 | 0 | esc | 0.00097009 | 1.4643e-09 | 0.00097009 | 1.4643e-09 | 0.0028115 | 2.719e-07 | 0.013543 | 1.0859e-10
[120 empty] | 7.3.3.17.5 (Remote Grid) Updates to grid topology to minimize risk of ignition in HFTDs Remote GridWLDFRWire-to-wire contactAggregated | WLDFR | HFTD - Distribution - Tier 3 - 1QU CoRE ¦ 5QU LoRE | Red Flag Warning - Small Fires | Wire-to-wire contact | Aggregated | 2065 | 1.5095e-06 | 65.8407 | 9.9387e-05 | 2065 | Mitigation | 0.95 | 45 | 0 | esc | 0.00097009 | 1.4643e-09 | 0.00097009 | 1.4643e-09 | 0.0028115 | 2.719e-07 | 0.013543 | 1.0859e-10
[120 empty] | 7.3.3.17.5 (Remote Grid) Updates to grid topology to minimize risk of ignition in HFTDs Remote GridWLDFRWire-to-wire contactAggregated | WLDFR | HFTD - Distribution - Tier 3 - 1QU CoRE ¦ 5QU LoRE | Red Flag Warning - Small Fires | Wire-to-wire contact | Aggregated | 2066 | 1.5095e-06 | 65.8407 | 9.9387e-05 | 2066 | Mitigation | 0.95 | 45 | 0 | esc | 0.00097009 | 1.4643e-09 | 0.00097009 | 1.4643e-09 | 0.0028115 | 2.719e-07 | 0.013543 | 1.0859e-10
[120 empty] | 7.3.3.17.5 (Remote Grid) Updates to grid topology to minimize risk of ignition in HFTDs Remote GridWLDFRWire-to-wire contactAggregated | WLDFR | HFTD - Distribution - Tier 3 - 1QU CoRE ¦ 5QU LoRE | Red Flag Warning - Small Fires | Wire-to-wire contact | Aggregated | 2067 | 1.5095e-06 | 65.8407 | 9.9387e-05 | 2067 | Mitigation | 0.95 | 45 | 0 | esc | 0 | 0 | 0.00097009 | 1.4643e-09 | 0.0028115 | 2.719e-07 | 0.013543 | 1.0859e-10
[120 empty] | 7.3.3.17.5 (Remote Grid) Updates to grid topology to minimize risk of ignition in HFTDs Remote GridWLDFRContact from objectAggregated | WLDFR | HFTD - Distribution - Tier 3 - 2QU CoRE ¦ 1QU LoRE | Non-Red Flag Warning - Catastrophic Fires | Contact from object | Aggregated | 2022 | 1.8682e-06 | 184.1265 | 0.00034399 | 2022 | Mitigation | 0.95 | 45 | 0 | esc | 0.00097009 | 1.8123e-09 | 0 | 0 | 0.0028115 | 2.719e-07 | 0.013543 | 1.0859e-10
[120 empty] | 7.3.3.17.5 (Remote Grid) Updates to grid topology to minimize risk of ignition in HFTDs Remote GridWLDFRContact from objectAggregated | WLDFR | HFTD - Distribution - Tier 3 - 2QU CoRE ¦ 1QU LoRE | Non-Red Flag Warning - Catastrophic Fires | Contact from object | Aggregated | 2023 | 1.8682e-06 | 184.1265 | 0.00034399 | 2023 | Mitigation | 0.95 | 45 | 0 | esc | 0.00097009 | 1.8123e-09 | 0.00097009 | 1.8123e-09 | 0.0028115 | 2.719e-07 | 0.013543 | 1.0859e-10
[120 empty] | 7.3.3.17.5 (Remote Grid) Updates to grid topology to minimize risk of ignition in HFTDs Remote GridWLDFRContact from objectAggregated | WLDFR | HFTD - Distribution - Tier 3 - 2QU CoRE ¦ 1QU LoRE | Non-Red Flag Warning - Catastrophic Fires | Contact from object | Aggregated | 2024 | 1.8682e-06 | 184.1265 | 0.00034399 | 2024 | Mitigation | 0.95 | 45 | 0 | esc | 0.00097009 | 1.8123e-09 | 0.00097009 | 1.8123e-09 | 0.0028115 | 2.719e-07 | 0.013543 | 1.0859e-10
[120 empty] | 7.3.3.17.5 (Remote Grid) Updates to grid topology to minimize risk of ignition in HFTDs Remote GridWLDFRContact from objectAggregated | WLDFR | HFTD - Distribution - Tier 3 - 2QU CoRE ¦ 1QU LoRE | Non-Red Flag Warning - Catastrophic Fires | Contact from object | Aggregated | 2025 | 1.8682e-06 | 184.1265 | 0.00034399 | 2025 | Mitigation | 0.95 | 45 | 0 | esc | 0.00097009 | 1.8123e-09 | 0.00097009 | 1.8123e-09 | 0.0028115 | 2.719e-07 | 0.013543 | 1.0859e-10
[120 empty] | 7.3.3.17.5 (Remote Grid) Updates to grid topology to minimize risk of ignition in HFTDs Remote GridWLDFRContact from objectAggregated | WLDFR | HFTD - Distribution - Tier 3 - 2QU CoRE ¦ 1QU LoRE | Non-Red Flag Warning - Catastrophic Fires | Contact from object | Aggregated | 2026 | 1.8682e-06 | 184.1265 | 0.00034399 | 2026 | Mitigation | 0.95 | 45 | 0 | esc | 0.00097009 | 1.8123e-09 | 0.00097009 | 1.8123e-09 | 0.0028115 | 2.719e-07 | 0 | 0
[120 empty] | 7.3.3.17.5 (Remote Grid) Updates to grid topology to minimize risk of ignition in HFTDs Remote GridWLDFRContact from objectAggregated | WLDFR | HFTD - Distribution - Tier 3 - 2QU CoRE ¦ 1QU LoRE | Non-Red Flag Warning - Catastrophic Fires | Contact from object | Aggregated | 2027 | 1.8682e-06 | 184.1265 | 0.00034399 | 2027 | Mitigation | 0.95 | 45 | 0 | esc | 0.00097009 | 1.8123e-09 | 0.00097009 | 1.8123e-09 | 0.0028115 | 2.719e-07 | 0 | 0
[120 empty] | 7.3.3.17.5 (Remote Grid) Updates to grid topology to minimize risk of ignition in HFTDs Remote GridWLDFRContact from objectAggregated | WLDFR | HFTD - Distribution - Tier 3 - 2QU CoRE ¦ 1QU LoRE | Non-Red Flag Warning - Catastrophic Fires | Contact from object | Aggregated | 2028 | 1.8682e-06 | 184.1265 | 0.00034399 | 2028 | Mitigation | 0.95 | 45 | 0 | esc | 0.00097009 | 1.8123e-09 | 0.00097009 | 1.8123e-09 | 0.0028115 | 2.719e-07 | 0.0013359 | 1.8272e-10
[120 empty] | 7.3.3.17.5 (Remote Grid) Updates to grid topology to minimize risk of ignition in HFTDs Remote GridWLDFRContact from objectAggregated | WLDFR | HFTD - Distribution - Tier 3 - 2QU CoRE ¦ 1QU LoRE | Non-Red Flag Warning - Catastrophic Fires | Contact from object | Aggregated | 2029 | 1.8682e-06 | 184.1265 | 0.00034399 | 2029 | Mitigation | 0.95 | 45 | 0 | esc | 0.00097009 | 1.8123e-09 | 0.00097009 | 1.8123e-09 | 0.0028115 | 2.719e-07 | 0.0013359 | 1.8272e-10
[120 empty] | 7.3.3.17.5 (Remote Grid) Updates to grid topology to minimize risk of ignition in HFTDs Remote GridWLDFRContact from objectAggregated | WLDFR | HFTD - Distribution - Tier 3 - 2QU CoRE ¦ 1QU LoRE | Non-Red Flag Warning - Catastrophic Fires | Contact from object | Aggregated | 2030 | 1.8682e-06 | 184.1265 | 0.00034399 | 2030 | Mitigation | 0.95 | 45 | 0 | esc | 0.00097009 | 1.8123e-09 | 0.00097009 | 1.8123e-09 | 0.0028115 | 2.719e-07 | 0.0013359 | 1.8272e-10
[120 empty] | 7.3.3.17.5 (Remote Grid) Updates to grid topology to minimize risk of ignition in HFTDs Remote GridWLDFRContact from objectAggregated | WLDFR | HFTD - Distribution - Tier 3 - 2QU CoRE ¦ 1QU LoRE | Non-Red Flag Warning - Catastrophic Fires | Contact from object | Aggregated | 2031 | 1.8682e-06 | 184.1265 | 0.00034399 | 2031 | Mitigation | 0.95 | 45 | 0 | esc | 0.00097009 | 1.8123e-09 | 0.00097009 | 1.8123e-09 | 0.0028115 | 2.719e-07 | 0.0013359 | 1.8272e-10
[120 empty] | 7.3.3.17.5 (Remote Grid) Updates to grid topology to minimize risk of ignition in HFTDs Remote GridWLDFRContact from objectAggregated | WLDFR | HFTD - Distribution - Tier 3 - 2QU CoRE ¦ 1QU LoRE | Non-Red Flag Warning - Catastrophic Fires | Contact from object | Aggregated | 2032 | 1.8682e-06 | 184.1265 | 0.00034399 | 2032 | Mitigation | 0.95 | 45 | 0 | esc | 0.00097009 | 1.8123e-09 | 0.00097009 | 1.8123e-09 | 0.0028115 | 2.719e-07 | 0.0013359 | 1.8272e-10
[120 empty] | 7.3.3.17.5 (Remote Grid) Updates to grid topology to minimize risk of ignition in HFTDs Remote GridWLDFRContact from objectAggregated | WLDFR | HFTD - Distribution - Tier 3 - 2QU CoRE ¦ 1QU LoRE | Non-Red Flag Warning - Catastrophic Fires | Contact from object | Aggregated | 2033 | 1.8682e-06 | 184.1265 | 0.00034399 | 2033 | Mitigation | 0.95 | 45 | 0 | esc | 0.00097009 | 1.8123e-09 | 0.00097009 | 1.8123e-09 | 0.0028115 | 2.719e-07 | 0.0013359 | 1.8272e-10
[120 empty] | 7.3.3.17.5 (Remote Grid) Updates to grid topology to minimize risk of ignition in HFTDs Remote GridWLDFRContact from objectAggregated | WLDFR | HFTD - Distribution - Tier 3 - 2QU CoRE ¦ 1QU LoRE | Non-Red Flag Warning - Catastrophic Fires | Contact from object | Aggregated | 2034 | 1.8682e-06 | 184.1265 | 0.00034399 | 2034 | Mitigation | 0.95 | 45 | 0 | esc | 0.00097009 | 1.8123e-09 | 0.00097009 | 1.8123e-09 | 0.0028115 | 2.719e-07 | 0.0013359 | 1.8272e-10
[120 empty] | 7.3.3.17.5 (Remote Grid) Updates to grid topology to minimize risk of ignition in HFTDs Remote GridWLDFRContact from objectAggregated | WLDFR | HFTD - Distribution - Tier 3 - 2QU CoRE ¦ 1QU LoRE | Non-Red Flag Warning - Catastrophic Fires | Contact from object | Aggregated | 2035 | 1.8682e-06 | 184.1265 | 0.00034399 | 2035 | Mitigation | 0.95 | 45 | 0 | esc | 0.00097009 | 1.8123e-09 | 0.00097009 | 1.8123e-09 | 0.0028115 | 2.719e-07 | 0.0013359 | 1.8272e-10
[120 empty] | 7.3.3.17.5 (Remote Grid) Updates to grid topology to minimize risk of ignition in HFTDs Remote GridWLDFRContact from objectAggregated | WLDFR | HFTD - Distribution - Tier 3 - 2QU CoRE ¦ 1QU LoRE | Non-Red Flag Warning - Catastrophic Fires | Contact from object | Aggregated | 2036 | 1.8682e-06 | 184.1265 | 0.00034399 | 2036 | Mitigation | 0.95 | 45 | 0 | esc | 0.00097009 | 1.8123e-09 | 0.00097009 | 1.8123e-09 | 0.0028115 | 2.719e-07 | 0.0013359 | 1.8272e-10
[120 empty] | 7.3.3.17.5 (Remote Grid) Updates to grid topology to minimize risk of ignition in HFTDs Remote GridWLDFRContact from objectAggregated | WLDFR | HFTD - Distribution - Tier 3 - 2QU CoRE ¦ 1QU LoRE | Non-Red Flag Warning - Catastrophic Fires | Contact from object | Aggregated | 2037 | 1.8682e-06 | 184.1265 | 0.00034399 | 2037 | Mitigation | 0.95 | 45 | 0 | esc | 0.00097009 | 1.8123e-09 | 0.00097009 | 1.8123e-09 | 0.0028115 | 2.719e-07 | 0.0013359 | 1.8272e-10
[120 empty] | 7.3.3.17.5 (Remote Grid) Updates to grid topology to minimize risk of ignition in HFTDs Remote GridWLDFRContact from objectAggregated | WLDFR | HFTD - Distribution - Tier 3 - 2QU CoRE ¦ 1QU LoRE | Non-Red Flag Warning - Catastrophic Fires | Contact from object | Aggregated | 2038 | 1.8682e-06 | 184.1265 | 0.00034399 | 2038 | Mitigation | 0.95 | 45 | 0 | esc | 0.00097009 | 1.8123e-09 | 0.00097009 | 1.8123e-09 | 0.0028115 | 2.719e-07 | 0.0013359 | 1.8272e-10
[120 empty] | 7.3.3.17.5 (Remote Grid) Updates to grid topology to minimize risk of ignition in HFTDs Remote GridWLDFRContact from objectAggregated | WLDFR | HFTD - Distribution - Tier 3 - 2QU CoRE ¦ 1QU LoRE | Non-Red Flag Warning - Catastrophic Fires | Contact from object | Aggregated | 2039 | 1.8682e-06 | 184.1265 | 0.00034399 | 2039 | Mitigation | 0.95 | 45 | 0 | esc | 0.00097009 | 1.8123e-09 | 0.00097009 | 1.8123e-09 | 0.0028115 | 2.719e-07 | 0.0013359 | 1.8272e-10
[120 empty] | 7.3.3.17.5 (Remote Grid) Updates to grid topology to minimize risk of ignition in HFTDs Remote GridWLDFRContact from objectAggregated | WLDFR | HFTD - Distribution - Tier 3 - 2QU CoRE ¦ 1QU LoRE | Non-Red Flag Warning - Catastrophic Fires | Contact from object | Aggregated | 2040 | 1.8682e-06 | 184.1265 | 0.00034399 | 2040 | Mitigation | 0.95 | 45 | 0 | esc | 0.00097009 | 1.8123e-09 | 0.00097009 | 1.8123e-09 | 0.0028115 | 2.719e-07 | 0.0013359 | 1.8272e-10
[120 empty] | 7.3.3.17.5 (Remote Grid) Updates to grid topology to minimize risk of ignition in HFTDs Remote GridWLDFRContact from objectAggregated | WLDFR | HFTD - Distribution - Tier 3 - 2QU CoRE ¦ 1QU LoRE | Non-Red Flag Warning - Catastrophic Fires | Contact from object | Aggregated | 2041 | 1.8682e-06 | 184.1265 | 0.00034399 | 2041 | Mitigation | 0.95 | 45 | 0 | esc | 0.00097009 | 1.8123e-09 | 0.00097009 | 1.8123e-09 | 0.0028115 | 2.719e-07 | 0.0013359 | 1.8272e-10
[120 empty] | 7.3.3.17.5 (Remote Grid) Updates to grid topology to minimize risk of ignition in HFTDs Remote GridWLDFRContact from objectAggregated | WLDFR | HFTD - Distribution - Tier 3 - 2QU CoRE ¦ 1QU LoRE | Non-Red Flag Warning - Catastrophic Fires | Contact from object | Aggregated | 2042 | 1.8682e-06 | 184.1265 | 0.00034399 | 2042 | Mitigation | 0.95 | 45 | 0 | esc | 0.00097009 | 1.8123e-09 | 0.00097009 | 1.8123e-09 | 0 | 0 | 0.0013359 | 1.8272e-10
[120 empty] | 7.3.3.17.5 (Remote Grid) Updates to grid topology to minimize risk of ignition in HFTDs Remote GridWLDFRContact from objectAggregated | WLDFR | HFTD - Distribution - Tier 3 - 2QU CoRE ¦ 1QU LoRE | Non-Red Flag Warning - Catastrophic Fires | Contact from object | Aggregated | 2043 | 1.8682e-06 | 184.1265 | 0.00034399 | 2043 | Mitigation | 0.95 | 45 | 0 | esc | 0.00097009 | 1.8123e-09 | 0.00097009 | 1.8123e-09 | 0.0028115 | 4.4107e-07 | 0.0013359 | 1.8272e-10
[120 empty] | 7.3.3.17.5 (Remote Grid) Updates to grid topology to minimize risk of ignition in HFTDs Remote GridWLDFRContact from objectAggregated | WLDFR | HFTD - Distribution - Tier 3 - 2QU CoRE ¦ 1QU LoRE | Non-Red Flag Warning - Catastrophic Fires | Contact from object | Aggregated | 2044 | 1.8682e-06 | 184.1265 | 0.00034399 | 2044 | Mitigation | 0.95 | 45 | 0 | esc | 0.00097009 | 1.8123e-09 | 0.00097009 | 1.8123e-09 | 0.0028115 | 4.4107e-07 | 0.0013359 | 1.8272e-10
[120 empty] | 7.3.3.17.5 (Remote Grid) Updates to grid topology to minimize risk of ignition in HFTDs Remote GridWLDFRContact from objectAggregated | WLDFR | HFTD - Distribution - Tier 3 - 2QU CoRE ¦ 1QU LoRE | Non-Red Flag Warning - Catastrophic Fires | Contact from object | Aggregated | 2045 | 1.8682e-06 | 184.1265 | 0.00034399 | 2045 | Mitigation | 0.95 | 45 | 0 | esc | 0.00097009 | 1.8123e-09 | 0.00097009 | 1.8123e-09 | 0.0028115 | 4.4107e-07 | 0.0013359 | 1.8272e-10
[120 empty] | 7.3.3.17.5 (Remote Grid) Updates to grid topology to minimize risk of ignition in HFTDs Remote GridWLDFRContact from objectAggregated | WLDFR | HFTD - Distribution - Tier 3 - 2QU CoRE ¦ 1QU LoRE | Non-Red Flag Warning - Catastrophic Fires | Contact from object | Aggregated | 2046 | 1.8682e-06 | 184.1265 | 0.00034399 | 2046 | Mitigation | 0.95 | 45 | 0 | esc | 0.00097009 | 1.8123e-09 | 0.00097009 | 1.8123e-09 | 0.0028115 | 4.4107e-07 | 0.0013359 | 1.8272e-10
[120 empty] | 7.3.3.17.5 (Remote Grid) Updates to grid topology to minimize risk of ignition in HFTDs Remote GridWLDFRContact from objectAggregated | WLDFR | HFTD - Distribution - Tier 3 - 2QU CoRE ¦ 1QU LoRE | Non-Red Flag Warning - Catastrophic Fires | Contact from object | Aggregated | 2047 | 1.8682e-06 | 184.1265 | 0.00034399 | 2047 | Mitigation | 0.95 | 45 | 0 | esc | 0.00097009 | 1.8123e-09 | 0.00097009 | 1.8123e-09 | 0.0028115 | 4.4107e-07 | 0.0013359 | 1.8272e-10
[120 empty] | 7.3.3.17.5 (Remote Grid) Updates to grid topology to minimize risk of ignition in HFTDs Remote GridWLDFRContact from objectAggregated | WLDFR | HFTD - Distribution - Tier 3 - 2QU CoRE ¦ 1QU LoRE | Non-Red Flag Warning - Catastrophic Fires | Contact from object | Aggregated | 2048 | 1.8682e-06 | 184.1265 | 0.00034399 | 2048 | Mitigation | 0.95 | 45 | 0 | esc | 0.00097009 | 1.8123e-09 | 0.00097009 | 1.8123e-09 | 0.0028115 | 4.4107e-07 | 0.0013359 | 1.8272e-10
[120 empty] | 7.3.3.17.5 (Remote Grid) Updates to grid topology to minimize risk of ignition in HFTDs Remote GridWLDFRContact from objectAggregated | WLDFR | HFTD - Distribution - Tier 3 - 2QU CoRE ¦ 1QU LoRE | Non-Red Flag Warning - Catastrophic Fires | Contact from object | Aggregated | 2049 | 1.8682e-06 | 184.1265 | 0.00034399 | 2049 | Mitigation | 0.95 | 45 | 0 | esc | 0.00097009 | 1.8123e-09 | 0.00097009 | 1.8123e-09 | 0.0028115 | 4.4107e-07 | 0.0013359 | 1.8272e-10
[120 empty] | 7.3.3.17.5 (Remote Grid) Updates to grid topology to minimize risk of ignition in HFTDs Remote GridWLDFRContact from objectAggregated | WLDFR | HFTD - Distribution - Tier 3 - 2QU CoRE ¦ 1QU LoRE | Non-Red Flag Warning - Catastrophic Fires | Contact from object | Aggregated | 2050 | 1.8682e-06 | 184.1265 | 0.00034399 | 2050 | Mitigation | 0.95 | 45 | 0 | esc | 0.00097009 | 1.8123e-09 | 0.00097009 | 1.8123e-09 | 0.0028115 | 4.4107e-07 | 0.0013359 | 1.8272e-10
[120 empty] | 7.3.3.17.5 (Remote Grid) Updates to grid topology to minimize risk of ignition in HFTDs Remote GridWLDFRContact from objectAggregated | WLDFR | HFTD - Distribution - Tier 3 - 2QU CoRE ¦ 1QU LoRE | Non-Red Flag Warning - Catastrophic Fires | Contact from object | Aggregated | 2051 | 1.8682e-06 | 184.1265 | 0.00034399 | 2051 | Mitigation | 0.95 | 45 | 0 | esc | 0.00097009 | 1.8123e-09 | 0.00097009 | 1.8123e-09 | 0.0028115 | 4.4107e-07 | 0.0013359 | 1.8272e-10
[120 empty] | 7.3.3.17.5 (Remote Grid) Updates to grid topology to minimize risk of ignition in HFTDs Remote GridWLDFRContact from objectAggregated | WLDFR | HFTD - Distribution - Tier 3 - 2QU CoRE ¦ 1QU LoRE | Non-Red Flag Warning - Catastrophic Fires | Contact from object | Aggregated | 2052 | 1.8682e-06 | 184.1265 | 0.00034399 | 2052 | Mitigation | 0.95 | 45 | 0 | esc | 0.00097009 | 1.8123e-09 | 0.00097009 | 1.8123e-09 | 0.0028115 | 4.4107e-07 | 0.0013359 | 1.8272e-10
[120 empty] | 7.3.3.17.5 (Remote Grid) Updates to grid topology to minimize risk of ignition in HFTDs Remote GridWLDFRContact from objectAggregated | WLDFR | HFTD - Distribution - Tier 3 - 2QU CoRE ¦ 1QU LoRE | Non-Red Flag Warning - Catastrophic Fires | Contact from object | Aggregated | 2053 | 1.8682e-06 | 184.1265 | 0.00034399 | 2053 | Mitigation | 0.95 | 45 | 0 | esc | 0.00097009 | 1.8123e-09 | 0.00097009 | 1.8123e-09 | 0.0028115 | 4.4107e-07 | 0.0013359 | 1.8272e-10
[120 empty] | 7.3.3.17.5 (Remote Grid) Updates to grid topology to minimize risk of ignition in HFTDs Remote GridWLDFRContact from objectAggregated | WLDFR | HFTD - Distribution - Tier 3 - 2QU CoRE ¦ 1QU LoRE | Non-Red Flag Warning - Catastrophic Fires | Contact from object | Aggregated | 2054 | 1.8682e-06 | 184.1265 | 0.00034399 | 2054 | Mitigation | 0.95 | 45 | 0 | esc | 0.00097009 | 1.8123e-09 | 0.00097009 | 1.8123e-09 | 0.0028115 | 4.4107e-07 | 0.0013359 | 1.8272e-10
[120 empty] | 7.3.3.17.5 (Remote Grid) Updates to grid topology to minimize risk of ignition in HFTDs Remote GridWLDFRContact from objectAggregated | WLDFR | HFTD - Distribution - Tier 3 - 2QU CoRE ¦ 1QU LoRE | Non-Red Flag Warning - Catastrophic Fires | Contact from object | Aggregated | 2055 | 1.8682e-06 | 184.1265 | 0.00034399 | 2055 | Mitigation | 0.95 | 45 | 0 | esc | 0.00097009 | 1.8123e-09 | 0.00097009 | 1.8123e-09 | 0.0028115 | 4.4107e-07 | 0.0013359 | 1.8272e-10
[120 empty] | 7.3.3.17.5 (Remote Grid) Updates to grid topology to minimize risk of ignition in HFTDs Remote GridWLDFRContact from objectAggregated | WLDFR | HFTD - Distribution - Tier 3 - 2QU CoRE ¦ 1QU LoRE | Non-Red Flag Warning - Catastrophic Fires | Contact from object | Aggregated | 2056 | 1.8682e-06 | 184.1265 | 0.00034399 | 2056 | Mitigation | 0.95 | 45 | 0 | esc | 0.00097009 | 1.8123e-09 | 0.00097009 | 1.8123e-09 | 0.0028115 | 4.4107e-07 | 0.0013359 | 1.8272e-10
[120 empty] | 7.3.3.17.5 (Remote Grid) Updates to grid topology to minimize risk of ignition in HFTDs Remote GridWLDFRContact from objectAggregated | WLDFR | HFTD - Distribution - Tier 3 - 2QU CoRE ¦ 1QU LoRE | Non-Red Flag Warning - Catastrophic Fires | Contact from object | Aggregated | 2057 | 1.8682e-06 | 184.1265 | 0.00034399 | 2057 | Mitigation | 0.95 | 45 | 0 | esc | 0.00097009 | 1.8123e-09 | 0.00097009 | 1.8123e-09 | 0.0028115 | 4.4107e-07 | 0.0013359 | 1.8272e-10
[120 empty] | 7.3.3.17.5 (Remote Grid) Updates to grid topology to minimize risk of ignition in HFTDs Remote GridWLDFRContact from objectAggregated | WLDFR | HFTD - Distribution - Tier 3 - 2QU CoRE ¦ 1QU LoRE | Non-Red Flag Warning - Catastrophic Fires | Contact from object | Aggregated | 2058 | 1.8682e-06 | 184.1265 | 0.00034399 | 2058 | Mitigation | 0.95 | 45 | 0 | esc | 0.00097009 | 1.8123e-09 | 0.00097009 | 1.8123e-09 | 0.0028115 | 4.4107e-07 | 0 | 0
[120 empty] | 7.3.3.17.5 (Remote Grid) Updates to grid topology to minimize risk of ignition in HFTDs Remote GridWLDFRContact from objectAggregated | WLDFR | HFTD - Distribution - Tier 3 - 2QU CoRE ¦ 1QU LoRE | Non-Red Flag Warning - Catastrophic Fires | Contact from object | Aggregated | 2059 | 1.8682e-06 | 184.1265 | 0.00034399 | 2059 | Mitigation | 0.95 | 45 | 0 | esc | 0.00097009 | 1.8123e-09 | 0.00097009 | 1.8123e-09 | 0.0028115 | 4.4107e-07 | 0 | 0
[120 empty] | 7.3.3.17.5 (Remote Grid) Updates to grid topology to minimize risk of ignition in HFTDs Remote GridWLDFRContact from objectAggregated | WLDFR | HFTD - Distribution - Tier 3 - 2QU CoRE ¦ 1QU LoRE | Non-Red Flag Warning - Catastrophic Fires | Contact from object | Aggregated | 2060 | 1.8682e-06 | 184.1265 | 0.00034399 | 2060 | Mitigation | 0.95 | 45 | 0 | esc | 0.00097009 | 1.8123e-09 | 0.00097009 | 1.8123e-09 | 0.0028115 | 4.4107e-07 | 0.0093813 | 1.7817e-08
[120 empty] | 7.3.3.17.5 (Remote Grid) Updates to grid topology to minimize risk of ignition in HFTDs Remote GridWLDFRContact from objectAggregated | WLDFR | HFTD - Distribution - Tier 3 - 2QU CoRE ¦ 1QU LoRE | Non-Red Flag Warning - Catastrophic Fires | Contact from object | Aggregated | 2061 | 1.8682e-06 | 184.1265 | 0.00034399 | 2061 | Mitigation | 0.95 | 45 | 0 | esc | 0.00097009 | 1.8123e-09 | 0.00097009 | 1.8123e-09 | 0.0028115 | 4.4107e-07 | 0.0093813 | 1.7817e-08
[120 empty] | 7.3.3.17.5 (Remote Grid) Updates to grid topology to minimize risk of ignition in HFTDs Remote GridWLDFRContact from objectAggregated | WLDFR | HFTD - Distribution - Tier 3 - 2QU CoRE ¦ 1QU LoRE | Non-Red Flag Warning - Catastrophic Fires | Contact from object | Aggregated | 2062 | 1.8682e-06 | 184.1265 | 0.00034399 | 2062 | Mitigation | 0.95 | 45 | 0 | esc | 0.00097009 | 1.8123e-09 | 0.00097009 | 1.8123e-09 | 0.0028115 | 4.4107e-07 | 0.0093813 | 1.7817e-08
[120 empty] | 7.3.3.17.5 (Remote Grid) Updates to grid topology to minimize risk of ignition in HFTDs Remote GridWLDFRContact from objectAggregated | WLDFR | HFTD - Distribution - Tier 3 - 2QU CoRE ¦ 1QU LoRE | Non-Red Flag Warning - Catastrophic Fires | Contact from object | Aggregated | 2063 | 1.8682e-06 | 184.1265 | 0.00034399 | 2063 | Mitigation | 0.95 | 45 | 0 | esc | 0.00097009 | 1.8123e-09 | 0.00097009 | 1.8123e-09 | 0.0028115 | 4.4107e-07 | 0.0093813 | 1.7817e-08
[120 empty] | 7.3.3.17.5 (Remote Grid) Updates to grid topology to minimize risk of ignition in HFTDs Remote GridWLDFRContact from objectAggregated | WLDFR | HFTD - Distribution - Tier 3 - 2QU CoRE ¦ 1QU LoRE | Non-Red Flag Warning - Catastrophic Fires | Contact from object | Aggregated | 2064 | 1.8682e-06 | 184.1265 | 0.00034399 | 2064 | Mitigation | 0.95 | 45 | 0 | esc | 0.00097009 | 1.8123e-09 | 0.00097009 | 1.8123e-09 | 0.0028115 | 4.4107e-07 | 0.0093813 | 1.7817e-08
[120 empty] | 7.3.3.17.5 (Remote Grid) Updates to grid topology to minimize risk of ignition in HFTDs Remote GridWLDFRContact from objectAggregated | WLDFR | HFTD - Distribution - Tier 3 - 2QU CoRE ¦ 1QU LoRE | Non-Red Flag Warning - Catastrophic Fires | Contact from object | Aggregated | 2065 | 1.8682e-06 | 184.1265 | 0.00034399 | 2065 | Mitigation | 0.95 | 45 | 0 | esc | 0.00097009 | 1.8123e-09 | 0.00097009 | 1.8123e-09 | 0.0028115 | 4.4107e-07 | 0.0093813 | 1.7817e-08
[120 empty] | 7.3.3.17.5 (Remote Grid) Updates to grid topology to minimize risk of ignition in HFTDs Remote GridWLDFRContact from objectAggregated | WLDFR | HFTD - Distribution - Tier 3 - 2QU CoRE ¦ 1QU LoRE | Non-Red Flag Warning - Catastrophic Fires | Contact from object | Aggregated | 2066 | 1.8682e-06 | 184.1265 | 0.00034399 | 2066 | Mitigation | 0.95 | 45 | 0 | esc | 0.00097009 | 1.8123e-09 | 0.00097009 | 1.8123e-09 | 0.0028115 | 4.4107e-07 | 0.0093813 | 1.7817e-08
[120 empty] | 7.3.3.17.5 (Remote Grid) Updates to grid topology to minimize risk of ignition in HFTDs Remote GridWLDFRContact from objectAggregated | WLDFR | HFTD - Distribution - Tier 3 - 2QU CoRE ¦ 1QU LoRE | Non-Red Flag Warning - Catastrophic Fires | Contact from object | Aggregated | 2067 | 1.8682e-06 | 184.1265 | 0.00034399 | 2067 | Mitigation | 0.95 | 45 | 0 | esc | 0 | 0 | 0.00097009 | 1.8123e-09 | 0.0028115 | 4.4107e-07 | 0.0093813 | 1.7817e-08
[120 empty] | 7.3.3.17.5 (Remote Grid) Updates to grid topology to minimize risk of ignition in HFTDs Remote GridWLDFRContaminationAggregated | WLDFR | HFTD - Distribution - Tier 3 - 2QU CoRE ¦ 1QU LoRE | Non-Red Flag Warning - Catastrophic Fires | Contamination | Aggregated | 2022 | 3.4276e-08 | 184.1265 | 6.311e-06 | 2022 | Mitigation | 0.95 | 45 | 0 | esc | 0.00097009 | 3.325e-11 | 0 | 0 | 0.0028115 | 4.4107e-07 | 0.0093813 | 1.7817e-08
[120 empty] | 7.3.3.17.5 (Remote Grid) Updates to grid topology to minimize risk of ignition in HFTDs Remote GridWLDFRContaminationAggregated | WLDFR | HFTD - Distribution - Tier 3 - 2QU CoRE ¦ 1QU LoRE | Non-Red Flag Warning - Catastrophic Fires | Contamination | Aggregated | 2023 | 3.4276e-08 | 184.1265 | 6.311e-06 | 2023 | Mitigation | 0.95 | 45 | 0 | esc | 0.00097009 | 3.325e-11 | 0.00097009 | 3.325e-11 | 0.0028115 | 4.4107e-07 | 0.0093813 | 1.7817e-08
[120 empty] | 7.3.3.17.5 (Remote Grid) Updates to grid topology to minimize risk of ignition in HFTDs Remote GridWLDFRContaminationAggregated | WLDFR | HFTD - Distribution - Tier 3 - 2QU CoRE ¦ 1QU LoRE | Non-Red Flag Warning - Catastrophic Fires | Contamination | Aggregated | 2024 | 3.4276e-08 | 184.1265 | 6.311e-06 | 2024 | Mitigation | 0.95 | 45 | 0 | esc | 0.00097009 | 3.325e-11 | 0.00097009 | 3.325e-11 | 0.0028115 | 4.4107e-07 | 0.0093813 | 1.7817e-08
[120 empty] | 7.3.3.17.5 (Remote Grid) Updates to grid topology to minimize risk of ignition in HFTDs Remote GridWLDFRContaminationAggregated | WLDFR | HFTD - Distribution - Tier 3 - 2QU CoRE ¦ 1QU LoRE | Non-Red Flag Warning - Catastrophic Fires | Contamination | Aggregated | 2025 | 3.4276e-08 | 184.1265 | 6.311e-06 | 2025 | Mitigation | 0.95 | 45 | 0 | esc | 0.00097009 | 3.325e-11 | 0.00097009 | 3.325e-11 | 0.0028115 | 4.4107e-07 | 0.0093813 | 1.7817e-08
[120 empty] | 7.3.3.17.5 (Remote Grid) Updates to grid topology to minimize risk of ignition in HFTDs Remote GridWLDFRContaminationAggregated | WLDFR | HFTD - Distribution - Tier 3 - 2QU CoRE ¦ 1QU LoRE | Non-Red Flag Warning - Catastrophic Fires | Contamination | Aggregated | 2026 | 3.4276e-08 | 184.1265 | 6.311e-06 | 2026 | Mitigation | 0.95 | 45 | 0 | esc | 0.00097009 | 3.325e-11 | 0.00097009 | 3.325e-11 | 0.0028115 | 4.4107e-07 | 0.0093813 | 1.7817e-08
[120 empty] | 7.3.3.17.5 (Remote Grid) Updates to grid topology to minimize risk of ignition in HFTDs Remote GridWLDFRContaminationAggregated | WLDFR | HFTD - Distribution - Tier 3 - 2QU CoRE ¦ 1QU LoRE | Non-Red Flag Warning - Catastrophic Fires | Contamination | Aggregated | 2027 | 3.4276e-08 | 184.1265 | 6.311e-06 | 2027 | Mitigation | 0.95 | 45 | 0 | esc | 0.00097009 | 3.325e-11 | 0.00097009 | 3.325e-11 | 0.0028115 | 4.4107e-07 | 0.0093813 | 1.7817e-08
[120 empty] | 7.3.3.17.5 (Remote Grid) Updates to grid topology to minimize risk of ignition in HFTDs Remote GridWLDFRContaminationAggregated | WLDFR | HFTD - Distribution - Tier 3 - 2QU CoRE ¦ 1QU LoRE | Non-Red Flag Warning - Catastrophic Fires | Contamination | Aggregated | 2028 | 3.4276e-08 | 184.1265 | 6.311e-06 | 2028 | Mitigation | 0.95 | 45 | 0 | esc | 0.00097009 | 3.325e-11 | 0.00097009 | 3.325e-11 | 0.0028115 | 4.4107e-07 | 0.0093813 | 1.7817e-08
[120 empty] | 7.3.3.17.5 (Remote Grid) Updates to grid topology to minimize risk of ignition in HFTDs Remote GridWLDFRContaminationAggregated | WLDFR | HFTD - Distribution - Tier 3 - 2QU CoRE ¦ 1QU LoRE | Non-Red Flag Warning - Catastrophic Fires | Contamination | Aggregated | 2029 | 3.4276e-08 | 184.1265 | 6.311e-06 | 2029 | Mitigation | 0.95 | 45 | 0 | esc | 0.00097009 | 3.325e-11 | 0.00097009 | 3.325e-11 | 0.0028115 | 4.4107e-07 | 0.0093813 | 1.7817e-08
[120 empty] | 7.3.3.17.5 (Remote Grid) Updates to grid topology to minimize risk of ignition in HFTDs Remote GridWLDFRContaminationAggregated | WLDFR | HFTD - Distribution - Tier 3 - 2QU CoRE ¦ 1QU LoRE | Non-Red Flag Warning - Catastrophic Fires | Contamination | Aggregated | 2030 | 3.4276e-08 | 184.1265 | 6.311e-06 | 2030 | Mitigation | 0.95 | 45 | 0 | esc | 0.00097009 | 3.325e-11 | 0.00097009 | 3.325e-11 | 0.0028115 | 4.4107e-07 | 0.0093813 | 1.7817e-08
[120 empty] | 7.3.3.17.5 (Remote Grid) Updates to grid topology to minimize risk of ignition in HFTDs Remote GridWLDFRContaminationAggregated | WLDFR | HFTD - Distribution - Tier 3 - 2QU CoRE ¦ 1QU LoRE | Non-Red Flag Warning - Catastrophic Fires | Contamination | Aggregated | 2031 | 3.4276e-08 | 184.1265 | 6.311e-06 | 2031 | Mitigation | 0.95 | 45 | 0 | esc | 0.00097009 | 3.325e-11 | 0.00097009 | 3.325e-11 | 0.0028115 | 4.4107e-07 | 0.0093813 | 1.7817e-08
[120 empty] | 7.3.3.17.5 (Remote Grid) Updates to grid topology to minimize risk of ignition in HFTDs Remote GridWLDFRContaminationAggregated | WLDFR | HFTD - Distribution - Tier 3 - 2QU CoRE ¦ 1QU LoRE | Non-Red Flag Warning - Catastrophic Fires | Contamination | Aggregated | 2032 | 3.4276e-08 | 184.1265 | 6.311e-06 | 2032 | Mitigation | 0.95 | 45 | 0 | esc | 0.00097009 | 3.325e-11 | 0.00097009 | 3.325e-11 | 0.0028115 | 4.4107e-07 | 0.0093813 | 1.7817e-08
[120 empty] | 7.3.3.17.5 (Remote Grid) Updates to grid topology to minimize risk of ignition in HFTDs Remote GridWLDFRContaminationAggregated | WLDFR | HFTD - Distribution - Tier 3 - 2QU CoRE ¦ 1QU LoRE | Non-Red Flag Warning - Catastrophic Fires | Contamination | Aggregated | 2033 | 3.4276e-08 | 184.1265 | 6.311e-06 | 2033 | Mitigation | 0.95 | 45 | 0 | esc | 0.00097009 | 3.325e-11 | 0.00097009 | 3.325e-11 | 0.0028115 | 4.4107e-07 | 0.0093813 | 1.7817e-08
[120 empty] | 7.3.3.17.5 (Remote Grid) Updates to grid topology to minimize risk of ignition in HFTDs Remote GridWLDFRContaminationAggregated | WLDFR | HFTD - Distribution - Tier 3 - 2QU CoRE ¦ 1QU LoRE | Non-Red Flag Warning - Catastrophic Fires | Contamination | Aggregated | 2034 | 3.4276e-08 | 184.1265 | 6.311e-06 | 2034 | Mitigation | 0.95 | 45 | 0 | esc | 0.00097009 | 3.325e-11 | 0.00097009 | 3.325e-11 | 0.0028115 | 4.4107e-07 | 0.0093813 | 1.7817e-08
[120 empty] | 7.3.3.17.5 (Remote Grid) Updates to grid topology to minimize risk of ignition in HFTDs Remote GridWLDFRContaminationAggregated | WLDFR | HFTD - Distribution - Tier 3 - 2QU CoRE ¦ 1QU LoRE | Non-Red Flag Warning - Catastrophic Fires | Contamination | Aggregated | 2035 | 3.4276e-08 | 184.1265 | 6.311e-06 | 2035 | Mitigation | 0.95 | 45 | 0 | esc | 0.00097009 | 3.325e-11 | 0.00097009 | 3.325e-11 | 0.0028115 | 4.4107e-07 | 0.0093813 | 1.7817e-08
[120 empty] | 7.3.3.17.5 (Remote Grid) Updates to grid topology to minimize risk of ignition in HFTDs Remote GridWLDFRContaminationAggregated | WLDFR | HFTD - Distribution - Tier 3 - 2QU CoRE ¦ 1QU LoRE | Non-Red Flag Warning - Catastrophic Fires | Contamination | Aggregated | 2036 | 3.4276e-08 | 184.1265 | 6.311e-06 | 2036 | Mitigation | 0.95 | 45 | 0 | esc | 0.00097009 | 3.325e-11 | 0.00097009 | 3.325e-11 | 0.0028115 | 4.4107e-07 | 0.0093813 | 1.7817e-08
[120 empty] | 7.3.3.17.5 (Remote Grid) Updates to grid topology to minimize risk of ignition in HFTDs Remote GridWLDFRContaminationAggregated | WLDFR | HFTD - Distribution - Tier 3 - 2QU CoRE ¦ 1QU LoRE | Non-Red Flag Warning - Catastrophic Fires | Contamination | Aggregated | 2037 | 3.4276e-08 | 184.1265 | 6.311e-06 | 2037 | Mitigation | 0.95 | 45 | 0 | esc | 0.00097009 | 3.325e-11 | 0.00097009 | 3.325e-11 | 0.0028115 | 4.4107e-07 | 0.0093813 | 1.7817e-08
[120 empty] | 7.3.3.17.5 (Remote Grid) Updates to grid topology to minimize risk of ignition in HFTDs Remote GridWLDFRContaminationAggregated | WLDFR | HFTD - Distribution - Tier 3 - 2QU CoRE ¦ 1QU LoRE | Non-Red Flag Warning - Catastrophic Fires | Contamination | Aggregated | 2038 | 3.4276e-08 | 184.1265 | 6.311e-06 | 2038 | Mitigation | 0.95 | 45 | 0 | esc | 0.00097009 | 3.325e-11 | 0.00097009 | 3.325e-11 | 0.0028115 | 4.4107e-07 | 0.0093813 | 1.7817e-08
[120 empty] | 7.3.3.17.5 (Remote Grid) Updates to grid topology to minimize risk of ignition in HFTDs Remote GridWLDFRContaminationAggregated | WLDFR | HFTD - Distribution - Tier 3 - 2QU CoRE ¦ 1QU LoRE | Non-Red Flag Warning - Catastrophic Fires | Contamination | Aggregated | 2039 | 3.4276e-08 | 184.1265 | 6.311e-06 | 2039 | Mitigation | 0.95 | 45 | 0 | esc | 0.00097009 | 3.325e-11 | 0.00097009 | 3.325e-11 | 0.0028115 | 4.4107e-07 | 0.0093813 | 1.7817e-08
[120 empty] | 7.3.3.17.5 (Remote Grid) Updates to grid topology to minimize risk of ignition in HFTDs Remote GridWLDFRContaminationAggregated | WLDFR | HFTD - Distribution - Tier 3 - 2QU CoRE ¦ 1QU LoRE | Non-Red Flag Warning - Catastrophic Fires | Contamination | Aggregated | 2040 | 3.4276e-08 | 184.1265 | 6.311e-06 | 2040 | Mitigation | 0.95 | 45 | 0 | esc | 0.00097009 | 3.325e-11 | 0.00097009 | 3.325e-11 | 0.0028115 | 4.4107e-07 | 0.0093813 | 1.7817e-08
[120 empty] | 7.3.3.17.5 (Remote Grid) Updates to grid topology to minimize risk of ignition in HFTDs Remote GridWLDFRContaminationAggregated | WLDFR | HFTD - Distribution - Tier 3 - 2QU CoRE ¦ 1QU LoRE | Non-Red Flag Warning - Catastrophic Fires | Contamination | Aggregated | 2041 | 3.4276e-08 | 184.1265 | 6.311e-06 | 2041 | Mitigation | 0.95 | 45 | 0 | esc | 0.00097009 | 3.325e-11 | 0.00097009 | 3.325e-11 | 0.0028115 | 4.4107e-07 | 0.0093813 | 1.7817e-08
[120 empty] | 7.3.3.17.5 (Remote Grid) Updates to grid topology to minimize risk of ignition in HFTDs Remote GridWLDFRContaminationAggregated | WLDFR | HFTD - Distribution - Tier 3 - 2QU CoRE ¦ 1QU LoRE | Non-Red Flag Warning - Catastrophic Fires | Contamination | Aggregated | 2042 | 3.4276e-08 | 184.1265 | 6.311e-06 | 2042 | Mitigation | 0.95 | 45 | 0 | esc | 0.00097009 | 3.325e-11 | 0.00097009 | 3.325e-11 | 0.0028115 | 4.4107e-07 | 0.0093813 | 1.7817e-08
[120 empty] | 7.3.3.17.5 (Remote Grid) Updates to grid topology to minimize risk of ignition in HFTDs Remote GridWLDFRContaminationAggregated | WLDFR | HFTD - Distribution - Tier 3 - 2QU CoRE ¦ 1QU LoRE | Non-Red Flag Warning - Catastrophic Fires | Contamination | Aggregated | 2043 | 3.4276e-08 | 184.1265 | 6.311e-06 | 2043 | Mitigation | 0.95 | 45 | 0 | esc | 0.00097009 | 3.325e-11 | 0.00097009 | 3.325e-11 | 0.0028115 | 4.4107e-07 | 0.0093813 | 1.7817e-08
[120 empty] | 7.3.3.17.5 (Remote Grid) Updates to grid topology to minimize risk of ignition in HFTDs Remote GridWLDFRContaminationAggregated | WLDFR | HFTD - Distribution - Tier 3 - 2QU CoRE ¦ 1QU LoRE | Non-Red Flag Warning - Catastrophic Fires | Contamination | Aggregated | 2044 | 3.4276e-08 | 184.1265 | 6.311e-06 | 2044 | Mitigation | 0.95 | 45 | 0 | esc | 0.00097009 | 3.325e-11 | 0.00097009 | 3.325e-11 | 0.0028115 | 4.4107e-07 | 0 | 0
[120 empty] | 7.3.3.17.5 (Remote Grid) Updates to grid topology to minimize risk of ignition in HFTDs Remote GridWLDFRContaminationAggregated | WLDFR | HFTD - Distribution - Tier 3 - 2QU CoRE ¦ 1QU LoRE | Non-Red Flag Warning - Catastrophic Fires | Contamination | Aggregated | 2045 | 3.4276e-08 | 184.1265 | 6.311e-06 | 2045 | Mitigation | 0.95 | 45 | 0 | esc | 0.00097009 | 3.325e-11 | 0.00097009 | 3.325e-11 | 0.0028115 | 4.4107e-07 | 0 | 0
[120 empty] | 7.3.3.17.5 (Remote Grid) Updates to grid topology to minimize risk of ignition in HFTDs Remote GridWLDFRContaminationAggregated | WLDFR | HFTD - Distribution - Tier 3 - 2QU CoRE ¦ 1QU LoRE | Non-Red Flag Warning - Catastrophic Fires | Contamination | Aggregated | 2046 | 3.4276e-08 | 184.1265 | 6.311e-06 | 2046 | Mitigation | 0.95 | 45 | 0 | esc | 0.00097009 | 3.325e-11 | 0.00097009 | 3.325e-11 | 0 | 0 | 0.014004 | 5.309e-09
[120 empty] | 7.3.3.17.5 (Remote Grid) Updates to grid topology to minimize risk of ignition in HFTDs Remote GridWLDFRContaminationAggregated | WLDFR | HFTD - Distribution - Tier 3 - 2QU CoRE ¦ 1QU LoRE | Non-Red Flag Warning - Catastrophic Fires | Contamination | Aggregated | 2047 | 3.4276e-08 | 184.1265 | 6.311e-06 | 2047 | Mitigation | 0.95 | 45 | 0 | esc | 0.00097009 | 3.325e-11 | 0.00097009 | 3.325e-11 | 0.0028115 | 5.3329e-09 | 0.014004 | 5.309e-09
[120 empty] | 7.3.3.17.5 (Remote Grid) Updates to grid topology to minimize risk of ignition in HFTDs Remote GridWLDFRContaminationAggregated | WLDFR | HFTD - Distribution - Tier 3 - 2QU CoRE ¦ 1QU LoRE | Non-Red Flag Warning - Catastrophic Fires | Contamination | Aggregated | 2048 | 3.4276e-08 | 184.1265 | 6.311e-06 | 2048 | Mitigation | 0.95 | 45 | 0 | esc | 0.00097009 | 3.325e-11 | 0.00097009 | 3.325e-11 | 0.0028115 | 5.3329e-09 | 0.014004 | 5.309e-09
[120 empty] | 7.3.3.17.5 (Remote Grid) Updates to grid topology to minimize risk of ignition in HFTDs Remote GridWLDFRContaminationAggregated | WLDFR | HFTD - Distribution - Tier 3 - 2QU CoRE ¦ 1QU LoRE | Non-Red Flag Warning - Catastrophic Fires | Contamination | Aggregated | 2049 | 3.4276e-08 | 184.1265 | 6.311e-06 | 2049 | Mitigation | 0.95 | 45 | 0 | esc | 0.00097009 | 3.325e-11 | 0.00097009 | 3.325e-11 | 0.0028115 | 5.3329e-09 | 0.014004 | 5.309e-09
[120 empty] | 7.3.3.17.5 (Remote Grid) Updates to grid topology to minimize risk of ignition in HFTDs Remote GridWLDFRContaminationAggregated | WLDFR | HFTD - Distribution - Tier 3 - 2QU CoRE ¦ 1QU LoRE | Non-Red Flag Warning - Catastrophic Fires | Contamination | Aggregated | 2050 | 3.4276e-08 | 184.1265 | 6.311e-06 | 2050 | Mitigation | 0.95 | 45 | 0 | esc | 0.00097009 | 3.325e-11 | 0.00097009 | 3.325e-11 | 0.0028115 | 5.3329e-09 | 0.014004 | 5.309e-09
[120 empty] | 7.3.3.17.5 (Remote Grid) Updates to grid topology to minimize risk of ignition in HFTDs Remote GridWLDFRContaminationAggregated | WLDFR | HFTD - Distribution - Tier 3 - 2QU CoRE ¦ 1QU LoRE | Non-Red Flag Warning - Catastrophic Fires | Contamination | Aggregated | 2051 | 3.4276e-08 | 184.1265 | 6.311e-06 | 2051 | Mitigation | 0.95 | 45 | 0 | esc | 0.00097009 | 3.325e-11 | 0.00097009 | 3.325e-11 | 0.0028115 | 5.3329e-09 | 0.014004 | 5.309e-09
[120 empty] | 7.3.3.17.5 (Remote Grid) Updates to grid topology to minimize risk of ignition in HFTDs Remote GridWLDFRContaminationAggregated | WLDFR | HFTD - Distribution - Tier 3 - 2QU CoRE ¦ 1QU LoRE | Non-Red Flag Warning - Catastrophic Fires | Contamination | Aggregated | 2052 | 3.4276e-08 | 184.1265 | 6.311e-06 | 2052 | Mitigation | 0.95 | 45 | 0 | esc | 0.00097009 | 3.325e-11 | 0.00097009 | 3.325e-11 | 0.0028115 | 5.3329e-09 | 0.014004 | 5.309e-09
[120 empty] | 7.3.3.17.5 (Remote Grid) Updates to grid topology to minimize risk of ignition in HFTDs Remote GridWLDFRContaminationAggregated | WLDFR | HFTD - Distribution - Tier 3 - 2QU CoRE ¦ 1QU LoRE | Non-Red Flag Warning - Catastrophic Fires | Contamination | Aggregated | 2053 | 3.4276e-08 | 184.1265 | 6.311e-06 | 2053 | Mitigation | 0.95 | 45 | 0 | esc | 0.00097009 | 3.325e-11 | 0.00097009 | 3.325e-11 | 0.0028115 | 5.3329e-09 | 0.014004 | 5.309e-09
[120 empty] | 7.3.3.17.5 (Remote Grid) Updates to grid topology to minimize risk of ignition in HFTDs Remote GridWLDFRContaminationAggregated | WLDFR | HFTD - Distribution - Tier 3 - 2QU CoRE ¦ 1QU LoRE | Non-Red Flag Warning - Catastrophic Fires | Contamination | Aggregated | 2054 | 3.4276e-08 | 184.1265 | 6.311e-06 | 2054 | Mitigation | 0.95 | 45 | 0 | esc | 0.00097009 | 3.325e-11 | 0.00097009 | 3.325e-11 | 0.0028115 | 5.3329e-09 | 0.014004 | 5.309e-09
[120 empty] | 7.3.3.17.5 (Remote Grid) Updates to grid topology to minimize risk of ignition in HFTDs Remote GridWLDFRContaminationAggregated | WLDFR | HFTD - Distribution - Tier 3 - 2QU CoRE ¦ 1QU LoRE | Non-Red Flag Warning - Catastrophic Fires | Contamination | Aggregated | 2055 | 3.4276e-08 | 184.1265 | 6.311e-06 | 2055 | Mitigation | 0.95 | 45 | 0 | esc | 0.00097009 | 3.325e-11 | 0.00097009 | 3.325e-11 | 0.0028115 | 5.3329e-09 | 0.014004 | 5.309e-09
[120 empty] | 7.3.3.17.5 (Remote Grid) Updates to grid topology to minimize risk of ignition in HFTDs Remote GridWLDFRContaminationAggregated | WLDFR | HFTD - Distribution - Tier 3 - 2QU CoRE ¦ 1QU LoRE | Non-Red Flag Warning - Catastrophic Fires | Contamination | Aggregated | 2056 | 3.4276e-08 | 184.1265 | 6.311e-06 | 2056 | Mitigation | 0.95 | 45 | 0 | esc | 0.00097009 | 3.325e-11 | 0.00097009 | 3.325e-11 | 0.0028115 | 5.3329e-09 | 0.014004 | 5.309e-09
[120 empty] | 7.3.3.17.5 (Remote Grid) Updates to grid topology to minimize risk of ignition in HFTDs Remote GridWLDFRContaminationAggregated | WLDFR | HFTD - Distribution - Tier 3 - 2QU CoRE ¦ 1QU LoRE | Non-Red Flag Warning - Catastrophic Fires | Contamination | Aggregated | 2057 | 3.4276e-08 | 184.1265 | 6.311e-06 | 2057 | Mitigation | 0.95 | 45 | 0 | esc | 0.00097009 | 3.325e-11 | 0.00097009 | 3.325e-11 | 0.0028115 | 5.3329e-09 | 0.014004 | 5.309e-09
[120 empty] | 7.3.3.17.5 (Remote Grid) Updates to grid topology to minimize risk of ignition in HFTDs Remote GridWLDFRContaminationAggregated | WLDFR | HFTD - Distribution - Tier 3 - 2QU CoRE ¦ 1QU LoRE | Non-Red Flag Warning - Catastrophic Fires | Contamination | Aggregated | 2058 | 3.4276e-08 | 184.1265 | 6.311e-06 | 2058 | Mitigation | 0.95 | 45 | 0 | esc | 0.00097009 | 3.325e-11 | 0.00097009 | 3.325e-11 | 0.0028115 | 5.3329e-09 | 0.014004 | 5.309e-09
[120 empty] | 7.3.3.17.5 (Remote Grid) Updates to grid topology to minimize risk of ignition in HFTDs Remote GridWLDFRContaminationAggregated | WLDFR | HFTD - Distribution - Tier 3 - 2QU CoRE ¦ 1QU LoRE | Non-Red Flag Warning - Catastrophic Fires | Contamination | Aggregated | 2059 | 3.4276e-08 | 184.1265 | 6.311e-06 | 2059 | Mitigation | 0.95 | 45 | 0 | esc | 0.00097009 | 3.325e-11 | 0.00097009 | 3.325e-11 | 0.0028115 | 5.3329e-09 | 0.014004 | 5.309e-09
[120 empty] | 7.3.3.17.5 (Remote Grid) Updates to grid topology to minimize risk of ignition in HFTDs Remote GridWLDFRContaminationAggregated | WLDFR | HFTD - Distribution - Tier 3 - 2QU CoRE ¦ 1QU LoRE | Non-Red Flag Warning - Catastrophic Fires | Contamination | Aggregated | 2060 | 3.4276e-08 | 184.1265 | 6.311e-06 | 2060 | Mitigation | 0.95 | 45 | 0 | esc | 0.00097009 | 3.325e-11 | 0.00097009 | 3.325e-11 | 0.0028115 | 5.3329e-09 | 0.014004 | 5.309e-09
[120 empty] | 7.3.3.17.5 (Remote Grid) Updates to grid topology to minimize risk of ignition in HFTDs Remote GridWLDFRContaminationAggregated | WLDFR | HFTD - Distribution - Tier 3 - 2QU CoRE ¦ 1QU LoRE | Non-Red Flag Warning - Catastrophic Fires | Contamination | Aggregated | 2061 | 3.4276e-08 | 184.1265 | 6.311e-06 | 2061 | Mitigation | 0.95 | 45 | 0 | esc | 0.00097009 | 3.325e-11 | 0.00097009 | 3.325e-11 | 0.0028115 | 5.3329e-09 | 0.014004 | 5.309e-09
[120 empty] | 7.3.3.17.5 (Remote Grid) Updates to grid topology to minimize risk of ignition in HFTDs Remote GridWLDFRContaminationAggregated | WLDFR | HFTD - Distribution - Tier 3 - 2QU CoRE ¦ 1QU LoRE | Non-Red Flag Warning - Catastrophic Fires | Contamination | Aggregated | 2062 | 3.4276e-08 | 184.1265 | 6.311e-06 | 2062 | Mitigation | 0.95 | 45 | 0 | esc | 0.00097009 | 3.325e-11 | 0.00097009 | 3.325e-11 | 0.0028115 | 5.3329e-09 | 0.014004 | 5.309e-09
[120 empty] | 7.3.3.17.5 (Remote Grid) Updates to grid topology to minimize risk of ignition in HFTDs Remote GridWLDFRContaminationAggregated | WLDFR | HFTD - Distribution - Tier 3 - 2QU CoRE ¦ 1QU LoRE | Non-Red Flag Warning - Catastrophic Fires | Contamination | Aggregated | 2063 | 3.4276e-08 | 184.1265 | 6.311e-06 | 2063 | Mitigation | 0.95 | 45 | 0 | esc | 0.00097009 | 3.325e-11 | 0.00097009 | 3.325e-11 | 0.0028115 | 5.3329e-09 | 0.014004 | 5.309e-09
[120 empty] | 7.3.3.17.5 (Remote Grid) Updates to grid topology to minimize risk of ignition in HFTDs Remote GridWLDFRContaminationAggregated | WLDFR | HFTD - Distribution - Tier 3 - 2QU CoRE ¦ 1QU LoRE | Non-Red Flag Warning - Catastrophic Fires | Contamination | Aggregated | 2064 | 3.4276e-08 | 184.1265 | 6.311e-06 | 2064 | Mitigation | 0.95 | 45 | 0 | esc | 0.00097009 | 3.325e-11 | 0.00097009 | 3.325e-11 | 0.0028115 | 5.3329e-09 | 0.014004 | 5.309e-09
[120 empty] | 7.3.3.17.5 (Remote Grid) Updates to grid topology to minimize risk of ignition in HFTDs Remote GridWLDFRContaminationAggregated | WLDFR | HFTD - Distribution - Tier 3 - 2QU CoRE ¦ 1QU LoRE | Non-Red Flag Warning - Catastrophic Fires | Contamination | Aggregated | 2065 | 3.4276e-08 | 184.1265 | 6.311e-06 | 2065 | Mitigation | 0.95 | 45 | 0 | esc | 0.00097009 | 3.325e-11 | 0.00097009 | 3.325e-11 | 0.0028115 | 5.3329e-09 | 0.014004 | 5.309e-09
[120 empty] | 7.3.3.17.5 (Remote Grid) Updates to grid topology to minimize risk of ignition in HFTDs Remote GridWLDFRContaminationAggregated | WLDFR | HFTD - Distribution - Tier 3 - 2QU CoRE ¦ 1QU LoRE | Non-Red Flag Warning - Catastrophic Fires | Contamination | Aggregated | 2066 | 3.4276e-08 | 184.1265 | 6.311e-06 | 2066 | Mitigation | 0.95 | 45 | 0 | esc | 0.00097009 | 3.325e-11 | 0.00097009 | 3.325e-11 | 0.0028115 | 5.3329e-09 | 0.014004 | 5.309e-09
[120 empty] | 7.3.3.17.5 (Remote Grid) Updates to grid topology to minimize risk of ignition in HFTDs Remote GridWLDFRContaminationAggregated | WLDFR | HFTD - Distribution - Tier 3 - 2QU CoRE ¦ 1QU LoRE | Non-Red Flag Warning - Catastrophic Fires | Contamination | Aggregated | 2067 | 3.4276e-08 | 184.1265 | 6.311e-06 | 2067 | Mitigation | 0.95 | 45 | 0 | esc | 0 | 0 | 0.00097009 | 3.325e-11 | 0.0028115 | 5.3329e-09 | 0.014004 | 5.309e-09
[120 empty] | 7.3.3.17.5 (Remote Grid) Updates to grid topology to minimize risk of ignition in HFTDs Remote GridWLDFREquipment / facility failureAggregated | WLDFR | HFTD - Distribution - Tier 3 - 2QU CoRE ¦ 1QU LoRE | Non-Red Flag Warning - Catastrophic Fires | Equipment / facility failure | Aggregated | 2022 | 8.9507e-08 | 184.1265 | 1.6481e-05 | 2022 | Mitigation | 0.95 | 45 | 0 | esc | 0.00097009 | 8.6829e-11 | 0 | 0 | 0.0028115 | 5.3329e-09 | 0.014004 | 5.309e-09
[120 empty] | 7.3.3.17.5 (Remote Grid) Updates to grid topology to minimize risk of ignition in HFTDs Remote GridWLDFREquipment / facility failureAggregated | WLDFR | HFTD - Distribution - Tier 3 - 2QU CoRE ¦ 1QU LoRE | Non-Red Flag Warning - Catastrophic Fires | Equipment / facility failure | Aggregated | 2023 | 8.9507e-08 | 184.1265 | 1.6481e-05 | 2023 | Mitigation | 0.95 | 45 | 0 | esc | 0.00097009 | 8.6829e-11 | 0.00097009 | 8.6829e-11 | 0.0028115 | 5.3329e-09 | 0.014004 | 5.309e-09
[120 empty] | 7.3.3.17.5 (Remote Grid) Updates to grid topology to minimize risk of ignition in HFTDs Remote GridWLDFREquipment / facility failureAggregated | WLDFR | HFTD - Distribution - Tier 3 - 2QU CoRE ¦ 1QU LoRE | Non-Red Flag Warning - Catastrophic Fires | Equipment / facility failure | Aggregated | 2024 | 8.9507e-08 | 184.1265 | 1.6481e-05 | 2024 | Mitigation | 0.95 | 45 | 0 | esc | 0.00097009 | 8.6829e-11 | 0.00097009 | 8.6829e-11 | 0.0028115 | 5.3329e-09 | 0.014004 | 5.309e-09
[120 empty] | 7.3.3.17.5 (Remote Grid) Updates to grid topology to minimize risk of ignition in HFTDs Remote GridWLDFREquipment / facility failureAggregated | WLDFR | HFTD - Distribution - Tier 3 - 2QU CoRE ¦ 1QU LoRE | Non-Red Flag Warning - Catastrophic Fires | Equipment / facility failure | Aggregated | 2025 | 8.9507e-08 | 184.1265 | 1.6481e-05 | 2025 | Mitigation | 0.95 | 45 | 0 | esc | 0.00097009 | 8.6829e-11 | 0.00097009 | 8.6829e-11 | 0.0028115 | 5.3329e-09 | 0.014004 | 5.309e-09
[120 empty] | 7.3.3.17.5 (Remote Grid) Updates to grid topology to minimize risk of ignition in HFTDs Remote GridWLDFREquipment / facility failureAggregated | WLDFR | HFTD - Distribution - Tier 3 - 2QU CoRE ¦ 1QU LoRE | Non-Red Flag Warning - Catastrophic Fires | Equipment / facility failure | Aggregated | 2026 | 8.9507e-08 | 184.1265 | 1.6481e-05 | 2026 | Mitigation | 0.95 | 45 | 0 | esc | 0.00097009 | 8.6829e-11 | 0.00097009 | 8.6829e-11 | 0.0028115 | 5.3329e-09 | 0.014004 | 5.309e-09
[120 empty] | 7.3.3.17.5 (Remote Grid) Updates to grid topology to minimize risk of ignition in HFTDs Remote GridWLDFREquipment / facility failureAggregated | WLDFR | HFTD - Distribution - Tier 3 - 2QU CoRE ¦ 1QU LoRE | Non-Red Flag Warning - Catastrophic Fires | Equipment / facility failure | Aggregated | 2027 | 8.9507e-08 | 184.1265 | 1.6481e-05 | 2027 | Mitigation | 0.95 | 45 | 0 | esc | 0.00097009 | 8.6829e-11 | 0.00097009 | 8.6829e-11 | 0.0028115 | 5.3329e-09 | 0.014004 | 5.309e-09
[120 empty] | 7.3.3.17.5 (Remote Grid) Updates to grid topology to minimize risk of ignition in HFTDs Remote GridWLDFREquipment / facility failureAggregated | WLDFR | HFTD - Distribution - Tier 3 - 2QU CoRE ¦ 1QU LoRE | Non-Red Flag Warning - Catastrophic Fires | Equipment / facility failure | Aggregated | 2028 | 8.9507e-08 | 184.1265 | 1.6481e-05 | 2028 | Mitigation | 0.95 | 45 | 0 | esc | 0.00097009 | 8.6829e-11 | 0.00097009 | 8.6829e-11 | 0.0028115 | 5.3329e-09 | 0.014004 | 5.309e-09
[120 empty] | 7.3.3.17.5 (Remote Grid) Updates to grid topology to minimize risk of ignition in HFTDs Remote GridWLDFREquipment / facility failureAggregated | WLDFR | HFTD - Distribution - Tier 3 - 2QU CoRE ¦ 1QU LoRE | Non-Red Flag Warning - Catastrophic Fires | Equipment / facility failure | Aggregated | 2029 | 8.9507e-08 | 184.1265 | 1.6481e-05 | 2029 | Mitigation | 0.95 | 45 | 0 | esc | 0.00097009 | 8.6829e-11 | 0.00097009 | 8.6829e-11 | 0.0028115 | 5.3329e-09 | 0.014004 | 5.309e-09
[120 empty] | 7.3.3.17.5 (Remote Grid) Updates to grid topology to minimize risk of ignition in HFTDs Remote GridWLDFREquipment / facility failureAggregated | WLDFR | HFTD - Distribution - Tier 3 - 2QU CoRE ¦ 1QU LoRE | Non-Red Flag Warning - Catastrophic Fires | Equipment / facility failure | Aggregated | 2030 | 8.9507e-08 | 184.1265 | 1.6481e-05 | 2030 | Mitigation | 0.95 | 45 | 0 | esc | 0.00097009 | 8.6829e-11 | 0.00097009 | 8.6829e-11 | 0.0028115 | 5.3329e-09 | 0 | 0
[120 empty] | 7.3.3.17.5 (Remote Grid) Updates to grid topology to minimize risk of ignition in HFTDs Remote GridWLDFREquipment / facility failureAggregated | WLDFR | HFTD - Distribution - Tier 3 - 2QU CoRE ¦ 1QU LoRE | Non-Red Flag Warning - Catastrophic Fires | Equipment / facility failure | Aggregated | 2031 | 8.9507e-08 | 184.1265 | 1.6481e-05 | 2031 | Mitigation | 0.95 | 45 | 0 | esc | 0.00097009 | 8.6829e-11 | 0.00097009 | 8.6829e-11 | 0.0028115 | 5.3329e-09 | 0 | 0
[120 empty] | 7.3.3.17.5 (Remote Grid) Updates to grid topology to minimize risk of ignition in HFTDs Remote GridWLDFREquipment / facility failureAggregated | WLDFR | HFTD - Distribution - Tier 3 - 2QU CoRE ¦ 1QU LoRE | Non-Red Flag Warning - Catastrophic Fires | Equipment / facility failure | Aggregated | 2032 | 8.9507e-08 | 184.1265 | 1.6481e-05 | 2032 | Mitigation | 0.95 | 45 | 0 | esc | 0.00097009 | 8.6829e-11 | 0.00097009 | 8.6829e-11 | 0.0028115 | 5.3329e-09 | 0.012777 | 6.6302e-09
[120 empty] | 7.3.3.17.5 (Remote Grid) Updates to grid topology to minimize risk of ignition in HFTDs Remote GridWLDFREquipment / facility failureAggregated | WLDFR | HFTD - Distribution - Tier 3 - 2QU CoRE ¦ 1QU LoRE | Non-Red Flag Warning - Catastrophic Fires | Equipment / facility failure | Aggregated | 2033 | 8.9507e-08 | 184.1265 | 1.6481e-05 | 2033 | Mitigation | 0.95 | 45 | 0 | esc | 0.00097009 | 8.6829e-11 | 0.00097009 | 8.6829e-11 | 0.0028115 | 5.3329e-09 | 0.012777 | 6.6302e-09
[120 empty] | 7.3.3.17.5 (Remote Grid) Updates to grid topology to minimize risk of ignition in HFTDs Remote GridWLDFREquipment / facility failureAggregated | WLDFR | HFTD - Distribution - Tier 3 - 2QU CoRE ¦ 1QU LoRE | Non-Red Flag Warning - Catastrophic Fires | Equipment / facility failure | Aggregated | 2034 | 8.9507e-08 | 184.1265 | 1.6481e-05 | 2034 | Mitigation | 0.95 | 45 | 0 | esc | 0.00097009 | 8.6829e-11 | 0.00097009 | 8.6829e-11 | 0.0028115 | 5.3329e-09 | 0.012777 | 6.6302e-09
[120 empty] | 7.3.3.17.5 (Remote Grid) Updates to grid topology to minimize risk of ignition in HFTDs Remote GridWLDFREquipment / facility failureAggregated | WLDFR | HFTD - Distribution - Tier 3 - 2QU CoRE ¦ 1QU LoRE | Non-Red Flag Warning - Catastrophic Fires | Equipment / facility failure | Aggregated | 2035 | 8.9507e-08 | 184.1265 | 1.6481e-05 | 2035 | Mitigation | 0.95 | 45 | 0 | esc | 0.00097009 | 8.6829e-11 | 0.00097009 | 8.6829e-11 | 0.0028115 | 5.3329e-09 | 0.012777 | 6.6302e-09
[120 empty] | 7.3.3.17.5 (Remote Grid) Updates to grid topology to minimize risk of ignition in HFTDs Remote GridWLDFREquipment / facility failureAggregated | WLDFR | HFTD - Distribution - Tier 3 - 2QU CoRE ¦ 1QU LoRE | Non-Red Flag Warning - Catastrophic Fires | Equipment / facility failure | Aggregated | 2036 | 8.9507e-08 | 184.1265 | 1.6481e-05 | 2036 | Mitigation | 0.95 | 45 | 0 | esc | 0.00097009 | 8.6829e-11 | 0.00097009 | 8.6829e-11 | 0.0028115 | 5.3329e-09 | 0.012777 | 6.6302e-09
[120 empty] | 7.3.3.17.5 (Remote Grid) Updates to grid topology to minimize risk of ignition in HFTDs Remote GridWLDFREquipment / facility failureAggregated | WLDFR | HFTD - Distribution - Tier 3 - 2QU CoRE ¦ 1QU LoRE | Non-Red Flag Warning - Catastrophic Fires | Equipment / facility failure | Aggregated | 2037 | 8.9507e-08 | 184.1265 | 1.6481e-05 | 2037 | Mitigation | 0.95 | 45 | 0 | esc | 0.00097009 | 8.6829e-11 | 0.00097009 | 8.6829e-11 | 0.0028115 | 5.3329e-09 | 0.012777 | 6.6302e-09
[120 empty] | 7.3.3.17.5 (Remote Grid) Updates to grid topology to minimize risk of ignition in HFTDs Remote GridWLDFREquipment / facility failureAggregated | WLDFR | HFTD - Distribution - Tier 3 - 2QU CoRE ¦ 1QU LoRE | Non-Red Flag Warning - Catastrophic Fires | Equipment / facility failure | Aggregated | 2038 | 8.9507e-08 | 184.1265 | 1.6481e-05 | 2038 | Mitigation | 0.95 | 45 | 0 | esc | 0.00097009 | 8.6829e-11 | 0.00097009 | 8.6829e-11 | 0.0028115 | 5.3329e-09 | 0.012777 | 6.6302e-09
[120 empty] | 7.3.3.17.5 (Remote Grid) Updates to grid topology to minimize risk of ignition in HFTDs Remote GridWLDFREquipment / facility failureAggregated | WLDFR | HFTD - Distribution - Tier 3 - 2QU CoRE ¦ 1QU LoRE | Non-Red Flag Warning - Catastrophic Fires | Equipment / facility failure | Aggregated | 2039 | 8.9507e-08 | 184.1265 | 1.6481e-05 | 2039 | Mitigation | 0.95 | 45 | 0 | esc | 0.00097009 | 8.6829e-11 | 0.00097009 | 8.6829e-11 | 0.0028115 | 5.3329e-09 | 0.012777 | 6.6302e-09
[120 empty] | 7.3.3.17.5 (Remote Grid) Updates to grid topology to minimize risk of ignition in HFTDs Remote GridWLDFREquipment / facility failureAggregated | WLDFR | HFTD - Distribution - Tier 3 - 2QU CoRE ¦ 1QU LoRE | Non-Red Flag Warning - Catastrophic Fires | Equipment / facility failure | Aggregated | 2040 | 8.9507e-08 | 184.1265 | 1.6481e-05 | 2040 | Mitigation | 0.95 | 45 | 0 | esc | 0.00097009 | 8.6829e-11 | 0.00097009 | 8.6829e-11 | 0.0028115 | 5.3329e-09 | 0.012777 | 6.6302e-09
[120 empty] | 7.3.3.17.5 (Remote Grid) Updates to grid topology to minimize risk of ignition in HFTDs Remote GridWLDFREquipment / facility failureAggregated | WLDFR | HFTD - Distribution - Tier 3 - 2QU CoRE ¦ 1QU LoRE | Non-Red Flag Warning - Catastrophic Fires | Equipment / facility failure | Aggregated | 2041 | 8.9507e-08 | 184.1265 | 1.6481e-05 | 2041 | Mitigation | 0.95 | 45 | 0 | esc | 0.00097009 | 8.6829e-11 | 0.00097009 | 8.6829e-11 | 0.0028115 | 5.3329e-09 | 0.012777 | 6.6302e-09
[120 empty] | 7.3.3.17.5 (Remote Grid) Updates to grid topology to minimize risk of ignition in HFTDs Remote GridWLDFREquipment / facility failureAggregated | WLDFR | HFTD - Distribution - Tier 3 - 2QU CoRE ¦ 1QU LoRE | Non-Red Flag Warning - Catastrophic Fires | Equipment / facility failure | Aggregated | 2042 | 8.9507e-08 | 184.1265 | 1.6481e-05 | 2042 | Mitigation | 0.95 | 45 | 0 | esc | 0.00097009 | 8.6829e-11 | 0.00097009 | 8.6829e-11 | 0.0028115 | 5.3329e-09 | 0.012777 | 6.6302e-09
[120 empty] | 7.3.3.17.5 (Remote Grid) Updates to grid topology to minimize risk of ignition in HFTDs Remote GridWLDFREquipment / facility failureAggregated | WLDFR | HFTD - Distribution - Tier 3 - 2QU CoRE ¦ 1QU LoRE | Non-Red Flag Warning - Catastrophic Fires | Equipment / facility failure | Aggregated | 2043 | 8.9507e-08 | 184.1265 | 1.6481e-05 | 2043 | Mitigation | 0.95 | 45 | 0 | esc | 0.00097009 | 8.6829e-11 | 0.00097009 | 8.6829e-11 | 0.0028115 | 5.3329e-09 | 0.012777 | 6.6302e-09
[120 empty] | 7.3.3.17.5 (Remote Grid) Updates to grid topology to minimize risk of ignition in HFTDs Remote GridWLDFREquipment / facility failureAggregated | WLDFR | HFTD - Distribution - Tier 3 - 2QU CoRE ¦ 1QU LoRE | Non-Red Flag Warning - Catastrophic Fires | Equipment / facility failure | Aggregated | 2044 | 8.9507e-08 | 184.1265 | 1.6481e-05 | 2044 | Mitigation | 0.95 | 45 | 0 | esc | 0.00097009 | 8.6829e-11 | 0.00097009 | 8.6829e-11 | 0.0028115 | 5.3329e-09 | 0.012777 | 6.6302e-09
[120 empty] | 7.3.3.17.5 (Remote Grid) Updates to grid topology to minimize risk of ignition in HFTDs Remote GridWLDFREquipment / facility failureAggregated | WLDFR | HFTD - Distribution - Tier 3 - 2QU CoRE ¦ 1QU LoRE | Non-Red Flag Warning - Catastrophic Fires | Equipment / facility failure | Aggregated | 2045 | 8.9507e-08 | 184.1265 | 1.6481e-05 | 2045 | Mitigation | 0.95 | 45 | 0 | esc | 0.00097009 | 8.6829e-11 | 0.00097009 | 8.6829e-11 | 0.0028115 | 5.3329e-09 | 0.012777 | 6.6302e-09
[120 empty] | 7.3.3.17.5 (Remote Grid) Updates to grid topology to minimize risk of ignition in HFTDs Remote GridWLDFREquipment / facility failureAggregated | WLDFR | HFTD - Distribution - Tier 3 - 2QU CoRE ¦ 1QU LoRE | Non-Red Flag Warning - Catastrophic Fires | Equipment / facility failure | Aggregated | 2046 | 8.9507e-08 | 184.1265 | 1.6481e-05 | 2046 | Mitigation | 0.95 | 45 | 0 | esc | 0.00097009 | 8.6829e-11 | 0.00097009 | 8.6829e-11 | 0.0028115 | 5.3329e-09 | 0.012777 | 6.6302e-09
[120 empty] | 7.3.3.17.5 (Remote Grid) Updates to grid topology to minimize risk of ignition in HFTDs Remote GridWLDFREquipment / facility failureAggregated | WLDFR | HFTD - Distribution - Tier 3 - 2QU CoRE ¦ 1QU LoRE | Non-Red Flag Warning - Catastrophic Fires | Equipment / facility failure | Aggregated | 2047 | 8.9507e-08 | 184.1265 | 1.6481e-05 | 2047 | Mitigation | 0.95 | 45 | 0 | esc | 0.00097009 | 8.6829e-11 | 0.00097009 | 8.6829e-11 | 0.0028115 | 5.3329e-09 | 0.012777 | 6.6302e-09
[120 empty] | 7.3.3.17.5 (Remote Grid) Updates to grid topology to minimize risk of ignition in HFTDs Remote GridWLDFREquipment / facility failureAggregated | WLDFR | HFTD - Distribution - Tier 3 - 2QU CoRE ¦ 1QU LoRE | Non-Red Flag Warning - Catastrophic Fires | Equipment / facility failure | Aggregated | 2048 | 8.9507e-08 | 184.1265 | 1.6481e-05 | 2048 | Mitigation | 0.95 | 45 | 0 | esc | 0.00097009 | 8.6829e-11 | 0.00097009 | 8.6829e-11 | 0.0028115 | 5.3329e-09 | 0.012777 | 6.6302e-09
[120 empty] | 7.3.3.17.5 (Remote Grid) Updates to grid topology to minimize risk of ignition in HFTDs Remote GridWLDFREquipment / facility failureAggregated | WLDFR | HFTD - Distribution - Tier 3 - 2QU CoRE ¦ 1QU LoRE | Non-Red Flag Warning - Catastrophic Fires | Equipment / facility failure | Aggregated | 2049 | 8.9507e-08 | 184.1265 | 1.6481e-05 | 2049 | Mitigation | 0.95 | 45 | 0 | esc | 0.00097009 | 8.6829e-11 | 0.00097009 | 8.6829e-11 | 0.0028115 | 5.3329e-09 | 0.012777 | 6.6302e-09
[120 empty] | 7.3.3.17.5 (Remote Grid) Updates to grid topology to minimize risk of ignition in HFTDs Remote GridWLDFREquipment / facility failureAggregated | WLDFR | HFTD - Distribution - Tier 3 - 2QU CoRE ¦ 1QU LoRE | Non-Red Flag Warning - Catastrophic Fires | Equipment / facility failure | Aggregated | 2050 | 8.9507e-08 | 184.1265 | 1.6481e-05 | 2050 | Mitigation | 0.95 | 45 | 0 | esc | 0.00097009 | 8.6829e-11 | 0.00097009 | 8.6829e-11 | 0 | 0 | 0.012777 | 6.6302e-09
[120 empty] | 7.3.3.17.5 (Remote Grid) Updates to grid topology to minimize risk of ignition in HFTDs Remote GridWLDFREquipment / facility failureAggregated | WLDFR | HFTD - Distribution - Tier 3 - 2QU CoRE ¦ 1QU LoRE | Non-Red Flag Warning - Catastrophic Fires | Equipment / facility failure | Aggregated | 2051 | 8.9507e-08 | 184.1265 | 1.6481e-05 | 2051 | Mitigation | 0.95 | 45 | 0 | esc | 0.00097009 | 8.6829e-11 | 0.00097009 | 8.6829e-11 | 0.0028115 | 3.8975e-06 | 0.012777 | 6.6302e-09
[120 empty] | 7.3.3.17.5 (Remote Grid) Updates to grid topology to minimize risk of ignition in HFTDs Remote GridWLDFREquipment / facility failureAggregated | WLDFR | HFTD - Distribution - Tier 3 - 2QU CoRE ¦ 1QU LoRE | Non-Red Flag Warning - Catastrophic Fires | Equipment / facility failure | Aggregated | 2052 | 8.9507e-08 | 184.1265 | 1.6481e-05 | 2052 | Mitigation | 0.95 | 45 | 0 | esc | 0.00097009 | 8.6829e-11 | 0.00097009 | 8.6829e-11 | 0.0028115 | 3.8975e-06 | 0.012777 | 6.6302e-09
[120 empty] | 7.3.3.17.5 (Remote Grid) Updates to grid topology to minimize risk of ignition in HFTDs Remote GridWLDFREquipment / facility failureAggregated | WLDFR | HFTD - Distribution - Tier 3 - 2QU CoRE ¦ 1QU LoRE | Non-Red Flag Warning - Catastrophic Fires | Equipment / facility failure | Aggregated | 2053 | 8.9507e-08 | 184.1265 | 1.6481e-05 | 2053 | Mitigation | 0.95 | 45 | 0 | esc | 0.00097009 | 8.6829e-11 | 0.00097009 | 8.6829e-11 | 0.0028115 | 3.8975e-06 | 0.012777 | 6.6302e-09
[120 empty] | 7.3.3.17.5 (Remote Grid) Updates to grid topology to minimize risk of ignition in HFTDs Remote GridWLDFREquipment / facility failureAggregated | WLDFR | HFTD - Distribution - Tier 3 - 2QU CoRE ¦ 1QU LoRE | Non-Red Flag Warning - Catastrophic Fires | Equipment / facility failure | Aggregated | 2054 | 8.9507e-08 | 184.1265 | 1.6481e-05 | 2054 | Mitigation | 0.95 | 45 | 0 | esc | 0.00097009 | 8.6829e-11 | 0.00097009 | 8.6829e-11 | 0.0028115 | 3.8975e-06 | 0.012777 | 6.6302e-09
[120 empty] | 7.3.3.17.5 (Remote Grid) Updates to grid topology to minimize risk of ignition in HFTDs Remote GridWLDFREquipment / facility failureAggregated | WLDFR | HFTD - Distribution - Tier 3 - 2QU CoRE ¦ 1QU LoRE | Non-Red Flag Warning - Catastrophic Fires | Equipment / facility failure | Aggregated | 2055 | 8.9507e-08 | 184.1265 | 1.6481e-05 | 2055 | Mitigation | 0.95 | 45 | 0 | esc | 0.00097009 | 8.6829e-11 | 0.00097009 | 8.6829e-11 | 0.0028115 | 3.8975e-06 | 0.012777 | 6.6302e-09
[120 empty] | 7.3.3.17.5 (Remote Grid) Updates to grid topology to minimize risk of ignition in HFTDs Remote GridWLDFREquipment / facility failureAggregated | WLDFR | HFTD - Distribution - Tier 3 - 2QU CoRE ¦ 1QU LoRE | Non-Red Flag Warning - Catastrophic Fires | Equipment / facility failure | Aggregated | 2056 | 8.9507e-08 | 184.1265 | 1.6481e-05 | 2056 | Mitigation | 0.95 | 45 | 0 | esc | 0.00097009 | 8.6829e-11 | 0.00097009 | 8.6829e-11 | 0.0028115 | 3.8975e-06 | 0.012777 | 6.6302e-09
[120 empty] | 7.3.3.17.5 (Remote Grid) Updates to grid topology to minimize risk of ignition in HFTDs Remote GridWLDFREquipment / facility failureAggregated | WLDFR | HFTD - Distribution - Tier 3 - 2QU CoRE ¦ 1QU LoRE | Non-Red Flag Warning - Catastrophic Fires | Equipment / facility failure | Aggregated | 2057 | 8.9507e-08 | 184.1265 | 1.6481e-05 | 2057 | Mitigation | 0.95 | 45 | 0 | esc | 0.00097009 | 8.6829e-11 | 0.00097009 | 8.6829e-11 | 0.0028115 | 3.8975e-06 | 0.012777 | 6.6302e-09
[120 empty] | 7.3.3.17.5 (Remote Grid) Updates to grid topology to minimize risk of ignition in HFTDs Remote GridWLDFREquipment / facility failureAggregated | WLDFR | HFTD - Distribution - Tier 3 - 2QU CoRE ¦ 1QU LoRE | Non-Red Flag Warning - Catastrophic Fires | Equipment / facility failure | Aggregated | 2058 | 8.9507e-08 | 184.1265 | 1.6481e-05 | 2058 | Mitigation | 0.95 | 45 | 0 | esc | 0.00097009 | 8.6829e-11 | 0.00097009 | 8.6829e-11 | 0.0028115 | 3.8975e-06 | 0.012777 | 6.6302e-09
[120 empty] | 7.3.3.17.5 (Remote Grid) Updates to grid topology to minimize risk of ignition in HFTDs Remote GridWLDFREquipment / facility failureAggregated | WLDFR | HFTD - Distribution - Tier 3 - 2QU CoRE ¦ 1QU LoRE | Non-Red Flag Warning - Catastrophic Fires | Equipment / facility failure | Aggregated | 2059 | 8.9507e-08 | 184.1265 | 1.6481e-05 | 2059 | Mitigation | 0.95 | 45 | 0 | esc | 0.00097009 | 8.6829e-11 | 0.00097009 | 8.6829e-11 | 0.0028115 | 3.8975e-06 | 0.012777 | 6.6302e-09
[120 empty] | 7.3.3.17.5 (Remote Grid) Updates to grid topology to minimize risk of ignition in HFTDs Remote GridWLDFREquipment / facility failureAggregated | WLDFR | HFTD - Distribution - Tier 3 - 2QU CoRE ¦ 1QU LoRE | Non-Red Flag Warning - Catastrophic Fires | Equipment / facility failure | Aggregated | 2060 | 8.9507e-08 | 184.1265 | 1.6481e-05 | 2060 | Mitigation | 0.95 | 45 | 0 | esc | 0.00097009 | 8.6829e-11 | 0.00097009 | 8.6829e-11 | 0.0028115 | 3.8975e-06 | 0.012777 | 6.6302e-09
[120 empty] | 7.3.3.17.5 (Remote Grid) Updates to grid topology to minimize risk of ignition in HFTDs Remote GridWLDFREquipment / facility failureAggregated | WLDFR | HFTD - Distribution - Tier 3 - 2QU CoRE ¦ 1QU LoRE | Non-Red Flag Warning - Catastrophic Fires | Equipment / facility failure | Aggregated | 2061 | 8.9507e-08 | 184.1265 | 1.6481e-05 | 2061 | Mitigation | 0.95 | 45 | 0 | esc | 0.00097009 | 8.6829e-11 | 0.00097009 | 8.6829e-11 | 0.0028115 | 3.8975e-06 | 0.012777 | 6.6302e-09
[120 empty] | 7.3.3.17.5 (Remote Grid) Updates to grid topology to minimize risk of ignition in HFTDs Remote GridWLDFREquipment / facility failureAggregated | WLDFR | HFTD - Distribution - Tier 3 - 2QU CoRE ¦ 1QU LoRE | Non-Red Flag Warning - Catastrophic Fires | Equipment / facility failure | Aggregated | 2062 | 8.9507e-08 | 184.1265 | 1.6481e-05 | 2062 | Mitigation | 0.95 | 45 | 0 | esc | 0.00097009 | 8.6829e-11 | 0.00097009 | 8.6829e-11 | 0.0028115 | 3.8975e-06 | 0 | 0
[120 empty] | 7.3.3.17.5 (Remote Grid) Updates to grid topology to minimize risk of ignition in HFTDs Remote GridWLDFREquipment / facility failureAggregated | WLDFR | HFTD - Distribution - Tier 3 - 2QU CoRE ¦ 1QU LoRE | Non-Red Flag Warning - Catastrophic Fires | Equipment / facility failure | Aggregated | 2063 | 8.9507e-08 | 184.1265 | 1.6481e-05 | 2063 | Mitigation | 0.95 | 45 | 0 | esc | 0.00097009 | 8.6829e-11 | 0.00097009 | 8.6829e-11 | 0.0028115 | 3.8975e-06 | 0 | 0
[120 empty] | 7.3.3.17.5 (Remote Grid) Updates to grid topology to minimize risk of ignition in HFTDs Remote GridWLDFREquipment / facility failureAggregated | WLDFR | HFTD - Distribution - Tier 3 - 2QU CoRE ¦ 1QU LoRE | Non-Red Flag Warning - Catastrophic Fires | Equipment / facility failure | Aggregated | 2064 | 8.9507e-08 | 184.1265 | 1.6481e-05 | 2064 | Mitigation | 0.95 | 45 | 0 | esc | 0.00097009 | 8.6829e-11 | 0.00097009 | 8.6829e-11 | 0.0028115 | 3.8975e-06 | 0.012705 | 5.2909e-09
[120 empty] | 7.3.3.17.5 (Remote Grid) Updates to grid topology to minimize risk of ignition in HFTDs Remote GridWLDFREquipment / facility failureAggregated | WLDFR | HFTD - Distribution - Tier 3 - 2QU CoRE ¦ 1QU LoRE | Non-Red Flag Warning - Catastrophic Fires | Equipment / facility failure | Aggregated | 2065 | 8.9507e-08 | 184.1265 | 1.6481e-05 | 2065 | Mitigation | 0.95 | 45 | 0 | esc | 0.00097009 | 8.6829e-11 | 0.00097009 | 8.6829e-11 | 0.0028115 | 3.8975e-06 | 0.012705 | 5.2909e-09
[120 empty] | 7.3.3.17.5 (Remote Grid) Updates to grid topology to minimize risk of ignition in HFTDs Remote GridWLDFREquipment / facility failureAggregated | WLDFR | HFTD - Distribution - Tier 3 - 2QU CoRE ¦ 1QU LoRE | Non-Red Flag Warning - Catastrophic Fires | Equipment / facility failure | Aggregated | 2066 | 8.9507e-08 | 184.1265 | 1.6481e-05 | 2066 | Mitigation | 0.95 | 45 | 0 | esc | 0.00097009 | 8.6829e-11 | 0.00097009 | 8.6829e-11 | 0.0028115 | 3.8975e-06 | 0.012705 | 5.2909e-09
[120 empty] | 7.3.3.17.5 (Remote Grid) Updates to grid topology to minimize risk of ignition in HFTDs Remote GridWLDFREquipment / facility failureAggregated | WLDFR | HFTD - Distribution - Tier 3 - 2QU CoRE ¦ 1QU LoRE | Non-Red Flag Warning - Catastrophic Fires | Equipment / facility failure | Aggregated | 2067 | 8.9507e-08 | 184.1265 | 1.6481e-05 | 2067 | Mitigation | 0.95 | 45 | 0 | esc | 0 | 0 | 0.00097009 | 8.6829e-11 | 0.0028115 | 3.8975e-06 | 0.012705 | 5.2909e-09
[120 empty] | 7.3.3.17.5 (Remote Grid) Updates to grid topology to minimize risk of ignition in HFTDs Remote GridWLDFRVegetation ContactAggregated | WLDFR | HFTD - Distribution - Tier 3 - 2QU CoRE ¦ 1QU LoRE | Non-Red Flag Warning - Catastrophic Fires | Vegetation Contact | Aggregated | 2022 | 1.1907e-06 | 184.1265 | 0.00021924 | 2022 | Mitigation | 0.95 | 45 | 0 | esc | 0.00097009 | 1.1551e-09 | 0 | 0 | 0.0028115 | 3.8975e-06 | 0.012705 | 5.2909e-09
[120 empty] | 7.3.3.17.5 (Remote Grid) Updates to grid topology to minimize risk of ignition in HFTDs Remote GridWLDFRVegetation ContactAggregated | WLDFR | HFTD - Distribution - Tier 3 - 2QU CoRE ¦ 1QU LoRE | Non-Red Flag Warning - Catastrophic Fires | Vegetation Contact | Aggregated | 2023 | 1.1907e-06 | 184.1265 | 0.00021924 | 2023 | Mitigation | 0.95 | 45 | 0 | esc | 0.00097009 | 1.1551e-09 | 0.00097009 | 1.1551e-09 | 0.0028115 | 3.8975e-06 | 0.012705 | 5.2909e-09
[120 empty] | 7.3.3.17.5 (Remote Grid) Updates to grid topology to minimize risk of ignition in HFTDs Remote GridWLDFRVegetation ContactAggregated | WLDFR | HFTD - Distribution - Tier 3 - 2QU CoRE ¦ 1QU LoRE | Non-Red Flag Warning - Catastrophic Fires | Vegetation Contact | Aggregated | 2024 | 1.1907e-06 | 184.1265 | 0.00021924 | 2024 | Mitigation | 0.95 | 45 | 0 | esc | 0.00097009 | 1.1551e-09 | 0.00097009 | 1.1551e-09 | 0.0028115 | 3.8975e-06 | 0.012705 | 5.2909e-09
[120 empty] | 7.3.3.17.5 (Remote Grid) Updates to grid topology to minimize risk of ignition in HFTDs Remote GridWLDFRVegetation ContactAggregated | WLDFR | HFTD - Distribution - Tier 3 - 2QU CoRE ¦ 1QU LoRE | Non-Red Flag Warning - Catastrophic Fires | Vegetation Contact | Aggregated | 2025 | 1.1907e-06 | 184.1265 | 0.00021924 | 2025 | Mitigation | 0.95 | 45 | 0 | esc | 0.00097009 | 1.1551e-09 | 0.00097009 | 1.1551e-09 | 0.0028115 | 3.8975e-06 | 0.012705 | 5.2909e-09
[120 empty] | 7.3.3.17.5 (Remote Grid) Updates to grid topology to minimize risk of ignition in HFTDs Remote GridWLDFRVegetation ContactAggregated | WLDFR | HFTD - Distribution - Tier 3 - 2QU CoRE ¦ 1QU LoRE | Non-Red Flag Warning - Catastrophic Fires | Vegetation Contact | Aggregated | 2026 | 1.1907e-06 | 184.1265 | 0.00021924 | 2026 | Mitigation | 0.95 | 45 | 0 | esc | 0.00097009 | 1.1551e-09 | 0.00097009 | 1.1551e-09 | 0.0028115 | 3.8975e-06 | 0.012705 | 5.2909e-09
[120 empty] | 7.3.3.17.5 (Remote Grid) Updates to grid topology to minimize risk of ignition in HFTDs Remote GridWLDFRVegetation ContactAggregated | WLDFR | HFTD - Distribution - Tier 3 - 2QU CoRE ¦ 1QU LoRE | Non-Red Flag Warning - Catastrophic Fires | Vegetation Contact | Aggregated | 2027 | 1.1907e-06 | 184.1265 | 0.00021924 | 2027 | Mitigation | 0.95 | 45 | 0 | esc | 0.00097009 | 1.1551e-09 | 0.00097009 | 1.1551e-09 | 0.0028115 | 3.8975e-06 | 0.012705 | 5.2909e-09
[120 empty] | 7.3.3.17.5 (Remote Grid) Updates to grid topology to minimize risk of ignition in HFTDs Remote GridWLDFRVegetation ContactAggregated | WLDFR | HFTD - Distribution - Tier 3 - 2QU CoRE ¦ 1QU LoRE | Non-Red Flag Warning - Catastrophic Fires | Vegetation Contact | Aggregated | 2028 | 1.1907e-06 | 184.1265 | 0.00021924 | 2028 | Mitigation | 0.95 | 45 | 0 | esc | 0.00097009 | 1.1551e-09 | 0.00097009 | 1.1551e-09 | 0.0028115 | 3.8975e-06 | 0.012705 | 5.2909e-09
[120 empty] | 7.3.3.17.5 (Remote Grid) Updates to grid topology to minimize risk of ignition in HFTDs Remote GridWLDFRVegetation ContactAggregated | WLDFR | HFTD - Distribution - Tier 3 - 2QU CoRE ¦ 1QU LoRE | Non-Red Flag Warning - Catastrophic Fires | Vegetation Contact | Aggregated | 2029 | 1.1907e-06 | 184.1265 | 0.00021924 | 2029 | Mitigation | 0.95 | 45 | 0 | esc | 0.00097009 | 1.1551e-09 | 0.00097009 | 1.1551e-09 | 0.0028115 | 3.8975e-06 | 0.012705 | 5.2909e-09
[120 empty] | 7.3.3.17.5 (Remote Grid) Updates to grid topology to minimize risk of ignition in HFTDs Remote GridWLDFRVegetation ContactAggregated | WLDFR | HFTD - Distribution - Tier 3 - 2QU CoRE ¦ 1QU LoRE | Non-Red Flag Warning - Catastrophic Fires | Vegetation Contact | Aggregated | 2030 | 1.1907e-06 | 184.1265 | 0.00021924 | 2030 | Mitigation | 0.95 | 45 | 0 | esc | 0.00097009 | 1.1551e-09 | 0.00097009 | 1.1551e-09 | 0.0028115 | 3.8975e-06 | 0.012705 | 5.2909e-09
[120 empty] | 7.3.3.17.5 (Remote Grid) Updates to grid topology to minimize risk of ignition in HFTDs Remote GridWLDFRVegetation ContactAggregated | WLDFR | HFTD - Distribution - Tier 3 - 2QU CoRE ¦ 1QU LoRE | Non-Red Flag Warning - Catastrophic Fires | Vegetation Contact | Aggregated | 2031 | 1.1907e-06 | 184.1265 | 0.00021924 | 2031 | Mitigation | 0.95 | 45 | 0 | esc | 0.00097009 | 1.1551e-09 | 0.00097009 | 1.1551e-09 | 0.0028115 | 3.8975e-06 | 0.012705 | 5.2909e-09
[120 empty] | 7.3.3.17.5 (Remote Grid) Updates to grid topology to minimize risk of ignition in HFTDs Remote GridWLDFRVegetation ContactAggregated | WLDFR | HFTD - Distribution - Tier 3 - 2QU CoRE ¦ 1QU LoRE | Non-Red Flag Warning - Catastrophic Fires | Vegetation Contact | Aggregated | 2032 | 1.1907e-06 | 184.1265 | 0.00021924 | 2032 | Mitigation | 0.95 | 45 | 0 | esc | 0.00097009 | 1.1551e-09 | 0.00097009 | 1.1551e-09 | 0.0028115 | 3.8975e-06 | 0.012705 | 5.2909e-09
[120 empty] | 7.3.3.17.5 (Remote Grid) Updates to grid topology to minimize risk of ignition in HFTDs Remote GridWLDFRVegetation ContactAggregated | WLDFR | HFTD - Distribution - Tier 3 - 2QU CoRE ¦ 1QU LoRE | Non-Red Flag Warning - Catastrophic Fires | Vegetation Contact | Aggregated | 2033 | 1.1907e-06 | 184.1265 | 0.00021924 | 2033 | Mitigation | 0.95 | 45 | 0 | esc | 0.00097009 | 1.1551e-09 | 0.00097009 | 1.1551e-09 | 0.0028115 | 3.8975e-06 | 0.012705 | 5.2909e-09
[120 empty] | 7.3.3.17.5 (Remote Grid) Updates to grid topology to minimize risk of ignition in HFTDs Remote GridWLDFRVegetation ContactAggregated | WLDFR | HFTD - Distribution - Tier 3 - 2QU CoRE ¦ 1QU LoRE | Non-Red Flag Warning - Catastrophic Fires | Vegetation Contact | Aggregated | 2034 | 1.1907e-06 | 184.1265 | 0.00021924 | 2034 | Mitigation | 0.95 | 45 | 0 | esc | 0.00097009 | 1.1551e-09 | 0.00097009 | 1.1551e-09 | 0.0028115 | 3.8975e-06 | 0.012705 | 5.2909e-09
[120 empty] | 7.3.3.17.5 (Remote Grid) Updates to grid topology to minimize risk of ignition in HFTDs Remote GridWLDFRVegetation ContactAggregated | WLDFR | HFTD - Distribution - Tier 3 - 2QU CoRE ¦ 1QU LoRE | Non-Red Flag Warning - Catastrophic Fires | Vegetation Contact | Aggregated | 2035 | 1.1907e-06 | 184.1265 | 0.00021924 | 2035 | Mitigation | 0.95 | 45 | 0 | esc | 0.00097009 | 1.1551e-09 | 0.00097009 | 1.1551e-09 | 0.0028115 | 3.8975e-06 | 0.012705 | 5.2909e-09
[120 empty] | 7.3.3.17.5 (Remote Grid) Updates to grid topology to minimize risk of ignition in HFTDs Remote GridWLDFRVegetation ContactAggregated | WLDFR | HFTD - Distribution - Tier 3 - 2QU CoRE ¦ 1QU LoRE | Non-Red Flag Warning - Catastrophic Fires | Vegetation Contact | Aggregated | 2036 | 1.1907e-06 | 184.1265 | 0.00021924 | 2036 | Mitigation | 0.95 | 45 | 0 | esc | 0.00097009 | 1.1551e-09 | 0.00097009 | 1.1551e-09 | 0.0028115 | 3.8975e-06 | 0.012705 | 5.2909e-09
[120 empty] | 7.3.3.17.5 (Remote Grid) Updates to grid topology to minimize risk of ignition in HFTDs Remote GridWLDFRVegetation ContactAggregated | WLDFR | HFTD - Distribution - Tier 3 - 2QU CoRE ¦ 1QU LoRE | Non-Red Flag Warning - Catastrophic Fires | Vegetation Contact | Aggregated | 2037 | 1.1907e-06 | 184.1265 | 0.00021924 | 2037 | Mitigation | 0.95 | 45 | 0 | esc | 0.00097009 | 1.1551e-09 | 0.00097009 | 1.1551e-09 | 0.0028115 | 3.8975e-06 | 0.012705 | 5.2909e-09
[120 empty] | 7.3.3.17.5 (Remote Grid) Updates to grid topology to minimize risk of ignition in HFTDs Remote GridWLDFRVegetation ContactAggregated | WLDFR | HFTD - Distribution - Tier 3 - 2QU CoRE ¦ 1QU LoRE | Non-Red Flag Warning - Catastrophic Fires | Vegetation Contact | Aggregated | 2038 | 1.1907e-06 | 184.1265 | 0.00021924 | 2038 | Mitigation | 0.95 | 45 | 0 | esc | 0.00097009 | 1.1551e-09 | 0.00097009 | 1.1551e-09 | 0.0028115 | 3.8975e-06 | 0.012705 | 5.2909e-09
[120 empty] | 7.3.3.17.5 (Remote Grid) Updates to grid topology to minimize risk of ignition in HFTDs Remote GridWLDFRVegetation ContactAggregated | WLDFR | HFTD - Distribution - Tier 3 - 2QU CoRE ¦ 1QU LoRE | Non-Red Flag Warning - Catastrophic Fires | Vegetation Contact | Aggregated | 2039 | 1.1907e-06 | 184.1265 | 0.00021924 | 2039 | Mitigation | 0.95 | 45 | 0 | esc | 0.00097009 | 1.1551e-09 | 0.00097009 | 1.1551e-09 | 0.0028115 | 3.8975e-06 | 0.012705 | 5.2909e-09
[120 empty] | 7.3.3.17.5 (Remote Grid) Updates to grid topology to minimize risk of ignition in HFTDs Remote GridWLDFRVegetation ContactAggregated | WLDFR | HFTD - Distribution - Tier 3 - 2QU CoRE ¦ 1QU LoRE | Non-Red Flag Warning - Catastrophic Fires | Vegetation Contact | Aggregated | 2040 | 1.1907e-06 | 184.1265 | 0.00021924 | 2040 | Mitigation | 0.95 | 45 | 0 | esc | 0.00097009 | 1.1551e-09 | 0.00097009 | 1.1551e-09 | 0.0028115 | 3.8975e-06 | 0.012705 | 5.2909e-09
[120 empty] | 7.3.3.17.5 (Remote Grid) Updates to grid topology to minimize risk of ignition in HFTDs Remote GridWLDFRVegetation ContactAggregated | WLDFR | HFTD - Distribution - Tier 3 - 2QU CoRE ¦ 1QU LoRE | Non-Red Flag Warning - Catastrophic Fires | Vegetation Contact | Aggregated | 2041 | 1.1907e-06 | 184.1265 | 0.00021924 | 2041 | Mitigation | 0.95 | 45 | 0 | esc | 0.00097009 | 1.1551e-09 | 0.00097009 | 1.1551e-09 | 0.0028115 | 3.8975e-06 | 0.012705 | 5.2909e-09
[120 empty] | 7.3.3.17.5 (Remote Grid) Updates to grid topology to minimize risk of ignition in HFTDs Remote GridWLDFRVegetation ContactAggregated | WLDFR | HFTD - Distribution - Tier 3 - 2QU CoRE ¦ 1QU LoRE | Non-Red Flag Warning - Catastrophic Fires | Vegetation Contact | Aggregated | 2042 | 1.1907e-06 | 184.1265 | 0.00021924 | 2042 | Mitigation | 0.95 | 45 | 0 | esc | 0.00097009 | 1.1551e-09 | 0.00097009 | 1.1551e-09 | 0.0028115 | 3.8975e-06 | 0.012705 | 5.2909e-09
[120 empty] | 7.3.3.17.5 (Remote Grid) Updates to grid topology to minimize risk of ignition in HFTDs Remote GridWLDFRVegetation ContactAggregated | WLDFR | HFTD - Distribution - Tier 3 - 2QU CoRE ¦ 1QU LoRE | Non-Red Flag Warning - Catastrophic Fires | Vegetation Contact | Aggregated | 2043 | 1.1907e-06 | 184.1265 | 0.00021924 | 2043 | Mitigation | 0.95 | 45 | 0 | esc | 0.00097009 | 1.1551e-09 | 0.00097009 | 1.1551e-09 | 0.0028115 | 3.8975e-06 | 0.012705 | 5.2909e-09
[120 empty] | 7.3.3.17.5 (Remote Grid) Updates to grid topology to minimize risk of ignition in HFTDs Remote GridWLDFRVegetation ContactAggregated | WLDFR | HFTD - Distribution - Tier 3 - 2QU CoRE ¦ 1QU LoRE | Non-Red Flag Warning - Catastrophic Fires | Vegetation Contact | Aggregated | 2044 | 1.1907e-06 | 184.1265 | 0.00021924 | 2044 | Mitigation | 0.95 | 45 | 0 | esc | 0.00097009 | 1.1551e-09 | 0.00097009 | 1.1551e-09 | 0.0028115 | 3.8975e-06 | 0.012705 | 5.2909e-09
[120 empty] | 7.3.3.17.5 (Remote Grid) Updates to grid topology to minimize risk of ignition in HFTDs Remote GridWLDFRVegetation ContactAggregated | WLDFR | HFTD - Distribution - Tier 3 - 2QU CoRE ¦ 1QU LoRE | Non-Red Flag Warning - Catastrophic Fires | Vegetation Contact | Aggregated | 2045 | 1.1907e-06 | 184.1265 | 0.00021924 | 2045 | Mitigation | 0.95 | 45 | 0 | esc | 0.00097009 | 1.1551e-09 | 0.00097009 | 1.1551e-09 | 0.0028115 | 3.8975e-06 | 0.012705 | 5.2909e-09
[120 empty] | 7.3.3.17.5 (Remote Grid) Updates to grid topology to minimize risk of ignition in HFTDs Remote GridWLDFRVegetation ContactAggregated | WLDFR | HFTD - Distribution - Tier 3 - 2QU CoRE ¦ 1QU LoRE | Non-Red Flag Warning - Catastrophic Fires | Vegetation Contact | Aggregated | 2046 | 1.1907e-06 | 184.1265 | 0.00021924 | 2046 | Mitigation | 0.95 | 45 | 0 | esc | 0.00097009 | 1.1551e-09 | 0.00097009 | 1.1551e-09 | 0.0028115 | 3.8975e-06 | 0.012705 | 5.2909e-09
[120 empty] | 7.3.3.17.5 (Remote Grid) Updates to grid topology to minimize risk of ignition in HFTDs Remote GridWLDFRVegetation ContactAggregated | WLDFR | HFTD - Distribution - Tier 3 - 2QU CoRE ¦ 1QU LoRE | Non-Red Flag Warning - Catastrophic Fires | Vegetation Contact | Aggregated | 2047 | 1.1907e-06 | 184.1265 | 0.00021924 | 2047 | Mitigation | 0.95 | 45 | 0 | esc | 0.00097009 | 1.1551e-09 | 0.00097009 | 1.1551e-09 | 0.0028115 | 3.8975e-06 | 0.012705 | 5.2909e-09
[120 empty] | 7.3.3.17.5 (Remote Grid) Updates to grid topology to minimize risk of ignition in HFTDs Remote GridWLDFRVegetation ContactAggregated | WLDFR | HFTD - Distribution - Tier 3 - 2QU CoRE ¦ 1QU LoRE | Non-Red Flag Warning - Catastrophic Fires | Vegetation Contact | Aggregated | 2048 | 1.1907e-06 | 184.1265 | 0.00021924 | 2048 | Mitigation | 0.95 | 45 | 0 | esc | 0.00097009 | 1.1551e-09 | 0.00097009 | 1.1551e-09 | 0.0028115 | 3.8975e-06 | 0 | 0
[120 empty] | 7.3.3.17.5 (Remote Grid) Updates to grid topology to minimize risk of ignition in HFTDs Remote GridWLDFRVegetation ContactAggregated | WLDFR | HFTD - Distribution - Tier 3 - 2QU CoRE ¦ 1QU LoRE | Non-Red Flag Warning - Catastrophic Fires | Vegetation Contact | Aggregated | 2049 | 1.1907e-06 | 184.1265 | 0.00021924 | 2049 | Mitigation | 0.95 | 45 | 0 | esc | 0.00097009 | 1.1551e-09 | 0.00097009 | 1.1551e-09 | 0.0028115 | 3.8975e-06 | 0 | 0
[120 empty] | 7.3.3.17.5 (Remote Grid) Updates to grid topology to minimize risk of ignition in HFTDs Remote GridWLDFRVegetation ContactAggregated | WLDFR | HFTD - Distribution - Tier 3 - 2QU CoRE ¦ 1QU LoRE | Non-Red Flag Warning - Catastrophic Fires | Vegetation Contact | Aggregated | 2050 | 1.1907e-06 | 184.1265 | 0.00021924 | 2050 | Mitigation | 0.95 | 45 | 0 | esc | 0.00097009 | 1.1551e-09 | 0.00097009 | 1.1551e-09 | 0.0028115 | 3.8975e-06 | 0.01662 | 4.3582e-10
[120 empty] | 7.3.3.17.5 (Remote Grid) Updates to grid topology to minimize risk of ignition in HFTDs Remote GridWLDFRVegetation ContactAggregated | WLDFR | HFTD - Distribution - Tier 3 - 2QU CoRE ¦ 1QU LoRE | Non-Red Flag Warning - Catastrophic Fires | Vegetation Contact | Aggregated | 2051 | 1.1907e-06 | 184.1265 | 0.00021924 | 2051 | Mitigation | 0.95 | 45 | 0 | esc | 0.00097009 | 1.1551e-09 | 0.00097009 | 1.1551e-09 | 0.0028115 | 3.8975e-06 | 0.01662 | 4.3582e-10
[120 empty] | 7.3.3.17.5 (Remote Grid) Updates to grid topology to minimize risk of ignition in HFTDs Remote GridWLDFRVegetation ContactAggregated | WLDFR | HFTD - Distribution - Tier 3 - 2QU CoRE ¦ 1QU LoRE | Non-Red Flag Warning - Catastrophic Fires | Vegetation Contact | Aggregated | 2052 | 1.1907e-06 | 184.1265 | 0.00021924 | 2052 | Mitigation | 0.95 | 45 | 0 | esc | 0.00097009 | 1.1551e-09 | 0.00097009 | 1.1551e-09 | 0.0028115 | 3.8975e-06 | 0.01662 | 4.3582e-10
[120 empty] | 7.3.3.17.5 (Remote Grid) Updates to grid topology to minimize risk of ignition in HFTDs Remote GridWLDFRVegetation ContactAggregated | WLDFR | HFTD - Distribution - Tier 3 - 2QU CoRE ¦ 1QU LoRE | Non-Red Flag Warning - Catastrophic Fires | Vegetation Contact | Aggregated | 2053 | 1.1907e-06 | 184.1265 | 0.00021924 | 2053 | Mitigation | 0.95 | 45 | 0 | esc | 0.00097009 | 1.1551e-09 | 0.00097009 | 1.1551e-09 | 0.0028115 | 3.8975e-06 | 0.01662 | 4.3582e-10
[120 empty] | 7.3.3.17.5 (Remote Grid) Updates to grid topology to minimize risk of ignition in HFTDs Remote GridWLDFRVegetation ContactAggregated | WLDFR | HFTD - Distribution - Tier 3 - 2QU CoRE ¦ 1QU LoRE | Non-Red Flag Warning - Catastrophic Fires | Vegetation Contact | Aggregated | 2054 | 1.1907e-06 | 184.1265 | 0.00021924 | 2054 | Mitigation | 0.95 | 45 | 0 | esc | 0.00097009 | 1.1551e-09 | 0.00097009 | 1.1551e-09 | 0 | 0 | 0.01662 | 4.3582e-10
[120 empty] | 7.3.3.17.5 (Remote Grid) Updates to grid topology to minimize risk of ignition in HFTDs Remote GridWLDFRVegetation ContactAggregated | WLDFR | HFTD - Distribution - Tier 3 - 2QU CoRE ¦ 1QU LoRE | Non-Red Flag Warning - Catastrophic Fires | Vegetation Contact | Aggregated | 2055 | 1.1907e-06 | 184.1265 | 0.00021924 | 2055 | Mitigation | 0.95 | 45 | 0 | esc | 0.00097009 | 1.1551e-09 | 0.00097009 | 1.1551e-09 | 0.0028115 | 8.0084e-07 | 0.01662 | 4.3582e-10
[120 empty] | 7.3.3.17.5 (Remote Grid) Updates to grid topology to minimize risk of ignition in HFTDs Remote GridWLDFRVegetation ContactAggregated | WLDFR | HFTD - Distribution - Tier 3 - 2QU CoRE ¦ 1QU LoRE | Non-Red Flag Warning - Catastrophic Fires | Vegetation Contact | Aggregated | 2056 | 1.1907e-06 | 184.1265 | 0.00021924 | 2056 | Mitigation | 0.95 | 45 | 0 | esc | 0.00097009 | 1.1551e-09 | 0.00097009 | 1.1551e-09 | 0.0028115 | 8.0084e-07 | 0.01662 | 4.3582e-10
[120 empty] | 7.3.3.17.5 (Remote Grid) Updates to grid topology to minimize risk of ignition in HFTDs Remote GridWLDFRVegetation ContactAggregated | WLDFR | HFTD - Distribution - Tier 3 - 2QU CoRE ¦ 1QU LoRE | Non-Red Flag Warning - Catastrophic Fires | Vegetation Contact | Aggregated | 2057 | 1.1907e-06 | 184.1265 | 0.00021924 | 2057 | Mitigation | 0.95 | 45 | 0 | esc | 0.00097009 | 1.1551e-09 | 0.00097009 | 1.1551e-09 | 0.0028115 | 8.0084e-07 | 0.01662 | 4.3582e-10
[120 empty] | 7.3.3.17.5 (Remote Grid) Updates to grid topology to minimize risk of ignition in HFTDs Remote GridWLDFRVegetation ContactAggregated | WLDFR | HFTD - Distribution - Tier 3 - 2QU CoRE ¦ 1QU LoRE | Non-Red Flag Warning - Catastrophic Fires | Vegetation Contact | Aggregated | 2058 | 1.1907e-06 | 184.1265 | 0.00021924 | 2058 | Mitigation | 0.95 | 45 | 0 | esc | 0.00097009 | 1.1551e-09 | 0.00097009 | 1.1551e-09 | 0.0028115 | 8.0084e-07 | 0.01662 | 4.3582e-10
[120 empty] | 7.3.3.17.5 (Remote Grid) Updates to grid topology to minimize risk of ignition in HFTDs Remote GridWLDFRVegetation ContactAggregated | WLDFR | HFTD - Distribution - Tier 3 - 2QU CoRE ¦ 1QU LoRE | Non-Red Flag Warning - Catastrophic Fires | Vegetation Contact | Aggregated | 2059 | 1.1907e-06 | 184.1265 | 0.00021924 | 2059 | Mitigation | 0.95 | 45 | 0 | esc | 0.00097009 | 1.1551e-09 | 0.00097009 | 1.1551e-09 | 0.0028115 | 8.0084e-07 | 0.01662 | 4.3582e-10
[120 empty] | 7.3.3.17.5 (Remote Grid) Updates to grid topology to minimize risk of ignition in HFTDs Remote GridWLDFRVegetation ContactAggregated | WLDFR | HFTD - Distribution - Tier 3 - 2QU CoRE ¦ 1QU LoRE | Non-Red Flag Warning - Catastrophic Fires | Vegetation Contact | Aggregated | 2060 | 1.1907e-06 | 184.1265 | 0.00021924 | 2060 | Mitigation | 0.95 | 45 | 0 | esc | 0.00097009 | 1.1551e-09 | 0.00097009 | 1.1551e-09 | 0.0028115 | 8.0084e-07 | 0.01662 | 4.3582e-10
[120 empty] | 7.3.3.17.5 (Remote Grid) Updates to grid topology to minimize risk of ignition in HFTDs Remote GridWLDFRVegetation ContactAggregated | WLDFR | HFTD - Distribution - Tier 3 - 2QU CoRE ¦ 1QU LoRE | Non-Red Flag Warning - Catastrophic Fires | Vegetation Contact | Aggregated | 2061 | 1.1907e-06 | 184.1265 | 0.00021924 | 2061 | Mitigation | 0.95 | 45 | 0 | esc | 0.00097009 | 1.1551e-09 | 0.00097009 | 1.1551e-09 | 0.0028115 | 8.0084e-07 | 0.01662 | 4.3582e-10
[120 empty] | 7.3.3.17.5 (Remote Grid) Updates to grid topology to minimize risk of ignition in HFTDs Remote GridWLDFRVegetation ContactAggregated | WLDFR | HFTD - Distribution - Tier 3 - 2QU CoRE ¦ 1QU LoRE | Non-Red Flag Warning - Catastrophic Fires | Vegetation Contact | Aggregated | 2062 | 1.1907e-06 | 184.1265 | 0.00021924 | 2062 | Mitigation | 0.95 | 45 | 0 | esc | 0.00097009 | 1.1551e-09 | 0.00097009 | 1.1551e-09 | 0.0028115 | 8.0084e-07 | 0.01662 | 4.3582e-10
[120 empty] | 7.3.3.17.5 (Remote Grid) Updates to grid topology to minimize risk of ignition in HFTDs Remote GridWLDFRVegetation ContactAggregated | WLDFR | HFTD - Distribution - Tier 3 - 2QU CoRE ¦ 1QU LoRE | Non-Red Flag Warning - Catastrophic Fires | Vegetation Contact | Aggregated | 2063 | 1.1907e-06 | 184.1265 | 0.00021924 | 2063 | Mitigation | 0.95 | 45 | 0 | esc | 0.00097009 | 1.1551e-09 | 0.00097009 | 1.1551e-09 | 0.0028115 | 8.0084e-07 | 0.01662 | 4.3582e-10
[120 empty] | 7.3.3.17.5 (Remote Grid) Updates to grid topology to minimize risk of ignition in HFTDs Remote GridWLDFRVegetation ContactAggregated | WLDFR | HFTD - Distribution - Tier 3 - 2QU CoRE ¦ 1QU LoRE | Non-Red Flag Warning - Catastrophic Fires | Vegetation Contact | Aggregated | 2064 | 1.1907e-06 | 184.1265 | 0.00021924 | 2064 | Mitigation | 0.95 | 45 | 0 | esc | 0.00097009 | 1.1551e-09 | 0.00097009 | 1.1551e-09 | 0.0028115 | 8.0084e-07 | 0.01662 | 4.3582e-10
[120 empty] | 7.3.3.17.5 (Remote Grid) Updates to grid topology to minimize risk of ignition in HFTDs Remote GridWLDFRVegetation ContactAggregated | WLDFR | HFTD - Distribution - Tier 3 - 2QU CoRE ¦ 1QU LoRE | Non-Red Flag Warning - Catastrophic Fires | Vegetation Contact | Aggregated | 2065 | 1.1907e-06 | 184.1265 | 0.00021924 | 2065 | Mitigation | 0.95 | 45 | 0 | esc | 0.00097009 | 1.1551e-09 | 0.00097009 | 1.1551e-09 | 0.0028115 | 8.0084e-07 | 0.01662 | 4.3582e-10
[120 empty] | 7.3.3.17.5 (Remote Grid) Updates to grid topology to minimize risk of ignition in HFTDs Remote GridWLDFRVegetation ContactAggregated | WLDFR | HFTD - Distribution - Tier 3 - 2QU CoRE ¦ 1QU LoRE | Non-Red Flag Warning - Catastrophic Fires | Vegetation Contact | Aggregated | 2066 | 1.1907e-06 | 184.1265 | 0.00021924 | 2066 | Mitigation | 0.95 | 45 | 0 | esc | 0.00097009 | 1.1551e-09 | 0.00097009 | 1.1551e-09 | 0.0028115 | 8.0084e-07 | 0.01662 | 4.3582e-10
[120 empty] | 7.3.3.17.5 (Remote Grid) Updates to grid topology to minimize risk of ignition in HFTDs Remote GridWLDFRVegetation ContactAggregated | WLDFR | HFTD - Distribution - Tier 3 - 2QU CoRE ¦ 1QU LoRE | Non-Red Flag Warning - Catastrophic Fires | Vegetation Contact | Aggregated | 2067 | 1.1907e-06 | 184.1265 | 0.00021924 | 2067 | Mitigation | 0.95 | 45 | 0 | esc | 0 | 0 | 0.00097009 | 1.1551e-09 | 0.0028115 | 8.0084e-07 | 0.01662 | 4.3582e-10
[120 empty] | 7.3.3.17.5 (Remote Grid) Updates to grid topology to minimize risk of ignition in HFTDs Remote GridWLDFRWire-to-wire contactAggregated | WLDFR | HFTD - Distribution - Tier 3 - 2QU CoRE ¦ 1QU LoRE | Non-Red Flag Warning - Catastrophic Fires | Wire-to-wire contact | Aggregated | 2022 | 4.9512e-07 | 184.1265 | 9.1165e-05 | 2022 | Mitigation | 0.95 | 45 | 0 | esc | 0.00097009 | 4.8031e-10 | 0 | 0 | 0.0028115 | 8.0084e-07 | 0.01662 | 4.3582e-10
[120 empty] | 7.3.3.17.5 (Remote Grid) Updates to grid topology to minimize risk of ignition in HFTDs Remote GridWLDFRWire-to-wire contactAggregated | WLDFR | HFTD - Distribution - Tier 3 - 2QU CoRE ¦ 1QU LoRE | Non-Red Flag Warning - Catastrophic Fires | Wire-to-wire contact | Aggregated | 2023 | 4.9512e-07 | 184.1265 | 9.1165e-05 | 2023 | Mitigation | 0.95 | 45 | 0 | esc | 0.00097009 | 4.8031e-10 | 0.00097009 | 4.8031e-10 | 0.0028115 | 8.0084e-07 | 0.01662 | 4.3582e-10
[120 empty] | 7.3.3.17.5 (Remote Grid) Updates to grid topology to minimize risk of ignition in HFTDs Remote GridWLDFRWire-to-wire contactAggregated | WLDFR | HFTD - Distribution - Tier 3 - 2QU CoRE ¦ 1QU LoRE | Non-Red Flag Warning - Catastrophic Fires | Wire-to-wire contact | Aggregated | 2024 | 4.9512e-07 | 184.1265 | 9.1165e-05 | 2024 | Mitigation | 0.95 | 45 | 0 | esc | 0.00097009 | 4.8031e-10 | 0.00097009 | 4.8031e-10 | 0.0028115 | 8.0084e-07 | 0.01662 | 4.3582e-10
[120 empty] | 7.3.3.17.5 (Remote Grid) Updates to grid topology to minimize risk of ignition in HFTDs Remote GridWLDFRWire-to-wire contactAggregated | WLDFR | HFTD - Distribution - Tier 3 - 2QU CoRE ¦ 1QU LoRE | Non-Red Flag Warning - Catastrophic Fires | Wire-to-wire contact | Aggregated | 2025 | 4.9512e-07 | 184.1265 | 9.1165e-05 | 2025 | Mitigation | 0.95 | 45 | 0 | esc | 0.00097009 | 4.8031e-10 | 0.00097009 | 4.8031e-10 | 0.0028115 | 8.0084e-07 | 0.01662 | 4.3582e-10
[120 empty] | 7.3.3.17.5 (Remote Grid) Updates to grid topology to minimize risk of ignition in HFTDs Remote GridWLDFRWire-to-wire contactAggregated | WLDFR | HFTD - Distribution - Tier 3 - 2QU CoRE ¦ 1QU LoRE | Non-Red Flag Warning - Catastrophic Fires | Wire-to-wire contact | Aggregated | 2026 | 4.9512e-07 | 184.1265 | 9.1165e-05 | 2026 | Mitigation | 0.95 | 45 | 0 | esc | 0.00097009 | 4.8031e-10 | 0.00097009 | 4.8031e-10 | 0.0028115 | 8.0084e-07 | 0.01662 | 4.3582e-10
[120 empty] | 7.3.3.17.5 (Remote Grid) Updates to grid topology to minimize risk of ignition in HFTDs Remote GridWLDFRWire-to-wire contactAggregated | WLDFR | HFTD - Distribution - Tier 3 - 2QU CoRE ¦ 1QU LoRE | Non-Red Flag Warning - Catastrophic Fires | Wire-to-wire contact | Aggregated | 2027 | 4.9512e-07 | 184.1265 | 9.1165e-05 | 2027 | Mitigation | 0.95 | 45 | 0 | esc | 0.00097009 | 4.8031e-10 | 0.00097009 | 4.8031e-10 | 0.0028115 | 8.0084e-07 | 0.01662 | 4.3582e-10
[120 empty] | 7.3.3.17.5 (Remote Grid) Updates to grid topology to minimize risk of ignition in HFTDs Remote GridWLDFRWire-to-wire contactAggregated | WLDFR | HFTD - Distribution - Tier 3 - 2QU CoRE ¦ 1QU LoRE | Non-Red Flag Warning - Catastrophic Fires | Wire-to-wire contact | Aggregated | 2028 | 4.9512e-07 | 184.1265 | 9.1165e-05 | 2028 | Mitigation | 0.95 | 45 | 0 | esc | 0.00097009 | 4.8031e-10 | 0.00097009 | 4.8031e-10 | 0.0028115 | 8.0084e-07 | 0.01662 | 4.3582e-10
[120 empty] | 7.3.3.17.5 (Remote Grid) Updates to grid topology to minimize risk of ignition in HFTDs Remote GridWLDFRWire-to-wire contactAggregated | WLDFR | HFTD - Distribution - Tier 3 - 2QU CoRE ¦ 1QU LoRE | Non-Red Flag Warning - Catastrophic Fires | Wire-to-wire contact | Aggregated | 2029 | 4.9512e-07 | 184.1265 | 9.1165e-05 | 2029 | Mitigation | 0.95 | 45 | 0 | esc | 0.00097009 | 4.8031e-10 | 0.00097009 | 4.8031e-10 | 0.0028115 | 8.0084e-07 | 0.01662 | 4.3582e-10
[120 empty] | 7.3.3.17.5 (Remote Grid) Updates to grid topology to minimize risk of ignition in HFTDs Remote GridWLDFRWire-to-wire contactAggregated | WLDFR | HFTD - Distribution - Tier 3 - 2QU CoRE ¦ 1QU LoRE | Non-Red Flag Warning - Catastrophic Fires | Wire-to-wire contact | Aggregated | 2030 | 4.9512e-07 | 184.1265 | 9.1165e-05 | 2030 | Mitigation | 0.95 | 45 | 0 | esc | 0.00097009 | 4.8031e-10 | 0.00097009 | 4.8031e-10 | 0.0028115 | 8.0084e-07 | 0.01662 | 4.3582e-10
[120 empty] | 7.3.3.17.5 (Remote Grid) Updates to grid topology to minimize risk of ignition in HFTDs Remote GridWLDFRWire-to-wire contactAggregated | WLDFR | HFTD - Distribution - Tier 3 - 2QU CoRE ¦ 1QU LoRE | Non-Red Flag Warning - Catastrophic Fires | Wire-to-wire contact | Aggregated | 2031 | 4.9512e-07 | 184.1265 | 9.1165e-05 | 2031 | Mitigation | 0.95 | 45 | 0 | esc | 0.00097009 | 4.8031e-10 | 0.00097009 | 4.8031e-10 | 0.0028115 | 8.0084e-07 | 0.01662 | 4.3582e-10
[120 empty] | 7.3.3.17.5 (Remote Grid) Updates to grid topology to minimize risk of ignition in HFTDs Remote GridWLDFRWire-to-wire contactAggregated | WLDFR | HFTD - Distribution - Tier 3 - 2QU CoRE ¦ 1QU LoRE | Non-Red Flag Warning - Catastrophic Fires | Wire-to-wire contact | Aggregated | 2032 | 4.9512e-07 | 184.1265 | 9.1165e-05 | 2032 | Mitigation | 0.95 | 45 | 0 | esc | 0.00097009 | 4.8031e-10 | 0.00097009 | 4.8031e-10 | 0.0028115 | 8.0084e-07 | 0.01662 | 4.3582e-10
[120 empty] | 7.3.3.17.5 (Remote Grid) Updates to grid topology to minimize risk of ignition in HFTDs Remote GridWLDFRWire-to-wire contactAggregated | WLDFR | HFTD - Distribution - Tier 3 - 2QU CoRE ¦ 1QU LoRE | Non-Red Flag Warning - Catastrophic Fires | Wire-to-wire contact | Aggregated | 2033 | 4.9512e-07 | 184.1265 | 9.1165e-05 | 2033 | Mitigation | 0.95 | 45 | 0 | esc | 0.00097009 | 4.8031e-10 | 0.00097009 | 4.8031e-10 | 0.0028115 | 8.0084e-07 | 0.01662 | 4.3582e-10
[120 empty] | 7.3.3.17.5 (Remote Grid) Updates to grid topology to minimize risk of ignition in HFTDs Remote GridWLDFRWire-to-wire contactAggregated | WLDFR | HFTD - Distribution - Tier 3 - 2QU CoRE ¦ 1QU LoRE | Non-Red Flag Warning - Catastrophic Fires | Wire-to-wire contact | Aggregated | 2034 | 4.9512e-07 | 184.1265 | 9.1165e-05 | 2034 | Mitigation | 0.95 | 45 | 0 | esc | 0.00097009 | 4.8031e-10 | 0.00097009 | 4.8031e-10 | 0.0028115 | 8.0084e-07 | 0 | 0
[120 empty] | 7.3.3.17.5 (Remote Grid) Updates to grid topology to minimize risk of ignition in HFTDs Remote GridWLDFRWire-to-wire contactAggregated | WLDFR | HFTD - Distribution - Tier 3 - 2QU CoRE ¦ 1QU LoRE | Non-Red Flag Warning - Catastrophic Fires | Wire-to-wire contact | Aggregated | 2035 | 4.9512e-07 | 184.1265 | 9.1165e-05 | 2035 | Mitigation | 0.95 | 45 | 0 | esc | 0.00097009 | 4.8031e-10 | 0.00097009 | 4.8031e-10 | 0.0028115 | 8.0084e-07 | 0 | 0
[120 empty] | 7.3.3.17.5 (Remote Grid) Updates to grid topology to minimize risk of ignition in HFTDs Remote GridWLDFRWire-to-wire contactAggregated | WLDFR | HFTD - Distribution - Tier 3 - 2QU CoRE ¦ 1QU LoRE | Non-Red Flag Warning - Catastrophic Fires | Wire-to-wire contact | Aggregated | 2036 | 4.9512e-07 | 184.1265 | 9.1165e-05 | 2036 | Mitigation | 0.95 | 45 | 0 | esc | 0.00097009 | 4.8031e-10 | 0.00097009 | 4.8031e-10 | 0.0028115 | 8.0084e-07 | 0.0080352 | 4.1098e-09
[120 empty] | 7.3.3.17.5 (Remote Grid) Updates to grid topology to minimize risk of ignition in HFTDs Remote GridWLDFRWire-to-wire contactAggregated | WLDFR | HFTD - Distribution - Tier 3 - 2QU CoRE ¦ 1QU LoRE | Non-Red Flag Warning - Catastrophic Fires | Wire-to-wire contact | Aggregated | 2037 | 4.9512e-07 | 184.1265 | 9.1165e-05 | 2037 | Mitigation | 0.95 | 45 | 0 | esc | 0.00097009 | 4.8031e-10 | 0.00097009 | 4.8031e-10 | 0.0028115 | 8.0084e-07 | 0.0080352 | 4.1098e-09
[120 empty] | 7.3.3.17.5 (Remote Grid) Updates to grid topology to minimize risk of ignition in HFTDs Remote GridWLDFRWire-to-wire contactAggregated | WLDFR | HFTD - Distribution - Tier 3 - 2QU CoRE ¦ 1QU LoRE | Non-Red Flag Warning - Catastrophic Fires | Wire-to-wire contact | Aggregated | 2038 | 4.9512e-07 | 184.1265 | 9.1165e-05 | 2038 | Mitigation | 0.95 | 45 | 0 | esc | 0.00097009 | 4.8031e-10 | 0.00097009 | 4.8031e-10 | 0.0028115 | 8.0084e-07 | 0.0080352 | 4.1098e-09
[120 empty] | 7.3.3.17.5 (Remote Grid) Updates to grid topology to minimize risk of ignition in HFTDs Remote GridWLDFRWire-to-wire contactAggregated | WLDFR | HFTD - Distribution - Tier 3 - 2QU CoRE ¦ 1QU LoRE | Non-Red Flag Warning - Catastrophic Fires | Wire-to-wire contact | Aggregated | 2039 | 4.9512e-07 | 184.1265 | 9.1165e-05 | 2039 | Mitigation | 0.95 | 45 | 0 | esc | 0.00097009 | 4.8031e-10 | 0.00097009 | 4.8031e-10 | 0.0028115 | 8.0084e-07 | 0.0080352 | 4.1098e-09
[120 empty] | 7.3.3.17.5 (Remote Grid) Updates to grid topology to minimize risk of ignition in HFTDs Remote GridWLDFRWire-to-wire contactAggregated | WLDFR | HFTD - Distribution - Tier 3 - 2QU CoRE ¦ 1QU LoRE | Non-Red Flag Warning - Catastrophic Fires | Wire-to-wire contact | Aggregated | 2040 | 4.9512e-07 | 184.1265 | 9.1165e-05 | 2040 | Mitigation | 0.95 | 45 | 0 | esc | 0.00097009 | 4.8031e-10 | 0.00097009 | 4.8031e-10 | 0.0028115 | 8.0084e-07 | 0.0080352 | 4.1098e-09
[120 empty] | 7.3.3.17.5 (Remote Grid) Updates to grid topology to minimize risk of ignition in HFTDs Remote GridWLDFRWire-to-wire contactAggregated | WLDFR | HFTD - Distribution - Tier 3 - 2QU CoRE ¦ 1QU LoRE | Non-Red Flag Warning - Catastrophic Fires | Wire-to-wire contact | Aggregated | 2041 | 4.9512e-07 | 184.1265 | 9.1165e-05 | 2041 | Mitigation | 0.95 | 45 | 0 | esc | 0.00097009 | 4.8031e-10 | 0.00097009 | 4.8031e-10 | 0.0028115 | 8.0084e-07 | 0.0080352 | 4.1098e-09
[120 empty] | 7.3.3.17.5 (Remote Grid) Updates to grid topology to minimize risk of ignition in HFTDs Remote GridWLDFRWire-to-wire contactAggregated | WLDFR | HFTD - Distribution - Tier 3 - 2QU CoRE ¦ 1QU LoRE | Non-Red Flag Warning - Catastrophic Fires | Wire-to-wire contact | Aggregated | 2042 | 4.9512e-07 | 184.1265 | 9.1165e-05 | 2042 | Mitigation | 0.95 | 45 | 0 | esc | 0.00097009 | 4.8031e-10 | 0.00097009 | 4.8031e-10 | 0.0028115 | 8.0084e-07 | 0.0080352 | 4.1098e-09
[120 empty] | 7.3.3.17.5 (Remote Grid) Updates to grid topology to minimize risk of ignition in HFTDs Remote GridWLDFRWire-to-wire contactAggregated | WLDFR | HFTD - Distribution - Tier 3 - 2QU CoRE ¦ 1QU LoRE | Non-Red Flag Warning - Catastrophic Fires | Wire-to-wire contact | Aggregated | 2043 | 4.9512e-07 | 184.1265 | 9.1165e-05 | 2043 | Mitigation | 0.95 | 45 | 0 | esc | 0.00097009 | 4.8031e-10 | 0.00097009 | 4.8031e-10 | 0.0028115 | 8.0084e-07 | 0.0080352 | 4.1098e-09
[120 empty] | 7.3.3.17.5 (Remote Grid) Updates to grid topology to minimize risk of ignition in HFTDs Remote GridWLDFRWire-to-wire contactAggregated | WLDFR | HFTD - Distribution - Tier 3 - 2QU CoRE ¦ 1QU LoRE | Non-Red Flag Warning - Catastrophic Fires | Wire-to-wire contact | Aggregated | 2044 | 4.9512e-07 | 184.1265 | 9.1165e-05 | 2044 | Mitigation | 0.95 | 45 | 0 | esc | 0.00097009 | 4.8031e-10 | 0.00097009 | 4.8031e-10 | 0.0028115 | 8.0084e-07 | 0.0080352 | 4.1098e-09
[120 empty] | 7.3.3.17.5 (Remote Grid) Updates to grid topology to minimize risk of ignition in HFTDs Remote GridWLDFRWire-to-wire contactAggregated | WLDFR | HFTD - Distribution - Tier 3 - 2QU CoRE ¦ 1QU LoRE | Non-Red Flag Warning - Catastrophic Fires | Wire-to-wire contact | Aggregated | 2045 | 4.9512e-07 | 184.1265 | 9.1165e-05 | 2045 | Mitigation | 0.95 | 45 | 0 | esc | 0.00097009 | 4.8031e-10 | 0.00097009 | 4.8031e-10 | 0.0028115 | 8.0084e-07 | 0.0080352 | 4.1098e-09
[120 empty] | 7.3.3.17.5 (Remote Grid) Updates to grid topology to minimize risk of ignition in HFTDs Remote GridWLDFRWire-to-wire contactAggregated | WLDFR | HFTD - Distribution - Tier 3 - 2QU CoRE ¦ 1QU LoRE | Non-Red Flag Warning - Catastrophic Fires | Wire-to-wire contact | Aggregated | 2046 | 4.9512e-07 | 184.1265 | 9.1165e-05 | 2046 | Mitigation | 0.95 | 45 | 0 | esc | 0.00097009 | 4.8031e-10 | 0.00097009 | 4.8031e-10 | 0.0028115 | 8.0084e-07 | 0.0080352 | 4.1098e-09
[120 empty] | 7.3.3.17.5 (Remote Grid) Updates to grid topology to minimize risk of ignition in HFTDs Remote GridWLDFRWire-to-wire contactAggregated | WLDFR | HFTD - Distribution - Tier 3 - 2QU CoRE ¦ 1QU LoRE | Non-Red Flag Warning - Catastrophic Fires | Wire-to-wire contact | Aggregated | 2047 | 4.9512e-07 | 184.1265 | 9.1165e-05 | 2047 | Mitigation | 0.95 | 45 | 0 | esc | 0.00097009 | 4.8031e-10 | 0.00097009 | 4.8031e-10 | 0.0028115 | 8.0084e-07 | 0.0080352 | 4.1098e-09
[120 empty] | 7.3.3.17.5 (Remote Grid) Updates to grid topology to minimize risk of ignition in HFTDs Remote GridWLDFRWire-to-wire contactAggregated | WLDFR | HFTD - Distribution - Tier 3 - 2QU CoRE ¦ 1QU LoRE | Non-Red Flag Warning - Catastrophic Fires | Wire-to-wire contact | Aggregated | 2048 | 4.9512e-07 | 184.1265 | 9.1165e-05 | 2048 | Mitigation | 0.95 | 45 | 0 | esc | 0.00097009 | 4.8031e-10 | 0.00097009 | 4.8031e-10 | 0.0028115 | 8.0084e-07 | 0.0080352 | 4.1098e-09
[120 empty] | 7.3.3.17.5 (Remote Grid) Updates to grid topology to minimize risk of ignition in HFTDs Remote GridWLDFRWire-to-wire contactAggregated | WLDFR | HFTD - Distribution - Tier 3 - 2QU CoRE ¦ 1QU LoRE | Non-Red Flag Warning - Catastrophic Fires | Wire-to-wire contact | Aggregated | 2049 | 4.9512e-07 | 184.1265 | 9.1165e-05 | 2049 | Mitigation | 0.95 | 45 | 0 | esc | 0.00097009 | 4.8031e-10 | 0.00097009 | 4.8031e-10 | 0.0028115 | 8.0084e-07 | 0.0080352 | 4.1098e-09
[120 empty] | 7.3.3.17.5 (Remote Grid) Updates to grid topology to minimize risk of ignition in HFTDs Remote GridWLDFRWire-to-wire contactAggregated | WLDFR | HFTD - Distribution - Tier 3 - 2QU CoRE ¦ 1QU LoRE | Non-Red Flag Warning - Catastrophic Fires | Wire-to-wire contact | Aggregated | 2050 | 4.9512e-07 | 184.1265 | 9.1165e-05 | 2050 | Mitigation | 0.95 | 45 | 0 | esc | 0.00097009 | 4.8031e-10 | 0.00097009 | 4.8031e-10 | 0.0028115 | 8.0084e-07 | 0.0080352 | 4.1098e-09
[120 empty] | 7.3.3.17.5 (Remote Grid) Updates to grid topology to minimize risk of ignition in HFTDs Remote GridWLDFRWire-to-wire contactAggregated | WLDFR | HFTD - Distribution - Tier 3 - 2QU CoRE ¦ 1QU LoRE | Non-Red Flag Warning - Catastrophic Fires | Wire-to-wire contact | Aggregated | 2051 | 4.9512e-07 | 184.1265 | 9.1165e-05 | 2051 | Mitigation | 0.95 | 45 | 0 | esc | 0.00097009 | 4.8031e-10 | 0.00097009 | 4.8031e-10 | 0.0028115 | 8.0084e-07 | 0.0080352 | 4.1098e-09
[120 empty] | 7.3.3.17.5 (Remote Grid) Updates to grid topology to minimize risk of ignition in HFTDs Remote GridWLDFRWire-to-wire contactAggregated | WLDFR | HFTD - Distribution - Tier 3 - 2QU CoRE ¦ 1QU LoRE | Non-Red Flag Warning - Catastrophic Fires | Wire-to-wire contact | Aggregated | 2052 | 4.9512e-07 | 184.1265 | 9.1165e-05 | 2052 | Mitigation | 0.95 | 45 | 0 | esc | 0.00097009 | 4.8031e-10 | 0.00097009 | 4.8031e-10 | 0.0028115 | 8.0084e-07 | 0.0080352 | 4.1098e-09
[120 empty] | 7.3.3.17.5 (Remote Grid) Updates to grid topology to minimize risk of ignition in HFTDs Remote GridWLDFRWire-to-wire contactAggregated | WLDFR | HFTD - Distribution - Tier 3 - 2QU CoRE ¦ 1QU LoRE | Non-Red Flag Warning - Catastrophic Fires | Wire-to-wire contact | Aggregated | 2053 | 4.9512e-07 | 184.1265 | 9.1165e-05 | 2053 | Mitigation | 0.95 | 45 | 0 | esc | 0.00097009 | 4.8031e-10 | 0.00097009 | 4.8031e-10 | 0.0028115 | 8.0084e-07 | 0.0080352 | 4.1098e-09
[120 empty] | 7.3.3.17.5 (Remote Grid) Updates to grid topology to minimize risk of ignition in HFTDs Remote GridWLDFRWire-to-wire contactAggregated | WLDFR | HFTD - Distribution - Tier 3 - 2QU CoRE ¦ 1QU LoRE | Non-Red Flag Warning - Catastrophic Fires | Wire-to-wire contact | Aggregated | 2054 | 4.9512e-07 | 184.1265 | 9.1165e-05 | 2054 | Mitigation | 0.95 | 45 | 0 | esc | 0.00097009 | 4.8031e-10 | 0.00097009 | 4.8031e-10 | 0.0028115 | 8.0084e-07 | 0.0080352 | 4.1098e-09
[120 empty] | 7.3.3.17.5 (Remote Grid) Updates to grid topology to minimize risk of ignition in HFTDs Remote GridWLDFRWire-to-wire contactAggregated | WLDFR | HFTD - Distribution - Tier 3 - 2QU CoRE ¦ 1QU LoRE | Non-Red Flag Warning - Catastrophic Fires | Wire-to-wire contact | Aggregated | 2055 | 4.9512e-07 | 184.1265 | 9.1165e-05 | 2055 | Mitigation | 0.95 | 45 | 0 | esc | 0.00097009 | 4.8031e-10 | 0.00097009 | 4.8031e-10 | 0.0028115 | 8.0084e-07 | 0.0080352 | 4.1098e-09
[120 empty] | 7.3.3.17.5 (Remote Grid) Updates to grid topology to minimize risk of ignition in HFTDs Remote GridWLDFRWire-to-wire contactAggregated | WLDFR | HFTD - Distribution - Tier 3 - 2QU CoRE ¦ 1QU LoRE | Non-Red Flag Warning - Catastrophic Fires | Wire-to-wire contact | Aggregated | 2056 | 4.9512e-07 | 184.1265 | 9.1165e-05 | 2056 | Mitigation | 0.95 | 45 | 0 | esc | 0.00097009 | 4.8031e-10 | 0.00097009 | 4.8031e-10 | 0.0028115 | 8.0084e-07 | 0.0080352 | 4.1098e-09
[120 empty] | 7.3.3.17.5 (Remote Grid) Updates to grid topology to minimize risk of ignition in HFTDs Remote GridWLDFRWire-to-wire contactAggregated | WLDFR | HFTD - Distribution - Tier 3 - 2QU CoRE ¦ 1QU LoRE | Non-Red Flag Warning - Catastrophic Fires | Wire-to-wire contact | Aggregated | 2057 | 4.9512e-07 | 184.1265 | 9.1165e-05 | 2057 | Mitigation | 0.95 | 45 | 0 | esc | 0.00097009 | 4.8031e-10 | 0.00097009 | 4.8031e-10 | 0.0028115 | 8.0084e-07 | 0.0080352 | 4.1098e-09
[120 empty] | 7.3.3.17.5 (Remote Grid) Updates to grid topology to minimize risk of ignition in HFTDs Remote GridWLDFRWire-to-wire contactAggregated | WLDFR | HFTD - Distribution - Tier 3 - 2QU CoRE ¦ 1QU LoRE | Non-Red Flag Warning - Catastrophic Fires | Wire-to-wire contact | Aggregated | 2058 | 4.9512e-07 | 184.1265 | 9.1165e-05 | 2058 | Mitigation | 0.95 | 45 | 0 | esc | 0.00097009 | 4.8031e-10 | 0.00097009 | 4.8031e-10 | 0 | 0 | 0.0080352 | 4.1098e-09
[120 empty] | 7.3.3.17.5 (Remote Grid) Updates to grid topology to minimize risk of ignition in HFTDs Remote GridWLDFRWire-to-wire contactAggregated | WLDFR | HFTD - Distribution - Tier 3 - 2QU CoRE ¦ 1QU LoRE | Non-Red Flag Warning - Catastrophic Fires | Wire-to-wire contact | Aggregated | 2059 | 4.9512e-07 | 184.1265 | 9.1165e-05 | 2059 | Mitigation | 0.95 | 45 | 0 | esc | 0.00097009 | 4.8031e-10 | 0.00097009 | 4.8031e-10 | 0.0028115 | 9.4907e-09 | 0.0080352 | 4.1098e-09
[120 empty] | 7.3.3.17.5 (Remote Grid) Updates to grid topology to minimize risk of ignition in HFTDs Remote GridWLDFRWire-to-wire contactAggregated | WLDFR | HFTD - Distribution - Tier 3 - 2QU CoRE ¦ 1QU LoRE | Non-Red Flag Warning - Catastrophic Fires | Wire-to-wire contact | Aggregated | 2060 | 4.9512e-07 | 184.1265 | 9.1165e-05 | 2060 | Mitigation | 0.95 | 45 | 0 | esc | 0.00097009 | 4.8031e-10 | 0.00097009 | 4.8031e-10 | 0.0028115 | 9.4907e-09 | 0.0080352 | 4.1098e-09
[120 empty] | 7.3.3.17.5 (Remote Grid) Updates to grid topology to minimize risk of ignition in HFTDs Remote GridWLDFRWire-to-wire contactAggregated | WLDFR | HFTD - Distribution - Tier 3 - 2QU CoRE ¦ 1QU LoRE | Non-Red Flag Warning - Catastrophic Fires | Wire-to-wire contact | Aggregated | 2061 | 4.9512e-07 | 184.1265 | 9.1165e-05 | 2061 | Mitigation | 0.95 | 45 | 0 | esc | 0.00097009 | 4.8031e-10 | 0.00097009 | 4.8031e-10 | 0.0028115 | 9.4907e-09 | 0.0080352 | 4.1098e-09
[120 empty] | 7.3.3.17.5 (Remote Grid) Updates to grid topology to minimize risk of ignition in HFTDs Remote GridWLDFRWire-to-wire contactAggregated | WLDFR | HFTD - Distribution - Tier 3 - 2QU CoRE ¦ 1QU LoRE | Non-Red Flag Warning - Catastrophic Fires | Wire-to-wire contact | Aggregated | 2062 | 4.9512e-07 | 184.1265 | 9.1165e-05 | 2062 | Mitigation | 0.95 | 45 | 0 | esc | 0.00097009 | 4.8031e-10 | 0.00097009 | 4.8031e-10 | 0.0028115 | 9.4907e-09 | 0.0080352 | 4.1098e-09
[120 empty] | 7.3.3.17.5 (Remote Grid) Updates to grid topology to minimize risk of ignition in HFTDs Remote GridWLDFRWire-to-wire contactAggregated | WLDFR | HFTD - Distribution - Tier 3 - 2QU CoRE ¦ 1QU LoRE | Non-Red Flag Warning - Catastrophic Fires | Wire-to-wire contact | Aggregated | 2063 | 4.9512e-07 | 184.1265 | 9.1165e-05 | 2063 | Mitigation | 0.95 | 45 | 0 | esc | 0.00097009 | 4.8031e-10 | 0.00097009 | 4.8031e-10 | 0.0028115 | 9.4907e-09 | 0.0080352 | 4.1098e-09
[120 empty] | 7.3.3.17.5 (Remote Grid) Updates to grid topology to minimize risk of ignition in HFTDs Remote GridWLDFRWire-to-wire contactAggregated | WLDFR | HFTD - Distribution - Tier 3 - 2QU CoRE ¦ 1QU LoRE | Non-Red Flag Warning - Catastrophic Fires | Wire-to-wire contact | Aggregated | 2064 | 4.9512e-07 | 184.1265 | 9.1165e-05 | 2064 | Mitigation | 0.95 | 45 | 0 | esc | 0.00097009 | 4.8031e-10 | 0.00097009 | 4.8031e-10 | 0.0028115 | 9.4907e-09 | 0.0080352 | 4.1098e-09
[120 empty] | 7.3.3.17.5 (Remote Grid) Updates to grid topology to minimize risk of ignition in HFTDs Remote GridWLDFRWire-to-wire contactAggregated | WLDFR | HFTD - Distribution - Tier 3 - 2QU CoRE ¦ 1QU LoRE | Non-Red Flag Warning - Catastrophic Fires | Wire-to-wire contact | Aggregated | 2065 | 4.9512e-07 | 184.1265 | 9.1165e-05 | 2065 | Mitigation | 0.95 | 45 | 0 | esc | 0.00097009 | 4.8031e-10 | 0.00097009 | 4.8031e-10 | 0.0028115 | 9.4907e-09 | 0.0080352 | 4.1098e-09
[120 empty] | 7.3.3.17.5 (Remote Grid) Updates to grid topology to minimize risk of ignition in HFTDs Remote GridWLDFRWire-to-wire contactAggregated | WLDFR | HFTD - Distribution - Tier 3 - 2QU CoRE ¦ 1QU LoRE | Non-Red Flag Warning - Catastrophic Fires | Wire-to-wire contact | Aggregated | 2066 | 4.9512e-07 | 184.1265 | 9.1165e-05 | 2066 | Mitigation | 0.95 | 45 | 0 | esc | 0.00097009 | 4.8031e-10 | 0.00097009 | 4.8031e-10 | 0.0028115 | 9.4907e-09 | 0 | 0
[120 empty] | 7.3.3.17.5 (Remote Grid) Updates to grid topology to minimize risk of ignition in HFTDs Remote GridWLDFRWire-to-wire contactAggregated | WLDFR | HFTD - Distribution - Tier 3 - 2QU CoRE ¦ 1QU LoRE | Non-Red Flag Warning - Catastrophic Fires | Wire-to-wire contact | Aggregated | 2067 | 4.9512e-07 | 184.1265 | 9.1165e-05 | 2067 | Mitigation | 0.95 | 45 | 0 | esc | 0 | 0 | 0.00097009 | 4.8031e-10 | 0.0028115 | 9.4907e-09 | 0 | 0
[120 empty] | 7.3.3.17.5 (Remote Grid) Updates to grid topology to minimize risk of ignition in HFTDs Remote GridWLDFRContact from objectAggregated | WLDFR | HFTD - Distribution - Tier 3 - 2QU CoRE ¦ 1QU LoRE | Non-Red Flag Warning - Destructive Fires | Contact from object | Aggregated | 2022 | 1.1897e-06 | 184.1265 | 0.00021906 | 2022 | Mitigation | 0.95 | 45 | 0 | esc | 0.00097009 | 1.1541e-09 | 0 | 0 | 0.0028115 | 9.4907e-09 | 0.010315 | 2.5496e-09
[120 empty] | 7.3.3.17.5 (Remote Grid) Updates to grid topology to minimize risk of ignition in HFTDs Remote GridWLDFRContact from objectAggregated | WLDFR | HFTD - Distribution - Tier 3 - 2QU CoRE ¦ 1QU LoRE | Non-Red Flag Warning - Destructive Fires | Contact from object | Aggregated | 2023 | 1.1897e-06 | 184.1265 | 0.00021906 | 2023 | Mitigation | 0.95 | 45 | 0 | esc | 0.00097009 | 1.1541e-09 | 0.00097009 | 1.1541e-09 | 0.0028115 | 9.4907e-09 | 0.010315 | 2.5496e-09
[120 empty] | 7.3.3.17.5 (Remote Grid) Updates to grid topology to minimize risk of ignition in HFTDs Remote GridWLDFRContact from objectAggregated | WLDFR | HFTD - Distribution - Tier 3 - 2QU CoRE ¦ 1QU LoRE | Non-Red Flag Warning - Destructive Fires | Contact from object | Aggregated | 2024 | 1.1897e-06 | 184.1265 | 0.00021906 | 2024 | Mitigation | 0.95 | 45 | 0 | esc | 0.00097009 | 1.1541e-09 | 0.00097009 | 1.1541e-09 | 0.0028115 | 9.4907e-09 | 0.010315 | 2.5496e-09
[120 empty] | 7.3.3.17.5 (Remote Grid) Updates to grid topology to minimize risk of ignition in HFTDs Remote GridWLDFRContact from objectAggregated | WLDFR | HFTD - Distribution - Tier 3 - 2QU CoRE ¦ 1QU LoRE | Non-Red Flag Warning - Destructive Fires | Contact from object | Aggregated | 2025 | 1.1897e-06 | 184.1265 | 0.00021906 | 2025 | Mitigation | 0.95 | 45 | 0 | esc | 0.00097009 | 1.1541e-09 | 0.00097009 | 1.1541e-09 | 0.0028115 | 9.4907e-09 | 0.010315 | 2.5496e-09
[120 empty] | 7.3.3.17.5 (Remote Grid) Updates to grid topology to minimize risk of ignition in HFTDs Remote GridWLDFRContact from objectAggregated | WLDFR | HFTD - Distribution - Tier 3 - 2QU CoRE ¦ 1QU LoRE | Non-Red Flag Warning - Destructive Fires | Contact from object | Aggregated | 2026 | 1.1897e-06 | 184.1265 | 0.00021906 | 2026 | Mitigation | 0.95 | 45 | 0 | esc | 0.00097009 | 1.1541e-09 | 0.00097009 | 1.1541e-09 | 0.0028115 | 9.4907e-09 | 0.010315 | 2.5496e-09
[120 empty] | 7.3.3.17.5 (Remote Grid) Updates to grid topology to minimize risk of ignition in HFTDs Remote GridWLDFRContact from objectAggregated | WLDFR | HFTD - Distribution - Tier 3 - 2QU CoRE ¦ 1QU LoRE | Non-Red Flag Warning - Destructive Fires | Contact from object | Aggregated | 2027 | 1.1897e-06 | 184.1265 | 0.00021906 | 2027 | Mitigation | 0.95 | 45 | 0 | esc | 0.00097009 | 1.1541e-09 | 0.00097009 | 1.1541e-09 | 0.0028115 | 9.4907e-09 | 0.010315 | 2.5496e-09
[120 empty] | 7.3.3.17.5 (Remote Grid) Updates to grid topology to minimize risk of ignition in HFTDs Remote GridWLDFRContact from objectAggregated | WLDFR | HFTD - Distribution - Tier 3 - 2QU CoRE ¦ 1QU LoRE | Non-Red Flag Warning - Destructive Fires | Contact from object | Aggregated | 2028 | 1.1897e-06 | 184.1265 | 0.00021906 | 2028 | Mitigation | 0.95 | 45 | 0 | esc | 0.00097009 | 1.1541e-09 | 0.00097009 | 1.1541e-09 | 0.0028115 | 9.4907e-09 | 0.010315 | 2.5496e-09
[120 empty] | 7.3.3.17.5 (Remote Grid) Updates to grid topology to minimize risk of ignition in HFTDs Remote GridWLDFRContact from objectAggregated | WLDFR | HFTD - Distribution - Tier 3 - 2QU CoRE ¦ 1QU LoRE | Non-Red Flag Warning - Destructive Fires | Contact from object | Aggregated | 2029 | 1.1897e-06 | 184.1265 | 0.00021906 | 2029 | Mitigation | 0.95 | 45 | 0 | esc | 0.00097009 | 1.1541e-09 | 0.00097009 | 1.1541e-09 | 0.0028115 | 9.4907e-09 | 0.010315 | 2.5496e-09
[120 empty] | 7.3.3.17.5 (Remote Grid) Updates to grid topology to minimize risk of ignition in HFTDs Remote GridWLDFRContact from objectAggregated | WLDFR | HFTD - Distribution - Tier 3 - 2QU CoRE ¦ 1QU LoRE | Non-Red Flag Warning - Destructive Fires | Contact from object | Aggregated | 2030 | 1.1897e-06 | 184.1265 | 0.00021906 | 2030 | Mitigation | 0.95 | 45 | 0 | esc | 0.00097009 | 1.1541e-09 | 0.00097009 | 1.1541e-09 | 0.0028115 | 9.4907e-09 | 0.010315 | 2.5496e-09
[120 empty] | 7.3.3.17.5 (Remote Grid) Updates to grid topology to minimize risk of ignition in HFTDs Remote GridWLDFRContact from objectAggregated | WLDFR | HFTD - Distribution - Tier 3 - 2QU CoRE ¦ 1QU LoRE | Non-Red Flag Warning - Destructive Fires | Contact from object | Aggregated | 2031 | 1.1897e-06 | 184.1265 | 0.00021906 | 2031 | Mitigation | 0.95 | 45 | 0 | esc | 0.00097009 | 1.1541e-09 | 0.00097009 | 1.1541e-09 | 0.0028115 | 9.4907e-09 | 0.010315 | 2.5496e-09
[120 empty] | 7.3.3.17.5 (Remote Grid) Updates to grid topology to minimize risk of ignition in HFTDs Remote GridWLDFRContact from objectAggregated | WLDFR | HFTD - Distribution - Tier 3 - 2QU CoRE ¦ 1QU LoRE | Non-Red Flag Warning - Destructive Fires | Contact from object | Aggregated | 2032 | 1.1897e-06 | 184.1265 | 0.00021906 | 2032 | Mitigation | 0.95 | 45 | 0 | esc | 0.00097009 | 1.1541e-09 | 0.00097009 | 1.1541e-09 | 0.0028115 | 9.4907e-09 | 0.010315 | 2.5496e-09
[120 empty] | 7.3.3.17.5 (Remote Grid) Updates to grid topology to minimize risk of ignition in HFTDs Remote GridWLDFRContact from objectAggregated | WLDFR | HFTD - Distribution - Tier 3 - 2QU CoRE ¦ 1QU LoRE | Non-Red Flag Warning - Destructive Fires | Contact from object | Aggregated | 2033 | 1.1897e-06 | 184.1265 | 0.00021906 | 2033 | Mitigation | 0.95 | 45 | 0 | esc | 0.00097009 | 1.1541e-09 | 0.00097009 | 1.1541e-09 | 0.0028115 | 9.4907e-09 | 0.010315 | 2.5496e-09
[120 empty] | 7.3.3.17.5 (Remote Grid) Updates to grid topology to minimize risk of ignition in HFTDs Remote GridWLDFRContact from objectAggregated | WLDFR | HFTD - Distribution - Tier 3 - 2QU CoRE ¦ 1QU LoRE | Non-Red Flag Warning - Destructive Fires | Contact from object | Aggregated | 2034 | 1.1897e-06 | 184.1265 | 0.00021906 | 2034 | Mitigation | 0.95 | 45 | 0 | esc | 0.00097009 | 1.1541e-09 | 0.00097009 | 1.1541e-09 | 0.0028115 | 9.4907e-09 | 0.010315 | 2.5496e-09
[120 empty] | 7.3.3.17.5 (Remote Grid) Updates to grid topology to minimize risk of ignition in HFTDs Remote GridWLDFRContact from objectAggregated | WLDFR | HFTD - Distribution - Tier 3 - 2QU CoRE ¦ 1QU LoRE | Non-Red Flag Warning - Destructive Fires | Contact from object | Aggregated | 2035 | 1.1897e-06 | 184.1265 | 0.00021906 | 2035 | Mitigation | 0.95 | 45 | 0 | esc | 0.00097009 | 1.1541e-09 | 0.00097009 | 1.1541e-09 | 0.0028115 | 9.4907e-09 | 0.010315 | 2.5496e-09
[120 empty] | 7.3.3.17.5 (Remote Grid) Updates to grid topology to minimize risk of ignition in HFTDs Remote GridWLDFRContact from objectAggregated | WLDFR | HFTD - Distribution - Tier 3 - 2QU CoRE ¦ 1QU LoRE | Non-Red Flag Warning - Destructive Fires | Contact from object | Aggregated | 2036 | 1.1897e-06 | 184.1265 | 0.00021906 | 2036 | Mitigation | 0.95 | 45 | 0 | esc | 0.00097009 | 1.1541e-09 | 0.00097009 | 1.1541e-09 | 0.0028115 | 9.4907e-09 | 0.010315 | 2.5496e-09
[120 empty] | 7.3.3.17.5 (Remote Grid) Updates to grid topology to minimize risk of ignition in HFTDs Remote GridWLDFRContact from objectAggregated | WLDFR | HFTD - Distribution - Tier 3 - 2QU CoRE ¦ 1QU LoRE | Non-Red Flag Warning - Destructive Fires | Contact from object | Aggregated | 2037 | 1.1897e-06 | 184.1265 | 0.00021906 | 2037 | Mitigation | 0.95 | 45 | 0 | esc | 0.00097009 | 1.1541e-09 | 0.00097009 | 1.1541e-09 | 0.0028115 | 9.4907e-09 | 0.010315 | 2.5496e-09
[120 empty] | 7.3.3.17.5 (Remote Grid) Updates to grid topology to minimize risk of ignition in HFTDs Remote GridWLDFRContact from objectAggregated | WLDFR | HFTD - Distribution - Tier 3 - 2QU CoRE ¦ 1QU LoRE | Non-Red Flag Warning - Destructive Fires | Contact from object | Aggregated | 2038 | 1.1897e-06 | 184.1265 | 0.00021906 | 2038 | Mitigation | 0.95 | 45 | 0 | esc | 0.00097009 | 1.1541e-09 | 0.00097009 | 1.1541e-09 | 0.0028115 | 9.4907e-09 | 0.010315 | 2.5496e-09
[120 empty] | 7.3.3.17.5 (Remote Grid) Updates to grid topology to minimize risk of ignition in HFTDs Remote GridWLDFRContact from objectAggregated | WLDFR | HFTD - Distribution - Tier 3 - 2QU CoRE ¦ 1QU LoRE | Non-Red Flag Warning - Destructive Fires | Contact from object | Aggregated | 2039 | 1.1897e-06 | 184.1265 | 0.00021906 | 2039 | Mitigation | 0.95 | 45 | 0 | esc | 0.00097009 | 1.1541e-09 | 0.00097009 | 1.1541e-09 | 0.0028115 | 9.4907e-09 | 0.010315 | 2.5496e-09
[120 empty] | 7.3.3.17.5 (Remote Grid) Updates to grid topology to minimize risk of ignition in HFTDs Remote GridWLDFRContact from objectAggregated | WLDFR | HFTD - Distribution - Tier 3 - 2QU CoRE ¦ 1QU LoRE | Non-Red Flag Warning - Destructive Fires | Contact from object | Aggregated | 2040 | 1.1897e-06 | 184.1265 | 0.00021906 | 2040 | Mitigation | 0.95 | 45 | 0 | esc | 0.00097009 | 1.1541e-09 | 0.00097009 | 1.1541e-09 | 0.0028115 | 9.4907e-09 | 0.010315 | 2.5496e-09
[120 empty] | 7.3.3.17.5 (Remote Grid) Updates to grid topology to minimize risk of ignition in HFTDs Remote GridWLDFRContact from objectAggregated | WLDFR | HFTD - Distribution - Tier 3 - 2QU CoRE ¦ 1QU LoRE | Non-Red Flag Warning - Destructive Fires | Contact from object | Aggregated | 2041 | 1.1897e-06 | 184.1265 | 0.00021906 | 2041 | Mitigation | 0.95 | 45 | 0 | esc | 0.00097009 | 1.1541e-09 | 0.00097009 | 1.1541e-09 | 0.0028115 | 9.4907e-09 | 0.010315 | 2.5496e-09
[120 empty] | 7.3.3.17.5 (Remote Grid) Updates to grid topology to minimize risk of ignition in HFTDs Remote GridWLDFRContact from objectAggregated | WLDFR | HFTD - Distribution - Tier 3 - 2QU CoRE ¦ 1QU LoRE | Non-Red Flag Warning - Destructive Fires | Contact from object | Aggregated | 2042 | 1.1897e-06 | 184.1265 | 0.00021906 | 2042 | Mitigation | 0.95 | 45 | 0 | esc | 0.00097009 | 1.1541e-09 | 0.00097009 | 1.1541e-09 | 0.0028115 | 9.4907e-09 | 0.010315 | 2.5496e-09
[120 empty] | 7.3.3.17.5 (Remote Grid) Updates to grid topology to minimize risk of ignition in HFTDs Remote GridWLDFRContact from objectAggregated | WLDFR | HFTD - Distribution - Tier 3 - 2QU CoRE ¦ 1QU LoRE | Non-Red Flag Warning - Destructive Fires | Contact from object | Aggregated | 2043 | 1.1897e-06 | 184.1265 | 0.00021906 | 2043 | Mitigation | 0.95 | 45 | 0 | esc | 0.00097009 | 1.1541e-09 | 0.00097009 | 1.1541e-09 | 0.0028115 | 9.4907e-09 | 0.010315 | 2.5496e-09
[120 empty] | 7.3.3.17.5 (Remote Grid) Updates to grid topology to minimize risk of ignition in HFTDs Remote GridWLDFRContact from objectAggregated | WLDFR | HFTD - Distribution - Tier 3 - 2QU CoRE ¦ 1QU LoRE | Non-Red Flag Warning - Destructive Fires | Contact from object | Aggregated | 2044 | 1.1897e-06 | 184.1265 | 0.00021906 | 2044 | Mitigation | 0.95 | 45 | 0 | esc | 0.00097009 | 1.1541e-09 | 0.00097009 | 1.1541e-09 | 0.0028115 | 9.4907e-09 | 0.010315 | 2.5496e-09
[120 empty] | 7.3.3.17.5 (Remote Grid) Updates to grid topology to minimize risk of ignition in HFTDs Remote GridWLDFRContact from objectAggregated | WLDFR | HFTD - Distribution - Tier 3 - 2QU CoRE ¦ 1QU LoRE | Non-Red Flag Warning - Destructive Fires | Contact from object | Aggregated | 2045 | 1.1897e-06 | 184.1265 | 0.00021906 | 2045 | Mitigation | 0.95 | 45 | 0 | esc | 0.00097009 | 1.1541e-09 | 0.00097009 | 1.1541e-09 | 0.0028115 | 9.4907e-09 | 0.010315 | 2.5496e-09
[120 empty] | 7.3.3.17.5 (Remote Grid) Updates to grid topology to minimize risk of ignition in HFTDs Remote GridWLDFRContact from objectAggregated | WLDFR | HFTD - Distribution - Tier 3 - 2QU CoRE ¦ 1QU LoRE | Non-Red Flag Warning - Destructive Fires | Contact from object | Aggregated | 2046 | 1.1897e-06 | 184.1265 | 0.00021906 | 2046 | Mitigation | 0.95 | 45 | 0 | esc | 0.00097009 | 1.1541e-09 | 0.00097009 | 1.1541e-09 | 0.0028115 | 9.4907e-09 | 0.010315 | 2.5496e-09
[120 empty] | 7.3.3.17.5 (Remote Grid) Updates to grid topology to minimize risk of ignition in HFTDs Remote GridWLDFRContact from objectAggregated | WLDFR | HFTD - Distribution - Tier 3 - 2QU CoRE ¦ 1QU LoRE | Non-Red Flag Warning - Destructive Fires | Contact from object | Aggregated | 2047 | 1.1897e-06 | 184.1265 | 0.00021906 | 2047 | Mitigation | 0.95 | 45 | 0 | esc | 0.00097009 | 1.1541e-09 | 0.00097009 | 1.1541e-09 | 0.0028115 | 9.4907e-09 | 0.010315 | 2.5496e-09
[120 empty] | 7.3.3.17.5 (Remote Grid) Updates to grid topology to minimize risk of ignition in HFTDs Remote GridWLDFRContact from objectAggregated | WLDFR | HFTD - Distribution - Tier 3 - 2QU CoRE ¦ 1QU LoRE | Non-Red Flag Warning - Destructive Fires | Contact from object | Aggregated | 2048 | 1.1897e-06 | 184.1265 | 0.00021906 | 2048 | Mitigation | 0.95 | 45 | 0 | esc | 0.00097009 | 1.1541e-09 | 0.00097009 | 1.1541e-09 | 0.0028115 | 9.4907e-09 | 0.010315 | 2.5496e-09
[120 empty] | 7.3.3.17.5 (Remote Grid) Updates to grid topology to minimize risk of ignition in HFTDs Remote GridWLDFRContact from objectAggregated | WLDFR | HFTD - Distribution - Tier 3 - 2QU CoRE ¦ 1QU LoRE | Non-Red Flag Warning - Destructive Fires | Contact from object | Aggregated | 2049 | 1.1897e-06 | 184.1265 | 0.00021906 | 2049 | Mitigation | 0.95 | 45 | 0 | esc | 0.00097009 | 1.1541e-09 | 0.00097009 | 1.1541e-09 | 0.0028115 | 9.4907e-09 | 0.010315 | 2.5496e-09
[120 empty] | 7.3.3.17.5 (Remote Grid) Updates to grid topology to minimize risk of ignition in HFTDs Remote GridWLDFRContact from objectAggregated | WLDFR | HFTD - Distribution - Tier 3 - 2QU CoRE ¦ 1QU LoRE | Non-Red Flag Warning - Destructive Fires | Contact from object | Aggregated | 2050 | 1.1897e-06 | 184.1265 | 0.00021906 | 2050 | Mitigation | 0.95 | 45 | 0 | esc | 0.00097009 | 1.1541e-09 | 0.00097009 | 1.1541e-09 | 0.0028115 | 9.4907e-09 | 0.010315 | 2.5496e-09
[120 empty] | 7.3.3.17.5 (Remote Grid) Updates to grid topology to minimize risk of ignition in HFTDs Remote GridWLDFRContact from objectAggregated | WLDFR | HFTD - Distribution - Tier 3 - 2QU CoRE ¦ 1QU LoRE | Non-Red Flag Warning - Destructive Fires | Contact from object | Aggregated | 2051 | 1.1897e-06 | 184.1265 | 0.00021906 | 2051 | Mitigation | 0.95 | 45 | 0 | esc | 0.00097009 | 1.1541e-09 | 0.00097009 | 1.1541e-09 | 0.0028115 | 9.4907e-09 | 0.010315 | 2.5496e-09
[120 empty] | 7.3.3.17.5 (Remote Grid) Updates to grid topology to minimize risk of ignition in HFTDs Remote GridWLDFRContact from objectAggregated | WLDFR | HFTD - Distribution - Tier 3 - 2QU CoRE ¦ 1QU LoRE | Non-Red Flag Warning - Destructive Fires | Contact from object | Aggregated | 2052 | 1.1897e-06 | 184.1265 | 0.00021906 | 2052 | Mitigation | 0.95 | 45 | 0 | esc | 0.00097009 | 1.1541e-09 | 0.00097009 | 1.1541e-09 | 0.0028115 | 9.4907e-09 | 0 | 0
[120 empty] | 7.3.3.17.5 (Remote Grid) Updates to grid topology to minimize risk of ignition in HFTDs Remote GridWLDFRContact from objectAggregated | WLDFR | HFTD - Distribution - Tier 3 - 2QU CoRE ¦ 1QU LoRE | Non-Red Flag Warning - Destructive Fires | Contact from object | Aggregated | 2053 | 1.1897e-06 | 184.1265 | 0.00021906 | 2053 | Mitigation | 0.95 | 45 | 0 | esc | 0.00097009 | 1.1541e-09 | 0.00097009 | 1.1541e-09 | 0.0028115 | 9.4907e-09 | 0 | 0
[120 empty] | 7.3.3.17.5 (Remote Grid) Updates to grid topology to minimize risk of ignition in HFTDs Remote GridWLDFRContact from objectAggregated | WLDFR | HFTD - Distribution - Tier 3 - 2QU CoRE ¦ 1QU LoRE | Non-Red Flag Warning - Destructive Fires | Contact from object | Aggregated | 2054 | 1.1897e-06 | 184.1265 | 0.00021906 | 2054 | Mitigation | 0.95 | 45 | 0 | esc | 0.00097009 | 1.1541e-09 | 0.00097009 | 1.1541e-09 | 0.0028115 | 9.4907e-09 | 0.013666 | 1.8604e-09
[120 empty] | 7.3.3.17.5 (Remote Grid) Updates to grid topology to minimize risk of ignition in HFTDs Remote GridWLDFRContact from objectAggregated | WLDFR | HFTD - Distribution - Tier 3 - 2QU CoRE ¦ 1QU LoRE | Non-Red Flag Warning - Destructive Fires | Contact from object | Aggregated | 2055 | 1.1897e-06 | 184.1265 | 0.00021906 | 2055 | Mitigation | 0.95 | 45 | 0 | esc | 0.00097009 | 1.1541e-09 | 0.00097009 | 1.1541e-09 | 0.0028115 | 9.4907e-09 | 0.013666 | 1.8604e-09
[120 empty] | 7.3.3.17.5 (Remote Grid) Updates to grid topology to minimize risk of ignition in HFTDs Remote GridWLDFRContact from objectAggregated | WLDFR | HFTD - Distribution - Tier 3 - 2QU CoRE ¦ 1QU LoRE | Non-Red Flag Warning - Destructive Fires | Contact from object | Aggregated | 2056 | 1.1897e-06 | 184.1265 | 0.00021906 | 2056 | Mitigation | 0.95 | 45 | 0 | esc | 0.00097009 | 1.1541e-09 | 0.00097009 | 1.1541e-09 | 0.0028115 | 9.4907e-09 | 0.013666 | 1.8604e-09
[120 empty] | 7.3.3.17.5 (Remote Grid) Updates to grid topology to minimize risk of ignition in HFTDs Remote GridWLDFRContact from objectAggregated | WLDFR | HFTD - Distribution - Tier 3 - 2QU CoRE ¦ 1QU LoRE | Non-Red Flag Warning - Destructive Fires | Contact from object | Aggregated | 2057 | 1.1897e-06 | 184.1265 | 0.00021906 | 2057 | Mitigation | 0.95 | 45 | 0 | esc | 0.00097009 | 1.1541e-09 | 0.00097009 | 1.1541e-09 | 0.0028115 | 9.4907e-09 | 0.013666 | 1.8604e-09
[120 empty] | 7.3.3.17.5 (Remote Grid) Updates to grid topology to minimize risk of ignition in HFTDs Remote GridWLDFRContact from objectAggregated | WLDFR | HFTD - Distribution - Tier 3 - 2QU CoRE ¦ 1QU LoRE | Non-Red Flag Warning - Destructive Fires | Contact from object | Aggregated | 2058 | 1.1897e-06 | 184.1265 | 0.00021906 | 2058 | Mitigation | 0.95 | 45 | 0 | esc | 0.00097009 | 1.1541e-09 | 0.00097009 | 1.1541e-09 | 0.0028115 | 9.4907e-09 | 0.013666 | 1.8604e-09
[120 empty] | 7.3.3.17.5 (Remote Grid) Updates to grid topology to minimize risk of ignition in HFTDs Remote GridWLDFRContact from objectAggregated | WLDFR | HFTD - Distribution - Tier 3 - 2QU CoRE ¦ 1QU LoRE | Non-Red Flag Warning - Destructive Fires | Contact from object | Aggregated | 2059 | 1.1897e-06 | 184.1265 | 0.00021906 | 2059 | Mitigation | 0.95 | 45 | 0 | esc | 0.00097009 | 1.1541e-09 | 0.00097009 | 1.1541e-09 | 0.0028115 | 9.4907e-09 | 0.013666 | 1.8604e-09
[120 empty] | 7.3.3.17.5 (Remote Grid) Updates to grid topology to minimize risk of ignition in HFTDs Remote GridWLDFRContact from objectAggregated | WLDFR | HFTD - Distribution - Tier 3 - 2QU CoRE ¦ 1QU LoRE | Non-Red Flag Warning - Destructive Fires | Contact from object | Aggregated | 2060 | 1.1897e-06 | 184.1265 | 0.00021906 | 2060 | Mitigation | 0.95 | 45 | 0 | esc | 0.00097009 | 1.1541e-09 | 0.00097009 | 1.1541e-09 | 0.0028115 | 9.4907e-09 | 0.013666 | 1.8604e-09
[120 empty] | 7.3.3.17.5 (Remote Grid) Updates to grid topology to minimize risk of ignition in HFTDs Remote GridWLDFRContact from objectAggregated | WLDFR | HFTD - Distribution - Tier 3 - 2QU CoRE ¦ 1QU LoRE | Non-Red Flag Warning - Destructive Fires | Contact from object | Aggregated | 2061 | 1.1897e-06 | 184.1265 | 0.00021906 | 2061 | Mitigation | 0.95 | 45 | 0 | esc | 0.00097009 | 1.1541e-09 | 0.00097009 | 1.1541e-09 | 0.0028115 | 9.4907e-09 | 0.013666 | 1.8604e-09
[120 empty] | 7.3.3.17.5 (Remote Grid) Updates to grid topology to minimize risk of ignition in HFTDs Remote GridWLDFRContact from objectAggregated | WLDFR | HFTD - Distribution - Tier 3 - 2QU CoRE ¦ 1QU LoRE | Non-Red Flag Warning - Destructive Fires | Contact from object | Aggregated | 2062 | 1.1897e-06 | 184.1265 | 0.00021906 | 2062 | Mitigation | 0.95 | 45 | 0 | esc | 0.00097009 | 1.1541e-09 | 0.00097009 | 1.1541e-09 | 0 | 0 | 0.013666 | 1.8604e-09
[120 empty] | 7.3.3.17.5 (Remote Grid) Updates to grid topology to minimize risk of ignition in HFTDs Remote GridWLDFRContact from objectAggregated | WLDFR | HFTD - Distribution - Tier 3 - 2QU CoRE ¦ 1QU LoRE | Non-Red Flag Warning - Destructive Fires | Contact from object | Aggregated | 2063 | 1.1897e-06 | 184.1265 | 0.00021906 | 2063 | Mitigation | 0.95 | 45 | 0 | esc | 0.00097009 | 1.1541e-09 | 0.00097009 | 1.1541e-09 | 0.0028115 | 1.1145e-08 | 0.013666 | 1.8604e-09
[120 empty] | 7.3.3.17.5 (Remote Grid) Updates to grid topology to minimize risk of ignition in HFTDs Remote GridWLDFRContact from objectAggregated | WLDFR | HFTD - Distribution - Tier 3 - 2QU CoRE ¦ 1QU LoRE | Non-Red Flag Warning - Destructive Fires | Contact from object | Aggregated | 2064 | 1.1897e-06 | 184.1265 | 0.00021906 | 2064 | Mitigation | 0.95 | 45 | 0 | esc | 0.00097009 | 1.1541e-09 | 0.00097009 | 1.1541e-09 | 0.0028115 | 1.1145e-08 | 0.013666 | 1.8604e-09
[120 empty] | 7.3.3.17.5 (Remote Grid) Updates to grid topology to minimize risk of ignition in HFTDs Remote GridWLDFRContact from objectAggregated | WLDFR | HFTD - Distribution - Tier 3 - 2QU CoRE ¦ 1QU LoRE | Non-Red Flag Warning - Destructive Fires | Contact from object | Aggregated | 2065 | 1.1897e-06 | 184.1265 | 0.00021906 | 2065 | Mitigation | 0.95 | 45 | 0 | esc | 0.00097009 | 1.1541e-09 | 0.00097009 | 1.1541e-09 | 0.0028115 | 1.1145e-08 | 0.013666 | 1.8604e-09
[120 empty] | 7.3.3.17.5 (Remote Grid) Updates to grid topology to minimize risk of ignition in HFTDs Remote GridWLDFRContact from objectAggregated | WLDFR | HFTD - Distribution - Tier 3 - 2QU CoRE ¦ 1QU LoRE | Non-Red Flag Warning - Destructive Fires | Contact from object | Aggregated | 2066 | 1.1897e-06 | 184.1265 | 0.00021906 | 2066 | Mitigation | 0.95 | 45 | 0 | esc | 0.00097009 | 1.1541e-09 | 0.00097009 | 1.1541e-09 | 0.0028115 | 1.1145e-08 | 0.013666 | 1.8604e-09
[120 empty] | 7.3.3.17.5 (Remote Grid) Updates to grid topology to minimize risk of ignition in HFTDs Remote GridWLDFRContact from objectAggregated | WLDFR | HFTD - Distribution - Tier 3 - 2QU CoRE ¦ 1QU LoRE | Non-Red Flag Warning - Destructive Fires | Contact from object | Aggregated | 2067 | 1.1897e-06 | 184.1265 | 0.00021906 | 2067 | Mitigation | 0.95 | 45 | 0 | esc | 0 | 0 | 0.00097009 | 1.1541e-09 | 0.0028115 | 1.1145e-08 | 0.013666 | 1.8604e-09
[120 empty] | 7.3.3.17.5 (Remote Grid) Updates to grid topology to minimize risk of ignition in HFTDs Remote GridWLDFRContaminationAggregated | WLDFR | HFTD - Distribution - Tier 3 - 2QU CoRE ¦ 1QU LoRE | Non-Red Flag Warning - Destructive Fires | Contamination | Aggregated | 2022 | 2.0668e-08 | 184.1265 | 3.8055e-06 | 2022 | Mitigation | 0.95 | 45 | 0 | esc | 0.00097009 | 2.005e-11 | 0 | 0 | 0.0028115 | 1.1145e-08 | 0.013666 | 1.8604e-09
[120 empty] | 7.3.3.17.5 (Remote Grid) Updates to grid topology to minimize risk of ignition in HFTDs Remote GridWLDFRContaminationAggregated | WLDFR | HFTD - Distribution - Tier 3 - 2QU CoRE ¦ 1QU LoRE | Non-Red Flag Warning - Destructive Fires | Contamination | Aggregated | 2023 | 2.0668e-08 | 184.1265 | 3.8055e-06 | 2023 | Mitigation | 0.95 | 45 | 0 | esc | 0.00097009 | 2.005e-11 | 0.00097009 | 2.005e-11 | 0.0028115 | 1.1145e-08 | 0.013666 | 1.8604e-09
[120 empty] | 7.3.3.17.5 (Remote Grid) Updates to grid topology to minimize risk of ignition in HFTDs Remote GridWLDFRContaminationAggregated | WLDFR | HFTD - Distribution - Tier 3 - 2QU CoRE ¦ 1QU LoRE | Non-Red Flag Warning - Destructive Fires | Contamination | Aggregated | 2024 | 2.0668e-08 | 184.1265 | 3.8055e-06 | 2024 | Mitigation | 0.95 | 45 | 0 | esc | 0.00097009 | 2.005e-11 | 0.00097009 | 2.005e-11 | 0.0028115 | 1.1145e-08 | 0.013666 | 1.8604e-09
[120 empty] | 7.3.3.17.5 (Remote Grid) Updates to grid topology to minimize risk of ignition in HFTDs Remote GridWLDFRContaminationAggregated | WLDFR | HFTD - Distribution - Tier 3 - 2QU CoRE ¦ 1QU LoRE | Non-Red Flag Warning - Destructive Fires | Contamination | Aggregated | 2025 | 2.0668e-08 | 184.1265 | 3.8055e-06 | 2025 | Mitigation | 0.95 | 45 | 0 | esc | 0.00097009 | 2.005e-11 | 0.00097009 | 2.005e-11 | 0.0028115 | 1.1145e-08 | 0.013666 | 1.8604e-09
[120 empty] | 7.3.3.17.5 (Remote Grid) Updates to grid topology to minimize risk of ignition in HFTDs Remote GridWLDFRContaminationAggregated | WLDFR | HFTD - Distribution - Tier 3 - 2QU CoRE ¦ 1QU LoRE | Non-Red Flag Warning - Destructive Fires | Contamination | Aggregated | 2026 | 2.0668e-08 | 184.1265 | 3.8055e-06 | 2026 | Mitigation | 0.95 | 45 | 0 | esc | 0.00097009 | 2.005e-11 | 0.00097009 | 2.005e-11 | 0.0028115 | 1.1145e-08 | 0.013666 | 1.8604e-09
[120 empty] | 7.3.3.17.5 (Remote Grid) Updates to grid topology to minimize risk of ignition in HFTDs Remote GridWLDFRContaminationAggregated | WLDFR | HFTD - Distribution - Tier 3 - 2QU CoRE ¦ 1QU LoRE | Non-Red Flag Warning - Destructive Fires | Contamination | Aggregated | 2027 | 2.0668e-08 | 184.1265 | 3.8055e-06 | 2027 | Mitigation | 0.95 | 45 | 0 | esc | 0.00097009 | 2.005e-11 | 0.00097009 | 2.005e-11 | 0.0028115 | 1.1145e-08 | 0.013666 | 1.8604e-09
[120 empty] | 7.3.3.17.5 (Remote Grid) Updates to grid topology to minimize risk of ignition in HFTDs Remote GridWLDFRContaminationAggregated | WLDFR | HFTD - Distribution - Tier 3 - 2QU CoRE ¦ 1QU LoRE | Non-Red Flag Warning - Destructive Fires | Contamination | Aggregated | 2028 | 2.0668e-08 | 184.1265 | 3.8055e-06 | 2028 | Mitigation | 0.95 | 45 | 0 | esc | 0.00097009 | 2.005e-11 | 0.00097009 | 2.005e-11 | 0.0028115 | 1.1145e-08 | 0.013666 | 1.8604e-09
[120 empty] | 7.3.3.17.5 (Remote Grid) Updates to grid topology to minimize risk of ignition in HFTDs Remote GridWLDFRContaminationAggregated | WLDFR | HFTD - Distribution - Tier 3 - 2QU CoRE ¦ 1QU LoRE | Non-Red Flag Warning - Destructive Fires | Contamination | Aggregated | 2029 | 2.0668e-08 | 184.1265 | 3.8055e-06 | 2029 | Mitigation | 0.95 | 45 | 0 | esc | 0.00097009 | 2.005e-11 | 0.00097009 | 2.005e-11 | 0.0028115 | 1.1145e-08 | 0.013666 | 1.8604e-09
[120 empty] | 7.3.3.17.5 (Remote Grid) Updates to grid topology to minimize risk of ignition in HFTDs Remote GridWLDFRContaminationAggregated | WLDFR | HFTD - Distribution - Tier 3 - 2QU CoRE ¦ 1QU LoRE | Non-Red Flag Warning - Destructive Fires | Contamination | Aggregated | 2030 | 2.0668e-08 | 184.1265 | 3.8055e-06 | 2030 | Mitigation | 0.95 | 45 | 0 | esc | 0.00097009 | 2.005e-11 | 0.00097009 | 2.005e-11 | 0.0028115 | 1.1145e-08 | 0.013666 | 1.8604e-09
[120 empty] | 7.3.3.17.5 (Remote Grid) Updates to grid topology to minimize risk of ignition in HFTDs Remote GridWLDFRContaminationAggregated | WLDFR | HFTD - Distribution - Tier 3 - 2QU CoRE ¦ 1QU LoRE | Non-Red Flag Warning - Destructive Fires | Contamination | Aggregated | 2031 | 2.0668e-08 | 184.1265 | 3.8055e-06 | 2031 | Mitigation | 0.95 | 45 | 0 | esc | 0.00097009 | 2.005e-11 | 0.00097009 | 2.005e-11 | 0.0028115 | 1.1145e-08 | 0.013666 | 1.8604e-09
[120 empty] | 7.3.3.17.5 (Remote Grid) Updates to grid topology to minimize risk of ignition in HFTDs Remote GridWLDFRContaminationAggregated | WLDFR | HFTD - Distribution - Tier 3 - 2QU CoRE ¦ 1QU LoRE | Non-Red Flag Warning - Destructive Fires | Contamination | Aggregated | 2032 | 2.0668e-08 | 184.1265 | 3.8055e-06 | 2032 | Mitigation | 0.95 | 45 | 0 | esc | 0.00097009 | 2.005e-11 | 0.00097009 | 2.005e-11 | 0.0028115 | 1.1145e-08 | 0.013666 | 1.8604e-09
[120 empty] | 7.3.3.17.5 (Remote Grid) Updates to grid topology to minimize risk of ignition in HFTDs Remote GridWLDFRContaminationAggregated | WLDFR | HFTD - Distribution - Tier 3 - 2QU CoRE ¦ 1QU LoRE | Non-Red Flag Warning - Destructive Fires | Contamination | Aggregated | 2033 | 2.0668e-08 | 184.1265 | 3.8055e-06 | 2033 | Mitigation | 0.95 | 45 | 0 | esc | 0.00097009 | 2.005e-11 | 0.00097009 | 2.005e-11 | 0.0028115 | 1.1145e-08 | 0.013666 | 1.8604e-09
[120 empty] | 7.3.3.17.5 (Remote Grid) Updates to grid topology to minimize risk of ignition in HFTDs Remote GridWLDFRContaminationAggregated | WLDFR | HFTD - Distribution - Tier 3 - 2QU CoRE ¦ 1QU LoRE | Non-Red Flag Warning - Destructive Fires | Contamination | Aggregated | 2034 | 2.0668e-08 | 184.1265 | 3.8055e-06 | 2034 | Mitigation | 0.95 | 45 | 0 | esc | 0.00097009 | 2.005e-11 | 0.00097009 | 2.005e-11 | 0.0028115 | 1.1145e-08 | 0.013666 | 1.8604e-09
[120 empty] | 7.3.3.17.5 (Remote Grid) Updates to grid topology to minimize risk of ignition in HFTDs Remote GridWLDFRContaminationAggregated | WLDFR | HFTD - Distribution - Tier 3 - 2QU CoRE ¦ 1QU LoRE | Non-Red Flag Warning - Destructive Fires | Contamination | Aggregated | 2035 | 2.0668e-08 | 184.1265 | 3.8055e-06 | 2035 | Mitigation | 0.95 | 45 | 0 | esc | 0.00097009 | 2.005e-11 | 0.00097009 | 2.005e-11 | 0.0028115 | 1.1145e-08 | 0.013666 | 1.8604e-09
[120 empty] | 7.3.3.17.5 (Remote Grid) Updates to grid topology to minimize risk of ignition in HFTDs Remote GridWLDFRContaminationAggregated | WLDFR | HFTD - Distribution - Tier 3 - 2QU CoRE ¦ 1QU LoRE | Non-Red Flag Warning - Destructive Fires | Contamination | Aggregated | 2036 | 2.0668e-08 | 184.1265 | 3.8055e-06 | 2036 | Mitigation | 0.95 | 45 | 0 | esc | 0.00097009 | 2.005e-11 | 0.00097009 | 2.005e-11 | 0.0028115 | 1.1145e-08 | 0.013666 | 1.8604e-09
[120 empty] | 7.3.3.17.5 (Remote Grid) Updates to grid topology to minimize risk of ignition in HFTDs Remote GridWLDFRContaminationAggregated | WLDFR | HFTD - Distribution - Tier 3 - 2QU CoRE ¦ 1QU LoRE | Non-Red Flag Warning - Destructive Fires | Contamination | Aggregated | 2037 | 2.0668e-08 | 184.1265 | 3.8055e-06 | 2037 | Mitigation | 0.95 | 45 | 0 | esc | 0.00097009 | 2.005e-11 | 0.00097009 | 2.005e-11 | 0.0028115 | 1.1145e-08 | 0.013666 | 1.8604e-09
[120 empty] | 7.3.3.17.5 (Remote Grid) Updates to grid topology to minimize risk of ignition in HFTDs Remote GridWLDFRContaminationAggregated | WLDFR | HFTD - Distribution - Tier 3 - 2QU CoRE ¦ 1QU LoRE | Non-Red Flag Warning - Destructive Fires | Contamination | Aggregated | 2038 | 2.0668e-08 | 184.1265 | 3.8055e-06 | 2038 | Mitigation | 0.95 | 45 | 0 | esc | 0.00097009 | 2.005e-11 | 0.00097009 | 2.005e-11 | 0.0028115 | 1.1145e-08 | 0 | 0
[120 empty] | 7.3.3.17.5 (Remote Grid) Updates to grid topology to minimize risk of ignition in HFTDs Remote GridWLDFRContaminationAggregated | WLDFR | HFTD - Distribution - Tier 3 - 2QU CoRE ¦ 1QU LoRE | Non-Red Flag Warning - Destructive Fires | Contamination | Aggregated | 2039 | 2.0668e-08 | 184.1265 | 3.8055e-06 | 2039 | Mitigation | 0.95 | 45 | 0 | esc | 0.00097009 | 2.005e-11 | 0.00097009 | 2.005e-11 | 0.0028115 | 1.1145e-08 | 0 | 0
[120 empty] | 7.3.3.17.5 (Remote Grid) Updates to grid topology to minimize risk of ignition in HFTDs Remote GridWLDFRContaminationAggregated | WLDFR | HFTD - Distribution - Tier 3 - 2QU CoRE ¦ 1QU LoRE | Non-Red Flag Warning - Destructive Fires | Contamination | Aggregated | 2040 | 2.0668e-08 | 184.1265 | 3.8055e-06 | 2040 | Mitigation | 0.95 | 45 | 0 | esc | 0.00097009 | 2.005e-11 | 0.00097009 | 2.005e-11 | 0.0028115 | 1.1145e-08 | 0.0063316 | 9.3929e-11
[120 empty] | 7.3.3.17.5 (Remote Grid) Updates to grid topology to minimize risk of ignition in HFTDs Remote GridWLDFRContaminationAggregated | WLDFR | HFTD - Distribution - Tier 3 - 2QU CoRE ¦ 1QU LoRE | Non-Red Flag Warning - Destructive Fires | Contamination | Aggregated | 2041 | 2.0668e-08 | 184.1265 | 3.8055e-06 | 2041 | Mitigation | 0.95 | 45 | 0 | esc | 0.00097009 | 2.005e-11 | 0.00097009 | 2.005e-11 | 0.0028115 | 1.1145e-08 | 0.0063316 | 9.3929e-11
[120 empty] | 7.3.3.17.5 (Remote Grid) Updates to grid topology to minimize risk of ignition in HFTDs Remote GridWLDFRContaminationAggregated | WLDFR | HFTD - Distribution - Tier 3 - 2QU CoRE ¦ 1QU LoRE | Non-Red Flag Warning - Destructive Fires | Contamination | Aggregated | 2042 | 2.0668e-08 | 184.1265 | 3.8055e-06 | 2042 | Mitigation | 0.95 | 45 | 0 | esc | 0.00097009 | 2.005e-11 | 0.00097009 | 2.005e-11 | 0.0028115 | 1.1145e-08 | 0.0063316 | 9.3929e-11
[120 empty] | 7.3.3.17.5 (Remote Grid) Updates to grid topology to minimize risk of ignition in HFTDs Remote GridWLDFRContaminationAggregated | WLDFR | HFTD - Distribution - Tier 3 - 2QU CoRE ¦ 1QU LoRE | Non-Red Flag Warning - Destructive Fires | Contamination | Aggregated | 2043 | 2.0668e-08 | 184.1265 | 3.8055e-06 | 2043 | Mitigation | 0.95 | 45 | 0 | esc | 0.00097009 | 2.005e-11 | 0.00097009 | 2.005e-11 | 0.0028115 | 1.1145e-08 | 0.0063316 | 9.3929e-11
[120 empty] | 7.3.3.17.5 (Remote Grid) Updates to grid topology to minimize risk of ignition in HFTDs Remote GridWLDFRContaminationAggregated | WLDFR | HFTD - Distribution - Tier 3 - 2QU CoRE ¦ 1QU LoRE | Non-Red Flag Warning - Destructive Fires | Contamination | Aggregated | 2044 | 2.0668e-08 | 184.1265 | 3.8055e-06 | 2044 | Mitigation | 0.95 | 45 | 0 | esc | 0.00097009 | 2.005e-11 | 0.00097009 | 2.005e-11 | 0.0028115 | 1.1145e-08 | 0.0063316 | 9.3929e-11
[120 empty] | 7.3.3.17.5 (Remote Grid) Updates to grid topology to minimize risk of ignition in HFTDs Remote GridWLDFRContaminationAggregated | WLDFR | HFTD - Distribution - Tier 3 - 2QU CoRE ¦ 1QU LoRE | Non-Red Flag Warning - Destructive Fires | Contamination | Aggregated | 2045 | 2.0668e-08 | 184.1265 | 3.8055e-06 | 2045 | Mitigation | 0.95 | 45 | 0 | esc | 0.00097009 | 2.005e-11 | 0.00097009 | 2.005e-11 | 0.0028115 | 1.1145e-08 | 0.0063316 | 9.3929e-11
[120 empty] | 7.3.3.17.5 (Remote Grid) Updates to grid topology to minimize risk of ignition in HFTDs Remote GridWLDFRContaminationAggregated | WLDFR | HFTD - Distribution - Tier 3 - 2QU CoRE ¦ 1QU LoRE | Non-Red Flag Warning - Destructive Fires | Contamination | Aggregated | 2046 | 2.0668e-08 | 184.1265 | 3.8055e-06 | 2046 | Mitigation | 0.95 | 45 | 0 | esc | 0.00097009 | 2.005e-11 | 0.00097009 | 2.005e-11 | 0.0028115 | 1.1145e-08 | 0.0063316 | 9.3929e-11
[120 empty] | 7.3.3.17.5 (Remote Grid) Updates to grid topology to minimize risk of ignition in HFTDs Remote GridWLDFRContaminationAggregated | WLDFR | HFTD - Distribution - Tier 3 - 2QU CoRE ¦ 1QU LoRE | Non-Red Flag Warning - Destructive Fires | Contamination | Aggregated | 2047 | 2.0668e-08 | 184.1265 | 3.8055e-06 | 2047 | Mitigation | 0.95 | 45 | 0 | esc | 0.00097009 | 2.005e-11 | 0.00097009 | 2.005e-11 | 0.0028115 | 1.1145e-08 | 0.0063316 | 9.3929e-11
[120 empty] | 7.3.3.17.5 (Remote Grid) Updates to grid topology to minimize risk of ignition in HFTDs Remote GridWLDFRContaminationAggregated | WLDFR | HFTD - Distribution - Tier 3 - 2QU CoRE ¦ 1QU LoRE | Non-Red Flag Warning - Destructive Fires | Contamination | Aggregated | 2048 | 2.0668e-08 | 184.1265 | 3.8055e-06 | 2048 | Mitigation | 0.95 | 45 | 0 | esc | 0.00097009 | 2.005e-11 | 0.00097009 | 2.005e-11 | 0.0028115 | 1.1145e-08 | 0.0063316 | 9.3929e-11
[120 empty] | 7.3.3.17.5 (Remote Grid) Updates to grid topology to minimize risk of ignition in HFTDs Remote GridWLDFRContaminationAggregated | WLDFR | HFTD - Distribution - Tier 3 - 2QU CoRE ¦ 1QU LoRE | Non-Red Flag Warning - Destructive Fires | Contamination | Aggregated | 2049 | 2.0668e-08 | 184.1265 | 3.8055e-06 | 2049 | Mitigation | 0.95 | 45 | 0 | esc | 0.00097009 | 2.005e-11 | 0.00097009 | 2.005e-11 | 0.0028115 | 1.1145e-08 | 0.0063316 | 9.3929e-11
[120 empty] | 7.3.3.17.5 (Remote Grid) Updates to grid topology to minimize risk of ignition in HFTDs Remote GridWLDFRContaminationAggregated | WLDFR | HFTD - Distribution - Tier 3 - 2QU CoRE ¦ 1QU LoRE | Non-Red Flag Warning - Destructive Fires | Contamination | Aggregated | 2050 | 2.0668e-08 | 184.1265 | 3.8055e-06 | 2050 | Mitigation | 0.95 | 45 | 0 | esc | 0.00097009 | 2.005e-11 | 0.00097009 | 2.005e-11 | 0.0028115 | 1.1145e-08 | 0.0063316 | 9.3929e-11
[120 empty] | 7.3.3.17.5 (Remote Grid) Updates to grid topology to minimize risk of ignition in HFTDs Remote GridWLDFRContaminationAggregated | WLDFR | HFTD - Distribution - Tier 3 - 2QU CoRE ¦ 1QU LoRE | Non-Red Flag Warning - Destructive Fires | Contamination | Aggregated | 2051 | 2.0668e-08 | 184.1265 | 3.8055e-06 | 2051 | Mitigation | 0.95 | 45 | 0 | esc | 0.00097009 | 2.005e-11 | 0.00097009 | 2.005e-11 | 0.0028115 | 1.1145e-08 | 0.0063316 | 9.3929e-11
[120 empty] | 7.3.3.17.5 (Remote Grid) Updates to grid topology to minimize risk of ignition in HFTDs Remote GridWLDFRContaminationAggregated | WLDFR | HFTD - Distribution - Tier 3 - 2QU CoRE ¦ 1QU LoRE | Non-Red Flag Warning - Destructive Fires | Contamination | Aggregated | 2052 | 2.0668e-08 | 184.1265 | 3.8055e-06 | 2052 | Mitigation | 0.95 | 45 | 0 | esc | 0.00097009 | 2.005e-11 | 0.00097009 | 2.005e-11 | 0.0028115 | 1.1145e-08 | 0.0063316 | 9.3929e-11
[120 empty] | 7.3.3.17.5 (Remote Grid) Updates to grid topology to minimize risk of ignition in HFTDs Remote GridWLDFRContaminationAggregated | WLDFR | HFTD - Distribution - Tier 3 - 2QU CoRE ¦ 1QU LoRE | Non-Red Flag Warning - Destructive Fires | Contamination | Aggregated | 2053 | 2.0668e-08 | 184.1265 | 3.8055e-06 | 2053 | Mitigation | 0.95 | 45 | 0 | esc | 0.00097009 | 2.005e-11 | 0.00097009 | 2.005e-11 | 0.0028115 | 1.1145e-08 | 0.0063316 | 9.3929e-11
[120 empty] | 7.3.3.17.5 (Remote Grid) Updates to grid topology to minimize risk of ignition in HFTDs Remote GridWLDFRContaminationAggregated | WLDFR | HFTD - Distribution - Tier 3 - 2QU CoRE ¦ 1QU LoRE | Non-Red Flag Warning - Destructive Fires | Contamination | Aggregated | 2054 | 2.0668e-08 | 184.1265 | 3.8055e-06 | 2054 | Mitigation | 0.95 | 45 | 0 | esc | 0.00097009 | 2.005e-11 | 0.00097009 | 2.005e-11 | 0.0028115 | 1.1145e-08 | 0.0063316 | 9.3929e-11
[120 empty] | 7.3.3.17.5 (Remote Grid) Updates to grid topology to minimize risk of ignition in HFTDs Remote GridWLDFRContaminationAggregated | WLDFR | HFTD - Distribution - Tier 3 - 2QU CoRE ¦ 1QU LoRE | Non-Red Flag Warning - Destructive Fires | Contamination | Aggregated | 2055 | 2.0668e-08 | 184.1265 | 3.8055e-06 | 2055 | Mitigation | 0.95 | 45 | 0 | esc | 0.00097009 | 2.005e-11 | 0.00097009 | 2.005e-11 | 0.0028115 | 1.1145e-08 | 0.0063316 | 9.3929e-11
[120 empty] | 7.3.3.17.5 (Remote Grid) Updates to grid topology to minimize risk of ignition in HFTDs Remote GridWLDFRContaminationAggregated | WLDFR | HFTD - Distribution - Tier 3 - 2QU CoRE ¦ 1QU LoRE | Non-Red Flag Warning - Destructive Fires | Contamination | Aggregated | 2056 | 2.0668e-08 | 184.1265 | 3.8055e-06 | 2056 | Mitigation | 0.95 | 45 | 0 | esc | 0.00097009 | 2.005e-11 | 0.00097009 | 2.005e-11 | 0.0028115 | 1.1145e-08 | 0.0063316 | 9.3929e-11
[120 empty] | 7.3.3.17.5 (Remote Grid) Updates to grid topology to minimize risk of ignition in HFTDs Remote GridWLDFRContaminationAggregated | WLDFR | HFTD - Distribution - Tier 3 - 2QU CoRE ¦ 1QU LoRE | Non-Red Flag Warning - Destructive Fires | Contamination | Aggregated | 2057 | 2.0668e-08 | 184.1265 | 3.8055e-06 | 2057 | Mitigation | 0.95 | 45 | 0 | esc | 0.00097009 | 2.005e-11 | 0.00097009 | 2.005e-11 | 0.0028115 | 1.1145e-08 | 0.0063316 | 9.3929e-11
[120 empty] | 7.3.3.17.5 (Remote Grid) Updates to grid topology to minimize risk of ignition in HFTDs Remote GridWLDFRContaminationAggregated | WLDFR | HFTD - Distribution - Tier 3 - 2QU CoRE ¦ 1QU LoRE | Non-Red Flag Warning - Destructive Fires | Contamination | Aggregated | 2058 | 2.0668e-08 | 184.1265 | 3.8055e-06 | 2058 | Mitigation | 0.95 | 45 | 0 | esc | 0.00097009 | 2.005e-11 | 0.00097009 | 2.005e-11 | 0.0028115 | 1.1145e-08 | 0.0063316 | 9.3929e-11
[120 empty] | 7.3.3.17.5 (Remote Grid) Updates to grid topology to minimize risk of ignition in HFTDs Remote GridWLDFRContaminationAggregated | WLDFR | HFTD - Distribution - Tier 3 - 2QU CoRE ¦ 1QU LoRE | Non-Red Flag Warning - Destructive Fires | Contamination | Aggregated | 2059 | 2.0668e-08 | 184.1265 | 3.8055e-06 | 2059 | Mitigation | 0.95 | 45 | 0 | esc | 0.00097009 | 2.005e-11 | 0.00097009 | 2.005e-11 | 0.0028115 | 1.1145e-08 | 0.0063316 | 9.3929e-11
[120 empty] | 7.3.3.17.5 (Remote Grid) Updates to grid topology to minimize risk of ignition in HFTDs Remote GridWLDFRContaminationAggregated | WLDFR | HFTD - Distribution - Tier 3 - 2QU CoRE ¦ 1QU LoRE | Non-Red Flag Warning - Destructive Fires | Contamination | Aggregated | 2060 | 2.0668e-08 | 184.1265 | 3.8055e-06 | 2060 | Mitigation | 0.95 | 45 | 0 | esc | 0.00097009 | 2.005e-11 | 0.00097009 | 2.005e-11 | 0.0028115 | 1.1145e-08 | 0.0063316 | 9.3929e-11
[120 empty] | 7.3.3.17.5 (Remote Grid) Updates to grid topology to minimize risk of ignition in HFTDs Remote GridWLDFRContaminationAggregated | WLDFR | HFTD - Distribution - Tier 3 - 2QU CoRE ¦ 1QU LoRE | Non-Red Flag Warning - Destructive Fires | Contamination | Aggregated | 2061 | 2.0668e-08 | 184.1265 | 3.8055e-06 | 2061 | Mitigation | 0.95 | 45 | 0 | esc | 0.00097009 | 2.005e-11 | 0.00097009 | 2.005e-11 | 0.0028115 | 1.1145e-08 | 0.0063316 | 9.3929e-11
[120 empty] | 7.3.3.17.5 (Remote Grid) Updates to grid topology to minimize risk of ignition in HFTDs Remote GridWLDFRContaminationAggregated | WLDFR | HFTD - Distribution - Tier 3 - 2QU CoRE ¦ 1QU LoRE | Non-Red Flag Warning - Destructive Fires | Contamination | Aggregated | 2062 | 2.0668e-08 | 184.1265 | 3.8055e-06 | 2062 | Mitigation | 0.95 | 45 | 0 | esc | 0.00097009 | 2.005e-11 | 0.00097009 | 2.005e-11 | 0.0028115 | 1.1145e-08 | 0.0063316 | 9.3929e-11
[120 empty] | 7.3.3.17.5 (Remote Grid) Updates to grid topology to minimize risk of ignition in HFTDs Remote GridWLDFRContaminationAggregated | WLDFR | HFTD - Distribution - Tier 3 - 2QU CoRE ¦ 1QU LoRE | Non-Red Flag Warning - Destructive Fires | Contamination | Aggregated | 2063 | 2.0668e-08 | 184.1265 | 3.8055e-06 | 2063 | Mitigation | 0.95 | 45 | 0 | esc | 0.00097009 | 2.005e-11 | 0.00097009 | 2.005e-11 | 0.0028115 | 1.1145e-08 | 0.0063316 | 9.3929e-11
[120 empty] | 7.3.3.17.5 (Remote Grid) Updates to grid topology to minimize risk of ignition in HFTDs Remote GridWLDFRContaminationAggregated | WLDFR | HFTD - Distribution - Tier 3 - 2QU CoRE ¦ 1QU LoRE | Non-Red Flag Warning - Destructive Fires | Contamination | Aggregated | 2064 | 2.0668e-08 | 184.1265 | 3.8055e-06 | 2064 | Mitigation | 0.95 | 45 | 0 | esc | 0.00097009 | 2.005e-11 | 0.00097009 | 2.005e-11 | 0.0028115 | 1.1145e-08 | 0.0063316 | 9.3929e-11
[120 empty] | 7.3.3.17.5 (Remote Grid) Updates to grid topology to minimize risk of ignition in HFTDs Remote GridWLDFRContaminationAggregated | WLDFR | HFTD - Distribution - Tier 3 - 2QU CoRE ¦ 1QU LoRE | Non-Red Flag Warning - Destructive Fires | Contamination | Aggregated | 2065 | 2.0668e-08 | 184.1265 | 3.8055e-06 | 2065 | Mitigation | 0.95 | 45 | 0 | esc | 0.00097009 | 2.005e-11 | 0.00097009 | 2.005e-11 | 0.0028115 | 1.1145e-08 | 0.0063316 | 9.3929e-11
[120 empty] | 7.3.3.17.5 (Remote Grid) Updates to grid topology to minimize risk of ignition in HFTDs Remote GridWLDFRContaminationAggregated | WLDFR | HFTD - Distribution - Tier 3 - 2QU CoRE ¦ 1QU LoRE | Non-Red Flag Warning - Destructive Fires | Contamination | Aggregated | 2066 | 2.0668e-08 | 184.1265 | 3.8055e-06 | 2066 | Mitigation | 0.95 | 45 | 0 | esc | 0.00097009 | 2.005e-11 | 0.00097009 | 2.005e-11 | 0 | 0 | 0.0063316 | 9.3929e-11
[120 empty] | 7.3.3.17.5 (Remote Grid) Updates to grid topology to minimize risk of ignition in HFTDs Remote GridWLDFRContaminationAggregated | WLDFR | HFTD - Distribution - Tier 3 - 2QU CoRE ¦ 1QU LoRE | Non-Red Flag Warning - Destructive Fires | Contamination | Aggregated | 2067 | 2.0668e-08 | 184.1265 | 3.8055e-06 | 2067 | Mitigation | 0.95 | 45 | 0 | esc | 0 | 0 | 0.00097009 | 2.005e-11 | 0.0028115 | 1.9616e-09 | 0.0063316 | 9.3929e-11
[120 empty] | 7.3.3.17.5 (Remote Grid) Updates to grid topology to minimize risk of ignition in HFTDs Remote GridWLDFREquipment / facility failureAggregated | WLDFR | HFTD - Distribution - Tier 3 - 2QU CoRE ¦ 1QU LoRE | Non-Red Flag Warning - Destructive Fires | Equipment / facility failure | Aggregated | 2022 | 3.3048e-07 | 184.1265 | 6.0849e-05 | 2022 | Mitigation | 0.95 | 45 | 0 | esc | 0.00097009 | 3.2059e-10 | 0 | 0 | 0.0028115 | 1.9616e-09 | 0.0063316 | 9.3929e-11
[120 empty] | 7.3.3.17.5 (Remote Grid) Updates to grid topology to minimize risk of ignition in HFTDs Remote GridWLDFREquipment / facility failureAggregated | WLDFR | HFTD - Distribution - Tier 3 - 2QU CoRE ¦ 1QU LoRE | Non-Red Flag Warning - Destructive Fires | Equipment / facility failure | Aggregated | 2023 | 3.3048e-07 | 184.1265 | 6.0849e-05 | 2023 | Mitigation | 0.95 | 45 | 0 | esc | 0.00097009 | 3.2059e-10 | 0.00097009 | 3.2059e-10 | 0.0028115 | 1.9616e-09 | 0.0063316 | 9.3929e-11
[120 empty] | 7.3.3.17.5 (Remote Grid) Updates to grid topology to minimize risk of ignition in HFTDs Remote GridWLDFREquipment / facility failureAggregated | WLDFR | HFTD - Distribution - Tier 3 - 2QU CoRE ¦ 1QU LoRE | Non-Red Flag Warning - Destructive Fires | Equipment / facility failure | Aggregated | 2024 | 3.3048e-07 | 184.1265 | 6.0849e-05 | 2024 | Mitigation | 0.95 | 45 | 0 | esc | 0.00097009 | 3.2059e-10 | 0.00097009 | 3.2059e-10 | 0.0028115 | 1.9616e-09 | 0 | 0
[120 empty] | 7.3.3.17.5 (Remote Grid) Updates to grid topology to minimize risk of ignition in HFTDs Remote GridWLDFREquipment / facility failureAggregated | WLDFR | HFTD - Distribution - Tier 3 - 2QU CoRE ¦ 1QU LoRE | Non-Red Flag Warning - Destructive Fires | Equipment / facility failure | Aggregated | 2025 | 3.3048e-07 | 184.1265 | 6.0849e-05 | 2025 | Mitigation | 0.95 | 45 | 0 | esc | 0.00097009 | 3.2059e-10 | 0.00097009 | 3.2059e-10 | 0.0028115 | 1.9616e-09 | 0 | 0
[120 empty] | 7.3.3.17.5 (Remote Grid) Updates to grid topology to minimize risk of ignition in HFTDs Remote GridWLDFREquipment / facility failureAggregated | WLDFR | HFTD - Distribution - Tier 3 - 2QU CoRE ¦ 1QU LoRE | Non-Red Flag Warning - Destructive Fires | Equipment / facility failure | Aggregated | 2026 | 3.3048e-07 | 184.1265 | 6.0849e-05 | 2026 | Mitigation | 0.95 | 45 | 0 | esc | 0.00097009 | 3.2059e-10 | 0.00097009 | 3.2059e-10 | 0.0028115 | 1.9616e-09 | 0.012004 | 1.0238e-09
[120 empty] | 7.3.3.17.5 (Remote Grid) Updates to grid topology to minimize risk of ignition in HFTDs Remote GridWLDFREquipment / facility failureAggregated | WLDFR | HFTD - Distribution - Tier 3 - 2QU CoRE ¦ 1QU LoRE | Non-Red Flag Warning - Destructive Fires | Equipment / facility failure | Aggregated | 2027 | 3.3048e-07 | 184.1265 | 6.0849e-05 | 2027 | Mitigation | 0.95 | 45 | 0 | esc | 0.00097009 | 3.2059e-10 | 0.00097009 | 3.2059e-10 | 0.0028115 | 1.9616e-09 | 0.012004 | 1.0238e-09
[120 empty] | 7.3.3.17.5 (Remote Grid) Updates to grid topology to minimize risk of ignition in HFTDs Remote GridWLDFREquipment / facility failureAggregated | WLDFR | HFTD - Distribution - Tier 3 - 2QU CoRE ¦ 1QU LoRE | Non-Red Flag Warning - Destructive Fires | Equipment / facility failure | Aggregated | 2028 | 3.3048e-07 | 184.1265 | 6.0849e-05 | 2028 | Mitigation | 0.95 | 45 | 0 | esc | 0.00097009 | 3.2059e-10 | 0.00097009 | 3.2059e-10 | 0.0028115 | 1.9616e-09 | 0.012004 | 1.0238e-09
[120 empty] | 7.3.3.17.5 (Remote Grid) Updates to grid topology to minimize risk of ignition in HFTDs Remote GridWLDFREquipment / facility failureAggregated | WLDFR | HFTD - Distribution - Tier 3 - 2QU CoRE ¦ 1QU LoRE | Non-Red Flag Warning - Destructive Fires | Equipment / facility failure | Aggregated | 2029 | 3.3048e-07 | 184.1265 | 6.0849e-05 | 2029 | Mitigation | 0.95 | 45 | 0 | esc | 0.00097009 | 3.2059e-10 | 0.00097009 | 3.2059e-10 | 0.0028115 | 1.9616e-09 | 0.012004 | 1.0238e-09
[120 empty] | 7.3.3.17.5 (Remote Grid) Updates to grid topology to minimize risk of ignition in HFTDs Remote GridWLDFREquipment / facility failureAggregated | WLDFR | HFTD - Distribution - Tier 3 - 2QU CoRE ¦ 1QU LoRE | Non-Red Flag Warning - Destructive Fires | Equipment / facility failure | Aggregated | 2030 | 3.3048e-07 | 184.1265 | 6.0849e-05 | 2030 | Mitigation | 0.95 | 45 | 0 | esc | 0.00097009 | 3.2059e-10 | 0.00097009 | 3.2059e-10 | 0.0028115 | 1.9616e-09 | 0.012004 | 1.0238e-09
[120 empty] | 7.3.3.17.5 (Remote Grid) Updates to grid topology to minimize risk of ignition in HFTDs Remote GridWLDFREquipment / facility failureAggregated | WLDFR | HFTD - Distribution - Tier 3 - 2QU CoRE ¦ 1QU LoRE | Non-Red Flag Warning - Destructive Fires | Equipment / facility failure | Aggregated | 2031 | 3.3048e-07 | 184.1265 | 6.0849e-05 | 2031 | Mitigation | 0.95 | 45 | 0 | esc | 0.00097009 | 3.2059e-10 | 0.00097009 | 3.2059e-10 | 0.0028115 | 1.9616e-09 | 0.012004 | 1.0238e-09
[120 empty] | 7.3.3.17.5 (Remote Grid) Updates to grid topology to minimize risk of ignition in HFTDs Remote GridWLDFREquipment / facility failureAggregated | WLDFR | HFTD - Distribution - Tier 3 - 2QU CoRE ¦ 1QU LoRE | Non-Red Flag Warning - Destructive Fires | Equipment / facility failure | Aggregated | 2032 | 3.3048e-07 | 184.1265 | 6.0849e-05 | 2032 | Mitigation | 0.95 | 45 | 0 | esc | 0.00097009 | 3.2059e-10 | 0.00097009 | 3.2059e-10 | 0.0028115 | 1.9616e-09 | 0.012004 | 1.0238e-09
[120 empty] | 7.3.3.17.5 (Remote Grid) Updates to grid topology to minimize risk of ignition in HFTDs Remote GridWLDFREquipment / facility failureAggregated | WLDFR | HFTD - Distribution - Tier 3 - 2QU CoRE ¦ 1QU LoRE | Non-Red Flag Warning - Destructive Fires | Equipment / facility failure | Aggregated | 2033 | 3.3048e-07 | 184.1265 | 6.0849e-05 | 2033 | Mitigation | 0.95 | 45 | 0 | esc | 0.00097009 | 3.2059e-10 | 0.00097009 | 3.2059e-10 | 0.0028115 | 1.9616e-09 | 0.012004 | 1.0238e-09
[120 empty] | 7.3.3.17.5 (Remote Grid) Updates to grid topology to minimize risk of ignition in HFTDs Remote GridWLDFREquipment / facility failureAggregated | WLDFR | HFTD - Distribution - Tier 3 - 2QU CoRE ¦ 1QU LoRE | Non-Red Flag Warning - Destructive Fires | Equipment / facility failure | Aggregated | 2034 | 3.3048e-07 | 184.1265 | 6.0849e-05 | 2034 | Mitigation | 0.95 | 45 | 0 | esc | 0.00097009 | 3.2059e-10 | 0.00097009 | 3.2059e-10 | 0.0028115 | 1.9616e-09 | 0.012004 | 1.0238e-09
[120 empty] | 7.3.3.17.5 (Remote Grid) Updates to grid topology to minimize risk of ignition in HFTDs Remote GridWLDFREquipment / facility failureAggregated | WLDFR | HFTD - Distribution - Tier 3 - 2QU CoRE ¦ 1QU LoRE | Non-Red Flag Warning - Destructive Fires | Equipment / facility failure | Aggregated | 2035 | 3.3048e-07 | 184.1265 | 6.0849e-05 | 2035 | Mitigation | 0.95 | 45 | 0 | esc | 0.00097009 | 3.2059e-10 | 0.00097009 | 3.2059e-10 | 0.0028115 | 1.9616e-09 | 0.012004 | 1.0238e-09
[120 empty] | 7.3.3.17.5 (Remote Grid) Updates to grid topology to minimize risk of ignition in HFTDs Remote GridWLDFREquipment / facility failureAggregated | WLDFR | HFTD - Distribution - Tier 3 - 2QU CoRE ¦ 1QU LoRE | Non-Red Flag Warning - Destructive Fires | Equipment / facility failure | Aggregated | 2036 | 3.3048e-07 | 184.1265 | 6.0849e-05 | 2036 | Mitigation | 0.95 | 45 | 0 | esc | 0.00097009 | 3.2059e-10 | 0.00097009 | 3.2059e-10 | 0.0028115 | 1.9616e-09 | 0.012004 | 1.0238e-09
[120 empty] | 7.3.3.17.5 (Remote Grid) Updates to grid topology to minimize risk of ignition in HFTDs Remote GridWLDFREquipment / facility failureAggregated | WLDFR | HFTD - Distribution - Tier 3 - 2QU CoRE ¦ 1QU LoRE | Non-Red Flag Warning - Destructive Fires | Equipment / facility failure | Aggregated | 2037 | 3.3048e-07 | 184.1265 | 6.0849e-05 | 2037 | Mitigation | 0.95 | 45 | 0 | esc | 0.00097009 | 3.2059e-10 | 0.00097009 | 3.2059e-10 | 0.0028115 | 1.9616e-09 | 0.012004 | 1.0238e-09
[120 empty] | 7.3.3.17.5 (Remote Grid) Updates to grid topology to minimize risk of ignition in HFTDs Remote GridWLDFREquipment / facility failureAggregated | WLDFR | HFTD - Distribution - Tier 3 - 2QU CoRE ¦ 1QU LoRE | Non-Red Flag Warning - Destructive Fires | Equipment / facility failure | Aggregated | 2038 | 3.3048e-07 | 184.1265 | 6.0849e-05 | 2038 | Mitigation | 0.95 | 45 | 0 | esc | 0.00097009 | 3.2059e-10 | 0.00097009 | 3.2059e-10 | 0.0028115 | 1.9616e-09 | 0.012004 | 1.0238e-09
[120 empty] | 7.3.3.17.5 (Remote Grid) Updates to grid topology to minimize risk of ignition in HFTDs Remote GridWLDFREquipment / facility failureAggregated | WLDFR | HFTD - Distribution - Tier 3 - 2QU CoRE ¦ 1QU LoRE | Non-Red Flag Warning - Destructive Fires | Equipment / facility failure | Aggregated | 2039 | 3.3048e-07 | 184.1265 | 6.0849e-05 | 2039 | Mitigation | 0.95 | 45 | 0 | esc | 0.00097009 | 3.2059e-10 | 0.00097009 | 3.2059e-10 | 0.0028115 | 1.9616e-09 | 0.012004 | 1.0238e-09
[120 empty] | 7.3.3.17.5 (Remote Grid) Updates to grid topology to minimize risk of ignition in HFTDs Remote GridWLDFREquipment / facility failureAggregated | WLDFR | HFTD - Distribution - Tier 3 - 2QU CoRE ¦ 1QU LoRE | Non-Red Flag Warning - Destructive Fires | Equipment / facility failure | Aggregated | 2040 | 3.3048e-07 | 184.1265 | 6.0849e-05 | 2040 | Mitigation | 0.95 | 45 | 0 | esc | 0.00097009 | 3.2059e-10 | 0.00097009 | 3.2059e-10 | 0.0028115 | 1.9616e-09 | 0.012004 | 1.0238e-09
[120 empty] | 7.3.3.17.5 (Remote Grid) Updates to grid topology to minimize risk of ignition in HFTDs Remote GridWLDFREquipment / facility failureAggregated | WLDFR | HFTD - Distribution - Tier 3 - 2QU CoRE ¦ 1QU LoRE | Non-Red Flag Warning - Destructive Fires | Equipment / facility failure | Aggregated | 2041 | 3.3048e-07 | 184.1265 | 6.0849e-05 | 2041 | Mitigation | 0.95 | 45 | 0 | esc | 0.00097009 | 3.2059e-10 | 0.00097009 | 3.2059e-10 | 0.0028115 | 1.9616e-09 | 0.012004 | 1.0238e-09
[120 empty] | 7.3.3.17.5 (Remote Grid) Updates to grid topology to minimize risk of ignition in HFTDs Remote GridWLDFREquipment / facility failureAggregated | WLDFR | HFTD - Distribution - Tier 3 - 2QU CoRE ¦ 1QU LoRE | Non-Red Flag Warning - Destructive Fires | Equipment / facility failure | Aggregated | 2042 | 3.3048e-07 | 184.1265 | 6.0849e-05 | 2042 | Mitigation | 0.95 | 45 | 0 | esc | 0.00097009 | 3.2059e-10 | 0.00097009 | 3.2059e-10 | 0.0028115 | 1.9616e-09 | 0.012004 | 1.0238e-09
[120 empty] | 7.3.3.17.5 (Remote Grid) Updates to grid topology to minimize risk of ignition in HFTDs Remote GridWLDFREquipment / facility failureAggregated | WLDFR | HFTD - Distribution - Tier 3 - 2QU CoRE ¦ 1QU LoRE | Non-Red Flag Warning - Destructive Fires | Equipment / facility failure | Aggregated | 2043 | 3.3048e-07 | 184.1265 | 6.0849e-05 | 2043 | Mitigation | 0.95 | 45 | 0 | esc | 0.00097009 | 3.2059e-10 | 0.00097009 | 3.2059e-10 | 0.0028115 | 1.9616e-09 | 0.012004 | 1.0238e-09
[120 empty] | 7.3.3.17.5 (Remote Grid) Updates to grid topology to minimize risk of ignition in HFTDs Remote GridWLDFREquipment / facility failureAggregated | WLDFR | HFTD - Distribution - Tier 3 - 2QU CoRE ¦ 1QU LoRE | Non-Red Flag Warning - Destructive Fires | Equipment / facility failure | Aggregated | 2044 | 3.3048e-07 | 184.1265 | 6.0849e-05 | 2044 | Mitigation | 0.95 | 45 | 0 | esc | 0.00097009 | 3.2059e-10 | 0.00097009 | 3.2059e-10 | 0.0028115 | 1.9616e-09 | 0.012004 | 1.0238e-09
[120 empty] | 7.3.3.17.5 (Remote Grid) Updates to grid topology to minimize risk of ignition in HFTDs Remote GridWLDFREquipment / facility failureAggregated | WLDFR | HFTD - Distribution - Tier 3 - 2QU CoRE ¦ 1QU LoRE | Non-Red Flag Warning - Destructive Fires | Equipment / facility failure | Aggregated | 2045 | 3.3048e-07 | 184.1265 | 6.0849e-05 | 2045 | Mitigation | 0.95 | 45 | 0 | esc | 0.00097009 | 3.2059e-10 | 0.00097009 | 3.2059e-10 | 0.0028115 | 1.9616e-09 | 0.012004 | 1.0238e-09
[120 empty] | 7.3.3.17.5 (Remote Grid) Updates to grid topology to minimize risk of ignition in HFTDs Remote GridWLDFREquipment / facility failureAggregated | WLDFR | HFTD - Distribution - Tier 3 - 2QU CoRE ¦ 1QU LoRE | Non-Red Flag Warning - Destructive Fires | Equipment / facility failure | Aggregated | 2046 | 3.3048e-07 | 184.1265 | 6.0849e-05 | 2046 | Mitigation | 0.95 | 45 | 0 | esc | 0.00097009 | 3.2059e-10 | 0.00097009 | 3.2059e-10 | 0.0028115 | 1.9616e-09 | 0.012004 | 1.0238e-09
[120 empty] | 7.3.3.17.5 (Remote Grid) Updates to grid topology to minimize risk of ignition in HFTDs Remote GridWLDFREquipment / facility failureAggregated | WLDFR | HFTD - Distribution - Tier 3 - 2QU CoRE ¦ 1QU LoRE | Non-Red Flag Warning - Destructive Fires | Equipment / facility failure | Aggregated | 2047 | 3.3048e-07 | 184.1265 | 6.0849e-05 | 2047 | Mitigation | 0.95 | 45 | 0 | esc | 0.00097009 | 3.2059e-10 | 0.00097009 | 3.2059e-10 | 0.0028115 | 1.9616e-09 | 0.012004 | 1.0238e-09
[120 empty] | 7.3.3.17.5 (Remote Grid) Updates to grid topology to minimize risk of ignition in HFTDs Remote GridWLDFREquipment / facility failureAggregated | WLDFR | HFTD - Distribution - Tier 3 - 2QU CoRE ¦ 1QU LoRE | Non-Red Flag Warning - Destructive Fires | Equipment / facility failure | Aggregated | 2048 | 3.3048e-07 | 184.1265 | 6.0849e-05 | 2048 | Mitigation | 0.95 | 45 | 0 | esc | 0.00097009 | 3.2059e-10 | 0.00097009 | 3.2059e-10 | 0.0028115 | 1.9616e-09 | 0.012004 | 1.0238e-09
[120 empty] | 7.3.3.17.5 (Remote Grid) Updates to grid topology to minimize risk of ignition in HFTDs Remote GridWLDFREquipment / facility failureAggregated | WLDFR | HFTD - Distribution - Tier 3 - 2QU CoRE ¦ 1QU LoRE | Non-Red Flag Warning - Destructive Fires | Equipment / facility failure | Aggregated | 2049 | 3.3048e-07 | 184.1265 | 6.0849e-05 | 2049 | Mitigation | 0.95 | 45 | 0 | esc | 0.00097009 | 3.2059e-10 | 0.00097009 | 3.2059e-10 | 0.0028115 | 1.9616e-09 | 0.012004 | 1.0238e-09
[120 empty] | 7.3.3.17.5 (Remote Grid) Updates to grid topology to minimize risk of ignition in HFTDs Remote GridWLDFREquipment / facility failureAggregated | WLDFR | HFTD - Distribution - Tier 3 - 2QU CoRE ¦ 1QU LoRE | Non-Red Flag Warning - Destructive Fires | Equipment / facility failure | Aggregated | 2050 | 3.3048e-07 | 184.1265 | 6.0849e-05 | 2050 | Mitigation | 0.95 | 45 | 0 | esc | 0.00097009 | 3.2059e-10 | 0.00097009 | 3.2059e-10 | 0.0028115 | 1.9616e-09 | 0.012004 | 1.0238e-09
[120 empty] | 7.3.3.17.5 (Remote Grid) Updates to grid topology to minimize risk of ignition in HFTDs Remote GridWLDFREquipment / facility failureAggregated | WLDFR | HFTD - Distribution - Tier 3 - 2QU CoRE ¦ 1QU LoRE | Non-Red Flag Warning - Destructive Fires | Equipment / facility failure | Aggregated | 2051 | 3.3048e-07 | 184.1265 | 6.0849e-05 | 2051 | Mitigation | 0.95 | 45 | 0 | esc | 0.00097009 | 3.2059e-10 | 0.00097009 | 3.2059e-10 | 0.0028115 | 1.9616e-09 | 0.012004 | 1.0238e-09
[120 empty] | 7.3.3.17.5 (Remote Grid) Updates to grid topology to minimize risk of ignition in HFTDs Remote GridWLDFREquipment / facility failureAggregated | WLDFR | HFTD - Distribution - Tier 3 - 2QU CoRE ¦ 1QU LoRE | Non-Red Flag Warning - Destructive Fires | Equipment / facility failure | Aggregated | 2052 | 3.3048e-07 | 184.1265 | 6.0849e-05 | 2052 | Mitigation | 0.95 | 45 | 0 | esc | 0.00097009 | 3.2059e-10 | 0.00097009 | 3.2059e-10 | 0.0028115 | 1.9616e-09 | 0.012004 | 1.0238e-09
[120 empty] | 7.3.3.17.5 (Remote Grid) Updates to grid topology to minimize risk of ignition in HFTDs Remote GridWLDFREquipment / facility failureAggregated | WLDFR | HFTD - Distribution - Tier 3 - 2QU CoRE ¦ 1QU LoRE | Non-Red Flag Warning - Destructive Fires | Equipment / facility failure | Aggregated | 2053 | 3.3048e-07 | 184.1265 | 6.0849e-05 | 2053 | Mitigation | 0.95 | 45 | 0 | esc | 0.00097009 | 3.2059e-10 | 0.00097009 | 3.2059e-10 | 0.0028115 | 1.9616e-09 | 0.012004 | 1.0238e-09
[120 empty] | 7.3.3.17.5 (Remote Grid) Updates to grid topology to minimize risk of ignition in HFTDs Remote GridWLDFREquipment / facility failureAggregated | WLDFR | HFTD - Distribution - Tier 3 - 2QU CoRE ¦ 1QU LoRE | Non-Red Flag Warning - Destructive Fires | Equipment / facility failure | Aggregated | 2054 | 3.3048e-07 | 184.1265 | 6.0849e-05 | 2054 | Mitigation | 0.95 | 45 | 0 | esc | 0.00097009 | 3.2059e-10 | 0.00097009 | 3.2059e-10 | 0.0028115 | 1.9616e-09 | 0.012004 | 1.0238e-09
[120 empty] | 7.3.3.17.5 (Remote Grid) Updates to grid topology to minimize risk of ignition in HFTDs Remote GridWLDFREquipment / facility failureAggregated | WLDFR | HFTD - Distribution - Tier 3 - 2QU CoRE ¦ 1QU LoRE | Non-Red Flag Warning - Destructive Fires | Equipment / facility failure | Aggregated | 2055 | 3.3048e-07 | 184.1265 | 6.0849e-05 | 2055 | Mitigation | 0.95 | 45 | 0 | esc | 0.00097009 | 3.2059e-10 | 0.00097009 | 3.2059e-10 | 0.0028115 | 1.9616e-09 | 0.012004 | 1.0238e-09
[120 empty] | 7.3.3.17.5 (Remote Grid) Updates to grid topology to minimize risk of ignition in HFTDs Remote GridWLDFREquipment / facility failureAggregated | WLDFR | HFTD - Distribution - Tier 3 - 2QU CoRE ¦ 1QU LoRE | Non-Red Flag Warning - Destructive Fires | Equipment / facility failure | Aggregated | 2056 | 3.3048e-07 | 184.1265 | 6.0849e-05 | 2056 | Mitigation | 0.95 | 45 | 0 | esc | 0.00097009 | 3.2059e-10 | 0.00097009 | 3.2059e-10 | 0.0028115 | 1.9616e-09 | 0 | 0
[120 empty] | 7.3.3.17.5 (Remote Grid) Updates to grid topology to minimize risk of ignition in HFTDs Remote GridWLDFREquipment / facility failureAggregated | WLDFR | HFTD - Distribution - Tier 3 - 2QU CoRE ¦ 1QU LoRE | Non-Red Flag Warning - Destructive Fires | Equipment / facility failure | Aggregated | 2057 | 3.3048e-07 | 184.1265 | 6.0849e-05 | 2057 | Mitigation | 0.95 | 45 | 0 | esc | 0.00097009 | 3.2059e-10 | 0.00097009 | 3.2059e-10 | 0.0028115 | 1.9616e-09 | 0 | 0
[120 empty] | 7.3.3.17.5 (Remote Grid) Updates to grid topology to minimize risk of ignition in HFTDs Remote GridWLDFREquipment / facility failureAggregated | WLDFR | HFTD - Distribution - Tier 3 - 2QU CoRE ¦ 1QU LoRE | Non-Red Flag Warning - Destructive Fires | Equipment / facility failure | Aggregated | 2058 | 3.3048e-07 | 184.1265 | 6.0849e-05 | 2058 | Mitigation | 0.95 | 45 | 0 | esc | 0.00097009 | 3.2059e-10 | 0.00097009 | 3.2059e-10 | 0.0028115 | 1.9616e-09 | 0.010025 | 1.3103e-09
[120 empty] | 7.3.3.17.5 (Remote Grid) Updates to grid topology to minimize risk of ignition in HFTDs Remote GridWLDFREquipment / facility failureAggregated | WLDFR | HFTD - Distribution - Tier 3 - 2QU CoRE ¦ 1QU LoRE | Non-Red Flag Warning - Destructive Fires | Equipment / facility failure | Aggregated | 2059 | 3.3048e-07 | 184.1265 | 6.0849e-05 | 2059 | Mitigation | 0.95 | 45 | 0 | esc | 0.00097009 | 3.2059e-10 | 0.00097009 | 3.2059e-10 | 0.0028115 | 1.9616e-09 | 0.010025 | 1.3103e-09
[120 empty] | 7.3.3.17.5 (Remote Grid) Updates to grid topology to minimize risk of ignition in HFTDs Remote GridWLDFREquipment / facility failureAggregated | WLDFR | HFTD - Distribution - Tier 3 - 2QU CoRE ¦ 1QU LoRE | Non-Red Flag Warning - Destructive Fires | Equipment / facility failure | Aggregated | 2060 | 3.3048e-07 | 184.1265 | 6.0849e-05 | 2060 | Mitigation | 0.95 | 45 | 0 | esc | 0.00097009 | 3.2059e-10 | 0.00097009 | 3.2059e-10 | 0.0028115 | 1.9616e-09 | 0.010025 | 1.3103e-09
[120 empty] | 7.3.3.17.5 (Remote Grid) Updates to grid topology to minimize risk of ignition in HFTDs Remote GridWLDFREquipment / facility failureAggregated | WLDFR | HFTD - Distribution - Tier 3 - 2QU CoRE ¦ 1QU LoRE | Non-Red Flag Warning - Destructive Fires | Equipment / facility failure | Aggregated | 2061 | 3.3048e-07 | 184.1265 | 6.0849e-05 | 2061 | Mitigation | 0.95 | 45 | 0 | esc | 0.00097009 | 3.2059e-10 | 0.00097009 | 3.2059e-10 | 0.0028115 | 1.9616e-09 | 0.010025 | 1.3103e-09
[120 empty] | 7.3.3.17.5 (Remote Grid) Updates to grid topology to minimize risk of ignition in HFTDs Remote GridWLDFREquipment / facility failureAggregated | WLDFR | HFTD - Distribution - Tier 3 - 2QU CoRE ¦ 1QU LoRE | Non-Red Flag Warning - Destructive Fires | Equipment / facility failure | Aggregated | 2062 | 3.3048e-07 | 184.1265 | 6.0849e-05 | 2062 | Mitigation | 0.95 | 45 | 0 | esc | 0.00097009 | 3.2059e-10 | 0.00097009 | 3.2059e-10 | 0.0028115 | 1.9616e-09 | 0.010025 | 1.3103e-09
[120 empty] | 7.3.3.17.5 (Remote Grid) Updates to grid topology to minimize risk of ignition in HFTDs Remote GridWLDFREquipment / facility failureAggregated | WLDFR | HFTD - Distribution - Tier 3 - 2QU CoRE ¦ 1QU LoRE | Non-Red Flag Warning - Destructive Fires | Equipment / facility failure | Aggregated | 2063 | 3.3048e-07 | 184.1265 | 6.0849e-05 | 2063 | Mitigation | 0.95 | 45 | 0 | esc | 0.00097009 | 3.2059e-10 | 0.00097009 | 3.2059e-10 | 0.0028115 | 1.9616e-09 | 0.010025 | 1.3103e-09
[120 empty] | 7.3.3.17.5 (Remote Grid) Updates to grid topology to minimize risk of ignition in HFTDs Remote GridWLDFREquipment / facility failureAggregated | WLDFR | HFTD - Distribution - Tier 3 - 2QU CoRE ¦ 1QU LoRE | Non-Red Flag Warning - Destructive Fires | Equipment / facility failure | Aggregated | 2064 | 3.3048e-07 | 184.1265 | 6.0849e-05 | 2064 | Mitigation | 0.95 | 45 | 0 | esc | 0.00097009 | 3.2059e-10 | 0.00097009 | 3.2059e-10 | 0.0028115 | 1.9616e-09 | 0.010025 | 1.3103e-09
[120 empty] | 7.3.3.17.5 (Remote Grid) Updates to grid topology to minimize risk of ignition in HFTDs Remote GridWLDFREquipment / facility failureAggregated | WLDFR | HFTD - Distribution - Tier 3 - 2QU CoRE ¦ 1QU LoRE | Non-Red Flag Warning - Destructive Fires | Equipment / facility failure | Aggregated | 2065 | 3.3048e-07 | 184.1265 | 6.0849e-05 | 2065 | Mitigation | 0.95 | 45 | 0 | esc | 0.00097009 | 3.2059e-10 | 0.00097009 | 3.2059e-10 | 0.0028115 | 1.9616e-09 | 0.010025 | 1.3103e-09
[120 empty] | 7.3.3.17.5 (Remote Grid) Updates to grid topology to minimize risk of ignition in HFTDs Remote GridWLDFREquipment / facility failureAggregated | WLDFR | HFTD - Distribution - Tier 3 - 2QU CoRE ¦ 1QU LoRE | Non-Red Flag Warning - Destructive Fires | Equipment / facility failure | Aggregated | 2066 | 3.3048e-07 | 184.1265 | 6.0849e-05 | 2066 | Mitigation | 0.95 | 45 | 0 | esc | 0.00097009 | 3.2059e-10 | 0.00097009 | 3.2059e-10 | 0.0028115 | 1.9616e-09 | 0.010025 | 1.3103e-09
[120 empty] | 7.3.3.17.5 (Remote Grid) Updates to grid topology to minimize risk of ignition in HFTDs Remote GridWLDFREquipment / facility failureAggregated | WLDFR | HFTD - Distribution - Tier 3 - 2QU CoRE ¦ 1QU LoRE | Non-Red Flag Warning - Destructive Fires | Equipment / facility failure | Aggregated | 2067 | 3.3048e-07 | 184.1265 | 6.0849e-05 | 2067 | Mitigation | 0.95 | 45 | 0 | esc | 0 | 0 | 0.00097009 | 3.2059e-10 | 0.0028115 | 1.9616e-09 | 0.010025 | 1.3103e-09
[120 empty] | 7.3.3.17.5 (Remote Grid) Updates to grid topology to minimize risk of ignition in HFTDs Remote GridWLDFRVegetation ContactAggregated | WLDFR | HFTD - Distribution - Tier 3 - 2QU CoRE ¦ 1QU LoRE | Non-Red Flag Warning - Destructive Fires | Vegetation Contact | Aggregated | 2022 | 2.8682e-06 | 184.1265 | 0.00052811 | 2022 | Mitigation | 0.95 | 45 | 0 | esc | 0.00097009 | 2.7824e-09 | 0 | 0 | 0.0028115 | 1.9616e-09 | 0.010025 | 1.3103e-09
[120 empty] | 7.3.3.17.5 (Remote Grid) Updates to grid topology to minimize risk of ignition in HFTDs Remote GridWLDFRVegetation ContactAggregated | WLDFR | HFTD - Distribution - Tier 3 - 2QU CoRE ¦ 1QU LoRE | Non-Red Flag Warning - Destructive Fires | Vegetation Contact | Aggregated | 2023 | 2.8682e-06 | 184.1265 | 0.00052811 | 2023 | Mitigation | 0.95 | 45 | 0 | esc | 0.00097009 | 2.7824e-09 | 0.00097009 | 2.7824e-09 | 0.0028115 | 1.9616e-09 | 0.010025 | 1.3103e-09
[120 empty] | 7.3.3.17.5 (Remote Grid) Updates to grid topology to minimize risk of ignition in HFTDs Remote GridWLDFRVegetation ContactAggregated | WLDFR | HFTD - Distribution - Tier 3 - 2QU CoRE ¦ 1QU LoRE | Non-Red Flag Warning - Destructive Fires | Vegetation Contact | Aggregated | 2024 | 2.8682e-06 | 184.1265 | 0.00052811 | 2024 | Mitigation | 0.95 | 45 | 0 | esc | 0.00097009 | 2.7824e-09 | 0.00097009 | 2.7824e-09 | 0 | 0 | 0.010025 | 1.3103e-09
[120 empty] | 7.3.3.17.5 (Remote Grid) Updates to grid topology to minimize risk of ignition in HFTDs Remote GridWLDFRVegetation ContactAggregated | WLDFR | HFTD - Distribution - Tier 3 - 2QU CoRE ¦ 1QU LoRE | Non-Red Flag Warning - Destructive Fires | Vegetation Contact | Aggregated | 2025 | 2.8682e-06 | 184.1265 | 0.00052811 | 2025 | Mitigation | 0.95 | 45 | 0 | esc | 0.00097009 | 2.7824e-09 | 0.00097009 | 2.7824e-09 | 0.0028115 | 1.5582e-09 | 0.010025 | 1.3103e-09
[120 empty] | 7.3.3.17.5 (Remote Grid) Updates to grid topology to minimize risk of ignition in HFTDs Remote GridWLDFRVegetation ContactAggregated | WLDFR | HFTD - Distribution - Tier 3 - 2QU CoRE ¦ 1QU LoRE | Non-Red Flag Warning - Destructive Fires | Vegetation Contact | Aggregated | 2026 | 2.8682e-06 | 184.1265 | 0.00052811 | 2026 | Mitigation | 0.95 | 45 | 0 | esc | 0.00097009 | 2.7824e-09 | 0.00097009 | 2.7824e-09 | 0.0028115 | 1.5582e-09 | 0.010025 | 1.3103e-09
[120 empty] | 7.3.3.17.5 (Remote Grid) Updates to grid topology to minimize risk of ignition in HFTDs Remote GridWLDFRVegetation ContactAggregated | WLDFR | HFTD - Distribution - Tier 3 - 2QU CoRE ¦ 1QU LoRE | Non-Red Flag Warning - Destructive Fires | Vegetation Contact | Aggregated | 2027 | 2.8682e-06 | 184.1265 | 0.00052811 | 2027 | Mitigation | 0.95 | 45 | 0 | esc | 0.00097009 | 2.7824e-09 | 0.00097009 | 2.7824e-09 | 0.0028115 | 1.5582e-09 | 0.010025 | 1.3103e-09
[120 empty] | 7.3.3.17.5 (Remote Grid) Updates to grid topology to minimize risk of ignition in HFTDs Remote GridWLDFRVegetation ContactAggregated | WLDFR | HFTD - Distribution - Tier 3 - 2QU CoRE ¦ 1QU LoRE | Non-Red Flag Warning - Destructive Fires | Vegetation Contact | Aggregated | 2028 | 2.8682e-06 | 184.1265 | 0.00052811 | 2028 | Mitigation | 0.95 | 45 | 0 | esc | 0.00097009 | 2.7824e-09 | 0.00097009 | 2.7824e-09 | 0.0028115 | 1.5582e-09 | 0.010025 | 1.3103e-09
[120 empty] | 7.3.3.17.5 (Remote Grid) Updates to grid topology to minimize risk of ignition in HFTDs Remote GridWLDFRVegetation ContactAggregated | WLDFR | HFTD - Distribution - Tier 3 - 2QU CoRE ¦ 1QU LoRE | Non-Red Flag Warning - Destructive Fires | Vegetation Contact | Aggregated | 2029 | 2.8682e-06 | 184.1265 | 0.00052811 | 2029 | Mitigation | 0.95 | 45 | 0 | esc | 0.00097009 | 2.7824e-09 | 0.00097009 | 2.7824e-09 | 0.0028115 | 1.5582e-09 | 0.010025 | 1.3103e-09
[120 empty] | 7.3.3.17.5 (Remote Grid) Updates to grid topology to minimize risk of ignition in HFTDs Remote GridWLDFRVegetation ContactAggregated | WLDFR | HFTD - Distribution - Tier 3 - 2QU CoRE ¦ 1QU LoRE | Non-Red Flag Warning - Destructive Fires | Vegetation Contact | Aggregated | 2030 | 2.8682e-06 | 184.1265 | 0.00052811 | 2030 | Mitigation | 0.95 | 45 | 0 | esc | 0.00097009 | 2.7824e-09 | 0.00097009 | 2.7824e-09 | 0.0028115 | 1.5582e-09 | 0.010025 | 1.3103e-09
[120 empty] | 7.3.3.17.5 (Remote Grid) Updates to grid topology to minimize risk of ignition in HFTDs Remote GridWLDFRVegetation ContactAggregated | WLDFR | HFTD - Distribution - Tier 3 - 2QU CoRE ¦ 1QU LoRE | Non-Red Flag Warning - Destructive Fires | Vegetation Contact | Aggregated | 2031 | 2.8682e-06 | 184.1265 | 0.00052811 | 2031 | Mitigation | 0.95 | 45 | 0 | esc | 0.00097009 | 2.7824e-09 | 0.00097009 | 2.7824e-09 | 0.0028115 | 1.5582e-09 | 0.010025 | 1.3103e-09
[120 empty] | 7.3.3.17.5 (Remote Grid) Updates to grid topology to minimize risk of ignition in HFTDs Remote GridWLDFRVegetation ContactAggregated | WLDFR | HFTD - Distribution - Tier 3 - 2QU CoRE ¦ 1QU LoRE | Non-Red Flag Warning - Destructive Fires | Vegetation Contact | Aggregated | 2032 | 2.8682e-06 | 184.1265 | 0.00052811 | 2032 | Mitigation | 0.95 | 45 | 0 | esc | 0.00097009 | 2.7824e-09 | 0.00097009 | 2.7824e-09 | 0.0028115 | 1.5582e-09 | 0.010025 | 1.3103e-09
[120 empty] | 7.3.3.17.5 (Remote Grid) Updates to grid topology to minimize risk of ignition in HFTDs Remote GridWLDFRVegetation ContactAggregated | WLDFR | HFTD - Distribution - Tier 3 - 2QU CoRE ¦ 1QU LoRE | Non-Red Flag Warning - Destructive Fires | Vegetation Contact | Aggregated | 2033 | 2.8682e-06 | 184.1265 | 0.00052811 | 2033 | Mitigation | 0.95 | 45 | 0 | esc | 0.00097009 | 2.7824e-09 | 0.00097009 | 2.7824e-09 | 0.0028115 | 1.5582e-09 | 0.010025 | 1.3103e-09
[120 empty] | 7.3.3.17.5 (Remote Grid) Updates to grid topology to minimize risk of ignition in HFTDs Remote GridWLDFRVegetation ContactAggregated | WLDFR | HFTD - Distribution - Tier 3 - 2QU CoRE ¦ 1QU LoRE | Non-Red Flag Warning - Destructive Fires | Vegetation Contact | Aggregated | 2034 | 2.8682e-06 | 184.1265 | 0.00052811 | 2034 | Mitigation | 0.95 | 45 | 0 | esc | 0.00097009 | 2.7824e-09 | 0.00097009 | 2.7824e-09 | 0.0028115 | 1.5582e-09 | 0.010025 | 1.3103e-09
[120 empty] | 7.3.3.17.5 (Remote Grid) Updates to grid topology to minimize risk of ignition in HFTDs Remote GridWLDFRVegetation ContactAggregated | WLDFR | HFTD - Distribution - Tier 3 - 2QU CoRE ¦ 1QU LoRE | Non-Red Flag Warning - Destructive Fires | Vegetation Contact | Aggregated | 2035 | 2.8682e-06 | 184.1265 | 0.00052811 | 2035 | Mitigation | 0.95 | 45 | 0 | esc | 0.00097009 | 2.7824e-09 | 0.00097009 | 2.7824e-09 | 0.0028115 | 1.5582e-09 | 0.010025 | 1.3103e-09
[120 empty] | 7.3.3.17.5 (Remote Grid) Updates to grid topology to minimize risk of ignition in HFTDs Remote GridWLDFRVegetation ContactAggregated | WLDFR | HFTD - Distribution - Tier 3 - 2QU CoRE ¦ 1QU LoRE | Non-Red Flag Warning - Destructive Fires | Vegetation Contact | Aggregated | 2036 | 2.8682e-06 | 184.1265 | 0.00052811 | 2036 | Mitigation | 0.95 | 45 | 0 | esc | 0.00097009 | 2.7824e-09 | 0.00097009 | 2.7824e-09 | 0.0028115 | 1.5582e-09 | 0.010025 | 1.3103e-09
[120 empty] | 7.3.3.17.5 (Remote Grid) Updates to grid topology to minimize risk of ignition in HFTDs Remote GridWLDFRVegetation ContactAggregated | WLDFR | HFTD - Distribution - Tier 3 - 2QU CoRE ¦ 1QU LoRE | Non-Red Flag Warning - Destructive Fires | Vegetation Contact | Aggregated | 2037 | 2.8682e-06 | 184.1265 | 0.00052811 | 2037 | Mitigation | 0.95 | 45 | 0 | esc | 0.00097009 | 2.7824e-09 | 0.00097009 | 2.7824e-09 | 0.0028115 | 1.5582e-09 | 0.010025 | 1.3103e-09
[120 empty] | 7.3.3.17.5 (Remote Grid) Updates to grid topology to minimize risk of ignition in HFTDs Remote GridWLDFRVegetation ContactAggregated | WLDFR | HFTD - Distribution - Tier 3 - 2QU CoRE ¦ 1QU LoRE | Non-Red Flag Warning - Destructive Fires | Vegetation Contact | Aggregated | 2038 | 2.8682e-06 | 184.1265 | 0.00052811 | 2038 | Mitigation | 0.95 | 45 | 0 | esc | 0.00097009 | 2.7824e-09 | 0.00097009 | 2.7824e-09 | 0.0028115 | 1.5582e-09 | 0.010025 | 1.3103e-09
[120 empty] | 7.3.3.17.5 (Remote Grid) Updates to grid topology to minimize risk of ignition in HFTDs Remote GridWLDFRVegetation ContactAggregated | WLDFR | HFTD - Distribution - Tier 3 - 2QU CoRE ¦ 1QU LoRE | Non-Red Flag Warning - Destructive Fires | Vegetation Contact | Aggregated | 2039 | 2.8682e-06 | 184.1265 | 0.00052811 | 2039 | Mitigation | 0.95 | 45 | 0 | esc | 0.00097009 | 2.7824e-09 | 0.00097009 | 2.7824e-09 | 0.0028115 | 1.5582e-09 | 0.010025 | 1.3103e-09
[120 empty] | 7.3.3.17.5 (Remote Grid) Updates to grid topology to minimize risk of ignition in HFTDs Remote GridWLDFRVegetation ContactAggregated | WLDFR | HFTD - Distribution - Tier 3 - 2QU CoRE ¦ 1QU LoRE | Non-Red Flag Warning - Destructive Fires | Vegetation Contact | Aggregated | 2040 | 2.8682e-06 | 184.1265 | 0.00052811 | 2040 | Mitigation | 0.95 | 45 | 0 | esc | 0.00097009 | 2.7824e-09 | 0.00097009 | 2.7824e-09 | 0.0028115 | 1.5582e-09 | 0.010025 | 1.3103e-09
[120 empty] | 7.3.3.17.5 (Remote Grid) Updates to grid topology to minimize risk of ignition in HFTDs Remote GridWLDFRVegetation ContactAggregated | WLDFR | HFTD - Distribution - Tier 3 - 2QU CoRE ¦ 1QU LoRE | Non-Red Flag Warning - Destructive Fires | Vegetation Contact | Aggregated | 2041 | 2.8682e-06 | 184.1265 | 0.00052811 | 2041 | Mitigation | 0.95 | 45 | 0 | esc | 0.00097009 | 2.7824e-09 | 0.00097009 | 2.7824e-09 | 0.0028115 | 1.5582e-09 | 0.010025 | 1.3103e-09
[120 empty] | 7.3.3.17.5 (Remote Grid) Updates to grid topology to minimize risk of ignition in HFTDs Remote GridWLDFRVegetation ContactAggregated | WLDFR | HFTD - Distribution - Tier 3 - 2QU CoRE ¦ 1QU LoRE | Non-Red Flag Warning - Destructive Fires | Vegetation Contact | Aggregated | 2042 | 2.8682e-06 | 184.1265 | 0.00052811 | 2042 | Mitigation | 0.95 | 45 | 0 | esc | 0.00097009 | 2.7824e-09 | 0.00097009 | 2.7824e-09 | 0.0028115 | 1.5582e-09 | 0 | 0
[120 empty] | 7.3.3.17.5 (Remote Grid) Updates to grid topology to minimize risk of ignition in HFTDs Remote GridWLDFRVegetation ContactAggregated | WLDFR | HFTD - Distribution - Tier 3 - 2QU CoRE ¦ 1QU LoRE | Non-Red Flag Warning - Destructive Fires | Vegetation Contact | Aggregated | 2043 | 2.8682e-06 | 184.1265 | 0.00052811 | 2043 | Mitigation | 0.95 | 45 | 0 | esc | 0.00097009 | 2.7824e-09 | 0.00097009 | 2.7824e-09 | 0.0028115 | 1.5582e-09 | 0 | 0
[120 empty] | 7.3.3.17.5 (Remote Grid) Updates to grid topology to minimize risk of ignition in HFTDs Remote GridWLDFRVegetation ContactAggregated | WLDFR | HFTD - Distribution - Tier 3 - 2QU CoRE ¦ 1QU LoRE | Non-Red Flag Warning - Destructive Fires | Vegetation Contact | Aggregated | 2044 | 2.8682e-06 | 184.1265 | 0.00052811 | 2044 | Mitigation | 0.95 | 45 | 0 | esc | 0.00097009 | 2.7824e-09 | 0.00097009 | 2.7824e-09 | 0.0028115 | 1.5582e-09 | 0.0094681 | 5.9811e-09
[120 empty] | 7.3.3.17.5 (Remote Grid) Updates to grid topology to minimize risk of ignition in HFTDs Remote GridWLDFRVegetation ContactAggregated | WLDFR | HFTD - Distribution - Tier 3 - 2QU CoRE ¦ 1QU LoRE | Non-Red Flag Warning - Destructive Fires | Vegetation Contact | Aggregated | 2045 | 2.8682e-06 | 184.1265 | 0.00052811 | 2045 | Mitigation | 0.95 | 45 | 0 | esc | 0.00097009 | 2.7824e-09 | 0.00097009 | 2.7824e-09 | 0.0028115 | 1.5582e-09 | 0.0094681 | 5.9811e-09
[120 empty] | 7.3.3.17.5 (Remote Grid) Updates to grid topology to minimize risk of ignition in HFTDs Remote GridWLDFRVegetation ContactAggregated | WLDFR | HFTD - Distribution - Tier 3 - 2QU CoRE ¦ 1QU LoRE | Non-Red Flag Warning - Destructive Fires | Vegetation Contact | Aggregated | 2046 | 2.8682e-06 | 184.1265 | 0.00052811 | 2046 | Mitigation | 0.95 | 45 | 0 | esc | 0.00097009 | 2.7824e-09 | 0.00097009 | 2.7824e-09 | 0.0028115 | 1.5582e-09 | 0.0094681 | 5.9811e-09
[120 empty] | 7.3.3.17.5 (Remote Grid) Updates to grid topology to minimize risk of ignition in HFTDs Remote GridWLDFRVegetation ContactAggregated | WLDFR | HFTD - Distribution - Tier 3 - 2QU CoRE ¦ 1QU LoRE | Non-Red Flag Warning - Destructive Fires | Vegetation Contact | Aggregated | 2047 | 2.8682e-06 | 184.1265 | 0.00052811 | 2047 | Mitigation | 0.95 | 45 | 0 | esc | 0.00097009 | 2.7824e-09 | 0.00097009 | 2.7824e-09 | 0.0028115 | 1.5582e-09 | 0.0094681 | 5.9811e-09
[120 empty] | 7.3.3.17.5 (Remote Grid) Updates to grid topology to minimize risk of ignition in HFTDs Remote GridWLDFRVegetation ContactAggregated | WLDFR | HFTD - Distribution - Tier 3 - 2QU CoRE ¦ 1QU LoRE | Non-Red Flag Warning - Destructive Fires | Vegetation Contact | Aggregated | 2048 | 2.8682e-06 | 184.1265 | 0.00052811 | 2048 | Mitigation | 0.95 | 45 | 0 | esc | 0.00097009 | 2.7824e-09 | 0.00097009 | 2.7824e-09 | 0.0028115 | 1.5582e-09 | 0.0094681 | 5.9811e-09
[120 empty] | 7.3.3.17.5 (Remote Grid) Updates to grid topology to minimize risk of ignition in HFTDs Remote GridWLDFRVegetation ContactAggregated | WLDFR | HFTD - Distribution - Tier 3 - 2QU CoRE ¦ 1QU LoRE | Non-Red Flag Warning - Destructive Fires | Vegetation Contact | Aggregated | 2049 | 2.8682e-06 | 184.1265 | 0.00052811 | 2049 | Mitigation | 0.95 | 45 | 0 | esc | 0.00097009 | 2.7824e-09 | 0.00097009 | 2.7824e-09 | 0.0028115 | 1.5582e-09 | 0.0094681 | 5.9811e-09
[120 empty] | 7.3.3.17.5 (Remote Grid) Updates to grid topology to minimize risk of ignition in HFTDs Remote GridWLDFRVegetation ContactAggregated | WLDFR | HFTD - Distribution - Tier 3 - 2QU CoRE ¦ 1QU LoRE | Non-Red Flag Warning - Destructive Fires | Vegetation Contact | Aggregated | 2050 | 2.8682e-06 | 184.1265 | 0.00052811 | 2050 | Mitigation | 0.95 | 45 | 0 | esc | 0.00097009 | 2.7824e-09 | 0.00097009 | 2.7824e-09 | 0.0028115 | 1.5582e-09 | 0.0094681 | 5.9811e-09
[120 empty] | 7.3.3.17.5 (Remote Grid) Updates to grid topology to minimize risk of ignition in HFTDs Remote GridWLDFRVegetation ContactAggregated | WLDFR | HFTD - Distribution - Tier 3 - 2QU CoRE ¦ 1QU LoRE | Non-Red Flag Warning - Destructive Fires | Vegetation Contact | Aggregated | 2051 | 2.8682e-06 | 184.1265 | 0.00052811 | 2051 | Mitigation | 0.95 | 45 | 0 | esc | 0.00097009 | 2.7824e-09 | 0.00097009 | 2.7824e-09 | 0.0028115 | 1.5582e-09 | 0.0094681 | 5.9811e-09
[120 empty] | 7.3.3.17.5 (Remote Grid) Updates to grid topology to minimize risk of ignition in HFTDs Remote GridWLDFRVegetation ContactAggregated | WLDFR | HFTD - Distribution - Tier 3 - 2QU CoRE ¦ 1QU LoRE | Non-Red Flag Warning - Destructive Fires | Vegetation Contact | Aggregated | 2052 | 2.8682e-06 | 184.1265 | 0.00052811 | 2052 | Mitigation | 0.95 | 45 | 0 | esc | 0.00097009 | 2.7824e-09 | 0.00097009 | 2.7824e-09 | 0.0028115 | 1.5582e-09 | 0.0094681 | 5.9811e-09
[120 empty] | 7.3.3.17.5 (Remote Grid) Updates to grid topology to minimize risk of ignition in HFTDs Remote GridWLDFRVegetation ContactAggregated | WLDFR | HFTD - Distribution - Tier 3 - 2QU CoRE ¦ 1QU LoRE | Non-Red Flag Warning - Destructive Fires | Vegetation Contact | Aggregated | 2053 | 2.8682e-06 | 184.1265 | 0.00052811 | 2053 | Mitigation | 0.95 | 45 | 0 | esc | 0.00097009 | 2.7824e-09 | 0.00097009 | 2.7824e-09 | 0.0028115 | 1.5582e-09 | 0.0094681 | 5.9811e-09
[120 empty] | 7.3.3.17.5 (Remote Grid) Updates to grid topology to minimize risk of ignition in HFTDs Remote GridWLDFRVegetation ContactAggregated | WLDFR | HFTD - Distribution - Tier 3 - 2QU CoRE ¦ 1QU LoRE | Non-Red Flag Warning - Destructive Fires | Vegetation Contact | Aggregated | 2054 | 2.8682e-06 | 184.1265 | 0.00052811 | 2054 | Mitigation | 0.95 | 45 | 0 | esc | 0.00097009 | 2.7824e-09 | 0.00097009 | 2.7824e-09 | 0.0028115 | 1.5582e-09 | 0.0094681 | 5.9811e-09
[120 empty] | 7.3.3.17.5 (Remote Grid) Updates to grid topology to minimize risk of ignition in HFTDs Remote GridWLDFRVegetation ContactAggregated | WLDFR | HFTD - Distribution - Tier 3 - 2QU CoRE ¦ 1QU LoRE | Non-Red Flag Warning - Destructive Fires | Vegetation Contact | Aggregated | 2055 | 2.8682e-06 | 184.1265 | 0.00052811 | 2055 | Mitigation | 0.95 | 45 | 0 | esc | 0.00097009 | 2.7824e-09 | 0.00097009 | 2.7824e-09 | 0.0028115 | 1.5582e-09 | 0.0094681 | 5.9811e-09
[120 empty] | 7.3.3.17.5 (Remote Grid) Updates to grid topology to minimize risk of ignition in HFTDs Remote GridWLDFRVegetation ContactAggregated | WLDFR | HFTD - Distribution - Tier 3 - 2QU CoRE ¦ 1QU LoRE | Non-Red Flag Warning - Destructive Fires | Vegetation Contact | Aggregated | 2056 | 2.8682e-06 | 184.1265 | 0.00052811 | 2056 | Mitigation | 0.95 | 45 | 0 | esc | 0.00097009 | 2.7824e-09 | 0.00097009 | 2.7824e-09 | 0.0028115 | 1.5582e-09 | 0.0094681 | 5.9811e-09
[120 empty] | 7.3.3.17.5 (Remote Grid) Updates to grid topology to minimize risk of ignition in HFTDs Remote GridWLDFRVegetation ContactAggregated | WLDFR | HFTD - Distribution - Tier 3 - 2QU CoRE ¦ 1QU LoRE | Non-Red Flag Warning - Destructive Fires | Vegetation Contact | Aggregated | 2057 | 2.8682e-06 | 184.1265 | 0.00052811 | 2057 | Mitigation | 0.95 | 45 | 0 | esc | 0.00097009 | 2.7824e-09 | 0.00097009 | 2.7824e-09 | 0.0028115 | 1.5582e-09 | 0.0094681 | 5.9811e-09
[120 empty] | 7.3.3.17.5 (Remote Grid) Updates to grid topology to minimize risk of ignition in HFTDs Remote GridWLDFRVegetation ContactAggregated | WLDFR | HFTD - Distribution - Tier 3 - 2QU CoRE ¦ 1QU LoRE | Non-Red Flag Warning - Destructive Fires | Vegetation Contact | Aggregated | 2058 | 2.8682e-06 | 184.1265 | 0.00052811 | 2058 | Mitigation | 0.95 | 45 | 0 | esc | 0.00097009 | 2.7824e-09 | 0.00097009 | 2.7824e-09 | 0.0028115 | 1.5582e-09 | 0.0094681 | 5.9811e-09
[120 empty] | 7.3.3.17.5 (Remote Grid) Updates to grid topology to minimize risk of ignition in HFTDs Remote GridWLDFRVegetation ContactAggregated | WLDFR | HFTD - Distribution - Tier 3 - 2QU CoRE ¦ 1QU LoRE | Non-Red Flag Warning - Destructive Fires | Vegetation Contact | Aggregated | 2059 | 2.8682e-06 | 184.1265 | 0.00052811 | 2059 | Mitigation | 0.95 | 45 | 0 | esc | 0.00097009 | 2.7824e-09 | 0.00097009 | 2.7824e-09 | 0.0028115 | 1.5582e-09 | 0.0094681 | 5.9811e-09
[120 empty] | 7.3.3.17.5 (Remote Grid) Updates to grid topology to minimize risk of ignition in HFTDs Remote GridWLDFRVegetation ContactAggregated | WLDFR | HFTD - Distribution - Tier 3 - 2QU CoRE ¦ 1QU LoRE | Non-Red Flag Warning - Destructive Fires | Vegetation Contact | Aggregated | 2060 | 2.8682e-06 | 184.1265 | 0.00052811 | 2060 | Mitigation | 0.95 | 45 | 0 | esc | 0.00097009 | 2.7824e-09 | 0.00097009 | 2.7824e-09 | 0.0028115 | 1.5582e-09 | 0.0094681 | 5.9811e-09
[120 empty] | 7.3.3.17.5 (Remote Grid) Updates to grid topology to minimize risk of ignition in HFTDs Remote GridWLDFRVegetation ContactAggregated | WLDFR | HFTD - Distribution - Tier 3 - 2QU CoRE ¦ 1QU LoRE | Non-Red Flag Warning - Destructive Fires | Vegetation Contact | Aggregated | 2061 | 2.8682e-06 | 184.1265 | 0.00052811 | 2061 | Mitigation | 0.95 | 45 | 0 | esc | 0.00097009 | 2.7824e-09 | 0.00097009 | 2.7824e-09 | 0.0028115 | 1.5582e-09 | 0.0094681 | 5.9811e-09
[120 empty] | 7.3.3.17.5 (Remote Grid) Updates to grid topology to minimize risk of ignition in HFTDs Remote GridWLDFRVegetation ContactAggregated | WLDFR | HFTD - Distribution - Tier 3 - 2QU CoRE ¦ 1QU LoRE | Non-Red Flag Warning - Destructive Fires | Vegetation Contact | Aggregated | 2062 | 2.8682e-06 | 184.1265 | 0.00052811 | 2062 | Mitigation | 0.95 | 45 | 0 | esc | 0.00097009 | 2.7824e-09 | 0.00097009 | 2.7824e-09 | 0.0028115 | 1.5582e-09 | 0.0094681 | 5.9811e-09
[120 empty] | 7.3.3.17.5 (Remote Grid) Updates to grid topology to minimize risk of ignition in HFTDs Remote GridWLDFRVegetation ContactAggregated | WLDFR | HFTD - Distribution - Tier 3 - 2QU CoRE ¦ 1QU LoRE | Non-Red Flag Warning - Destructive Fires | Vegetation Contact | Aggregated | 2063 | 2.8682e-06 | 184.1265 | 0.00052811 | 2063 | Mitigation | 0.95 | 45 | 0 | esc | 0.00097009 | 2.7824e-09 | 0.00097009 | 2.7824e-09 | 0.0028115 | 1.5582e-09 | 0.0094681 | 5.9811e-09
[120 empty] | 7.3.3.17.5 (Remote Grid) Updates to grid topology to minimize risk of ignition in HFTDs Remote GridWLDFRVegetation ContactAggregated | WLDFR | HFTD - Distribution - Tier 3 - 2QU CoRE ¦ 1QU LoRE | Non-Red Flag Warning - Destructive Fires | Vegetation Contact | Aggregated | 2064 | 2.8682e-06 | 184.1265 | 0.00052811 | 2064 | Mitigation | 0.95 | 45 | 0 | esc | 0.00097009 | 2.7824e-09 | 0.00097009 | 2.7824e-09 | 0.0028115 | 1.5582e-09 | 0.0094681 | 5.9811e-09
[120 empty] | 7.3.3.17.5 (Remote Grid) Updates to grid topology to minimize risk of ignition in HFTDs Remote GridWLDFRVegetation ContactAggregated | WLDFR | HFTD - Distribution - Tier 3 - 2QU CoRE ¦ 1QU LoRE | Non-Red Flag Warning - Destructive Fires | Vegetation Contact | Aggregated | 2065 | 2.8682e-06 | 184.1265 | 0.00052811 | 2065 | Mitigation | 0.95 | 45 | 0 | esc | 0.00097009 | 2.7824e-09 | 0.00097009 | 2.7824e-09 | 0.0028115 | 1.5582e-09 | 0.0094681 | 5.9811e-09
[120 empty] | 7.3.3.17.5 (Remote Grid) Updates to grid topology to minimize risk of ignition in HFTDs Remote GridWLDFRVegetation ContactAggregated | WLDFR | HFTD - Distribution - Tier 3 - 2QU CoRE ¦ 1QU LoRE | Non-Red Flag Warning - Destructive Fires | Vegetation Contact | Aggregated | 2066 | 2.8682e-06 | 184.1265 | 0.00052811 | 2066 | Mitigation | 0.95 | 45 | 0 | esc | 0.00097009 | 2.7824e-09 | 0.00097009 | 2.7824e-09 | 0.0028115 | 1.5582e-09 | 0.0094681 | 5.9811e-09
[120 empty] | 7.3.3.17.5 (Remote Grid) Updates to grid topology to minimize risk of ignition in HFTDs Remote GridWLDFRVegetation ContactAggregated | WLDFR | HFTD - Distribution - Tier 3 - 2QU CoRE ¦ 1QU LoRE | Non-Red Flag Warning - Destructive Fires | Vegetation Contact | Aggregated | 2067 | 2.8682e-06 | 184.1265 | 0.00052811 | 2067 | Mitigation | 0.95 | 45 | 0 | esc | 0 | 0 | 0.00097009 | 2.7824e-09 | 0.0028115 | 1.5582e-09 | 0.0094681 | 5.9811e-09
[120 empty] | 7.3.3.17.5 (Remote Grid) Updates to grid topology to minimize risk of ignition in HFTDs Remote GridWLDFRWire-to-wire contactAggregated | WLDFR | HFTD - Distribution - Tier 3 - 2QU CoRE ¦ 1QU LoRE | Non-Red Flag Warning - Destructive Fires | Wire-to-wire contact | Aggregated | 2022 | 3.557e-07 | 184.1265 | 6.5494e-05 | 2022 | Mitigation | 0.95 | 45 | 0 | esc | 0.00097009 | 3.4506e-10 | 0 | 0 | 0.0028115 | 1.5582e-09 | 0.0094681 | 5.9811e-09
[120 empty] | 7.3.3.17.5 (Remote Grid) Updates to grid topology to minimize risk of ignition in HFTDs Remote GridWLDFRWire-to-wire contactAggregated | WLDFR | HFTD - Distribution - Tier 3 - 2QU CoRE ¦ 1QU LoRE | Non-Red Flag Warning - Destructive Fires | Wire-to-wire contact | Aggregated | 2023 | 3.557e-07 | 184.1265 | 6.5494e-05 | 2023 | Mitigation | 0.95 | 45 | 0 | esc | 0.00097009 | 3.4506e-10 | 0.00097009 | 3.4506e-10 | 0.0028115 | 1.5582e-09 | 0.0094681 | 5.9811e-09
[120 empty] | 7.3.3.17.5 (Remote Grid) Updates to grid topology to minimize risk of ignition in HFTDs Remote GridWLDFRWire-to-wire contactAggregated | WLDFR | HFTD - Distribution - Tier 3 - 2QU CoRE ¦ 1QU LoRE | Non-Red Flag Warning - Destructive Fires | Wire-to-wire contact | Aggregated | 2024 | 3.557e-07 | 184.1265 | 6.5494e-05 | 2024 | Mitigation | 0.95 | 45 | 0 | esc | 0.00097009 | 3.4506e-10 | 0.00097009 | 3.4506e-10 | 0.0028115 | 1.5582e-09 | 0.0094681 | 5.9811e-09
[120 empty] | 7.3.3.17.5 (Remote Grid) Updates to grid topology to minimize risk of ignition in HFTDs Remote GridWLDFRWire-to-wire contactAggregated | WLDFR | HFTD - Distribution - Tier 3 - 2QU CoRE ¦ 1QU LoRE | Non-Red Flag Warning - Destructive Fires | Wire-to-wire contact | Aggregated | 2025 | 3.557e-07 | 184.1265 | 6.5494e-05 | 2025 | Mitigation | 0.95 | 45 | 0 | esc | 0.00097009 | 3.4506e-10 | 0.00097009 | 3.4506e-10 | 0.0028115 | 1.5582e-09 | 0.0094681 | 5.9811e-09
[120 empty] | 7.3.3.17.5 (Remote Grid) Updates to grid topology to minimize risk of ignition in HFTDs Remote GridWLDFRWire-to-wire contactAggregated | WLDFR | HFTD - Distribution - Tier 3 - 2QU CoRE ¦ 1QU LoRE | Non-Red Flag Warning - Destructive Fires | Wire-to-wire contact | Aggregated | 2026 | 3.557e-07 | 184.1265 | 6.5494e-05 | 2026 | Mitigation | 0.95 | 45 | 0 | esc | 0.00097009 | 3.4506e-10 | 0.00097009 | 3.4506e-10 | 0.0028115 | 1.5582e-09 | 0.0094681 | 5.9811e-09
[120 empty] | 7.3.3.17.5 (Remote Grid) Updates to grid topology to minimize risk of ignition in HFTDs Remote GridWLDFRWire-to-wire contactAggregated | WLDFR | HFTD - Distribution - Tier 3 - 2QU CoRE ¦ 1QU LoRE | Non-Red Flag Warning - Destructive Fires | Wire-to-wire contact | Aggregated | 2027 | 3.557e-07 | 184.1265 | 6.5494e-05 | 2027 | Mitigation | 0.95 | 45 | 0 | esc | 0.00097009 | 3.4506e-10 | 0.00097009 | 3.4506e-10 | 0.0028115 | 1.5582e-09 | 0.0094681 | 5.9811e-09
[120 empty] | 7.3.3.17.5 (Remote Grid) Updates to grid topology to minimize risk of ignition in HFTDs Remote GridWLDFRWire-to-wire contactAggregated | WLDFR | HFTD - Distribution - Tier 3 - 2QU CoRE ¦ 1QU LoRE | Non-Red Flag Warning - Destructive Fires | Wire-to-wire contact | Aggregated | 2028 | 3.557e-07 | 184.1265 | 6.5494e-05 | 2028 | Mitigation | 0.95 | 45 | 0 | esc | 0.00097009 | 3.4506e-10 | 0.00097009 | 3.4506e-10 | 0 | 0 | 0 | 0
[120 empty] | 7.3.3.17.5 (Remote Grid) Updates to grid topology to minimize risk of ignition in HFTDs Remote GridWLDFRWire-to-wire contactAggregated | WLDFR | HFTD - Distribution - Tier 3 - 2QU CoRE ¦ 1QU LoRE | Non-Red Flag Warning - Destructive Fires | Wire-to-wire contact | Aggregated | 2029 | 3.557e-07 | 184.1265 | 6.5494e-05 | 2029 | Mitigation | 0.95 | 45 | 0 | esc | 0.00097009 | 3.4506e-10 | 0.00097009 | 3.4506e-10 | 0.0028115 | 4.0404e-08 | 0 | 0
[120 empty] | 7.3.3.17.5 (Remote Grid) Updates to grid topology to minimize risk of ignition in HFTDs Remote GridWLDFRWire-to-wire contactAggregated | WLDFR | HFTD - Distribution - Tier 3 - 2QU CoRE ¦ 1QU LoRE | Non-Red Flag Warning - Destructive Fires | Wire-to-wire contact | Aggregated | 2030 | 3.557e-07 | 184.1265 | 6.5494e-05 | 2030 | Mitigation | 0.95 | 45 | 0 | esc | 0.00097009 | 3.4506e-10 | 0.00097009 | 3.4506e-10 | 0.0028115 | 4.0404e-08 | 0.010598 | 2.2209e-10
[120 empty] | 7.3.3.17.5 (Remote Grid) Updates to grid topology to minimize risk of ignition in HFTDs Remote GridWLDFRWire-to-wire contactAggregated | WLDFR | HFTD - Distribution - Tier 3 - 2QU CoRE ¦ 1QU LoRE | Non-Red Flag Warning - Destructive Fires | Wire-to-wire contact | Aggregated | 2031 | 3.557e-07 | 184.1265 | 6.5494e-05 | 2031 | Mitigation | 0.95 | 45 | 0 | esc | 0.00097009 | 3.4506e-10 | 0.00097009 | 3.4506e-10 | 0.0028115 | 4.0404e-08 | 0.010598 | 2.2209e-10
[120 empty] | 7.3.3.17.5 (Remote Grid) Updates to grid topology to minimize risk of ignition in HFTDs Remote GridWLDFRWire-to-wire contactAggregated | WLDFR | HFTD - Distribution - Tier 3 - 2QU CoRE ¦ 1QU LoRE | Non-Red Flag Warning - Destructive Fires | Wire-to-wire contact | Aggregated | 2032 | 3.557e-07 | 184.1265 | 6.5494e-05 | 2032 | Mitigation | 0.95 | 45 | 0 | esc | 0.00097009 | 3.4506e-10 | 0.00097009 | 3.4506e-10 | 0.0028115 | 4.0404e-08 | 0.010598 | 2.2209e-10
[120 empty] | 7.3.3.17.5 (Remote Grid) Updates to grid topology to minimize risk of ignition in HFTDs Remote GridWLDFRWire-to-wire contactAggregated | WLDFR | HFTD - Distribution - Tier 3 - 2QU CoRE ¦ 1QU LoRE | Non-Red Flag Warning - Destructive Fires | Wire-to-wire contact | Aggregated | 2033 | 3.557e-07 | 184.1265 | 6.5494e-05 | 2033 | Mitigation | 0.95 | 45 | 0 | esc | 0.00097009 | 3.4506e-10 | 0.00097009 | 3.4506e-10 | 0.0028115 | 4.0404e-08 | 0.010598 | 2.2209e-10
[120 empty] | 7.3.3.17.5 (Remote Grid) Updates to grid topology to minimize risk of ignition in HFTDs Remote GridWLDFRWire-to-wire contactAggregated | WLDFR | HFTD - Distribution - Tier 3 - 2QU CoRE ¦ 1QU LoRE | Non-Red Flag Warning - Destructive Fires | Wire-to-wire contact | Aggregated | 2034 | 3.557e-07 | 184.1265 | 6.5494e-05 | 2034 | Mitigation | 0.95 | 45 | 0 | esc | 0.00097009 | 3.4506e-10 | 0.00097009 | 3.4506e-10 | 0.0028115 | 4.0404e-08 | 0.010598 | 2.2209e-10
[120 empty] | 7.3.3.17.5 (Remote Grid) Updates to grid topology to minimize risk of ignition in HFTDs Remote GridWLDFRWire-to-wire contactAggregated | WLDFR | HFTD - Distribution - Tier 3 - 2QU CoRE ¦ 1QU LoRE | Non-Red Flag Warning - Destructive Fires | Wire-to-wire contact | Aggregated | 2035 | 3.557e-07 | 184.1265 | 6.5494e-05 | 2035 | Mitigation | 0.95 | 45 | 0 | esc | 0.00097009 | 3.4506e-10 | 0.00097009 | 3.4506e-10 | 0.0028115 | 4.0404e-08 | 0.010598 | 2.2209e-10
[120 empty] | 7.3.3.17.5 (Remote Grid) Updates to grid topology to minimize risk of ignition in HFTDs Remote GridWLDFRWire-to-wire contactAggregated | WLDFR | HFTD - Distribution - Tier 3 - 2QU CoRE ¦ 1QU LoRE | Non-Red Flag Warning - Destructive Fires | Wire-to-wire contact | Aggregated | 2036 | 3.557e-07 | 184.1265 | 6.5494e-05 | 2036 | Mitigation | 0.95 | 45 | 0 | esc | 0.00097009 | 3.4506e-10 | 0.00097009 | 3.4506e-10 | 0.0028115 | 4.0404e-08 | 0.010598 | 2.2209e-10
[120 empty] | 7.3.3.17.5 (Remote Grid) Updates to grid topology to minimize risk of ignition in HFTDs Remote GridWLDFRWire-to-wire contactAggregated | WLDFR | HFTD - Distribution - Tier 3 - 2QU CoRE ¦ 1QU LoRE | Non-Red Flag Warning - Destructive Fires | Wire-to-wire contact | Aggregated | 2037 | 3.557e-07 | 184.1265 | 6.5494e-05 | 2037 | Mitigation | 0.95 | 45 | 0 | esc | 0.00097009 | 3.4506e-10 | 0.00097009 | 3.4506e-10 | 0.0028115 | 4.0404e-08 | 0.010598 | 2.2209e-10
[120 empty] | 7.3.3.17.5 (Remote Grid) Updates to grid topology to minimize risk of ignition in HFTDs Remote GridWLDFRWire-to-wire contactAggregated | WLDFR | HFTD - Distribution - Tier 3 - 2QU CoRE ¦ 1QU LoRE | Non-Red Flag Warning - Destructive Fires | Wire-to-wire contact | Aggregated | 2038 | 3.557e-07 | 184.1265 | 6.5494e-05 | 2038 | Mitigation | 0.95 | 45 | 0 | esc | 0.00097009 | 3.4506e-10 | 0.00097009 | 3.4506e-10 | 0.0028115 | 4.0404e-08 | 0.010598 | 2.2209e-10
[120 empty] | 7.3.3.17.5 (Remote Grid) Updates to grid topology to minimize risk of ignition in HFTDs Remote GridWLDFRWire-to-wire contactAggregated | WLDFR | HFTD - Distribution - Tier 3 - 2QU CoRE ¦ 1QU LoRE | Non-Red Flag Warning - Destructive Fires | Wire-to-wire contact | Aggregated | 2039 | 3.557e-07 | 184.1265 | 6.5494e-05 | 2039 | Mitigation | 0.95 | 45 | 0 | esc | 0.00097009 | 3.4506e-10 | 0.00097009 | 3.4506e-10 | 0.0028115 | 4.0404e-08 | 0.010598 | 2.2209e-10
[120 empty] | 7.3.3.17.5 (Remote Grid) Updates to grid topology to minimize risk of ignition in HFTDs Remote GridWLDFRWire-to-wire contactAggregated | WLDFR | HFTD - Distribution - Tier 3 - 2QU CoRE ¦ 1QU LoRE | Non-Red Flag Warning - Destructive Fires | Wire-to-wire contact | Aggregated | 2040 | 3.557e-07 | 184.1265 | 6.5494e-05 | 2040 | Mitigation | 0.95 | 45 | 0 | esc | 0.00097009 | 3.4506e-10 | 0.00097009 | 3.4506e-10 | 0.0028115 | 4.0404e-08 | 0.010598 | 2.2209e-10
[120 empty] | 7.3.3.17.5 (Remote Grid) Updates to grid topology to minimize risk of ignition in HFTDs Remote GridWLDFRWire-to-wire contactAggregated | WLDFR | HFTD - Distribution - Tier 3 - 2QU CoRE ¦ 1QU LoRE | Non-Red Flag Warning - Destructive Fires | Wire-to-wire contact | Aggregated | 2041 | 3.557e-07 | 184.1265 | 6.5494e-05 | 2041 | Mitigation | 0.95 | 45 | 0 | esc | 0.00097009 | 3.4506e-10 | 0.00097009 | 3.4506e-10 | 0.0028115 | 4.0404e-08 | 0.010598 | 2.2209e-10
[120 empty] | 7.3.3.17.5 (Remote Grid) Updates to grid topology to minimize risk of ignition in HFTDs Remote GridWLDFRWire-to-wire contactAggregated | WLDFR | HFTD - Distribution - Tier 3 - 2QU CoRE ¦ 1QU LoRE | Non-Red Flag Warning - Destructive Fires | Wire-to-wire contact | Aggregated | 2042 | 3.557e-07 | 184.1265 | 6.5494e-05 | 2042 | Mitigation | 0.95 | 45 | 0 | esc | 0.00097009 | 3.4506e-10 | 0.00097009 | 3.4506e-10 | 0.0028115 | 4.0404e-08 | 0.010598 | 2.2209e-10
[120 empty] | 7.3.3.17.5 (Remote Grid) Updates to grid topology to minimize risk of ignition in HFTDs Remote GridWLDFRWire-to-wire contactAggregated | WLDFR | HFTD - Distribution - Tier 3 - 2QU CoRE ¦ 1QU LoRE | Non-Red Flag Warning - Destructive Fires | Wire-to-wire contact | Aggregated | 2043 | 3.557e-07 | 184.1265 | 6.5494e-05 | 2043 | Mitigation | 0.95 | 45 | 0 | esc | 0.00097009 | 3.4506e-10 | 0.00097009 | 3.4506e-10 | 0.0028115 | 4.0404e-08 | 0.010598 | 2.2209e-10
[120 empty] | 7.3.3.17.5 (Remote Grid) Updates to grid topology to minimize risk of ignition in HFTDs Remote GridWLDFRWire-to-wire contactAggregated | WLDFR | HFTD - Distribution - Tier 3 - 2QU CoRE ¦ 1QU LoRE | Non-Red Flag Warning - Destructive Fires | Wire-to-wire contact | Aggregated | 2044 | 3.557e-07 | 184.1265 | 6.5494e-05 | 2044 | Mitigation | 0.95 | 45 | 0 | esc | 0.00097009 | 3.4506e-10 | 0.00097009 | 3.4506e-10 | 0.0028115 | 4.0404e-08 | 0.010598 | 2.2209e-10
[120 empty] | 7.3.3.17.5 (Remote Grid) Updates to grid topology to minimize risk of ignition in HFTDs Remote GridWLDFRWire-to-wire contactAggregated | WLDFR | HFTD - Distribution - Tier 3 - 2QU CoRE ¦ 1QU LoRE | Non-Red Flag Warning - Destructive Fires | Wire-to-wire contact | Aggregated | 2045 | 3.557e-07 | 184.1265 | 6.5494e-05 | 2045 | Mitigation | 0.95 | 45 | 0 | esc | 0.00097009 | 3.4506e-10 | 0.00097009 | 3.4506e-10 | 0.0028115 | 4.0404e-08 | 0.010598 | 2.2209e-10
[120 empty] | 7.3.3.17.5 (Remote Grid) Updates to grid topology to minimize risk of ignition in HFTDs Remote GridWLDFRWire-to-wire contactAggregated | WLDFR | HFTD - Distribution - Tier 3 - 2QU CoRE ¦ 1QU LoRE | Non-Red Flag Warning - Destructive Fires | Wire-to-wire contact | Aggregated | 2046 | 3.557e-07 | 184.1265 | 6.5494e-05 | 2046 | Mitigation | 0.95 | 45 | 0 | esc | 0.00097009 | 3.4506e-10 | 0.00097009 | 3.4506e-10 | 0.0028115 | 4.0404e-08 | 0.010598 | 2.2209e-10
[120 empty] | 7.3.3.17.5 (Remote Grid) Updates to grid topology to minimize risk of ignition in HFTDs Remote GridWLDFRWire-to-wire contactAggregated | WLDFR | HFTD - Distribution - Tier 3 - 2QU CoRE ¦ 1QU LoRE | Non-Red Flag Warning - Destructive Fires | Wire-to-wire contact | Aggregated | 2047 | 3.557e-07 | 184.1265 | 6.5494e-05 | 2047 | Mitigation | 0.95 | 45 | 0 | esc | 0.00097009 | 3.4506e-10 | 0.00097009 | 3.4506e-10 | 0.0028115 | 4.0404e-08 | 0.010598 | 2.2209e-10
[120 empty] | 7.3.3.17.5 (Remote Grid) Updates to grid topology to minimize risk of ignition in HFTDs Remote GridWLDFRWire-to-wire contactAggregated | WLDFR | HFTD - Distribution - Tier 3 - 2QU CoRE ¦ 1QU LoRE | Non-Red Flag Warning - Destructive Fires | Wire-to-wire contact | Aggregated | 2048 | 3.557e-07 | 184.1265 | 6.5494e-05 | 2048 | Mitigation | 0.95 | 45 | 0 | esc | 0.00097009 | 3.4506e-10 | 0.00097009 | 3.4506e-10 | 0.0028115 | 4.0404e-08 | 0.010598 | 2.2209e-10
[120 empty] | 7.3.3.17.5 (Remote Grid) Updates to grid topology to minimize risk of ignition in HFTDs Remote GridWLDFRWire-to-wire contactAggregated | WLDFR | HFTD - Distribution - Tier 3 - 2QU CoRE ¦ 1QU LoRE | Non-Red Flag Warning - Destructive Fires | Wire-to-wire contact | Aggregated | 2049 | 3.557e-07 | 184.1265 | 6.5494e-05 | 2049 | Mitigation | 0.95 | 45 | 0 | esc | 0.00097009 | 3.4506e-10 | 0.00097009 | 3.4506e-10 | 0.0028115 | 4.0404e-08 | 0.010598 | 2.2209e-10
[120 empty] | 7.3.3.17.5 (Remote Grid) Updates to grid topology to minimize risk of ignition in HFTDs Remote GridWLDFRWire-to-wire contactAggregated | WLDFR | HFTD - Distribution - Tier 3 - 2QU CoRE ¦ 1QU LoRE | Non-Red Flag Warning - Destructive Fires | Wire-to-wire contact | Aggregated | 2050 | 3.557e-07 | 184.1265 | 6.5494e-05 | 2050 | Mitigation | 0.95 | 45 | 0 | esc | 0.00097009 | 3.4506e-10 | 0.00097009 | 3.4506e-10 | 0.0028115 | 4.0404e-08 | 0.010598 | 2.2209e-10
[120 empty] | 7.3.3.17.5 (Remote Grid) Updates to grid topology to minimize risk of ignition in HFTDs Remote GridWLDFRWire-to-wire contactAggregated | WLDFR | HFTD - Distribution - Tier 3 - 2QU CoRE ¦ 1QU LoRE | Non-Red Flag Warning - Destructive Fires | Wire-to-wire contact | Aggregated | 2051 | 3.557e-07 | 184.1265 | 6.5494e-05 | 2051 | Mitigation | 0.95 | 45 | 0 | esc | 0.00097009 | 3.4506e-10 | 0.00097009 | 3.4506e-10 | 0.0028115 | 4.0404e-08 | 0.010598 | 2.2209e-10
[120 empty] | 7.3.3.17.5 (Remote Grid) Updates to grid topology to minimize risk of ignition in HFTDs Remote GridWLDFRWire-to-wire contactAggregated | WLDFR | HFTD - Distribution - Tier 3 - 2QU CoRE ¦ 1QU LoRE | Non-Red Flag Warning - Destructive Fires | Wire-to-wire contact | Aggregated | 2052 | 3.557e-07 | 184.1265 | 6.5494e-05 | 2052 | Mitigation | 0.95 | 45 | 0 | esc | 0.00097009 | 3.4506e-10 | 0.00097009 | 3.4506e-10 | 0.0028115 | 4.0404e-08 | 0.010598 | 2.2209e-10
[120 empty] | 7.3.3.17.5 (Remote Grid) Updates to grid topology to minimize risk of ignition in HFTDs Remote GridWLDFRWire-to-wire contactAggregated | WLDFR | HFTD - Distribution - Tier 3 - 2QU CoRE ¦ 1QU LoRE | Non-Red Flag Warning - Destructive Fires | Wire-to-wire contact | Aggregated | 2053 | 3.557e-07 | 184.1265 | 6.5494e-05 | 2053 | Mitigation | 0.95 | 45 | 0 | esc | 0.00097009 | 3.4506e-10 | 0.00097009 | 3.4506e-10 | 0.0028115 | 4.0404e-08 | 0.010598 | 2.2209e-10
[120 empty] | 7.3.3.17.5 (Remote Grid) Updates to grid topology to minimize risk of ignition in HFTDs Remote GridWLDFRWire-to-wire contactAggregated | WLDFR | HFTD - Distribution - Tier 3 - 2QU CoRE ¦ 1QU LoRE | Non-Red Flag Warning - Destructive Fires | Wire-to-wire contact | Aggregated | 2054 | 3.557e-07 | 184.1265 | 6.5494e-05 | 2054 | Mitigation | 0.95 | 45 | 0 | esc | 0.00097009 | 3.4506e-10 | 0.00097009 | 3.4506e-10 | 0.0028115 | 4.0404e-08 | 0.010598 | 2.2209e-10
[120 empty] | 7.3.3.17.5 (Remote Grid) Updates to grid topology to minimize risk of ignition in HFTDs Remote GridWLDFRWire-to-wire contactAggregated | WLDFR | HFTD - Distribution - Tier 3 - 2QU CoRE ¦ 1QU LoRE | Non-Red Flag Warning - Destructive Fires | Wire-to-wire contact | Aggregated | 2055 | 3.557e-07 | 184.1265 | 6.5494e-05 | 2055 | Mitigation | 0.95 | 45 | 0 | esc | 0.00097009 | 3.4506e-10 | 0.00097009 | 3.4506e-10 | 0.0028115 | 4.0404e-08 | 0.010598 | 2.2209e-10
[120 empty] | 7.3.3.17.5 (Remote Grid) Updates to grid topology to minimize risk of ignition in HFTDs Remote GridWLDFRWire-to-wire contactAggregated | WLDFR | HFTD - Distribution - Tier 3 - 2QU CoRE ¦ 1QU LoRE | Non-Red Flag Warning - Destructive Fires | Wire-to-wire contact | Aggregated | 2056 | 3.557e-07 | 184.1265 | 6.5494e-05 | 2056 | Mitigation | 0.95 | 45 | 0 | esc | 0.00097009 | 3.4506e-10 | 0.00097009 | 3.4506e-10 | 0.0028115 | 4.0404e-08 | 0.010598 | 2.2209e-10
[120 empty] | 7.3.3.17.5 (Remote Grid) Updates to grid topology to minimize risk of ignition in HFTDs Remote GridWLDFRWire-to-wire contactAggregated | WLDFR | HFTD - Distribution - Tier 3 - 2QU CoRE ¦ 1QU LoRE | Non-Red Flag Warning - Destructive Fires | Wire-to-wire contact | Aggregated | 2057 | 3.557e-07 | 184.1265 | 6.5494e-05 | 2057 | Mitigation | 0.95 | 45 | 0 | esc | 0.00097009 | 3.4506e-10 | 0.00097009 | 3.4506e-10 | 0.0028115 | 4.0404e-08 | 0.010598 | 2.2209e-10
[120 empty] | 7.3.3.17.5 (Remote Grid) Updates to grid topology to minimize risk of ignition in HFTDs Remote GridWLDFRWire-to-wire contactAggregated | WLDFR | HFTD - Distribution - Tier 3 - 2QU CoRE ¦ 1QU LoRE | Non-Red Flag Warning - Destructive Fires | Wire-to-wire contact | Aggregated | 2058 | 3.557e-07 | 184.1265 | 6.5494e-05 | 2058 | Mitigation | 0.95 | 45 | 0 | esc | 0.00097009 | 3.4506e-10 | 0.00097009 | 3.4506e-10 | 0.0028115 | 4.0404e-08 | 0.010598 | 2.2209e-10
[120 empty] | 7.3.3.17.5 (Remote Grid) Updates to grid topology to minimize risk of ignition in HFTDs Remote GridWLDFRWire-to-wire contactAggregated | WLDFR | HFTD - Distribution - Tier 3 - 2QU CoRE ¦ 1QU LoRE | Non-Red Flag Warning - Destructive Fires | Wire-to-wire contact | Aggregated | 2059 | 3.557e-07 | 184.1265 | 6.5494e-05 | 2059 | Mitigation | 0.95 | 45 | 0 | esc | 0.00097009 | 3.4506e-10 | 0.00097009 | 3.4506e-10 | 0.0028115 | 4.0404e-08 | 0.010598 | 2.2209e-10
[120 empty] | 7.3.3.17.5 (Remote Grid) Updates to grid topology to minimize risk of ignition in HFTDs Remote GridWLDFRWire-to-wire contactAggregated | WLDFR | HFTD - Distribution - Tier 3 - 2QU CoRE ¦ 1QU LoRE | Non-Red Flag Warning - Destructive Fires | Wire-to-wire contact | Aggregated | 2060 | 3.557e-07 | 184.1265 | 6.5494e-05 | 2060 | Mitigation | 0.95 | 45 | 0 | esc | 0.00097009 | 3.4506e-10 | 0.00097009 | 3.4506e-10 | 0.0028115 | 4.0404e-08 | 0 | 0
[120 empty] | 7.3.3.17.5 (Remote Grid) Updates to grid topology to minimize risk of ignition in HFTDs Remote GridWLDFRWire-to-wire contactAggregated | WLDFR | HFTD - Distribution - Tier 3 - 2QU CoRE ¦ 1QU LoRE | Non-Red Flag Warning - Destructive Fires | Wire-to-wire contact | Aggregated | 2061 | 3.557e-07 | 184.1265 | 6.5494e-05 | 2061 | Mitigation | 0.95 | 45 | 0 | esc | 0.00097009 | 3.4506e-10 | 0.00097009 | 3.4506e-10 | 0.0028115 | 4.0404e-08 | 0 | 0
[120 empty] | 7.3.3.17.5 (Remote Grid) Updates to grid topology to minimize risk of ignition in HFTDs Remote GridWLDFRWire-to-wire contactAggregated | WLDFR | HFTD - Distribution - Tier 3 - 2QU CoRE ¦ 1QU LoRE | Non-Red Flag Warning - Destructive Fires | Wire-to-wire contact | Aggregated | 2062 | 3.557e-07 | 184.1265 | 6.5494e-05 | 2062 | Mitigation | 0.95 | 45 | 0 | esc | 0.00097009 | 3.4506e-10 | 0.00097009 | 3.4506e-10 | 0.0028115 | 4.0404e-08 | 0.0087991 | 1.0879e-08
[120 empty] | 7.3.3.17.5 (Remote Grid) Updates to grid topology to minimize risk of ignition in HFTDs Remote GridWLDFRWire-to-wire contactAggregated | WLDFR | HFTD - Distribution - Tier 3 - 2QU CoRE ¦ 1QU LoRE | Non-Red Flag Warning - Destructive Fires | Wire-to-wire contact | Aggregated | 2063 | 3.557e-07 | 184.1265 | 6.5494e-05 | 2063 | Mitigation | 0.95 | 45 | 0 | esc | 0.00097009 | 3.4506e-10 | 0.00097009 | 3.4506e-10 | 0.0028115 | 4.0404e-08 | 0.0087991 | 1.0879e-08
[120 empty] | 7.3.3.17.5 (Remote Grid) Updates to grid topology to minimize risk of ignition in HFTDs Remote GridWLDFRWire-to-wire contactAggregated | WLDFR | HFTD - Distribution - Tier 3 - 2QU CoRE ¦ 1QU LoRE | Non-Red Flag Warning - Destructive Fires | Wire-to-wire contact | Aggregated | 2064 | 3.557e-07 | 184.1265 | 6.5494e-05 | 2064 | Mitigation | 0.95 | 45 | 0 | esc | 0.00097009 | 3.4506e-10 | 0.00097009 | 3.4506e-10 | 0.0028115 | 4.0404e-08 | 0.0087991 | 1.0879e-08
[120 empty] | 7.3.3.17.5 (Remote Grid) Updates to grid topology to minimize risk of ignition in HFTDs Remote GridWLDFRWire-to-wire contactAggregated | WLDFR | HFTD - Distribution - Tier 3 - 2QU CoRE ¦ 1QU LoRE | Non-Red Flag Warning - Destructive Fires | Wire-to-wire contact | Aggregated | 2065 | 3.557e-07 | 184.1265 | 6.5494e-05 | 2065 | Mitigation | 0.95 | 45 | 0 | esc | 0.00097009 | 3.4506e-10 | 0.00097009 | 3.4506e-10 | 0.0028115 | 4.0404e-08 | 0.0087991 | 1.0879e-08
[120 empty] | 7.3.3.17.5 (Remote Grid) Updates to grid topology to minimize risk of ignition in HFTDs Remote GridWLDFRWire-to-wire contactAggregated | WLDFR | HFTD - Distribution - Tier 3 - 2QU CoRE ¦ 1QU LoRE | Non-Red Flag Warning - Destructive Fires | Wire-to-wire contact | Aggregated | 2066 | 3.557e-07 | 184.1265 | 6.5494e-05 | 2066 | Mitigation | 0.95 | 45 | 0 | esc | 0.00097009 | 3.4506e-10 | 0.00097009 | 3.4506e-10 | 0.0028115 | 4.0404e-08 | 0.0087991 | 1.0879e-08
[120 empty] | 7.3.3.17.5 (Remote Grid) Updates to grid topology to minimize risk of ignition in HFTDs Remote GridWLDFRWire-to-wire contactAggregated | WLDFR | HFTD - Distribution - Tier 3 - 2QU CoRE ¦ 1QU LoRE | Non-Red Flag Warning - Destructive Fires | Wire-to-wire contact | Aggregated | 2067 | 3.557e-07 | 184.1265 | 6.5494e-05 | 2067 | Mitigation | 0.95 | 45 | 0 | esc | 0 | 0 | 0.00097009 | 3.4506e-10 | 0.0028115 | 4.0404e-08 | 0.0087991 | 1.0879e-08
[120 empty] | 7.3.3.17.5 (Remote Grid) Updates to grid topology to minimize risk of ignition in HFTDs Remote GridWLDFRContact from objectAggregated | WLDFR | HFTD - Distribution - Tier 3 - 2QU CoRE ¦ 1QU LoRE | Non-Red Flag Warning - Large Fires | Contact from object | Aggregated | 2022 | 5.8693e-06 | 184.1265 | 0.0010807 | 2022 | Mitigation | 0.95 | 45 | 0 | esc | 0.00097009 | 5.6937e-09 | 0 | 0 | 0.0028115 | 4.0404e-08 | 0.0087991 | 1.0879e-08
[120 empty] | 7.3.3.17.5 (Remote Grid) Updates to grid topology to minimize risk of ignition in HFTDs Remote GridWLDFRContact from objectAggregated | WLDFR | HFTD - Distribution - Tier 3 - 2QU CoRE ¦ 1QU LoRE | Non-Red Flag Warning - Large Fires | Contact from object | Aggregated | 2023 | 5.8693e-06 | 184.1265 | 0.0010807 | 2023 | Mitigation | 0.95 | 45 | 0 | esc | 0.00097009 | 5.6937e-09 | 0.00097009 | 5.6937e-09 | 0.0028115 | 4.0404e-08 | 0.0087991 | 1.0879e-08
[120 empty] | 7.3.3.17.5 (Remote Grid) Updates to grid topology to minimize risk of ignition in HFTDs Remote GridWLDFRContact from objectAggregated | WLDFR | HFTD - Distribution - Tier 3 - 2QU CoRE ¦ 1QU LoRE | Non-Red Flag Warning - Large Fires | Contact from object | Aggregated | 2024 | 5.8693e-06 | 184.1265 | 0.0010807 | 2024 | Mitigation | 0.95 | 45 | 0 | esc | 0.00097009 | 5.6937e-09 | 0.00097009 | 5.6937e-09 | 0.0028115 | 4.0404e-08 | 0.0087991 | 1.0879e-08
[120 empty] | 7.3.3.17.5 (Remote Grid) Updates to grid topology to minimize risk of ignition in HFTDs Remote GridWLDFRContact from objectAggregated | WLDFR | HFTD - Distribution - Tier 3 - 2QU CoRE ¦ 1QU LoRE | Non-Red Flag Warning - Large Fires | Contact from object | Aggregated | 2025 | 5.8693e-06 | 184.1265 | 0.0010807 | 2025 | Mitigation | 0.95 | 45 | 0 | esc | 0.00097009 | 5.6937e-09 | 0.00097009 | 5.6937e-09 | 0.0028115 | 4.0404e-08 | 0.0087991 | 1.0879e-08
[120 empty] | 7.3.3.17.5 (Remote Grid) Updates to grid topology to minimize risk of ignition in HFTDs Remote GridWLDFRContact from objectAggregated | WLDFR | HFTD - Distribution - Tier 3 - 2QU CoRE ¦ 1QU LoRE | Non-Red Flag Warning - Large Fires | Contact from object | Aggregated | 2026 | 5.8693e-06 | 184.1265 | 0.0010807 | 2026 | Mitigation | 0.95 | 45 | 0 | esc | 0.00097009 | 5.6937e-09 | 0.00097009 | 5.6937e-09 | 0.0028115 | 4.0404e-08 | 0.0087991 | 1.0879e-08
[120 empty] | 7.3.3.17.5 (Remote Grid) Updates to grid topology to minimize risk of ignition in HFTDs Remote GridWLDFRContact from objectAggregated | WLDFR | HFTD - Distribution - Tier 3 - 2QU CoRE ¦ 1QU LoRE | Non-Red Flag Warning - Large Fires | Contact from object | Aggregated | 2027 | 5.8693e-06 | 184.1265 | 0.0010807 | 2027 | Mitigation | 0.95 | 45 | 0 | esc | 0.00097009 | 5.6937e-09 | 0.00097009 | 5.6937e-09 | 0.0028115 | 4.0404e-08 | 0.0087991 | 1.0879e-08
[120 empty] | 7.3.3.17.5 (Remote Grid) Updates to grid topology to minimize risk of ignition in HFTDs Remote GridWLDFRContact from objectAggregated | WLDFR | HFTD - Distribution - Tier 3 - 2QU CoRE ¦ 1QU LoRE | Non-Red Flag Warning - Large Fires | Contact from object | Aggregated | 2028 | 5.8693e-06 | 184.1265 | 0.0010807 | 2028 | Mitigation | 0.95 | 45 | 0 | esc | 0.00097009 | 5.6937e-09 | 0.00097009 | 5.6937e-09 | 0.0028115 | 4.0404e-08 | 0.0087991 | 1.0879e-08
[120 empty] | 7.3.3.17.5 (Remote Grid) Updates to grid topology to minimize risk of ignition in HFTDs Remote GridWLDFRContact from objectAggregated | WLDFR | HFTD - Distribution - Tier 3 - 2QU CoRE ¦ 1QU LoRE | Non-Red Flag Warning - Large Fires | Contact from object | Aggregated | 2029 | 5.8693e-06 | 184.1265 | 0.0010807 | 2029 | Mitigation | 0.95 | 45 | 0 | esc | 0.00097009 | 5.6937e-09 | 0.00097009 | 5.6937e-09 | 0.0028115 | 4.0404e-08 | 0.0087991 | 1.0879e-08
[120 empty] | 7.3.3.17.5 (Remote Grid) Updates to grid topology to minimize risk of ignition in HFTDs Remote GridWLDFRContact from objectAggregated | WLDFR | HFTD - Distribution - Tier 3 - 2QU CoRE ¦ 1QU LoRE | Non-Red Flag Warning - Large Fires | Contact from object | Aggregated | 2030 | 5.8693e-06 | 184.1265 | 0.0010807 | 2030 | Mitigation | 0.95 | 45 | 0 | esc | 0.00097009 | 5.6937e-09 | 0.00097009 | 5.6937e-09 | 0.0028115 | 4.0404e-08 | 0.0087991 | 1.0879e-08
[120 empty] | 7.3.3.17.5 (Remote Grid) Updates to grid topology to minimize risk of ignition in HFTDs Remote GridWLDFRContact from objectAggregated | WLDFR | HFTD - Distribution - Tier 3 - 2QU CoRE ¦ 1QU LoRE | Non-Red Flag Warning - Large Fires | Contact from object | Aggregated | 2031 | 5.8693e-06 | 184.1265 | 0.0010807 | 2031 | Mitigation | 0.95 | 45 | 0 | esc | 0.00097009 | 5.6937e-09 | 0.00097009 | 5.6937e-09 | 0.0028115 | 4.0404e-08 | 0.0087991 | 1.0879e-08
[120 empty] | 7.3.3.17.5 (Remote Grid) Updates to grid topology to minimize risk of ignition in HFTDs Remote GridWLDFRContact from objectAggregated | WLDFR | HFTD - Distribution - Tier 3 - 2QU CoRE ¦ 1QU LoRE | Non-Red Flag Warning - Large Fires | Contact from object | Aggregated | 2032 | 5.8693e-06 | 184.1265 | 0.0010807 | 2032 | Mitigation | 0.95 | 45 | 0 | esc | 0.00097009 | 5.6937e-09 | 0.00097009 | 5.6937e-09 | 0 | 0 | 0.0087991 | 1.0879e-08
[120 empty] | 7.3.3.17.5 (Remote Grid) Updates to grid topology to minimize risk of ignition in HFTDs Remote GridWLDFRContact from objectAggregated | WLDFR | HFTD - Distribution - Tier 3 - 2QU CoRE ¦ 1QU LoRE | Non-Red Flag Warning - Large Fires | Contact from object | Aggregated | 2033 | 5.8693e-06 | 184.1265 | 0.0010807 | 2033 | Mitigation | 0.95 | 45 | 0 | esc | 0.00097009 | 5.6937e-09 | 0.00097009 | 5.6937e-09 | 0.0028115 | 3.1333e-08 | 0.0087991 | 1.0879e-08
[120 empty] | 7.3.3.17.5 (Remote Grid) Updates to grid topology to minimize risk of ignition in HFTDs Remote GridWLDFRContact from objectAggregated | WLDFR | HFTD - Distribution - Tier 3 - 2QU CoRE ¦ 1QU LoRE | Non-Red Flag Warning - Large Fires | Contact from object | Aggregated | 2034 | 5.8693e-06 | 184.1265 | 0.0010807 | 2034 | Mitigation | 0.95 | 45 | 0 | esc | 0.00097009 | 5.6937e-09 | 0.00097009 | 5.6937e-09 | 0.0028115 | 3.1333e-08 | 0.0087991 | 1.0879e-08
[120 empty] | 7.3.3.17.5 (Remote Grid) Updates to grid topology to minimize risk of ignition in HFTDs Remote GridWLDFRContact from objectAggregated | WLDFR | HFTD - Distribution - Tier 3 - 2QU CoRE ¦ 1QU LoRE | Non-Red Flag Warning - Large Fires | Contact from object | Aggregated | 2035 | 5.8693e-06 | 184.1265 | 0.0010807 | 2035 | Mitigation | 0.95 | 45 | 0 | esc | 0.00097009 | 5.6937e-09 | 0.00097009 | 5.6937e-09 | 0.0028115 | 3.1333e-08 | 0.0087991 | 1.0879e-08
[120 empty] | 7.3.3.17.5 (Remote Grid) Updates to grid topology to minimize risk of ignition in HFTDs Remote GridWLDFRContact from objectAggregated | WLDFR | HFTD - Distribution - Tier 3 - 2QU CoRE ¦ 1QU LoRE | Non-Red Flag Warning - Large Fires | Contact from object | Aggregated | 2036 | 5.8693e-06 | 184.1265 | 0.0010807 | 2036 | Mitigation | 0.95 | 45 | 0 | esc | 0.00097009 | 5.6937e-09 | 0.00097009 | 5.6937e-09 | 0.0028115 | 3.1333e-08 | 0.0087991 | 1.0879e-08
[120 empty] | 7.3.3.17.5 (Remote Grid) Updates to grid topology to minimize risk of ignition in HFTDs Remote GridWLDFRContact from objectAggregated | WLDFR | HFTD - Distribution - Tier 3 - 2QU CoRE ¦ 1QU LoRE | Non-Red Flag Warning - Large Fires | Contact from object | Aggregated | 2037 | 5.8693e-06 | 184.1265 | 0.0010807 | 2037 | Mitigation | 0.95 | 45 | 0 | esc | 0.00097009 | 5.6937e-09 | 0.00097009 | 5.6937e-09 | 0.0028115 | 3.1333e-08 | 0.0087991 | 1.0879e-08
[120 empty] | 7.3.3.17.5 (Remote Grid) Updates to grid topology to minimize risk of ignition in HFTDs Remote GridWLDFRContact from objectAggregated | WLDFR | HFTD - Distribution - Tier 3 - 2QU CoRE ¦ 1QU LoRE | Non-Red Flag Warning - Large Fires | Contact from object | Aggregated | 2038 | 5.8693e-06 | 184.1265 | 0.0010807 | 2038 | Mitigation | 0.95 | 45 | 0 | esc | 0.00097009 | 5.6937e-09 | 0.00097009 | 5.6937e-09 | 0.0028115 | 3.1333e-08 | 0.0087991 | 1.0879e-08
[120 empty] | 7.3.3.17.5 (Remote Grid) Updates to grid topology to minimize risk of ignition in HFTDs Remote GridWLDFRContact from objectAggregated | WLDFR | HFTD - Distribution - Tier 3 - 2QU CoRE ¦ 1QU LoRE | Non-Red Flag Warning - Large Fires | Contact from object | Aggregated | 2039 | 5.8693e-06 | 184.1265 | 0.0010807 | 2039 | Mitigation | 0.95 | 45 | 0 | esc | 0.00097009 | 5.6937e-09 | 0.00097009 | 5.6937e-09 | 0.0028115 | 3.1333e-08 | 0.0087991 | 1.0879e-08
[120 empty] | 7.3.3.17.5 (Remote Grid) Updates to grid topology to minimize risk of ignition in HFTDs Remote GridWLDFRContact from objectAggregated | WLDFR | HFTD - Distribution - Tier 3 - 2QU CoRE ¦ 1QU LoRE | Non-Red Flag Warning - Large Fires | Contact from object | Aggregated | 2040 | 5.8693e-06 | 184.1265 | 0.0010807 | 2040 | Mitigation | 0.95 | 45 | 0 | esc | 0.00097009 | 5.6937e-09 | 0.00097009 | 5.6937e-09 | 0.0028115 | 3.1333e-08 | 0.0087991 | 1.0879e-08
[120 empty] | 7.3.3.17.5 (Remote Grid) Updates to grid topology to minimize risk of ignition in HFTDs Remote GridWLDFRContact from objectAggregated | WLDFR | HFTD - Distribution - Tier 3 - 2QU CoRE ¦ 1QU LoRE | Non-Red Flag Warning - Large Fires | Contact from object | Aggregated | 2041 | 5.8693e-06 | 184.1265 | 0.0010807 | 2041 | Mitigation | 0.95 | 45 | 0 | esc | 0.00097009 | 5.6937e-09 | 0.00097009 | 5.6937e-09 | 0.0028115 | 3.1333e-08 | 0.0087991 | 1.0879e-08
[120 empty] | 7.3.3.17.5 (Remote Grid) Updates to grid topology to minimize risk of ignition in HFTDs Remote GridWLDFRContact from objectAggregated | WLDFR | HFTD - Distribution - Tier 3 - 2QU CoRE ¦ 1QU LoRE | Non-Red Flag Warning - Large Fires | Contact from object | Aggregated | 2042 | 5.8693e-06 | 184.1265 | 0.0010807 | 2042 | Mitigation | 0.95 | 45 | 0 | esc | 0.00097009 | 5.6937e-09 | 0.00097009 | 5.6937e-09 | 0.0028115 | 3.1333e-08 | 0.0087991 | 1.0879e-08
[120 empty] | 7.3.3.17.5 (Remote Grid) Updates to grid topology to minimize risk of ignition in HFTDs Remote GridWLDFRContact from objectAggregated | WLDFR | HFTD - Distribution - Tier 3 - 2QU CoRE ¦ 1QU LoRE | Non-Red Flag Warning - Large Fires | Contact from object | Aggregated | 2043 | 5.8693e-06 | 184.1265 | 0.0010807 | 2043 | Mitigation | 0.95 | 45 | 0 | esc | 0.00097009 | 5.6937e-09 | 0.00097009 | 5.6937e-09 | 0.0028115 | 3.1333e-08 | 0.0087991 | 1.0879e-08
[120 empty] | 7.3.3.17.5 (Remote Grid) Updates to grid topology to minimize risk of ignition in HFTDs Remote GridWLDFRContact from objectAggregated | WLDFR | HFTD - Distribution - Tier 3 - 2QU CoRE ¦ 1QU LoRE | Non-Red Flag Warning - Large Fires | Contact from object | Aggregated | 2044 | 5.8693e-06 | 184.1265 | 0.0010807 | 2044 | Mitigation | 0.95 | 45 | 0 | esc | 0.00097009 | 5.6937e-09 | 0.00097009 | 5.6937e-09 | 0.0028115 | 3.1333e-08 | 0.0087991 | 1.0879e-08
[120 empty] | 7.3.3.17.5 (Remote Grid) Updates to grid topology to minimize risk of ignition in HFTDs Remote GridWLDFRContact from objectAggregated | WLDFR | HFTD - Distribution - Tier 3 - 2QU CoRE ¦ 1QU LoRE | Non-Red Flag Warning - Large Fires | Contact from object | Aggregated | 2045 | 5.8693e-06 | 184.1265 | 0.0010807 | 2045 | Mitigation | 0.95 | 45 | 0 | esc | 0.00097009 | 5.6937e-09 | 0.00097009 | 5.6937e-09 | 0.0028115 | 3.1333e-08 | 0.0087991 | 1.0879e-08
[120 empty] | 7.3.3.17.5 (Remote Grid) Updates to grid topology to minimize risk of ignition in HFTDs Remote GridWLDFRContact from objectAggregated | WLDFR | HFTD - Distribution - Tier 3 - 2QU CoRE ¦ 1QU LoRE | Non-Red Flag Warning - Large Fires | Contact from object | Aggregated | 2046 | 5.8693e-06 | 184.1265 | 0.0010807 | 2046 | Mitigation | 0.95 | 45 | 0 | esc | 0.00097009 | 5.6937e-09 | 0.00097009 | 5.6937e-09 | 0.0028115 | 3.1333e-08 | 0 | 0
[120 empty] | 7.3.3.17.5 (Remote Grid) Updates to grid topology to minimize risk of ignition in HFTDs Remote GridWLDFRContact from objectAggregated | WLDFR | HFTD - Distribution - Tier 3 - 2QU CoRE ¦ 1QU LoRE | Non-Red Flag Warning - Large Fires | Contact from object | Aggregated | 2047 | 5.8693e-06 | 184.1265 | 0.0010807 | 2047 | Mitigation | 0.95 | 45 | 0 | esc | 0.00097009 | 5.6937e-09 | 0.00097009 | 5.6937e-09 | 0.0028115 | 3.1333e-08 | 0 | 0
[120 empty] | 7.3.3.17.5 (Remote Grid) Updates to grid topology to minimize risk of ignition in HFTDs Remote GridWLDFRContact from objectAggregated | WLDFR | HFTD - Distribution - Tier 3 - 2QU CoRE ¦ 1QU LoRE | Non-Red Flag Warning - Large Fires | Contact from object | Aggregated | 2048 | 5.8693e-06 | 184.1265 | 0.0010807 | 2048 | Mitigation | 0.95 | 45 | 0 | esc | 0.00097009 | 5.6937e-09 | 0.00097009 | 5.6937e-09 | 0.0028115 | 3.1333e-08 | 0.00988 | 4.7347e-09
[120 empty] | 7.3.3.17.5 (Remote Grid) Updates to grid topology to minimize risk of ignition in HFTDs Remote GridWLDFRContact from objectAggregated | WLDFR | HFTD - Distribution - Tier 3 - 2QU CoRE ¦ 1QU LoRE | Non-Red Flag Warning - Large Fires | Contact from object | Aggregated | 2049 | 5.8693e-06 | 184.1265 | 0.0010807 | 2049 | Mitigation | 0.95 | 45 | 0 | esc | 0.00097009 | 5.6937e-09 | 0.00097009 | 5.6937e-09 | 0.0028115 | 3.1333e-08 | 0.00988 | 4.7347e-09
[120 empty] | 7.3.3.17.5 (Remote Grid) Updates to grid topology to minimize risk of ignition in HFTDs Remote GridWLDFRContact from objectAggregated | WLDFR | HFTD - Distribution - Tier 3 - 2QU CoRE ¦ 1QU LoRE | Non-Red Flag Warning - Large Fires | Contact from object | Aggregated | 2050 | 5.8693e-06 | 184.1265 | 0.0010807 | 2050 | Mitigation | 0.95 | 45 | 0 | esc | 0.00097009 | 5.6937e-09 | 0.00097009 | 5.6937e-09 | 0.0028115 | 3.1333e-08 | 0.00988 | 4.7347e-09
[120 empty] | 7.3.3.17.5 (Remote Grid) Updates to grid topology to minimize risk of ignition in HFTDs Remote GridWLDFRContact from objectAggregated | WLDFR | HFTD - Distribution - Tier 3 - 2QU CoRE ¦ 1QU LoRE | Non-Red Flag Warning - Large Fires | Contact from object | Aggregated | 2051 | 5.8693e-06 | 184.1265 | 0.0010807 | 2051 | Mitigation | 0.95 | 45 | 0 | esc | 0.00097009 | 5.6937e-09 | 0.00097009 | 5.6937e-09 | 0.0028115 | 3.1333e-08 | 0.00988 | 4.7347e-09
[120 empty] | 7.3.3.17.5 (Remote Grid) Updates to grid topology to minimize risk of ignition in HFTDs Remote GridWLDFRContact from objectAggregated | WLDFR | HFTD - Distribution - Tier 3 - 2QU CoRE ¦ 1QU LoRE | Non-Red Flag Warning - Large Fires | Contact from object | Aggregated | 2052 | 5.8693e-06 | 184.1265 | 0.0010807 | 2052 | Mitigation | 0.95 | 45 | 0 | esc | 0.00097009 | 5.6937e-09 | 0.00097009 | 5.6937e-09 | 0.0028115 | 3.1333e-08 | 0.00988 | 4.7347e-09
[120 empty] | 7.3.3.17.5 (Remote Grid) Updates to grid topology to minimize risk of ignition in HFTDs Remote GridWLDFRContact from objectAggregated | WLDFR | HFTD - Distribution - Tier 3 - 2QU CoRE ¦ 1QU LoRE | Non-Red Flag Warning - Large Fires | Contact from object | Aggregated | 2053 | 5.8693e-06 | 184.1265 | 0.0010807 | 2053 | Mitigation | 0.95 | 45 | 0 | esc | 0.00097009 | 5.6937e-09 | 0.00097009 | 5.6937e-09 | 0.0028115 | 3.1333e-08 | 0.00988 | 4.7347e-09
[120 empty] | 7.3.3.17.5 (Remote Grid) Updates to grid topology to minimize risk of ignition in HFTDs Remote GridWLDFRContact from objectAggregated | WLDFR | HFTD - Distribution - Tier 3 - 2QU CoRE ¦ 1QU LoRE | Non-Red Flag Warning - Large Fires | Contact from object | Aggregated | 2054 | 5.8693e-06 | 184.1265 | 0.0010807 | 2054 | Mitigation | 0.95 | 45 | 0 | esc | 0.00097009 | 5.6937e-09 | 0.00097009 | 5.6937e-09 | 0.0028115 | 3.1333e-08 | 0.00988 | 4.7347e-09
[120 empty] | 7.3.3.17.5 (Remote Grid) Updates to grid topology to minimize risk of ignition in HFTDs Remote GridWLDFRContact from objectAggregated | WLDFR | HFTD - Distribution - Tier 3 - 2QU CoRE ¦ 1QU LoRE | Non-Red Flag Warning - Large Fires | Contact from object | Aggregated | 2055 | 5.8693e-06 | 184.1265 | 0.0010807 | 2055 | Mitigation | 0.95 | 45 | 0 | esc | 0.00097009 | 5.6937e-09 | 0.00097009 | 5.6937e-09 | 0.0028115 | 3.1333e-08 | 0.00988 | 4.7347e-09
[120 empty] | 7.3.3.17.5 (Remote Grid) Updates to grid topology to minimize risk of ignition in HFTDs Remote GridWLDFRContact from objectAggregated | WLDFR | HFTD - Distribution - Tier 3 - 2QU CoRE ¦ 1QU LoRE | Non-Red Flag Warning - Large Fires | Contact from object | Aggregated | 2056 | 5.8693e-06 | 184.1265 | 0.0010807 | 2056 | Mitigation | 0.95 | 45 | 0 | esc | 0.00097009 | 5.6937e-09 | 0.00097009 | 5.6937e-09 | 0.0028115 | 3.1333e-08 | 0.00988 | 4.7347e-09
[120 empty] | 7.3.3.17.5 (Remote Grid) Updates to grid topology to minimize risk of ignition in HFTDs Remote GridWLDFRContact from objectAggregated | WLDFR | HFTD - Distribution - Tier 3 - 2QU CoRE ¦ 1QU LoRE | Non-Red Flag Warning - Large Fires | Contact from object | Aggregated | 2057 | 5.8693e-06 | 184.1265 | 0.0010807 | 2057 | Mitigation | 0.95 | 45 | 0 | esc | 0.00097009 | 5.6937e-09 | 0.00097009 | 5.6937e-09 | 0.0028115 | 3.1333e-08 | 0.00988 | 4.7347e-09
[120 empty] | 7.3.3.17.5 (Remote Grid) Updates to grid topology to minimize risk of ignition in HFTDs Remote GridWLDFRContact from objectAggregated | WLDFR | HFTD - Distribution - Tier 3 - 2QU CoRE ¦ 1QU LoRE | Non-Red Flag Warning - Large Fires | Contact from object | Aggregated | 2058 | 5.8693e-06 | 184.1265 | 0.0010807 | 2058 | Mitigation | 0.95 | 45 | 0 | esc | 0.00097009 | 5.6937e-09 | 0.00097009 | 5.6937e-09 | 0.0028115 | 3.1333e-08 | 0.00988 | 4.7347e-09
[120 empty] | 7.3.3.17.5 (Remote Grid) Updates to grid topology to minimize risk of ignition in HFTDs Remote GridWLDFRContact from objectAggregated | WLDFR | HFTD - Distribution - Tier 3 - 2QU CoRE ¦ 1QU LoRE | Non-Red Flag Warning - Large Fires | Contact from object | Aggregated | 2059 | 5.8693e-06 | 184.1265 | 0.0010807 | 2059 | Mitigation | 0.95 | 45 | 0 | esc | 0.00097009 | 5.6937e-09 | 0.00097009 | 5.6937e-09 | 0.0028115 | 3.1333e-08 | 0.00988 | 4.7347e-09
[120 empty] | 7.3.3.17.5 (Remote Grid) Updates to grid topology to minimize risk of ignition in HFTDs Remote GridWLDFRContact from objectAggregated | WLDFR | HFTD - Distribution - Tier 3 - 2QU CoRE ¦ 1QU LoRE | Non-Red Flag Warning - Large Fires | Contact from object | Aggregated | 2060 | 5.8693e-06 | 184.1265 | 0.0010807 | 2060 | Mitigation | 0.95 | 45 | 0 | esc | 0.00097009 | 5.6937e-09 | 0.00097009 | 5.6937e-09 | 0.0028115 | 3.1333e-08 | 0.00988 | 4.7347e-09
[120 empty] | 7.3.3.17.5 (Remote Grid) Updates to grid topology to minimize risk of ignition in HFTDs Remote GridWLDFRContact from objectAggregated | WLDFR | HFTD - Distribution - Tier 3 - 2QU CoRE ¦ 1QU LoRE | Non-Red Flag Warning - Large Fires | Contact from object | Aggregated | 2061 | 5.8693e-06 | 184.1265 | 0.0010807 | 2061 | Mitigation | 0.95 | 45 | 0 | esc | 0.00097009 | 5.6937e-09 | 0.00097009 | 5.6937e-09 | 0.0028115 | 3.1333e-08 | 0.00988 | 4.7347e-09
[120 empty] | 7.3.3.17.5 (Remote Grid) Updates to grid topology to minimize risk of ignition in HFTDs Remote GridWLDFRContact from objectAggregated | WLDFR | HFTD - Distribution - Tier 3 - 2QU CoRE ¦ 1QU LoRE | Non-Red Flag Warning - Large Fires | Contact from object | Aggregated | 2062 | 5.8693e-06 | 184.1265 | 0.0010807 | 2062 | Mitigation | 0.95 | 45 | 0 | esc | 0.00097009 | 5.6937e-09 | 0.00097009 | 5.6937e-09 | 0.0028115 | 3.1333e-08 | 0.00988 | 4.7347e-09
[120 empty] | 7.3.3.17.5 (Remote Grid) Updates to grid topology to minimize risk of ignition in HFTDs Remote GridWLDFRContact from objectAggregated | WLDFR | HFTD - Distribution - Tier 3 - 2QU CoRE ¦ 1QU LoRE | Non-Red Flag Warning - Large Fires | Contact from object | Aggregated | 2063 | 5.8693e-06 | 184.1265 | 0.0010807 | 2063 | Mitigation | 0.95 | 45 | 0 | esc | 0.00097009 | 5.6937e-09 | 0.00097009 | 5.6937e-09 | 0.0028115 | 3.1333e-08 | 0.00988 | 4.7347e-09
[120 empty] | 7.3.3.17.5 (Remote Grid) Updates to grid topology to minimize risk of ignition in HFTDs Remote GridWLDFRContact from objectAggregated | WLDFR | HFTD - Distribution - Tier 3 - 2QU CoRE ¦ 1QU LoRE | Non-Red Flag Warning - Large Fires | Contact from object | Aggregated | 2064 | 5.8693e-06 | 184.1265 | 0.0010807 | 2064 | Mitigation | 0.95 | 45 | 0 | esc | 0.00097009 | 5.6937e-09 | 0.00097009 | 5.6937e-09 | 0.0028115 | 3.1333e-08 | 0.00988 | 4.7347e-09
[120 empty] | 7.3.3.17.5 (Remote Grid) Updates to grid topology to minimize risk of ignition in HFTDs Remote GridWLDFRContact from objectAggregated | WLDFR | HFTD - Distribution - Tier 3 - 2QU CoRE ¦ 1QU LoRE | Non-Red Flag Warning - Large Fires | Contact from object | Aggregated | 2065 | 5.8693e-06 | 184.1265 | 0.0010807 | 2065 | Mitigation | 0.95 | 45 | 0 | esc | 0.00097009 | 5.6937e-09 | 0.00097009 | 5.6937e-09 | 0.0028115 | 3.1333e-08 | 0.00988 | 4.7347e-09
[120 empty] | 7.3.3.17.5 (Remote Grid) Updates to grid topology to minimize risk of ignition in HFTDs Remote GridWLDFRContact from objectAggregated | WLDFR | HFTD - Distribution - Tier 3 - 2QU CoRE ¦ 1QU LoRE | Non-Red Flag Warning - Large Fires | Contact from object | Aggregated | 2066 | 5.8693e-06 | 184.1265 | 0.0010807 | 2066 | Mitigation | 0.95 | 45 | 0 | esc | 0.00097009 | 5.6937e-09 | 0.00097009 | 5.6937e-09 | 0.0028115 | 3.1333e-08 | 0.00988 | 4.7347e-09
[120 empty] | 7.3.3.17.5 (Remote Grid) Updates to grid topology to minimize risk of ignition in HFTDs Remote GridWLDFRContact from objectAggregated | WLDFR | HFTD - Distribution - Tier 3 - 2QU CoRE ¦ 1QU LoRE | Non-Red Flag Warning - Large Fires | Contact from object | Aggregated | 2067 | 5.8693e-06 | 184.1265 | 0.0010807 | 2067 | Mitigation | 0.95 | 45 | 0 | esc | 0 | 0 | 0.00097009 | 5.6937e-09 | 0.0028115 | 3.1333e-08 | 0.00988 | 4.7347e-09
[120 empty] | 7.3.3.17.5 (Remote Grid) Updates to grid topology to minimize risk of ignition in HFTDs Remote GridWLDFRContaminationAggregated | WLDFR | HFTD - Distribution - Tier 3 - 2QU CoRE ¦ 1QU LoRE | Non-Red Flag Warning - Large Fires | Contamination | Aggregated | 2022 | 1.2568e-07 | 184.1265 | 2.3141e-05 | 2022 | Mitigation | 0.95 | 45 | 0 | esc | 0.00097009 | 1.2192e-10 | 0 | 0 | 0.0028115 | 3.1333e-08 | 0.00988 | 4.7347e-09
[120 empty] | 7.3.3.17.5 (Remote Grid) Updates to grid topology to minimize risk of ignition in HFTDs Remote GridWLDFRContaminationAggregated | WLDFR | HFTD - Distribution - Tier 3 - 2QU CoRE ¦ 1QU LoRE | Non-Red Flag Warning - Large Fires | Contamination | Aggregated | 2023 | 1.2568e-07 | 184.1265 | 2.3141e-05 | 2023 | Mitigation | 0.95 | 45 | 0 | esc | 0.00097009 | 1.2192e-10 | 0.00097009 | 1.2192e-10 | 0.0028115 | 3.1333e-08 | 0.00988 | 4.7347e-09
[120 empty] | 7.3.3.17.5 (Remote Grid) Updates to grid topology to minimize risk of ignition in HFTDs Remote GridWLDFRContaminationAggregated | WLDFR | HFTD - Distribution - Tier 3 - 2QU CoRE ¦ 1QU LoRE | Non-Red Flag Warning - Large Fires | Contamination | Aggregated | 2024 | 1.2568e-07 | 184.1265 | 2.3141e-05 | 2024 | Mitigation | 0.95 | 45 | 0 | esc | 0.00097009 | 1.2192e-10 | 0.00097009 | 1.2192e-10 | 0.0028115 | 3.1333e-08 | 0.00988 | 4.7347e-09
[120 empty] | 7.3.3.17.5 (Remote Grid) Updates to grid topology to minimize risk of ignition in HFTDs Remote GridWLDFRContaminationAggregated | WLDFR | HFTD - Distribution - Tier 3 - 2QU CoRE ¦ 1QU LoRE | Non-Red Flag Warning - Large Fires | Contamination | Aggregated | 2025 | 1.2568e-07 | 184.1265 | 2.3141e-05 | 2025 | Mitigation | 0.95 | 45 | 0 | esc | 0.00097009 | 1.2192e-10 | 0.00097009 | 1.2192e-10 | 0.0028115 | 3.1333e-08 | 0.00988 | 4.7347e-09
[120 empty] | 7.3.3.17.5 (Remote Grid) Updates to grid topology to minimize risk of ignition in HFTDs Remote GridWLDFRContaminationAggregated | WLDFR | HFTD - Distribution - Tier 3 - 2QU CoRE ¦ 1QU LoRE | Non-Red Flag Warning - Large Fires | Contamination | Aggregated | 2026 | 1.2568e-07 | 184.1265 | 2.3141e-05 | 2026 | Mitigation | 0.95 | 45 | 0 | esc | 0.00097009 | 1.2192e-10 | 0.00097009 | 1.2192e-10 | 0.0028115 | 3.1333e-08 | 0.00988 | 4.7347e-09
[120 empty] | 7.3.3.17.5 (Remote Grid) Updates to grid topology to minimize risk of ignition in HFTDs Remote GridWLDFRContaminationAggregated | WLDFR | HFTD - Distribution - Tier 3 - 2QU CoRE ¦ 1QU LoRE | Non-Red Flag Warning - Large Fires | Contamination | Aggregated | 2027 | 1.2568e-07 | 184.1265 | 2.3141e-05 | 2027 | Mitigation | 0.95 | 45 | 0 | esc | 0.00097009 | 1.2192e-10 | 0.00097009 | 1.2192e-10 | 0.0028115 | 3.1333e-08 | 0.00988 | 4.7347e-09
[120 empty] | 7.3.3.17.5 (Remote Grid) Updates to grid topology to minimize risk of ignition in HFTDs Remote GridWLDFRContaminationAggregated | WLDFR | HFTD - Distribution - Tier 3 - 2QU CoRE ¦ 1QU LoRE | Non-Red Flag Warning - Large Fires | Contamination | Aggregated | 2028 | 1.2568e-07 | 184.1265 | 2.3141e-05 | 2028 | Mitigation | 0.95 | 45 | 0 | esc | 0.00097009 | 1.2192e-10 | 0.00097009 | 1.2192e-10 | 0.0028115 | 3.1333e-08 | 0.00988 | 4.7347e-09
[120 empty] | 7.3.3.17.5 (Remote Grid) Updates to grid topology to minimize risk of ignition in HFTDs Remote GridWLDFRContaminationAggregated | WLDFR | HFTD - Distribution - Tier 3 - 2QU CoRE ¦ 1QU LoRE | Non-Red Flag Warning - Large Fires | Contamination | Aggregated | 2029 | 1.2568e-07 | 184.1265 | 2.3141e-05 | 2029 | Mitigation | 0.95 | 45 | 0 | esc | 0.00097009 | 1.2192e-10 | 0.00097009 | 1.2192e-10 | 0.0028115 | 3.1333e-08 | 0.00988 | 4.7347e-09
[120 empty] | 7.3.3.17.5 (Remote Grid) Updates to grid topology to minimize risk of ignition in HFTDs Remote GridWLDFRContaminationAggregated | WLDFR | HFTD - Distribution - Tier 3 - 2QU CoRE ¦ 1QU LoRE | Non-Red Flag Warning - Large Fires | Contamination | Aggregated | 2030 | 1.2568e-07 | 184.1265 | 2.3141e-05 | 2030 | Mitigation | 0.95 | 45 | 0 | esc | 0.00097009 | 1.2192e-10 | 0.00097009 | 1.2192e-10 | 0.0028115 | 3.1333e-08 | 0.00988 | 4.7347e-09
[120 empty] | 7.3.3.17.5 (Remote Grid) Updates to grid topology to minimize risk of ignition in HFTDs Remote GridWLDFRContaminationAggregated | WLDFR | HFTD - Distribution - Tier 3 - 2QU CoRE ¦ 1QU LoRE | Non-Red Flag Warning - Large Fires | Contamination | Aggregated | 2031 | 1.2568e-07 | 184.1265 | 2.3141e-05 | 2031 | Mitigation | 0.95 | 45 | 0 | esc | 0.00097009 | 1.2192e-10 | 0.00097009 | 1.2192e-10 | 0.0028115 | 3.1333e-08 | 0.00988 | 4.7347e-09
[120 empty] | 7.3.3.17.5 (Remote Grid) Updates to grid topology to minimize risk of ignition in HFTDs Remote GridWLDFRContaminationAggregated | WLDFR | HFTD - Distribution - Tier 3 - 2QU CoRE ¦ 1QU LoRE | Non-Red Flag Warning - Large Fires | Contamination | Aggregated | 2032 | 1.2568e-07 | 184.1265 | 2.3141e-05 | 2032 | Mitigation | 0.95 | 45 | 0 | esc | 0.00097009 | 1.2192e-10 | 0.00097009 | 1.2192e-10 | 0.0028115 | 3.1333e-08 | 0 | 0
[120 empty] | 7.3.3.17.5 (Remote Grid) Updates to grid topology to minimize risk of ignition in HFTDs Remote GridWLDFRContaminationAggregated | WLDFR | HFTD - Distribution - Tier 3 - 2QU CoRE ¦ 1QU LoRE | Non-Red Flag Warning - Large Fires | Contamination | Aggregated | 2033 | 1.2568e-07 | 184.1265 | 2.3141e-05 | 2033 | Mitigation | 0.95 | 45 | 0 | esc | 0.00097009 | 1.2192e-10 | 0.00097009 | 1.2192e-10 | 0.0028115 | 3.1333e-08 | 0 | 0
[120 empty] | 7.3.3.17.5 (Remote Grid) Updates to grid topology to minimize risk of ignition in HFTDs Remote GridWLDFRContaminationAggregated | WLDFR | HFTD - Distribution - Tier 3 - 2QU CoRE ¦ 1QU LoRE | Non-Red Flag Warning - Large Fires | Contamination | Aggregated | 2034 | 1.2568e-07 | 184.1265 | 2.3141e-05 | 2034 | Mitigation | 0.95 | 45 | 0 | esc | 0.00097009 | 1.2192e-10 | 0.00097009 | 1.2192e-10 | 0.0028115 | 3.1333e-08 | 0.0085129 | 3.3509e-09
[120 empty] | 7.3.3.17.5 (Remote Grid) Updates to grid topology to minimize risk of ignition in HFTDs Remote GridWLDFRContaminationAggregated | WLDFR | HFTD - Distribution - Tier 3 - 2QU CoRE ¦ 1QU LoRE | Non-Red Flag Warning - Large Fires | Contamination | Aggregated | 2035 | 1.2568e-07 | 184.1265 | 2.3141e-05 | 2035 | Mitigation | 0.95 | 45 | 0 | esc | 0.00097009 | 1.2192e-10 | 0.00097009 | 1.2192e-10 | 0.0028115 | 3.1333e-08 | 0.0085129 | 3.3509e-09
[120 empty] | 7.3.3.17.5 (Remote Grid) Updates to grid topology to minimize risk of ignition in HFTDs Remote GridWLDFRContaminationAggregated | WLDFR | HFTD - Distribution - Tier 3 - 2QU CoRE ¦ 1QU LoRE | Non-Red Flag Warning - Large Fires | Contamination | Aggregated | 2036 | 1.2568e-07 | 184.1265 | 2.3141e-05 | 2036 | Mitigation | 0.95 | 45 | 0 | esc | 0.00097009 | 1.2192e-10 | 0.00097009 | 1.2192e-10 | 0 | 0 | 0.0085129 | 3.3509e-09
[120 empty] | 7.3.3.17.5 (Remote Grid) Updates to grid topology to minimize risk of ignition in HFTDs Remote GridWLDFRContaminationAggregated | WLDFR | HFTD - Distribution - Tier 3 - 2QU CoRE ¦ 1QU LoRE | Non-Red Flag Warning - Large Fires | Contamination | Aggregated | 2037 | 1.2568e-07 | 184.1265 | 2.3141e-05 | 2037 | Mitigation | 0.95 | 45 | 0 | esc | 0.00097009 | 1.2192e-10 | 0.00097009 | 1.2192e-10 | 0.0028115 | 3.9063e-08 | 0.0085129 | 3.3509e-09
[120 empty] | 7.3.3.17.5 (Remote Grid) Updates to grid topology to minimize risk of ignition in HFTDs Remote GridWLDFRContaminationAggregated | WLDFR | HFTD - Distribution - Tier 3 - 2QU CoRE ¦ 1QU LoRE | Non-Red Flag Warning - Large Fires | Contamination | Aggregated | 2038 | 1.2568e-07 | 184.1265 | 2.3141e-05 | 2038 | Mitigation | 0.95 | 45 | 0 | esc | 0.00097009 | 1.2192e-10 | 0.00097009 | 1.2192e-10 | 0.0028115 | 3.9063e-08 | 0.0085129 | 3.3509e-09
[120 empty] | 7.3.3.17.5 (Remote Grid) Updates to grid topology to minimize risk of ignition in HFTDs Remote GridWLDFRContaminationAggregated | WLDFR | HFTD - Distribution - Tier 3 - 2QU CoRE ¦ 1QU LoRE | Non-Red Flag Warning - Large Fires | Contamination | Aggregated | 2039 | 1.2568e-07 | 184.1265 | 2.3141e-05 | 2039 | Mitigation | 0.95 | 45 | 0 | esc | 0.00097009 | 1.2192e-10 | 0.00097009 | 1.2192e-10 | 0.0028115 | 3.9063e-08 | 0.0085129 | 3.3509e-09
[120 empty] | 7.3.3.17.5 (Remote Grid) Updates to grid topology to minimize risk of ignition in HFTDs Remote GridWLDFRContaminationAggregated | WLDFR | HFTD - Distribution - Tier 3 - 2QU CoRE ¦ 1QU LoRE | Non-Red Flag Warning - Large Fires | Contamination | Aggregated | 2040 | 1.2568e-07 | 184.1265 | 2.3141e-05 | 2040 | Mitigation | 0.95 | 45 | 0 | esc | 0.00097009 | 1.2192e-10 | 0.00097009 | 1.2192e-10 | 0.0028115 | 3.9063e-08 | 0.0085129 | 3.3509e-09
[120 empty] | 7.3.3.17.5 (Remote Grid) Updates to grid topology to minimize risk of ignition in HFTDs Remote GridWLDFRContaminationAggregated | WLDFR | HFTD - Distribution - Tier 3 - 2QU CoRE ¦ 1QU LoRE | Non-Red Flag Warning - Large Fires | Contamination | Aggregated | 2041 | 1.2568e-07 | 184.1265 | 2.3141e-05 | 2041 | Mitigation | 0.95 | 45 | 0 | esc | 0.00097009 | 1.2192e-10 | 0.00097009 | 1.2192e-10 | 0.0028115 | 3.9063e-08 | 0.0085129 | 3.3509e-09
[120 empty] | 7.3.3.17.5 (Remote Grid) Updates to grid topology to minimize risk of ignition in HFTDs Remote GridWLDFRContaminationAggregated | WLDFR | HFTD - Distribution - Tier 3 - 2QU CoRE ¦ 1QU LoRE | Non-Red Flag Warning - Large Fires | Contamination | Aggregated | 2042 | 1.2568e-07 | 184.1265 | 2.3141e-05 | 2042 | Mitigation | 0.95 | 45 | 0 | esc | 0.00097009 | 1.2192e-10 | 0.00097009 | 1.2192e-10 | 0.0028115 | 3.9063e-08 | 0.0085129 | 3.3509e-09
[120 empty] | 7.3.3.17.5 (Remote Grid) Updates to grid topology to minimize risk of ignition in HFTDs Remote GridWLDFRContaminationAggregated | WLDFR | HFTD - Distribution - Tier 3 - 2QU CoRE ¦ 1QU LoRE | Non-Red Flag Warning - Large Fires | Contamination | Aggregated | 2043 | 1.2568e-07 | 184.1265 | 2.3141e-05 | 2043 | Mitigation | 0.95 | 45 | 0 | esc | 0.00097009 | 1.2192e-10 | 0.00097009 | 1.2192e-10 | 0.0028115 | 3.9063e-08 | 0.0085129 | 3.3509e-09
[120 empty] | 7.3.3.17.5 (Remote Grid) Updates to grid topology to minimize risk of ignition in HFTDs Remote GridWLDFRContaminationAggregated | WLDFR | HFTD - Distribution - Tier 3 - 2QU CoRE ¦ 1QU LoRE | Non-Red Flag Warning - Large Fires | Contamination | Aggregated | 2044 | 1.2568e-07 | 184.1265 | 2.3141e-05 | 2044 | Mitigation | 0.95 | 45 | 0 | esc | 0.00097009 | 1.2192e-10 | 0.00097009 | 1.2192e-10 | 0.0028115 | 3.9063e-08 | 0.0085129 | 3.3509e-09
[120 empty] | 7.3.3.17.5 (Remote Grid) Updates to grid topology to minimize risk of ignition in HFTDs Remote GridWLDFRContaminationAggregated | WLDFR | HFTD - Distribution - Tier 3 - 2QU CoRE ¦ 1QU LoRE | Non-Red Flag Warning - Large Fires | Contamination | Aggregated | 2045 | 1.2568e-07 | 184.1265 | 2.3141e-05 | 2045 | Mitigation | 0.95 | 45 | 0 | esc | 0.00097009 | 1.2192e-10 | 0.00097009 | 1.2192e-10 | 0.0028115 | 3.9063e-08 | 0.0085129 | 3.3509e-09
[120 empty] | 7.3.3.17.5 (Remote Grid) Updates to grid topology to minimize risk of ignition in HFTDs Remote GridWLDFRContaminationAggregated | WLDFR | HFTD - Distribution - Tier 3 - 2QU CoRE ¦ 1QU LoRE | Non-Red Flag Warning - Large Fires | Contamination | Aggregated | 2046 | 1.2568e-07 | 184.1265 | 2.3141e-05 | 2046 | Mitigation | 0.95 | 45 | 0 | esc | 0.00097009 | 1.2192e-10 | 0.00097009 | 1.2192e-10 | 0.0028115 | 3.9063e-08 | 0.0085129 | 3.3509e-09
[120 empty] | 7.3.3.17.5 (Remote Grid) Updates to grid topology to minimize risk of ignition in HFTDs Remote GridWLDFRContaminationAggregated | WLDFR | HFTD - Distribution - Tier 3 - 2QU CoRE ¦ 1QU LoRE | Non-Red Flag Warning - Large Fires | Contamination | Aggregated | 2047 | 1.2568e-07 | 184.1265 | 2.3141e-05 | 2047 | Mitigation | 0.95 | 45 | 0 | esc | 0.00097009 | 1.2192e-10 | 0.00097009 | 1.2192e-10 | 0.0028115 | 3.9063e-08 | 0.0085129 | 3.3509e-09
[120 empty] | 7.3.3.17.5 (Remote Grid) Updates to grid topology to minimize risk of ignition in HFTDs Remote GridWLDFRContaminationAggregated | WLDFR | HFTD - Distribution - Tier 3 - 2QU CoRE ¦ 1QU LoRE | Non-Red Flag Warning - Large Fires | Contamination | Aggregated | 2048 | 1.2568e-07 | 184.1265 | 2.3141e-05 | 2048 | Mitigation | 0.95 | 45 | 0 | esc | 0.00097009 | 1.2192e-10 | 0.00097009 | 1.2192e-10 | 0.0028115 | 3.9063e-08 | 0.0085129 | 3.3509e-09
[120 empty] | 7.3.3.17.5 (Remote Grid) Updates to grid topology to minimize risk of ignition in HFTDs Remote GridWLDFRContaminationAggregated | WLDFR | HFTD - Distribution - Tier 3 - 2QU CoRE ¦ 1QU LoRE | Non-Red Flag Warning - Large Fires | Contamination | Aggregated | 2049 | 1.2568e-07 | 184.1265 | 2.3141e-05 | 2049 | Mitigation | 0.95 | 45 | 0 | esc | 0.00097009 | 1.2192e-10 | 0.00097009 | 1.2192e-10 | 0.0028115 | 3.9063e-08 | 0.0085129 | 3.3509e-09
[120 empty] | 7.3.3.17.5 (Remote Grid) Updates to grid topology to minimize risk of ignition in HFTDs Remote GridWLDFRContaminationAggregated | WLDFR | HFTD - Distribution - Tier 3 - 2QU CoRE ¦ 1QU LoRE | Non-Red Flag Warning - Large Fires | Contamination | Aggregated | 2050 | 1.2568e-07 | 184.1265 | 2.3141e-05 | 2050 | Mitigation | 0.95 | 45 | 0 | esc | 0.00097009 | 1.2192e-10 | 0.00097009 | 1.2192e-10 | 0.0028115 | 3.9063e-08 | 0.0085129 | 3.3509e-09
[120 empty] | 7.3.3.17.5 (Remote Grid) Updates to grid topology to minimize risk of ignition in HFTDs Remote GridWLDFRContaminationAggregated | WLDFR | HFTD - Distribution - Tier 3 - 2QU CoRE ¦ 1QU LoRE | Non-Red Flag Warning - Large Fires | Contamination | Aggregated | 2051 | 1.2568e-07 | 184.1265 | 2.3141e-05 | 2051 | Mitigation | 0.95 | 45 | 0 | esc | 0.00097009 | 1.2192e-10 | 0.00097009 | 1.2192e-10 | 0.0028115 | 3.9063e-08 | 0.0085129 | 3.3509e-09
[120 empty] | 7.3.3.17.5 (Remote Grid) Updates to grid topology to minimize risk of ignition in HFTDs Remote GridWLDFRContaminationAggregated | WLDFR | HFTD - Distribution - Tier 3 - 2QU CoRE ¦ 1QU LoRE | Non-Red Flag Warning - Large Fires | Contamination | Aggregated | 2052 | 1.2568e-07 | 184.1265 | 2.3141e-05 | 2052 | Mitigation | 0.95 | 45 | 0 | esc | 0.00097009 | 1.2192e-10 | 0.00097009 | 1.2192e-10 | 0.0028115 | 3.9063e-08 | 0.0085129 | 3.3509e-09
[120 empty] | 7.3.3.17.5 (Remote Grid) Updates to grid topology to minimize risk of ignition in HFTDs Remote GridWLDFRContaminationAggregated | WLDFR | HFTD - Distribution - Tier 3 - 2QU CoRE ¦ 1QU LoRE | Non-Red Flag Warning - Large Fires | Contamination | Aggregated | 2053 | 1.2568e-07 | 184.1265 | 2.3141e-05 | 2053 | Mitigation | 0.95 | 45 | 0 | esc | 0.00097009 | 1.2192e-10 | 0.00097009 | 1.2192e-10 | 0.0028115 | 3.9063e-08 | 0.0085129 | 3.3509e-09
[120 empty] | 7.3.3.17.5 (Remote Grid) Updates to grid topology to minimize risk of ignition in HFTDs Remote GridWLDFRContaminationAggregated | WLDFR | HFTD - Distribution - Tier 3 - 2QU CoRE ¦ 1QU LoRE | Non-Red Flag Warning - Large Fires | Contamination | Aggregated | 2054 | 1.2568e-07 | 184.1265 | 2.3141e-05 | 2054 | Mitigation | 0.95 | 45 | 0 | esc | 0.00097009 | 1.2192e-10 | 0.00097009 | 1.2192e-10 | 0.0028115 | 3.9063e-08 | 0.0085129 | 3.3509e-09
[120 empty] | 7.3.3.17.5 (Remote Grid) Updates to grid topology to minimize risk of ignition in HFTDs Remote GridWLDFRContaminationAggregated | WLDFR | HFTD - Distribution - Tier 3 - 2QU CoRE ¦ 1QU LoRE | Non-Red Flag Warning - Large Fires | Contamination | Aggregated | 2055 | 1.2568e-07 | 184.1265 | 2.3141e-05 | 2055 | Mitigation | 0.95 | 45 | 0 | esc | 0.00097009 | 1.2192e-10 | 0.00097009 | 1.2192e-10 | 0.0028115 | 3.9063e-08 | 0.0085129 | 3.3509e-09
[120 empty] | 7.3.3.17.5 (Remote Grid) Updates to grid topology to minimize risk of ignition in HFTDs Remote GridWLDFRContaminationAggregated | WLDFR | HFTD - Distribution - Tier 3 - 2QU CoRE ¦ 1QU LoRE | Non-Red Flag Warning - Large Fires | Contamination | Aggregated | 2056 | 1.2568e-07 | 184.1265 | 2.3141e-05 | 2056 | Mitigation | 0.95 | 45 | 0 | esc | 0.00097009 | 1.2192e-10 | 0.00097009 | 1.2192e-10 | 0.0028115 | 3.9063e-08 | 0.0085129 | 3.3509e-09
[120 empty] | 7.3.3.17.5 (Remote Grid) Updates to grid topology to minimize risk of ignition in HFTDs Remote GridWLDFRContaminationAggregated | WLDFR | HFTD - Distribution - Tier 3 - 2QU CoRE ¦ 1QU LoRE | Non-Red Flag Warning - Large Fires | Contamination | Aggregated | 2057 | 1.2568e-07 | 184.1265 | 2.3141e-05 | 2057 | Mitigation | 0.95 | 45 | 0 | esc | 0.00097009 | 1.2192e-10 | 0.00097009 | 1.2192e-10 | 0.0028115 | 3.9063e-08 | 0.0085129 | 3.3509e-09
[120 empty] | 7.3.3.17.5 (Remote Grid) Updates to grid topology to minimize risk of ignition in HFTDs Remote GridWLDFRContaminationAggregated | WLDFR | HFTD - Distribution - Tier 3 - 2QU CoRE ¦ 1QU LoRE | Non-Red Flag Warning - Large Fires | Contamination | Aggregated | 2058 | 1.2568e-07 | 184.1265 | 2.3141e-05 | 2058 | Mitigation | 0.95 | 45 | 0 | esc | 0.00097009 | 1.2192e-10 | 0.00097009 | 1.2192e-10 | 0.0028115 | 3.9063e-08 | 0.0085129 | 3.3509e-09
[120 empty] | 7.3.3.17.5 (Remote Grid) Updates to grid topology to minimize risk of ignition in HFTDs Remote GridWLDFRContaminationAggregated | WLDFR | HFTD - Distribution - Tier 3 - 2QU CoRE ¦ 1QU LoRE | Non-Red Flag Warning - Large Fires | Contamination | Aggregated | 2059 | 1.2568e-07 | 184.1265 | 2.3141e-05 | 2059 | Mitigation | 0.95 | 45 | 0 | esc | 0.00097009 | 1.2192e-10 | 0.00097009 | 1.2192e-10 | 0.0028115 | 3.9063e-08 | 0.0085129 | 3.3509e-09
[120 empty] | 7.3.3.17.5 (Remote Grid) Updates to grid topology to minimize risk of ignition in HFTDs Remote GridWLDFRContaminationAggregated | WLDFR | HFTD - Distribution - Tier 3 - 2QU CoRE ¦ 1QU LoRE | Non-Red Flag Warning - Large Fires | Contamination | Aggregated | 2060 | 1.2568e-07 | 184.1265 | 2.3141e-05 | 2060 | Mitigation | 0.95 | 45 | 0 | esc | 0.00097009 | 1.2192e-10 | 0.00097009 | 1.2192e-10 | 0.0028115 | 3.9063e-08 | 0.0085129 | 3.3509e-09
[120 empty] | 7.3.3.17.5 (Remote Grid) Updates to grid topology to minimize risk of ignition in HFTDs Remote GridWLDFRContaminationAggregated | WLDFR | HFTD - Distribution - Tier 3 - 2QU CoRE ¦ 1QU LoRE | Non-Red Flag Warning - Large Fires | Contamination | Aggregated | 2061 | 1.2568e-07 | 184.1265 | 2.3141e-05 | 2061 | Mitigation | 0.95 | 45 | 0 | esc | 0.00097009 | 1.2192e-10 | 0.00097009 | 1.2192e-10 | 0.0028115 | 3.9063e-08 | 0.0085129 | 3.3509e-09
[120 empty] | 7.3.3.17.5 (Remote Grid) Updates to grid topology to minimize risk of ignition in HFTDs Remote GridWLDFRContaminationAggregated | WLDFR | HFTD - Distribution - Tier 3 - 2QU CoRE ¦ 1QU LoRE | Non-Red Flag Warning - Large Fires | Contamination | Aggregated | 2062 | 1.2568e-07 | 184.1265 | 2.3141e-05 | 2062 | Mitigation | 0.95 | 45 | 0 | esc | 0.00097009 | 1.2192e-10 | 0.00097009 | 1.2192e-10 | 0.0028115 | 3.9063e-08 | 0.0085129 | 3.3509e-09
[120 empty] | 7.3.3.17.5 (Remote Grid) Updates to grid topology to minimize risk of ignition in HFTDs Remote GridWLDFRContaminationAggregated | WLDFR | HFTD - Distribution - Tier 3 - 2QU CoRE ¦ 1QU LoRE | Non-Red Flag Warning - Large Fires | Contamination | Aggregated | 2063 | 1.2568e-07 | 184.1265 | 2.3141e-05 | 2063 | Mitigation | 0.95 | 45 | 0 | esc | 0.00097009 | 1.2192e-10 | 0.00097009 | 1.2192e-10 | 0.0028115 | 3.9063e-08 | 0.0085129 | 3.3509e-09
[120 empty] | 7.3.3.17.5 (Remote Grid) Updates to grid topology to minimize risk of ignition in HFTDs Remote GridWLDFRContaminationAggregated | WLDFR | HFTD - Distribution - Tier 3 - 2QU CoRE ¦ 1QU LoRE | Non-Red Flag Warning - Large Fires | Contamination | Aggregated | 2064 | 1.2568e-07 | 184.1265 | 2.3141e-05 | 2064 | Mitigation | 0.95 | 45 | 0 | esc | 0.00097009 | 1.2192e-10 | 0.00097009 | 1.2192e-10 | 0.0028115 | 3.9063e-08 | 0 | 0
[120 empty] | 7.3.3.17.5 (Remote Grid) Updates to grid topology to minimize risk of ignition in HFTDs Remote GridWLDFRContaminationAggregated | WLDFR | HFTD - Distribution - Tier 3 - 2QU CoRE ¦ 1QU LoRE | Non-Red Flag Warning - Large Fires | Contamination | Aggregated | 2065 | 1.2568e-07 | 184.1265 | 2.3141e-05 | 2065 | Mitigation | 0.95 | 45 | 0 | esc | 0.00097009 | 1.2192e-10 | 0.00097009 | 1.2192e-10 | 0.0028115 | 3.9063e-08 | 0 | 0
[120 empty] | 7.3.3.17.5 (Remote Grid) Updates to grid topology to minimize risk of ignition in HFTDs Remote GridWLDFRContaminationAggregated | WLDFR | HFTD - Distribution - Tier 3 - 2QU CoRE ¦ 1QU LoRE | Non-Red Flag Warning - Large Fires | Contamination | Aggregated | 2066 | 1.2568e-07 | 184.1265 | 2.3141e-05 | 2066 | Mitigation | 0.95 | 45 | 0 | esc | 0.00097009 | 1.2192e-10 | 0.00097009 | 1.2192e-10 | 0.0028115 | 3.9063e-08 | 0.0093087 | 1.5005e-08
[120 empty] | 7.3.3.17.5 (Remote Grid) Updates to grid topology to minimize risk of ignition in HFTDs Remote GridWLDFRContaminationAggregated | WLDFR | HFTD - Distribution - Tier 3 - 2QU CoRE ¦ 1QU LoRE | Non-Red Flag Warning - Large Fires | Contamination | Aggregated | 2067 | 1.2568e-07 | 184.1265 | 2.3141e-05 | 2067 | Mitigation | 0.95 | 45 | 0 | esc | 0 | 0 | 0.00097009 | 1.2192e-10 | 0.0028115 | 3.9063e-08 | 0.0093087 | 1.5005e-08
[120 empty] | 7.3.3.17.5 (Remote Grid) Updates to grid topology to minimize risk of ignition in HFTDs Remote GridWLDFREquipment / facility failureAggregated | WLDFR | HFTD - Distribution - Tier 3 - 2QU CoRE ¦ 1QU LoRE | Non-Red Flag Warning - Large Fires | Equipment / facility failure | Aggregated | 2022 | 2.5392e-06 | 184.1265 | 0.00046753 | 2022 | Mitigation | 0.95 | 45 | 0 | esc | 0.00097009 | 2.4632e-09 | 0 | 0 | 0.0028115 | 3.9063e-08 | 0.0093087 | 1.5005e-08
[120 empty] | 7.3.3.17.5 (Remote Grid) Updates to grid topology to minimize risk of ignition in HFTDs Remote GridWLDFREquipment / facility failureAggregated | WLDFR | HFTD - Distribution - Tier 3 - 2QU CoRE ¦ 1QU LoRE | Non-Red Flag Warning - Large Fires | Equipment / facility failure | Aggregated | 2023 | 2.5392e-06 | 184.1265 | 0.00046753 | 2023 | Mitigation | 0.95 | 45 | 0 | esc | 0.00097009 | 2.4632e-09 | 0.00097009 | 2.4632e-09 | 0.0028115 | 3.9063e-08 | 0.0093087 | 1.5005e-08
[120 empty] | 7.3.3.17.5 (Remote Grid) Updates to grid topology to minimize risk of ignition in HFTDs Remote GridWLDFREquipment / facility failureAggregated | WLDFR | HFTD - Distribution - Tier 3 - 2QU CoRE ¦ 1QU LoRE | Non-Red Flag Warning - Large Fires | Equipment / facility failure | Aggregated | 2024 | 2.5392e-06 | 184.1265 | 0.00046753 | 2024 | Mitigation | 0.95 | 45 | 0 | esc | 0.00097009 | 2.4632e-09 | 0.00097009 | 2.4632e-09 | 0.0028115 | 3.9063e-08 | 0.0093087 | 1.5005e-08
[120 empty] | 7.3.3.17.5 (Remote Grid) Updates to grid topology to minimize risk of ignition in HFTDs Remote GridWLDFREquipment / facility failureAggregated | WLDFR | HFTD - Distribution - Tier 3 - 2QU CoRE ¦ 1QU LoRE | Non-Red Flag Warning - Large Fires | Equipment / facility failure | Aggregated | 2025 | 2.5392e-06 | 184.1265 | 0.00046753 | 2025 | Mitigation | 0.95 | 45 | 0 | esc | 0.00097009 | 2.4632e-09 | 0.00097009 | 2.4632e-09 | 0.0028115 | 3.9063e-08 | 0.0093087 | 1.5005e-08
[120 empty] | 7.3.3.17.5 (Remote Grid) Updates to grid topology to minimize risk of ignition in HFTDs Remote GridWLDFREquipment / facility failureAggregated | WLDFR | HFTD - Distribution - Tier 3 - 2QU CoRE ¦ 1QU LoRE | Non-Red Flag Warning - Large Fires | Equipment / facility failure | Aggregated | 2026 | 2.5392e-06 | 184.1265 | 0.00046753 | 2026 | Mitigation | 0.95 | 45 | 0 | esc | 0.00097009 | 2.4632e-09 | 0.00097009 | 2.4632e-09 | 0.0028115 | 3.9063e-08 | 0.0093087 | 1.5005e-08
[120 empty] | 7.3.3.17.5 (Remote Grid) Updates to grid topology to minimize risk of ignition in HFTDs Remote GridWLDFREquipment / facility failureAggregated | WLDFR | HFTD - Distribution - Tier 3 - 2QU CoRE ¦ 1QU LoRE | Non-Red Flag Warning - Large Fires | Equipment / facility failure | Aggregated | 2027 | 2.5392e-06 | 184.1265 | 0.00046753 | 2027 | Mitigation | 0.95 | 45 | 0 | esc | 0.00097009 | 2.4632e-09 | 0.00097009 | 2.4632e-09 | 0.0028115 | 3.9063e-08 | 0.0093087 | 1.5005e-08
[120 empty] | 7.3.3.17.5 (Remote Grid) Updates to grid topology to minimize risk of ignition in HFTDs Remote GridWLDFREquipment / facility failureAggregated | WLDFR | HFTD - Distribution - Tier 3 - 2QU CoRE ¦ 1QU LoRE | Non-Red Flag Warning - Large Fires | Equipment / facility failure | Aggregated | 2028 | 2.5392e-06 | 184.1265 | 0.00046753 | 2028 | Mitigation | 0.95 | 45 | 0 | esc | 0.00097009 | 2.4632e-09 | 0.00097009 | 2.4632e-09 | 0.0028115 | 3.9063e-08 | 0.0093087 | 1.5005e-08
[120 empty] | 7.3.3.17.5 (Remote Grid) Updates to grid topology to minimize risk of ignition in HFTDs Remote GridWLDFREquipment / facility failureAggregated | WLDFR | HFTD - Distribution - Tier 3 - 2QU CoRE ¦ 1QU LoRE | Non-Red Flag Warning - Large Fires | Equipment / facility failure | Aggregated | 2029 | 2.5392e-06 | 184.1265 | 0.00046753 | 2029 | Mitigation | 0.95 | 45 | 0 | esc | 0.00097009 | 2.4632e-09 | 0.00097009 | 2.4632e-09 | 0.0028115 | 3.9063e-08 | 0.0093087 | 1.5005e-08
[120 empty] | 7.3.3.17.5 (Remote Grid) Updates to grid topology to minimize risk of ignition in HFTDs Remote GridWLDFREquipment / facility failureAggregated | WLDFR | HFTD - Distribution - Tier 3 - 2QU CoRE ¦ 1QU LoRE | Non-Red Flag Warning - Large Fires | Equipment / facility failure | Aggregated | 2030 | 2.5392e-06 | 184.1265 | 0.00046753 | 2030 | Mitigation | 0.95 | 45 | 0 | esc | 0.00097009 | 2.4632e-09 | 0.00097009 | 2.4632e-09 | 0.0028115 | 3.9063e-08 | 0.0093087 | 1.5005e-08
[120 empty] | 7.3.3.17.5 (Remote Grid) Updates to grid topology to minimize risk of ignition in HFTDs Remote GridWLDFREquipment / facility failureAggregated | WLDFR | HFTD - Distribution - Tier 3 - 2QU CoRE ¦ 1QU LoRE | Non-Red Flag Warning - Large Fires | Equipment / facility failure | Aggregated | 2031 | 2.5392e-06 | 184.1265 | 0.00046753 | 2031 | Mitigation | 0.95 | 45 | 0 | esc | 0.00097009 | 2.4632e-09 | 0.00097009 | 2.4632e-09 | 0.0028115 | 3.9063e-08 | 0.0093087 | 1.5005e-08
[120 empty] | 7.3.3.17.5 (Remote Grid) Updates to grid topology to minimize risk of ignition in HFTDs Remote GridWLDFREquipment / facility failureAggregated | WLDFR | HFTD - Distribution - Tier 3 - 2QU CoRE ¦ 1QU LoRE | Non-Red Flag Warning - Large Fires | Equipment / facility failure | Aggregated | 2032 | 2.5392e-06 | 184.1265 | 0.00046753 | 2032 | Mitigation | 0.95 | 45 | 0 | esc | 0.00097009 | 2.4632e-09 | 0.00097009 | 2.4632e-09 | 0.0028115 | 3.9063e-08 | 0.0093087 | 1.5005e-08
[120 empty] | 7.3.3.17.5 (Remote Grid) Updates to grid topology to minimize risk of ignition in HFTDs Remote GridWLDFREquipment / facility failureAggregated | WLDFR | HFTD - Distribution - Tier 3 - 2QU CoRE ¦ 1QU LoRE | Non-Red Flag Warning - Large Fires | Equipment / facility failure | Aggregated | 2033 | 2.5392e-06 | 184.1265 | 0.00046753 | 2033 | Mitigation | 0.95 | 45 | 0 | esc | 0.00097009 | 2.4632e-09 | 0.00097009 | 2.4632e-09 | 0.0028115 | 3.9063e-08 | 0.0093087 | 1.5005e-08
[120 empty] | 7.3.3.17.5 (Remote Grid) Updates to grid topology to minimize risk of ignition in HFTDs Remote GridWLDFREquipment / facility failureAggregated | WLDFR | HFTD - Distribution - Tier 3 - 2QU CoRE ¦ 1QU LoRE | Non-Red Flag Warning - Large Fires | Equipment / facility failure | Aggregated | 2034 | 2.5392e-06 | 184.1265 | 0.00046753 | 2034 | Mitigation | 0.95 | 45 | 0 | esc | 0.00097009 | 2.4632e-09 | 0.00097009 | 2.4632e-09 | 0.0028115 | 3.9063e-08 | 0.0093087 | 1.5005e-08
[120 empty] | 7.3.3.17.5 (Remote Grid) Updates to grid topology to minimize risk of ignition in HFTDs Remote GridWLDFREquipment / facility failureAggregated | WLDFR | HFTD - Distribution - Tier 3 - 2QU CoRE ¦ 1QU LoRE | Non-Red Flag Warning - Large Fires | Equipment / facility failure | Aggregated | 2035 | 2.5392e-06 | 184.1265 | 0.00046753 | 2035 | Mitigation | 0.95 | 45 | 0 | esc | 0.00097009 | 2.4632e-09 | 0.00097009 | 2.4632e-09 | 0.0028115 | 3.9063e-08 | 0.0093087 | 1.5005e-08
[120 empty] | 7.3.3.17.5 (Remote Grid) Updates to grid topology to minimize risk of ignition in HFTDs Remote GridWLDFREquipment / facility failureAggregated | WLDFR | HFTD - Distribution - Tier 3 - 2QU CoRE ¦ 1QU LoRE | Non-Red Flag Warning - Large Fires | Equipment / facility failure | Aggregated | 2036 | 2.5392e-06 | 184.1265 | 0.00046753 | 2036 | Mitigation | 0.95 | 45 | 0 | esc | 0.00097009 | 2.4632e-09 | 0.00097009 | 2.4632e-09 | 0.0028115 | 3.9063e-08 | 0.0093087 | 1.5005e-08
[120 empty] | 7.3.3.17.5 (Remote Grid) Updates to grid topology to minimize risk of ignition in HFTDs Remote GridWLDFREquipment / facility failureAggregated | WLDFR | HFTD - Distribution - Tier 3 - 2QU CoRE ¦ 1QU LoRE | Non-Red Flag Warning - Large Fires | Equipment / facility failure | Aggregated | 2037 | 2.5392e-06 | 184.1265 | 0.00046753 | 2037 | Mitigation | 0.95 | 45 | 0 | esc | 0.00097009 | 2.4632e-09 | 0.00097009 | 2.4632e-09 | 0.0028115 | 3.9063e-08 | 0.0093087 | 1.5005e-08
[120 empty] | 7.3.3.17.5 (Remote Grid) Updates to grid topology to minimize risk of ignition in HFTDs Remote GridWLDFREquipment / facility failureAggregated | WLDFR | HFTD - Distribution - Tier 3 - 2QU CoRE ¦ 1QU LoRE | Non-Red Flag Warning - Large Fires | Equipment / facility failure | Aggregated | 2038 | 2.5392e-06 | 184.1265 | 0.00046753 | 2038 | Mitigation | 0.95 | 45 | 0 | esc | 0.00097009 | 2.4632e-09 | 0.00097009 | 2.4632e-09 | 0.0028115 | 3.9063e-08 | 0.0093087 | 1.5005e-08
[120 empty] | 7.3.3.17.5 (Remote Grid) Updates to grid topology to minimize risk of ignition in HFTDs Remote GridWLDFREquipment / facility failureAggregated | WLDFR | HFTD - Distribution - Tier 3 - 2QU CoRE ¦ 1QU LoRE | Non-Red Flag Warning - Large Fires | Equipment / facility failure | Aggregated | 2039 | 2.5392e-06 | 184.1265 | 0.00046753 | 2039 | Mitigation | 0.95 | 45 | 0 | esc | 0.00097009 | 2.4632e-09 | 0.00097009 | 2.4632e-09 | 0.0028115 | 3.9063e-08 | 0.0093087 | 1.5005e-08
[120 empty] | 7.3.3.17.5 (Remote Grid) Updates to grid topology to minimize risk of ignition in HFTDs Remote GridWLDFREquipment / facility failureAggregated | WLDFR | HFTD - Distribution - Tier 3 - 2QU CoRE ¦ 1QU LoRE | Non-Red Flag Warning - Large Fires | Equipment / facility failure | Aggregated | 2040 | 2.5392e-06 | 184.1265 | 0.00046753 | 2040 | Mitigation | 0.95 | 45 | 0 | esc | 0.00097009 | 2.4632e-09 | 0.00097009 | 2.4632e-09 | 0 | 0 | 0.0093087 | 1.5005e-08
[120 empty] | 7.3.3.17.5 (Remote Grid) Updates to grid topology to minimize risk of ignition in HFTDs Remote GridWLDFREquipment / facility failureAggregated | WLDFR | HFTD - Distribution - Tier 3 - 2QU CoRE ¦ 1QU LoRE | Non-Red Flag Warning - Large Fires | Equipment / facility failure | Aggregated | 2041 | 2.5392e-06 | 184.1265 | 0.00046753 | 2041 | Mitigation | 0.95 | 45 | 0 | esc | 0.00097009 | 2.4632e-09 | 0.00097009 | 2.4632e-09 | 0.0028115 | 5.0049e-10 | 0.0093087 | 1.5005e-08
[120 empty] | 7.3.3.17.5 (Remote Grid) Updates to grid topology to minimize risk of ignition in HFTDs Remote GridWLDFREquipment / facility failureAggregated | WLDFR | HFTD - Distribution - Tier 3 - 2QU CoRE ¦ 1QU LoRE | Non-Red Flag Warning - Large Fires | Equipment / facility failure | Aggregated | 2042 | 2.5392e-06 | 184.1265 | 0.00046753 | 2042 | Mitigation | 0.95 | 45 | 0 | esc | 0.00097009 | 2.4632e-09 | 0.00097009 | 2.4632e-09 | 0.0028115 | 5.0049e-10 | 0.0093087 | 1.5005e-08
[120 empty] | 7.3.3.17.5 (Remote Grid) Updates to grid topology to minimize risk of ignition in HFTDs Remote GridWLDFREquipment / facility failureAggregated | WLDFR | HFTD - Distribution - Tier 3 - 2QU CoRE ¦ 1QU LoRE | Non-Red Flag Warning - Large Fires | Equipment / facility failure | Aggregated | 2043 | 2.5392e-06 | 184.1265 | 0.00046753 | 2043 | Mitigation | 0.95 | 45 | 0 | esc | 0.00097009 | 2.4632e-09 | 0.00097009 | 2.4632e-09 | 0.0028115 | 5.0049e-10 | 0.0093087 | 1.5005e-08
[120 empty] | 7.3.3.17.5 (Remote Grid) Updates to grid topology to minimize risk of ignition in HFTDs Remote GridWLDFREquipment / facility failureAggregated | WLDFR | HFTD - Distribution - Tier 3 - 2QU CoRE ¦ 1QU LoRE | Non-Red Flag Warning - Large Fires | Equipment / facility failure | Aggregated | 2044 | 2.5392e-06 | 184.1265 | 0.00046753 | 2044 | Mitigation | 0.95 | 45 | 0 | esc | 0.00097009 | 2.4632e-09 | 0.00097009 | 2.4632e-09 | 0.0028115 | 5.0049e-10 | 0.0093087 | 1.5005e-08
[120 empty] | 7.3.3.17.5 (Remote Grid) Updates to grid topology to minimize risk of ignition in HFTDs Remote GridWLDFREquipment / facility failureAggregated | WLDFR | HFTD - Distribution - Tier 3 - 2QU CoRE ¦ 1QU LoRE | Non-Red Flag Warning - Large Fires | Equipment / facility failure | Aggregated | 2045 | 2.5392e-06 | 184.1265 | 0.00046753 | 2045 | Mitigation | 0.95 | 45 | 0 | esc | 0.00097009 | 2.4632e-09 | 0.00097009 | 2.4632e-09 | 0.0028115 | 5.0049e-10 | 0.0093087 | 1.5005e-08
[120 empty] | 7.3.3.17.5 (Remote Grid) Updates to grid topology to minimize risk of ignition in HFTDs Remote GridWLDFREquipment / facility failureAggregated | WLDFR | HFTD - Distribution - Tier 3 - 2QU CoRE ¦ 1QU LoRE | Non-Red Flag Warning - Large Fires | Equipment / facility failure | Aggregated | 2046 | 2.5392e-06 | 184.1265 | 0.00046753 | 2046 | Mitigation | 0.95 | 45 | 0 | esc | 0.00097009 | 2.4632e-09 | 0.00097009 | 2.4632e-09 | 0.0028115 | 5.0049e-10 | 0.0093087 | 1.5005e-08
[120 empty] | 7.3.3.17.5 (Remote Grid) Updates to grid topology to minimize risk of ignition in HFTDs Remote GridWLDFREquipment / facility failureAggregated | WLDFR | HFTD - Distribution - Tier 3 - 2QU CoRE ¦ 1QU LoRE | Non-Red Flag Warning - Large Fires | Equipment / facility failure | Aggregated | 2047 | 2.5392e-06 | 184.1265 | 0.00046753 | 2047 | Mitigation | 0.95 | 45 | 0 | esc | 0.00097009 | 2.4632e-09 | 0.00097009 | 2.4632e-09 | 0.0028115 | 5.0049e-10 | 0.0093087 | 1.5005e-08
[120 empty] | 7.3.3.17.5 (Remote Grid) Updates to grid topology to minimize risk of ignition in HFTDs Remote GridWLDFREquipment / facility failureAggregated | WLDFR | HFTD - Distribution - Tier 3 - 2QU CoRE ¦ 1QU LoRE | Non-Red Flag Warning - Large Fires | Equipment / facility failure | Aggregated | 2048 | 2.5392e-06 | 184.1265 | 0.00046753 | 2048 | Mitigation | 0.95 | 45 | 0 | esc | 0.00097009 | 2.4632e-09 | 0.00097009 | 2.4632e-09 | 0.0028115 | 5.0049e-10 | 0.0093087 | 1.5005e-08
[120 empty] | 7.3.3.17.5 (Remote Grid) Updates to grid topology to minimize risk of ignition in HFTDs Remote GridWLDFREquipment / facility failureAggregated | WLDFR | HFTD - Distribution - Tier 3 - 2QU CoRE ¦ 1QU LoRE | Non-Red Flag Warning - Large Fires | Equipment / facility failure | Aggregated | 2049 | 2.5392e-06 | 184.1265 | 0.00046753 | 2049 | Mitigation | 0.95 | 45 | 0 | esc | 0.00097009 | 2.4632e-09 | 0.00097009 | 2.4632e-09 | 0.0028115 | 5.0049e-10 | 0.0093087 | 1.5005e-08
[120 empty] | 7.3.3.17.5 (Remote Grid) Updates to grid topology to minimize risk of ignition in HFTDs Remote GridWLDFREquipment / facility failureAggregated | WLDFR | HFTD - Distribution - Tier 3 - 2QU CoRE ¦ 1QU LoRE | Non-Red Flag Warning - Large Fires | Equipment / facility failure | Aggregated | 2050 | 2.5392e-06 | 184.1265 | 0.00046753 | 2050 | Mitigation | 0.95 | 45 | 0 | esc | 0.00097009 | 2.4632e-09 | 0.00097009 | 2.4632e-09 | 0.0028115 | 5.0049e-10 | 0 | 0
[120 empty] | 7.3.3.17.5 (Remote Grid) Updates to grid topology to minimize risk of ignition in HFTDs Remote GridWLDFREquipment / facility failureAggregated | WLDFR | HFTD - Distribution - Tier 3 - 2QU CoRE ¦ 1QU LoRE | Non-Red Flag Warning - Large Fires | Equipment / facility failure | Aggregated | 2051 | 2.5392e-06 | 184.1265 | 0.00046753 | 2051 | Mitigation | 0.95 | 45 | 0 | esc | 0.00097009 | 2.4632e-09 | 0.00097009 | 2.4632e-09 | 0.0028115 | 5.0049e-10 | 0 | 0
[120 empty] | 7.3.3.17.5 (Remote Grid) Updates to grid topology to minimize risk of ignition in HFTDs Remote GridWLDFREquipment / facility failureAggregated | WLDFR | HFTD - Distribution - Tier 3 - 2QU CoRE ¦ 1QU LoRE | Non-Red Flag Warning - Large Fires | Equipment / facility failure | Aggregated | 2052 | 2.5392e-06 | 184.1265 | 0.00046753 | 2052 | Mitigation | 0.95 | 45 | 0 | esc | 0.00097009 | 2.4632e-09 | 0.00097009 | 2.4632e-09 | 0.0028115 | 5.0049e-10 | 0.0083522 | 3.5436e-09
[120 empty] | 7.3.3.17.5 (Remote Grid) Updates to grid topology to minimize risk of ignition in HFTDs Remote GridWLDFREquipment / facility failureAggregated | WLDFR | HFTD - Distribution - Tier 3 - 2QU CoRE ¦ 1QU LoRE | Non-Red Flag Warning - Large Fires | Equipment / facility failure | Aggregated | 2053 | 2.5392e-06 | 184.1265 | 0.00046753 | 2053 | Mitigation | 0.95 | 45 | 0 | esc | 0.00097009 | 2.4632e-09 | 0.00097009 | 2.4632e-09 | 0.0028115 | 5.0049e-10 | 0.0083522 | 3.5436e-09
[120 empty] | 7.3.3.17.5 (Remote Grid) Updates to grid topology to minimize risk of ignition in HFTDs Remote GridWLDFREquipment / facility failureAggregated | WLDFR | HFTD - Distribution - Tier 3 - 2QU CoRE ¦ 1QU LoRE | Non-Red Flag Warning - Large Fires | Equipment / facility failure | Aggregated | 2054 | 2.5392e-06 | 184.1265 | 0.00046753 | 2054 | Mitigation | 0.95 | 45 | 0 | esc | 0.00097009 | 2.4632e-09 | 0.00097009 | 2.4632e-09 | 0.0028115 | 5.0049e-10 | 0.0083522 | 3.5436e-09
[120 empty] | 7.3.3.17.5 (Remote Grid) Updates to grid topology to minimize risk of ignition in HFTDs Remote GridWLDFREquipment / facility failureAggregated | WLDFR | HFTD - Distribution - Tier 3 - 2QU CoRE ¦ 1QU LoRE | Non-Red Flag Warning - Large Fires | Equipment / facility failure | Aggregated | 2055 | 2.5392e-06 | 184.1265 | 0.00046753 | 2055 | Mitigation | 0.95 | 45 | 0 | esc | 0.00097009 | 2.4632e-09 | 0.00097009 | 2.4632e-09 | 0.0028115 | 5.0049e-10 | 0.0083522 | 3.5436e-09
[120 empty] | 7.3.3.17.5 (Remote Grid) Updates to grid topology to minimize risk of ignition in HFTDs Remote GridWLDFREquipment / facility failureAggregated | WLDFR | HFTD - Distribution - Tier 3 - 2QU CoRE ¦ 1QU LoRE | Non-Red Flag Warning - Large Fires | Equipment / facility failure | Aggregated | 2056 | 2.5392e-06 | 184.1265 | 0.00046753 | 2056 | Mitigation | 0.95 | 45 | 0 | esc | 0.00097009 | 2.4632e-09 | 0.00097009 | 2.4632e-09 | 0.0028115 | 5.0049e-10 | 0.0083522 | 3.5436e-09
[120 empty] | 7.3.3.17.5 (Remote Grid) Updates to grid topology to minimize risk of ignition in HFTDs Remote GridWLDFREquipment / facility failureAggregated | WLDFR | HFTD - Distribution - Tier 3 - 2QU CoRE ¦ 1QU LoRE | Non-Red Flag Warning - Large Fires | Equipment / facility failure | Aggregated | 2057 | 2.5392e-06 | 184.1265 | 0.00046753 | 2057 | Mitigation | 0.95 | 45 | 0 | esc | 0.00097009 | 2.4632e-09 | 0.00097009 | 2.4632e-09 | 0.0028115 | 5.0049e-10 | 0.0083522 | 3.5436e-09
[120 empty] | 7.3.3.17.5 (Remote Grid) Updates to grid topology to minimize risk of ignition in HFTDs Remote GridWLDFREquipment / facility failureAggregated | WLDFR | HFTD - Distribution - Tier 3 - 2QU CoRE ¦ 1QU LoRE | Non-Red Flag Warning - Large Fires | Equipment / facility failure | Aggregated | 2058 | 2.5392e-06 | 184.1265 | 0.00046753 | 2058 | Mitigation | 0.95 | 45 | 0 | esc | 0.00097009 | 2.4632e-09 | 0.00097009 | 2.4632e-09 | 0.0028115 | 5.0049e-10 | 0.0083522 | 3.5436e-09
[120 empty] | 7.3.3.17.5 (Remote Grid) Updates to grid topology to minimize risk of ignition in HFTDs Remote GridWLDFREquipment / facility failureAggregated | WLDFR | HFTD - Distribution - Tier 3 - 2QU CoRE ¦ 1QU LoRE | Non-Red Flag Warning - Large Fires | Equipment / facility failure | Aggregated | 2059 | 2.5392e-06 | 184.1265 | 0.00046753 | 2059 | Mitigation | 0.95 | 45 | 0 | esc | 0.00097009 | 2.4632e-09 | 0.00097009 | 2.4632e-09 | 0.0028115 | 5.0049e-10 | 0.0083522 | 3.5436e-09
[120 empty] | 7.3.3.17.5 (Remote Grid) Updates to grid topology to minimize risk of ignition in HFTDs Remote GridWLDFREquipment / facility failureAggregated | WLDFR | HFTD - Distribution - Tier 3 - 2QU CoRE ¦ 1QU LoRE | Non-Red Flag Warning - Large Fires | Equipment / facility failure | Aggregated | 2060 | 2.5392e-06 | 184.1265 | 0.00046753 | 2060 | Mitigation | 0.95 | 45 | 0 | esc | 0.00097009 | 2.4632e-09 | 0.00097009 | 2.4632e-09 | 0.0028115 | 5.0049e-10 | 0.0083522 | 3.5436e-09
[120 empty] | 7.3.3.17.5 (Remote Grid) Updates to grid topology to minimize risk of ignition in HFTDs Remote GridWLDFREquipment / facility failureAggregated | WLDFR | HFTD - Distribution - Tier 3 - 2QU CoRE ¦ 1QU LoRE | Non-Red Flag Warning - Large Fires | Equipment / facility failure | Aggregated | 2061 | 2.5392e-06 | 184.1265 | 0.00046753 | 2061 | Mitigation | 0.95 | 45 | 0 | esc | 0.00097009 | 2.4632e-09 | 0.00097009 | 2.4632e-09 | 0.0028115 | 5.0049e-10 | 0.0083522 | 3.5436e-09
[120 empty] | 7.3.3.17.5 (Remote Grid) Updates to grid topology to minimize risk of ignition in HFTDs Remote GridWLDFREquipment / facility failureAggregated | WLDFR | HFTD - Distribution - Tier 3 - 2QU CoRE ¦ 1QU LoRE | Non-Red Flag Warning - Large Fires | Equipment / facility failure | Aggregated | 2062 | 2.5392e-06 | 184.1265 | 0.00046753 | 2062 | Mitigation | 0.95 | 45 | 0 | esc | 0.00097009 | 2.4632e-09 | 0.00097009 | 2.4632e-09 | 0.0028115 | 5.0049e-10 | 0.0083522 | 3.5436e-09
[120 empty] | 7.3.3.17.5 (Remote Grid) Updates to grid topology to minimize risk of ignition in HFTDs Remote GridWLDFREquipment / facility failureAggregated | WLDFR | HFTD - Distribution - Tier 3 - 2QU CoRE ¦ 1QU LoRE | Non-Red Flag Warning - Large Fires | Equipment / facility failure | Aggregated | 2063 | 2.5392e-06 | 184.1265 | 0.00046753 | 2063 | Mitigation | 0.95 | 45 | 0 | esc | 0.00097009 | 2.4632e-09 | 0.00097009 | 2.4632e-09 | 0.0028115 | 5.0049e-10 | 0.0083522 | 3.5436e-09
[120 empty] | 7.3.3.17.5 (Remote Grid) Updates to grid topology to minimize risk of ignition in HFTDs Remote GridWLDFREquipment / facility failureAggregated | WLDFR | HFTD - Distribution - Tier 3 - 2QU CoRE ¦ 1QU LoRE | Non-Red Flag Warning - Large Fires | Equipment / facility failure | Aggregated | 2064 | 2.5392e-06 | 184.1265 | 0.00046753 | 2064 | Mitigation | 0.95 | 45 | 0 | esc | 0.00097009 | 2.4632e-09 | 0.00097009 | 2.4632e-09 | 0.0028115 | 5.0049e-10 | 0.0083522 | 3.5436e-09
[120 empty] | 7.3.3.17.5 (Remote Grid) Updates to grid topology to minimize risk of ignition in HFTDs Remote GridWLDFREquipment / facility failureAggregated | WLDFR | HFTD - Distribution - Tier 3 - 2QU CoRE ¦ 1QU LoRE | Non-Red Flag Warning - Large Fires | Equipment / facility failure | Aggregated | 2065 | 2.5392e-06 | 184.1265 | 0.00046753 | 2065 | Mitigation | 0.95 | 45 | 0 | esc | 0.00097009 | 2.4632e-09 | 0.00097009 | 2.4632e-09 | 0.0028115 | 5.0049e-10 | 0.0083522 | 3.5436e-09
[120 empty] | 7.3.3.17.5 (Remote Grid) Updates to grid topology to minimize risk of ignition in HFTDs Remote GridWLDFREquipment / facility failureAggregated | WLDFR | HFTD - Distribution - Tier 3 - 2QU CoRE ¦ 1QU LoRE | Non-Red Flag Warning - Large Fires | Equipment / facility failure | Aggregated | 2066 | 2.5392e-06 | 184.1265 | 0.00046753 | 2066 | Mitigation | 0.95 | 45 | 0 | esc | 0.00097009 | 2.4632e-09 | 0.00097009 | 2.4632e-09 | 0.0028115 | 5.0049e-10 | 0.0083522 | 3.5436e-09
[120 empty] | 7.3.3.17.5 (Remote Grid) Updates to grid topology to minimize risk of ignition in HFTDs Remote GridWLDFREquipment / facility failureAggregated | WLDFR | HFTD - Distribution - Tier 3 - 2QU CoRE ¦ 1QU LoRE | Non-Red Flag Warning - Large Fires | Equipment / facility failure | Aggregated | 2067 | 2.5392e-06 | 184.1265 | 0.00046753 | 2067 | Mitigation | 0.95 | 45 | 0 | esc | 0 | 0 | 0.00097009 | 2.4632e-09 | 0.0028115 | 5.0049e-10 | 0.0083522 | 3.5436e-09
[120 empty] | 7.3.3.17.5 (Remote Grid) Updates to grid topology to minimize risk of ignition in HFTDs Remote GridWLDFRVegetation ContactAggregated | WLDFR | HFTD - Distribution - Tier 3 - 2QU CoRE ¦ 1QU LoRE | Non-Red Flag Warning - Large Fires | Vegetation Contact | Aggregated | 2022 | 2.787e-05 | 184.1265 | 0.0051316 | 2022 | Mitigation | 0.95 | 45 | 0 | esc | 0.00097009 | 2.7036e-08 | 0 | 0 | 0.0028115 | 5.0049e-10 | 0.0083522 | 3.5436e-09
[120 empty] | 7.3.3.17.5 (Remote Grid) Updates to grid topology to minimize risk of ignition in HFTDs Remote GridWLDFRVegetation ContactAggregated | WLDFR | HFTD - Distribution - Tier 3 - 2QU CoRE ¦ 1QU LoRE | Non-Red Flag Warning - Large Fires | Vegetation Contact | Aggregated | 2023 | 2.787e-05 | 184.1265 | 0.0051316 | 2023 | Mitigation | 0.95 | 45 | 0 | esc | 0.00097009 | 2.7036e-08 | 0.00097009 | 2.7036e-08 | 0.0028115 | 5.0049e-10 | 0.0083522 | 3.5436e-09
[120 empty] | 7.3.3.17.5 (Remote Grid) Updates to grid topology to minimize risk of ignition in HFTDs Remote GridWLDFRVegetation ContactAggregated | WLDFR | HFTD - Distribution - Tier 3 - 2QU CoRE ¦ 1QU LoRE | Non-Red Flag Warning - Large Fires | Vegetation Contact | Aggregated | 2024 | 2.787e-05 | 184.1265 | 0.0051316 | 2024 | Mitigation | 0.95 | 45 | 0 | esc | 0.00097009 | 2.7036e-08 | 0.00097009 | 2.7036e-08 | 0.0028115 | 5.0049e-10 | 0.0083522 | 3.5436e-09
[120 empty] | 7.3.3.17.5 (Remote Grid) Updates to grid topology to minimize risk of ignition in HFTDs Remote GridWLDFRVegetation ContactAggregated | WLDFR | HFTD - Distribution - Tier 3 - 2QU CoRE ¦ 1QU LoRE | Non-Red Flag Warning - Large Fires | Vegetation Contact | Aggregated | 2025 | 2.787e-05 | 184.1265 | 0.0051316 | 2025 | Mitigation | 0.95 | 45 | 0 | esc | 0.00097009 | 2.7036e-08 | 0.00097009 | 2.7036e-08 | 0.0028115 | 5.0049e-10 | 0.0083522 | 3.5436e-09
[120 empty] | 7.3.3.17.5 (Remote Grid) Updates to grid topology to minimize risk of ignition in HFTDs Remote GridWLDFRVegetation ContactAggregated | WLDFR | HFTD - Distribution - Tier 3 - 2QU CoRE ¦ 1QU LoRE | Non-Red Flag Warning - Large Fires | Vegetation Contact | Aggregated | 2026 | 2.787e-05 | 184.1265 | 0.0051316 | 2026 | Mitigation | 0.95 | 45 | 0 | esc | 0.00097009 | 2.7036e-08 | 0.00097009 | 2.7036e-08 | 0.0028115 | 5.0049e-10 | 0.0083522 | 3.5436e-09
[120 empty] | 7.3.3.17.5 (Remote Grid) Updates to grid topology to minimize risk of ignition in HFTDs Remote GridWLDFRVegetation ContactAggregated | WLDFR | HFTD - Distribution - Tier 3 - 2QU CoRE ¦ 1QU LoRE | Non-Red Flag Warning - Large Fires | Vegetation Contact | Aggregated | 2027 | 2.787e-05 | 184.1265 | 0.0051316 | 2027 | Mitigation | 0.95 | 45 | 0 | esc | 0.00097009 | 2.7036e-08 | 0.00097009 | 2.7036e-08 | 0.0028115 | 5.0049e-10 | 0.0083522 | 3.5436e-09
[120 empty] | 7.3.3.17.5 (Remote Grid) Updates to grid topology to minimize risk of ignition in HFTDs Remote GridWLDFRVegetation ContactAggregated | WLDFR | HFTD - Distribution - Tier 3 - 2QU CoRE ¦ 1QU LoRE | Non-Red Flag Warning - Large Fires | Vegetation Contact | Aggregated | 2028 | 2.787e-05 | 184.1265 | 0.0051316 | 2028 | Mitigation | 0.95 | 45 | 0 | esc | 0.00097009 | 2.7036e-08 | 0.00097009 | 2.7036e-08 | 0.0028115 | 5.0049e-10 | 0.0083522 | 3.5436e-09
[120 empty] | 7.3.3.17.5 (Remote Grid) Updates to grid topology to minimize risk of ignition in HFTDs Remote GridWLDFRVegetation ContactAggregated | WLDFR | HFTD - Distribution - Tier 3 - 2QU CoRE ¦ 1QU LoRE | Non-Red Flag Warning - Large Fires | Vegetation Contact | Aggregated | 2029 | 2.787e-05 | 184.1265 | 0.0051316 | 2029 | Mitigation | 0.95 | 45 | 0 | esc | 0.00097009 | 2.7036e-08 | 0.00097009 | 2.7036e-08 | 0.0028115 | 5.0049e-10 | 0.0083522 | 3.5436e-09
[120 empty] | 7.3.3.17.5 (Remote Grid) Updates to grid topology to minimize risk of ignition in HFTDs Remote GridWLDFRVegetation ContactAggregated | WLDFR | HFTD - Distribution - Tier 3 - 2QU CoRE ¦ 1QU LoRE | Non-Red Flag Warning - Large Fires | Vegetation Contact | Aggregated | 2030 | 2.787e-05 | 184.1265 | 0.0051316 | 2030 | Mitigation | 0.95 | 45 | 0 | esc | 0.00097009 | 2.7036e-08 | 0.00097009 | 2.7036e-08 | 0.0028115 | 5.0049e-10 | 0.0083522 | 3.5436e-09
[120 empty] | 7.3.3.17.5 (Remote Grid) Updates to grid topology to minimize risk of ignition in HFTDs Remote GridWLDFRVegetation ContactAggregated | WLDFR | HFTD - Distribution - Tier 3 - 2QU CoRE ¦ 1QU LoRE | Non-Red Flag Warning - Large Fires | Vegetation Contact | Aggregated | 2031 | 2.787e-05 | 184.1265 | 0.0051316 | 2031 | Mitigation | 0.95 | 45 | 0 | esc | 0.00097009 | 2.7036e-08 | 0.00097009 | 2.7036e-08 | 0.0028115 | 5.0049e-10 | 0.0083522 | 3.5436e-09
[120 empty] | 7.3.3.17.5 (Remote Grid) Updates to grid topology to minimize risk of ignition in HFTDs Remote GridWLDFRVegetation ContactAggregated | WLDFR | HFTD - Distribution - Tier 3 - 2QU CoRE ¦ 1QU LoRE | Non-Red Flag Warning - Large Fires | Vegetation Contact | Aggregated | 2032 | 2.787e-05 | 184.1265 | 0.0051316 | 2032 | Mitigation | 0.95 | 45 | 0 | esc | 0.00097009 | 2.7036e-08 | 0.00097009 | 2.7036e-08 | 0.0028115 | 5.0049e-10 | 0.0083522 | 3.5436e-09
[120 empty] | 7.3.3.17.5 (Remote Grid) Updates to grid topology to minimize risk of ignition in HFTDs Remote GridWLDFRVegetation ContactAggregated | WLDFR | HFTD - Distribution - Tier 3 - 2QU CoRE ¦ 1QU LoRE | Non-Red Flag Warning - Large Fires | Vegetation Contact | Aggregated | 2033 | 2.787e-05 | 184.1265 | 0.0051316 | 2033 | Mitigation | 0.95 | 45 | 0 | esc | 0.00097009 | 2.7036e-08 | 0.00097009 | 2.7036e-08 | 0.0028115 | 5.0049e-10 | 0.0083522 | 3.5436e-09
[120 empty] | 7.3.3.17.5 (Remote Grid) Updates to grid topology to minimize risk of ignition in HFTDs Remote GridWLDFRVegetation ContactAggregated | WLDFR | HFTD - Distribution - Tier 3 - 2QU CoRE ¦ 1QU LoRE | Non-Red Flag Warning - Large Fires | Vegetation Contact | Aggregated | 2034 | 2.787e-05 | 184.1265 | 0.0051316 | 2034 | Mitigation | 0.95 | 45 | 0 | esc | 0.00097009 | 2.7036e-08 | 0.00097009 | 2.7036e-08 | 0.0028115 | 5.0049e-10 | 0.0083522 | 3.5436e-09
[120 empty] | 7.3.3.17.5 (Remote Grid) Updates to grid topology to minimize risk of ignition in HFTDs Remote GridWLDFRVegetation ContactAggregated | WLDFR | HFTD - Distribution - Tier 3 - 2QU CoRE ¦ 1QU LoRE | Non-Red Flag Warning - Large Fires | Vegetation Contact | Aggregated | 2035 | 2.787e-05 | 184.1265 | 0.0051316 | 2035 | Mitigation | 0.95 | 45 | 0 | esc | 0.00097009 | 2.7036e-08 | 0.00097009 | 2.7036e-08 | 0.0028115 | 5.0049e-10 | 0.0083522 | 3.5436e-09
[120 empty] | 7.3.3.17.5 (Remote Grid) Updates to grid topology to minimize risk of ignition in HFTDs Remote GridWLDFRVegetation ContactAggregated | WLDFR | HFTD - Distribution - Tier 3 - 2QU CoRE ¦ 1QU LoRE | Non-Red Flag Warning - Large Fires | Vegetation Contact | Aggregated | 2036 | 2.787e-05 | 184.1265 | 0.0051316 | 2036 | Mitigation | 0.95 | 45 | 0 | esc | 0.00097009 | 2.7036e-08 | 0.00097009 | 2.7036e-08 | 0.0028115 | 5.0049e-10 | 0 | 0
[120 empty] | 7.3.3.17.5 (Remote Grid) Updates to grid topology to minimize risk of ignition in HFTDs Remote GridWLDFRVegetation ContactAggregated | WLDFR | HFTD - Distribution - Tier 3 - 2QU CoRE ¦ 1QU LoRE | Non-Red Flag Warning - Large Fires | Vegetation Contact | Aggregated | 2037 | 2.787e-05 | 184.1265 | 0.0051316 | 2037 | Mitigation | 0.95 | 45 | 0 | esc | 0.00097009 | 2.7036e-08 | 0.00097009 | 2.7036e-08 | 0.0028115 | 5.0049e-10 | 0 | 0
[120 empty] | 7.3.3.17.5 (Remote Grid) Updates to grid topology to minimize risk of ignition in HFTDs Remote GridWLDFRVegetation ContactAggregated | WLDFR | HFTD - Distribution - Tier 3 - 2QU CoRE ¦ 1QU LoRE | Non-Red Flag Warning - Large Fires | Vegetation Contact | Aggregated | 2038 | 2.787e-05 | 184.1265 | 0.0051316 | 2038 | Mitigation | 0.95 | 45 | 0 | esc | 0.00097009 | 2.7036e-08 | 0.00097009 | 2.7036e-08 | 0.0028115 | 5.0049e-10 | 0.0092336 | 4.1237e-10
[120 empty] | 7.3.3.17.5 (Remote Grid) Updates to grid topology to minimize risk of ignition in HFTDs Remote GridWLDFRVegetation ContactAggregated | WLDFR | HFTD - Distribution - Tier 3 - 2QU CoRE ¦ 1QU LoRE | Non-Red Flag Warning - Large Fires | Vegetation Contact | Aggregated | 2039 | 2.787e-05 | 184.1265 | 0.0051316 | 2039 | Mitigation | 0.95 | 45 | 0 | esc | 0.00097009 | 2.7036e-08 | 0.00097009 | 2.7036e-08 | 0.0028115 | 5.0049e-10 | 0.0092336 | 4.1237e-10
[120 empty] | 7.3.3.17.5 (Remote Grid) Updates to grid topology to minimize risk of ignition in HFTDs Remote GridWLDFRVegetation ContactAggregated | WLDFR | HFTD - Distribution - Tier 3 - 2QU CoRE ¦ 1QU LoRE | Non-Red Flag Warning - Large Fires | Vegetation Contact | Aggregated | 2040 | 2.787e-05 | 184.1265 | 0.0051316 | 2040 | Mitigation | 0.95 | 45 | 0 | esc | 0.00097009 | 2.7036e-08 | 0.00097009 | 2.7036e-08 | 0.0028115 | 5.0049e-10 | 0.0092336 | 4.1237e-10
[120 empty] | 7.3.3.17.5 (Remote Grid) Updates to grid topology to minimize risk of ignition in HFTDs Remote GridWLDFRVegetation ContactAggregated | WLDFR | HFTD - Distribution - Tier 3 - 2QU CoRE ¦ 1QU LoRE | Non-Red Flag Warning - Large Fires | Vegetation Contact | Aggregated | 2041 | 2.787e-05 | 184.1265 | 0.0051316 | 2041 | Mitigation | 0.95 | 45 | 0 | esc | 0.00097009 | 2.7036e-08 | 0.00097009 | 2.7036e-08 | 0.0028115 | 5.0049e-10 | 0.0092336 | 4.1237e-10
[120 empty] | 7.3.3.17.5 (Remote Grid) Updates to grid topology to minimize risk of ignition in HFTDs Remote GridWLDFRVegetation ContactAggregated | WLDFR | HFTD - Distribution - Tier 3 - 2QU CoRE ¦ 1QU LoRE | Non-Red Flag Warning - Large Fires | Vegetation Contact | Aggregated | 2042 | 2.787e-05 | 184.1265 | 0.0051316 | 2042 | Mitigation | 0.95 | 45 | 0 | esc | 0.00097009 | 2.7036e-08 | 0.00097009 | 2.7036e-08 | 0.0028115 | 5.0049e-10 | 0.0092336 | 4.1237e-10
[120 empty] | 7.3.3.17.5 (Remote Grid) Updates to grid topology to minimize risk of ignition in HFTDs Remote GridWLDFRVegetation ContactAggregated | WLDFR | HFTD - Distribution - Tier 3 - 2QU CoRE ¦ 1QU LoRE | Non-Red Flag Warning - Large Fires | Vegetation Contact | Aggregated | 2043 | 2.787e-05 | 184.1265 | 0.0051316 | 2043 | Mitigation | 0.95 | 45 | 0 | esc | 0.00097009 | 2.7036e-08 | 0.00097009 | 2.7036e-08 | 0.0028115 | 5.0049e-10 | 0.0092336 | 4.1237e-10
[120 empty] | 7.3.3.17.5 (Remote Grid) Updates to grid topology to minimize risk of ignition in HFTDs Remote GridWLDFRVegetation ContactAggregated | WLDFR | HFTD - Distribution - Tier 3 - 2QU CoRE ¦ 1QU LoRE | Non-Red Flag Warning - Large Fires | Vegetation Contact | Aggregated | 2044 | 2.787e-05 | 184.1265 | 0.0051316 | 2044 | Mitigation | 0.95 | 45 | 0 | esc | 0.00097009 | 2.7036e-08 | 0.00097009 | 2.7036e-08 | 0 | 0 | 0.0092336 | 4.1237e-10
[120 empty] | 7.3.3.17.5 (Remote Grid) Updates to grid topology to minimize risk of ignition in HFTDs Remote GridWLDFRVegetation ContactAggregated | WLDFR | HFTD - Distribution - Tier 3 - 2QU CoRE ¦ 1QU LoRE | Non-Red Flag Warning - Large Fires | Vegetation Contact | Aggregated | 2045 | 2.787e-05 | 184.1265 | 0.0051316 | 2045 | Mitigation | 0.95 | 45 | 0 | esc | 0.00097009 | 2.7036e-08 | 0.00097009 | 2.7036e-08 | 0.0028115 | 3.3273e-07 | 0.0092336 | 4.1237e-10
[120 empty] | 7.3.3.17.5 (Remote Grid) Updates to grid topology to minimize risk of ignition in HFTDs Remote GridWLDFRVegetation ContactAggregated | WLDFR | HFTD - Distribution - Tier 3 - 2QU CoRE ¦ 1QU LoRE | Non-Red Flag Warning - Large Fires | Vegetation Contact | Aggregated | 2046 | 2.787e-05 | 184.1265 | 0.0051316 | 2046 | Mitigation | 0.95 | 45 | 0 | esc | 0.00097009 | 2.7036e-08 | 0.00097009 | 2.7036e-08 | 0.0028115 | 3.3273e-07 | 0.0092336 | 4.1237e-10
[120 empty] | 7.3.3.17.5 (Remote Grid) Updates to grid topology to minimize risk of ignition in HFTDs Remote GridWLDFRVegetation ContactAggregated | WLDFR | HFTD - Distribution - Tier 3 - 2QU CoRE ¦ 1QU LoRE | Non-Red Flag Warning - Large Fires | Vegetation Contact | Aggregated | 2047 | 2.787e-05 | 184.1265 | 0.0051316 | 2047 | Mitigation | 0.95 | 45 | 0 | esc | 0.00097009 | 2.7036e-08 | 0.00097009 | 2.7036e-08 | 0.0028115 | 3.3273e-07 | 0.0092336 | 4.1237e-10
[120 empty] | 7.3.3.17.5 (Remote Grid) Updates to grid topology to minimize risk of ignition in HFTDs Remote GridWLDFRVegetation ContactAggregated | WLDFR | HFTD - Distribution - Tier 3 - 2QU CoRE ¦ 1QU LoRE | Non-Red Flag Warning - Large Fires | Vegetation Contact | Aggregated | 2048 | 2.787e-05 | 184.1265 | 0.0051316 | 2048 | Mitigation | 0.95 | 45 | 0 | esc | 0.00097009 | 2.7036e-08 | 0.00097009 | 2.7036e-08 | 0.0028115 | 3.3273e-07 | 0.0092336 | 4.1237e-10
[120 empty] | 7.3.3.17.5 (Remote Grid) Updates to grid topology to minimize risk of ignition in HFTDs Remote GridWLDFRVegetation ContactAggregated | WLDFR | HFTD - Distribution - Tier 3 - 2QU CoRE ¦ 1QU LoRE | Non-Red Flag Warning - Large Fires | Vegetation Contact | Aggregated | 2049 | 2.787e-05 | 184.1265 | 0.0051316 | 2049 | Mitigation | 0.95 | 45 | 0 | esc | 0.00097009 | 2.7036e-08 | 0.00097009 | 2.7036e-08 | 0.0028115 | 3.3273e-07 | 0.0092336 | 4.1237e-10
[120 empty] | 7.3.3.17.5 (Remote Grid) Updates to grid topology to minimize risk of ignition in HFTDs Remote GridWLDFRVegetation ContactAggregated | WLDFR | HFTD - Distribution - Tier 3 - 2QU CoRE ¦ 1QU LoRE | Non-Red Flag Warning - Large Fires | Vegetation Contact | Aggregated | 2050 | 2.787e-05 | 184.1265 | 0.0051316 | 2050 | Mitigation | 0.95 | 45 | 0 | esc | 0.00097009 | 2.7036e-08 | 0.00097009 | 2.7036e-08 | 0.0028115 | 3.3273e-07 | 0.0092336 | 4.1237e-10
[120 empty] | 7.3.3.17.5 (Remote Grid) Updates to grid topology to minimize risk of ignition in HFTDs Remote GridWLDFRVegetation ContactAggregated | WLDFR | HFTD - Distribution - Tier 3 - 2QU CoRE ¦ 1QU LoRE | Non-Red Flag Warning - Large Fires | Vegetation Contact | Aggregated | 2051 | 2.787e-05 | 184.1265 | 0.0051316 | 2051 | Mitigation | 0.95 | 45 | 0 | esc | 0.00097009 | 2.7036e-08 | 0.00097009 | 2.7036e-08 | 0.0028115 | 3.3273e-07 | 0.0092336 | 4.1237e-10
[120 empty] | 7.3.3.17.5 (Remote Grid) Updates to grid topology to minimize risk of ignition in HFTDs Remote GridWLDFRVegetation ContactAggregated | WLDFR | HFTD - Distribution - Tier 3 - 2QU CoRE ¦ 1QU LoRE | Non-Red Flag Warning - Large Fires | Vegetation Contact | Aggregated | 2052 | 2.787e-05 | 184.1265 | 0.0051316 | 2052 | Mitigation | 0.95 | 45 | 0 | esc | 0.00097009 | 2.7036e-08 | 0.00097009 | 2.7036e-08 | 0.0028115 | 3.3273e-07 | 0.0092336 | 4.1237e-10
[120 empty] | 7.3.3.17.5 (Remote Grid) Updates to grid topology to minimize risk of ignition in HFTDs Remote GridWLDFRVegetation ContactAggregated | WLDFR | HFTD - Distribution - Tier 3 - 2QU CoRE ¦ 1QU LoRE | Non-Red Flag Warning - Large Fires | Vegetation Contact | Aggregated | 2053 | 2.787e-05 | 184.1265 | 0.0051316 | 2053 | Mitigation | 0.95 | 45 | 0 | esc | 0.00097009 | 2.7036e-08 | 0.00097009 | 2.7036e-08 | 0.0028115 | 3.3273e-07 | 0.0092336 | 4.1237e-10
[120 empty] | 7.3.3.17.5 (Remote Grid) Updates to grid topology to minimize risk of ignition in HFTDs Remote GridWLDFRVegetation ContactAggregated | WLDFR | HFTD - Distribution - Tier 3 - 2QU CoRE ¦ 1QU LoRE | Non-Red Flag Warning - Large Fires | Vegetation Contact | Aggregated | 2054 | 2.787e-05 | 184.1265 | 0.0051316 | 2054 | Mitigation | 0.95 | 45 | 0 | esc | 0.00097009 | 2.7036e-08 | 0.00097009 | 2.7036e-08 | 0.0028115 | 3.3273e-07 | 0.0092336 | 4.1237e-10
[120 empty] | 7.3.3.17.5 (Remote Grid) Updates to grid topology to minimize risk of ignition in HFTDs Remote GridWLDFRVegetation ContactAggregated | WLDFR | HFTD - Distribution - Tier 3 - 2QU CoRE ¦ 1QU LoRE | Non-Red Flag Warning - Large Fires | Vegetation Contact | Aggregated | 2055 | 2.787e-05 | 184.1265 | 0.0051316 | 2055 | Mitigation | 0.95 | 45 | 0 | esc | 0.00097009 | 2.7036e-08 | 0.00097009 | 2.7036e-08 | 0.0028115 | 3.3273e-07 | 0.0092336 | 4.1237e-10
[120 empty] | 7.3.3.17.5 (Remote Grid) Updates to grid topology to minimize risk of ignition in HFTDs Remote GridWLDFRVegetation ContactAggregated | WLDFR | HFTD - Distribution - Tier 3 - 2QU CoRE ¦ 1QU LoRE | Non-Red Flag Warning - Large Fires | Vegetation Contact | Aggregated | 2056 | 2.787e-05 | 184.1265 | 0.0051316 | 2056 | Mitigation | 0.95 | 45 | 0 | esc | 0.00097009 | 2.7036e-08 | 0.00097009 | 2.7036e-08 | 0.0028115 | 3.3273e-07 | 0.0092336 | 4.1237e-10
[120 empty] | 7.3.3.17.5 (Remote Grid) Updates to grid topology to minimize risk of ignition in HFTDs Remote GridWLDFRVegetation ContactAggregated | WLDFR | HFTD - Distribution - Tier 3 - 2QU CoRE ¦ 1QU LoRE | Non-Red Flag Warning - Large Fires | Vegetation Contact | Aggregated | 2057 | 2.787e-05 | 184.1265 | 0.0051316 | 2057 | Mitigation | 0.95 | 45 | 0 | esc | 0.00097009 | 2.7036e-08 | 0.00097009 | 2.7036e-08 | 0.0028115 | 3.3273e-07 | 0.0092336 | 4.1237e-10
[120 empty] | 7.3.3.17.5 (Remote Grid) Updates to grid topology to minimize risk of ignition in HFTDs Remote GridWLDFRVegetation ContactAggregated | WLDFR | HFTD - Distribution - Tier 3 - 2QU CoRE ¦ 1QU LoRE | Non-Red Flag Warning - Large Fires | Vegetation Contact | Aggregated | 2058 | 2.787e-05 | 184.1265 | 0.0051316 | 2058 | Mitigation | 0.95 | 45 | 0 | esc | 0.00097009 | 2.7036e-08 | 0.00097009 | 2.7036e-08 | 0.0028115 | 3.3273e-07 | 0.0092336 | 4.1237e-10
[120 empty] | 7.3.3.17.5 (Remote Grid) Updates to grid topology to minimize risk of ignition in HFTDs Remote GridWLDFRVegetation ContactAggregated | WLDFR | HFTD - Distribution - Tier 3 - 2QU CoRE ¦ 1QU LoRE | Non-Red Flag Warning - Large Fires | Vegetation Contact | Aggregated | 2059 | 2.787e-05 | 184.1265 | 0.0051316 | 2059 | Mitigation | 0.95 | 45 | 0 | esc | 0.00097009 | 2.7036e-08 | 0.00097009 | 2.7036e-08 | 0.0028115 | 3.3273e-07 | 0.0092336 | 4.1237e-10
[120 empty] | 7.3.3.17.5 (Remote Grid) Updates to grid topology to minimize risk of ignition in HFTDs Remote GridWLDFRVegetation ContactAggregated | WLDFR | HFTD - Distribution - Tier 3 - 2QU CoRE ¦ 1QU LoRE | Non-Red Flag Warning - Large Fires | Vegetation Contact | Aggregated | 2060 | 2.787e-05 | 184.1265 | 0.0051316 | 2060 | Mitigation | 0.95 | 45 | 0 | esc | 0.00097009 | 2.7036e-08 | 0.00097009 | 2.7036e-08 | 0.0028115 | 3.3273e-07 | 0.0092336 | 4.1237e-10
[120 empty] | 7.3.3.17.5 (Remote Grid) Updates to grid topology to minimize risk of ignition in HFTDs Remote GridWLDFRVegetation ContactAggregated | WLDFR | HFTD - Distribution - Tier 3 - 2QU CoRE ¦ 1QU LoRE | Non-Red Flag Warning - Large Fires | Vegetation Contact | Aggregated | 2061 | 2.787e-05 | 184.1265 | 0.0051316 | 2061 | Mitigation | 0.95 | 45 | 0 | esc | 0.00097009 | 2.7036e-08 | 0.00097009 | 2.7036e-08 | 0.0028115 | 3.3273e-07 | 0.0092336 | 4.1237e-10
[120 empty] | 7.3.3.17.5 (Remote Grid) Updates to grid topology to minimize risk of ignition in HFTDs Remote GridWLDFRVegetation ContactAggregated | WLDFR | HFTD - Distribution - Tier 3 - 2QU CoRE ¦ 1QU LoRE | Non-Red Flag Warning - Large Fires | Vegetation Contact | Aggregated | 2062 | 2.787e-05 | 184.1265 | 0.0051316 | 2062 | Mitigation | 0.95 | 45 | 0 | esc | 0.00097009 | 2.7036e-08 | 0.00097009 | 2.7036e-08 | 0.0028115 | 3.3273e-07 | 0.0092336 | 4.1237e-10
[120 empty] | 7.3.3.17.5 (Remote Grid) Updates to grid topology to minimize risk of ignition in HFTDs Remote GridWLDFRVegetation ContactAggregated | WLDFR | HFTD - Distribution - Tier 3 - 2QU CoRE ¦ 1QU LoRE | Non-Red Flag Warning - Large Fires | Vegetation Contact | Aggregated | 2063 | 2.787e-05 | 184.1265 | 0.0051316 | 2063 | Mitigation | 0.95 | 45 | 0 | esc | 0.00097009 | 2.7036e-08 | 0.00097009 | 2.7036e-08 | 0.0028115 | 3.3273e-07 | 0.0092336 | 4.1237e-10
[120 empty] | 7.3.3.17.5 (Remote Grid) Updates to grid topology to minimize risk of ignition in HFTDs Remote GridWLDFRVegetation ContactAggregated | WLDFR | HFTD - Distribution - Tier 3 - 2QU CoRE ¦ 1QU LoRE | Non-Red Flag Warning - Large Fires | Vegetation Contact | Aggregated | 2064 | 2.787e-05 | 184.1265 | 0.0051316 | 2064 | Mitigation | 0.95 | 45 | 0 | esc | 0.00097009 | 2.7036e-08 | 0.00097009 | 2.7036e-08 | 0.0028115 | 3.3273e-07 | 0.0092336 | 4.1237e-10
[120 empty] | 7.3.3.17.5 (Remote Grid) Updates to grid topology to minimize risk of ignition in HFTDs Remote GridWLDFRVegetation ContactAggregated | WLDFR | HFTD - Distribution - Tier 3 - 2QU CoRE ¦ 1QU LoRE | Non-Red Flag Warning - Large Fires | Vegetation Contact | Aggregated | 2065 | 2.787e-05 | 184.1265 | 0.0051316 | 2065 | Mitigation | 0.95 | 45 | 0 | esc | 0.00097009 | 2.7036e-08 | 0.00097009 | 2.7036e-08 | 0.0028115 | 3.3273e-07 | 0.0092336 | 4.1237e-10
[120 empty] | 7.3.3.17.5 (Remote Grid) Updates to grid topology to minimize risk of ignition in HFTDs Remote GridWLDFRVegetation ContactAggregated | WLDFR | HFTD - Distribution - Tier 3 - 2QU CoRE ¦ 1QU LoRE | Non-Red Flag Warning - Large Fires | Vegetation Contact | Aggregated | 2066 | 2.787e-05 | 184.1265 | 0.0051316 | 2066 | Mitigation | 0.95 | 45 | 0 | esc | 0.00097009 | 2.7036e-08 | 0.00097009 | 2.7036e-08 | 0.0028115 | 3.3273e-07 | 0.0092336 | 4.1237e-10
[120 empty] | 7.3.3.17.5 (Remote Grid) Updates to grid topology to minimize risk of ignition in HFTDs Remote GridWLDFRVegetation ContactAggregated | WLDFR | HFTD - Distribution - Tier 3 - 2QU CoRE ¦ 1QU LoRE | Non-Red Flag Warning - Large Fires | Vegetation Contact | Aggregated | 2067 | 2.787e-05 | 184.1265 | 0.0051316 | 2067 | Mitigation | 0.95 | 45 | 0 | esc | 0 | 0 | 0.00097009 | 2.7036e-08 | 0.0028115 | 3.3273e-07 | 0.0092336 | 4.1237e-10
[120 empty] | 7.3.3.17.5 (Remote Grid) Updates to grid topology to minimize risk of ignition in HFTDs Remote GridWLDFRWire-to-wire contactAggregated | WLDFR | HFTD - Distribution - Tier 3 - 2QU CoRE ¦ 1QU LoRE | Non-Red Flag Warning - Large Fires | Wire-to-wire contact | Aggregated | 2022 | 1.4796e-06 | 184.1265 | 0.00027243 | 2022 | Mitigation | 0.95 | 45 | 0 | esc | 0.00097009 | 1.4353e-09 | 0 | 0 | 0.0028115 | 3.3273e-07 | 0 | 0
[120 empty] | 7.3.3.17.5 (Remote Grid) Updates to grid topology to minimize risk of ignition in HFTDs Remote GridWLDFRWire-to-wire contactAggregated | WLDFR | HFTD - Distribution - Tier 3 - 2QU CoRE ¦ 1QU LoRE | Non-Red Flag Warning - Large Fires | Wire-to-wire contact | Aggregated | 2023 | 1.4796e-06 | 184.1265 | 0.00027243 | 2023 | Mitigation | 0.95 | 45 | 0 | esc | 0.00097009 | 1.4353e-09 | 0.00097009 | 1.4353e-09 | 0.0028115 | 3.3273e-07 | 0 | 0
[120 empty] | 7.3.3.17.5 (Remote Grid) Updates to grid topology to minimize risk of ignition in HFTDs Remote GridWLDFRWire-to-wire contactAggregated | WLDFR | HFTD - Distribution - Tier 3 - 2QU CoRE ¦ 1QU LoRE | Non-Red Flag Warning - Large Fires | Wire-to-wire contact | Aggregated | 2024 | 1.4796e-06 | 184.1265 | 0.00027243 | 2024 | Mitigation | 0.95 | 45 | 0 | esc | 0.00097009 | 1.4353e-09 | 0.00097009 | 1.4353e-09 | 0.0028115 | 3.3273e-07 | 0.0033164 | 7.224e-09
[120 empty] | 7.3.3.17.5 (Remote Grid) Updates to grid topology to minimize risk of ignition in HFTDs Remote GridWLDFRWire-to-wire contactAggregated | WLDFR | HFTD - Distribution - Tier 3 - 2QU CoRE ¦ 1QU LoRE | Non-Red Flag Warning - Large Fires | Wire-to-wire contact | Aggregated | 2025 | 1.4796e-06 | 184.1265 | 0.00027243 | 2025 | Mitigation | 0.95 | 45 | 0 | esc | 0.00097009 | 1.4353e-09 | 0.00097009 | 1.4353e-09 | 0.0028115 | 3.3273e-07 | 0.0033164 | 7.224e-09
[120 empty] | 7.3.3.17.5 (Remote Grid) Updates to grid topology to minimize risk of ignition in HFTDs Remote GridWLDFRWire-to-wire contactAggregated | WLDFR | HFTD - Distribution - Tier 3 - 2QU CoRE ¦ 1QU LoRE | Non-Red Flag Warning - Large Fires | Wire-to-wire contact | Aggregated | 2026 | 1.4796e-06 | 184.1265 | 0.00027243 | 2026 | Mitigation | 0.95 | 45 | 0 | esc | 0.00097009 | 1.4353e-09 | 0.00097009 | 1.4353e-09 | 0.0028115 | 3.3273e-07 | 0.0033164 | 7.224e-09
[120 empty] | 7.3.3.17.5 (Remote Grid) Updates to grid topology to minimize risk of ignition in HFTDs Remote GridWLDFRWire-to-wire contactAggregated | WLDFR | HFTD - Distribution - Tier 3 - 2QU CoRE ¦ 1QU LoRE | Non-Red Flag Warning - Large Fires | Wire-to-wire contact | Aggregated | 2027 | 1.4796e-06 | 184.1265 | 0.00027243 | 2027 | Mitigation | 0.95 | 45 | 0 | esc | 0.00097009 | 1.4353e-09 | 0.00097009 | 1.4353e-09 | 0.0028115 | 3.3273e-07 | 0.0033164 | 7.224e-09
[120 empty] | 7.3.3.17.5 (Remote Grid) Updates to grid topology to minimize risk of ignition in HFTDs Remote GridWLDFRWire-to-wire contactAggregated | WLDFR | HFTD - Distribution - Tier 3 - 2QU CoRE ¦ 1QU LoRE | Non-Red Flag Warning - Large Fires | Wire-to-wire contact | Aggregated | 2028 | 1.4796e-06 | 184.1265 | 0.00027243 | 2028 | Mitigation | 0.95 | 45 | 0 | esc | 0.00097009 | 1.4353e-09 | 0.00097009 | 1.4353e-09 | 0.0028115 | 3.3273e-07 | 0.0033164 | 7.224e-09
[120 empty] | 7.3.3.17.5 (Remote Grid) Updates to grid topology to minimize risk of ignition in HFTDs Remote GridWLDFRWire-to-wire contactAggregated | WLDFR | HFTD - Distribution - Tier 3 - 2QU CoRE ¦ 1QU LoRE | Non-Red Flag Warning - Large Fires | Wire-to-wire contact | Aggregated | 2029 | 1.4796e-06 | 184.1265 | 0.00027243 | 2029 | Mitigation | 0.95 | 45 | 0 | esc | 0.00097009 | 1.4353e-09 | 0.00097009 | 1.4353e-09 | 0.0028115 | 3.3273e-07 | 0.0033164 | 7.224e-09
[120 empty] | 7.3.3.17.5 (Remote Grid) Updates to grid topology to minimize risk of ignition in HFTDs Remote GridWLDFRWire-to-wire contactAggregated | WLDFR | HFTD - Distribution - Tier 3 - 2QU CoRE ¦ 1QU LoRE | Non-Red Flag Warning - Large Fires | Wire-to-wire contact | Aggregated | 2030 | 1.4796e-06 | 184.1265 | 0.00027243 | 2030 | Mitigation | 0.95 | 45 | 0 | esc | 0.00097009 | 1.4353e-09 | 0.00097009 | 1.4353e-09 | 0.0028115 | 3.3273e-07 | 0.0033164 | 7.224e-09
[120 empty] | 7.3.3.17.5 (Remote Grid) Updates to grid topology to minimize risk of ignition in HFTDs Remote GridWLDFRWire-to-wire contactAggregated | WLDFR | HFTD - Distribution - Tier 3 - 2QU CoRE ¦ 1QU LoRE | Non-Red Flag Warning - Large Fires | Wire-to-wire contact | Aggregated | 2031 | 1.4796e-06 | 184.1265 | 0.00027243 | 2031 | Mitigation | 0.95 | 45 | 0 | esc | 0.00097009 | 1.4353e-09 | 0.00097009 | 1.4353e-09 | 0.0028115 | 3.3273e-07 | 0.0033164 | 7.224e-09
[120 empty] | 7.3.3.17.5 (Remote Grid) Updates to grid topology to minimize risk of ignition in HFTDs Remote GridWLDFRWire-to-wire contactAggregated | WLDFR | HFTD - Distribution - Tier 3 - 2QU CoRE ¦ 1QU LoRE | Non-Red Flag Warning - Large Fires | Wire-to-wire contact | Aggregated | 2032 | 1.4796e-06 | 184.1265 | 0.00027243 | 2032 | Mitigation | 0.95 | 45 | 0 | esc | 0.00097009 | 1.4353e-09 | 0.00097009 | 1.4353e-09 | 0.0028115 | 3.3273e-07 | 0.0033164 | 7.224e-09
[120 empty] | 7.3.3.17.5 (Remote Grid) Updates to grid topology to minimize risk of ignition in HFTDs Remote GridWLDFRWire-to-wire contactAggregated | WLDFR | HFTD - Distribution - Tier 3 - 2QU CoRE ¦ 1QU LoRE | Non-Red Flag Warning - Large Fires | Wire-to-wire contact | Aggregated | 2033 | 1.4796e-06 | 184.1265 | 0.00027243 | 2033 | Mitigation | 0.95 | 45 | 0 | esc | 0.00097009 | 1.4353e-09 | 0.00097009 | 1.4353e-09 | 0.0028115 | 3.3273e-07 | 0.0033164 | 7.224e-09
[120 empty] | 7.3.3.17.5 (Remote Grid) Updates to grid topology to minimize risk of ignition in HFTDs Remote GridWLDFRWire-to-wire contactAggregated | WLDFR | HFTD - Distribution - Tier 3 - 2QU CoRE ¦ 1QU LoRE | Non-Red Flag Warning - Large Fires | Wire-to-wire contact | Aggregated | 2034 | 1.4796e-06 | 184.1265 | 0.00027243 | 2034 | Mitigation | 0.95 | 45 | 0 | esc | 0.00097009 | 1.4353e-09 | 0.00097009 | 1.4353e-09 | 0.0028115 | 3.3273e-07 | 0.0033164 | 7.224e-09
[120 empty] | 7.3.3.17.5 (Remote Grid) Updates to grid topology to minimize risk of ignition in HFTDs Remote GridWLDFRWire-to-wire contactAggregated | WLDFR | HFTD - Distribution - Tier 3 - 2QU CoRE ¦ 1QU LoRE | Non-Red Flag Warning - Large Fires | Wire-to-wire contact | Aggregated | 2035 | 1.4796e-06 | 184.1265 | 0.00027243 | 2035 | Mitigation | 0.95 | 45 | 0 | esc | 0.00097009 | 1.4353e-09 | 0.00097009 | 1.4353e-09 | 0.0028115 | 3.3273e-07 | 0.0033164 | 7.224e-09
[120 empty] | 7.3.3.17.5 (Remote Grid) Updates to grid topology to minimize risk of ignition in HFTDs Remote GridWLDFRWire-to-wire contactAggregated | WLDFR | HFTD - Distribution - Tier 3 - 2QU CoRE ¦ 1QU LoRE | Non-Red Flag Warning - Large Fires | Wire-to-wire contact | Aggregated | 2036 | 1.4796e-06 | 184.1265 | 0.00027243 | 2036 | Mitigation | 0.95 | 45 | 0 | esc | 0.00097009 | 1.4353e-09 | 0.00097009 | 1.4353e-09 | 0.0028115 | 3.3273e-07 | 0.0033164 | 7.224e-09
[120 empty] | 7.3.3.17.5 (Remote Grid) Updates to grid topology to minimize risk of ignition in HFTDs Remote GridWLDFRWire-to-wire contactAggregated | WLDFR | HFTD - Distribution - Tier 3 - 2QU CoRE ¦ 1QU LoRE | Non-Red Flag Warning - Large Fires | Wire-to-wire contact | Aggregated | 2037 | 1.4796e-06 | 184.1265 | 0.00027243 | 2037 | Mitigation | 0.95 | 45 | 0 | esc | 0.00097009 | 1.4353e-09 | 0.00097009 | 1.4353e-09 | 0.0028115 | 3.3273e-07 | 0.0033164 | 7.224e-09
[120 empty] | 7.3.3.17.5 (Remote Grid) Updates to grid topology to minimize risk of ignition in HFTDs Remote GridWLDFRWire-to-wire contactAggregated | WLDFR | HFTD - Distribution - Tier 3 - 2QU CoRE ¦ 1QU LoRE | Non-Red Flag Warning - Large Fires | Wire-to-wire contact | Aggregated | 2038 | 1.4796e-06 | 184.1265 | 0.00027243 | 2038 | Mitigation | 0.95 | 45 | 0 | esc | 0.00097009 | 1.4353e-09 | 0.00097009 | 1.4353e-09 | 0.0028115 | 3.3273e-07 | 0.0033164 | 7.224e-09
[120 empty] | 7.3.3.17.5 (Remote Grid) Updates to grid topology to minimize risk of ignition in HFTDs Remote GridWLDFRWire-to-wire contactAggregated | WLDFR | HFTD - Distribution - Tier 3 - 2QU CoRE ¦ 1QU LoRE | Non-Red Flag Warning - Large Fires | Wire-to-wire contact | Aggregated | 2039 | 1.4796e-06 | 184.1265 | 0.00027243 | 2039 | Mitigation | 0.95 | 45 | 0 | esc | 0.00097009 | 1.4353e-09 | 0.00097009 | 1.4353e-09 | 0.0028115 | 3.3273e-07 | 0.0033164 | 7.224e-09
[120 empty] | 7.3.3.17.5 (Remote Grid) Updates to grid topology to minimize risk of ignition in HFTDs Remote GridWLDFRWire-to-wire contactAggregated | WLDFR | HFTD - Distribution - Tier 3 - 2QU CoRE ¦ 1QU LoRE | Non-Red Flag Warning - Large Fires | Wire-to-wire contact | Aggregated | 2040 | 1.4796e-06 | 184.1265 | 0.00027243 | 2040 | Mitigation | 0.95 | 45 | 0 | esc | 0.00097009 | 1.4353e-09 | 0.00097009 | 1.4353e-09 | 0.0028115 | 3.3273e-07 | 0.0033164 | 7.224e-09
[120 empty] | 7.3.3.17.5 (Remote Grid) Updates to grid topology to minimize risk of ignition in HFTDs Remote GridWLDFRWire-to-wire contactAggregated | WLDFR | HFTD - Distribution - Tier 3 - 2QU CoRE ¦ 1QU LoRE | Non-Red Flag Warning - Large Fires | Wire-to-wire contact | Aggregated | 2041 | 1.4796e-06 | 184.1265 | 0.00027243 | 2041 | Mitigation | 0.95 | 45 | 0 | esc | 0.00097009 | 1.4353e-09 | 0.00097009 | 1.4353e-09 | 0.0028115 | 3.3273e-07 | 0.0033164 | 7.224e-09
[120 empty] | 7.3.3.17.5 (Remote Grid) Updates to grid topology to minimize risk of ignition in HFTDs Remote GridWLDFRWire-to-wire contactAggregated | WLDFR | HFTD - Distribution - Tier 3 - 2QU CoRE ¦ 1QU LoRE | Non-Red Flag Warning - Large Fires | Wire-to-wire contact | Aggregated | 2042 | 1.4796e-06 | 184.1265 | 0.00027243 | 2042 | Mitigation | 0.95 | 45 | 0 | esc | 0.00097009 | 1.4353e-09 | 0.00097009 | 1.4353e-09 | 0.0028115 | 3.3273e-07 | 0.0033164 | 7.224e-09
[120 empty] | 7.3.3.17.5 (Remote Grid) Updates to grid topology to minimize risk of ignition in HFTDs Remote GridWLDFRWire-to-wire contactAggregated | WLDFR | HFTD - Distribution - Tier 3 - 2QU CoRE ¦ 1QU LoRE | Non-Red Flag Warning - Large Fires | Wire-to-wire contact | Aggregated | 2043 | 1.4796e-06 | 184.1265 | 0.00027243 | 2043 | Mitigation | 0.95 | 45 | 0 | esc | 0.00097009 | 1.4353e-09 | 0.00097009 | 1.4353e-09 | 0.0028115 | 3.3273e-07 | 0.0033164 | 7.224e-09
[120 empty] | 7.3.3.17.5 (Remote Grid) Updates to grid topology to minimize risk of ignition in HFTDs Remote GridWLDFRWire-to-wire contactAggregated | WLDFR | HFTD - Distribution - Tier 3 - 2QU CoRE ¦ 1QU LoRE | Non-Red Flag Warning - Large Fires | Wire-to-wire contact | Aggregated | 2044 | 1.4796e-06 | 184.1265 | 0.00027243 | 2044 | Mitigation | 0.95 | 45 | 0 | esc | 0.00097009 | 1.4353e-09 | 0.00097009 | 1.4353e-09 | 0.0028115 | 3.3273e-07 | 0.0033164 | 7.224e-09
[120 empty] | 7.3.3.17.5 (Remote Grid) Updates to grid topology to minimize risk of ignition in HFTDs Remote GridWLDFRWire-to-wire contactAggregated | WLDFR | HFTD - Distribution - Tier 3 - 2QU CoRE ¦ 1QU LoRE | Non-Red Flag Warning - Large Fires | Wire-to-wire contact | Aggregated | 2045 | 1.4796e-06 | 184.1265 | 0.00027243 | 2045 | Mitigation | 0.95 | 45 | 0 | esc | 0.00097009 | 1.4353e-09 | 0.00097009 | 1.4353e-09 | 0.0028115 | 3.3273e-07 | 0.0033164 | 7.224e-09
[120 empty] | 7.3.3.17.5 (Remote Grid) Updates to grid topology to minimize risk of ignition in HFTDs Remote GridWLDFRWire-to-wire contactAggregated | WLDFR | HFTD - Distribution - Tier 3 - 2QU CoRE ¦ 1QU LoRE | Non-Red Flag Warning - Large Fires | Wire-to-wire contact | Aggregated | 2046 | 1.4796e-06 | 184.1265 | 0.00027243 | 2046 | Mitigation | 0.95 | 45 | 0 | esc | 0.00097009 | 1.4353e-09 | 0.00097009 | 1.4353e-09 | 0.0028115 | 3.3273e-07 | 0.0033164 | 7.224e-09
[120 empty] | 7.3.3.17.5 (Remote Grid) Updates to grid topology to minimize risk of ignition in HFTDs Remote GridWLDFRWire-to-wire contactAggregated | WLDFR | HFTD - Distribution - Tier 3 - 2QU CoRE ¦ 1QU LoRE | Non-Red Flag Warning - Large Fires | Wire-to-wire contact | Aggregated | 2047 | 1.4796e-06 | 184.1265 | 0.00027243 | 2047 | Mitigation | 0.95 | 45 | 0 | esc | 0.00097009 | 1.4353e-09 | 0.00097009 | 1.4353e-09 | 0.0028115 | 3.3273e-07 | 0.0033164 | 7.224e-09
[120 empty] | 7.3.3.17.5 (Remote Grid) Updates to grid topology to minimize risk of ignition in HFTDs Remote GridWLDFRWire-to-wire contactAggregated | WLDFR | HFTD - Distribution - Tier 3 - 2QU CoRE ¦ 1QU LoRE | Non-Red Flag Warning - Large Fires | Wire-to-wire contact | Aggregated | 2048 | 1.4796e-06 | 184.1265 | 0.00027243 | 2048 | Mitigation | 0.95 | 45 | 0 | esc | 0.00097009 | 1.4353e-09 | 0.00097009 | 1.4353e-09 | 0 | 0 | 0.0033164 | 7.224e-09
[120 empty] | 7.3.3.17.5 (Remote Grid) Updates to grid topology to minimize risk of ignition in HFTDs Remote GridWLDFRWire-to-wire contactAggregated | WLDFR | HFTD - Distribution - Tier 3 - 2QU CoRE ¦ 1QU LoRE | Non-Red Flag Warning - Large Fires | Wire-to-wire contact | Aggregated | 2049 | 1.4796e-06 | 184.1265 | 0.00027243 | 2049 | Mitigation | 0.95 | 45 | 0 | esc | 0.00097009 | 1.4353e-09 | 0.00097009 | 1.4353e-09 | 0.0028115 | 8.0731e-09 | 0.0033164 | 7.224e-09
[120 empty] | 7.3.3.17.5 (Remote Grid) Updates to grid topology to minimize risk of ignition in HFTDs Remote GridWLDFRWire-to-wire contactAggregated | WLDFR | HFTD - Distribution - Tier 3 - 2QU CoRE ¦ 1QU LoRE | Non-Red Flag Warning - Large Fires | Wire-to-wire contact | Aggregated | 2050 | 1.4796e-06 | 184.1265 | 0.00027243 | 2050 | Mitigation | 0.95 | 45 | 0 | esc | 0.00097009 | 1.4353e-09 | 0.00097009 | 1.4353e-09 | 0.0028115 | 8.0731e-09 | 0.0033164 | 7.224e-09
[120 empty] | 7.3.3.17.5 (Remote Grid) Updates to grid topology to minimize risk of ignition in HFTDs Remote GridWLDFRWire-to-wire contactAggregated | WLDFR | HFTD - Distribution - Tier 3 - 2QU CoRE ¦ 1QU LoRE | Non-Red Flag Warning - Large Fires | Wire-to-wire contact | Aggregated | 2051 | 1.4796e-06 | 184.1265 | 0.00027243 | 2051 | Mitigation | 0.95 | 45 | 0 | esc | 0.00097009 | 1.4353e-09 | 0.00097009 | 1.4353e-09 | 0.0028115 | 8.0731e-09 | 0.0033164 | 7.224e-09
[120 empty] | 7.3.3.17.5 (Remote Grid) Updates to grid topology to minimize risk of ignition in HFTDs Remote GridWLDFRWire-to-wire contactAggregated | WLDFR | HFTD - Distribution - Tier 3 - 2QU CoRE ¦ 1QU LoRE | Non-Red Flag Warning - Large Fires | Wire-to-wire contact | Aggregated | 2052 | 1.4796e-06 | 184.1265 | 0.00027243 | 2052 | Mitigation | 0.95 | 45 | 0 | esc | 0.00097009 | 1.4353e-09 | 0.00097009 | 1.4353e-09 | 0.0028115 | 8.0731e-09 | 0.0033164 | 7.224e-09
[120 empty] | 7.3.3.17.5 (Remote Grid) Updates to grid topology to minimize risk of ignition in HFTDs Remote GridWLDFRWire-to-wire contactAggregated | WLDFR | HFTD - Distribution - Tier 3 - 2QU CoRE ¦ 1QU LoRE | Non-Red Flag Warning - Large Fires | Wire-to-wire contact | Aggregated | 2053 | 1.4796e-06 | 184.1265 | 0.00027243 | 2053 | Mitigation | 0.95 | 45 | 0 | esc | 0.00097009 | 1.4353e-09 | 0.00097009 | 1.4353e-09 | 0.0028115 | 8.0731e-09 | 0.0033164 | 7.224e-09
[120 empty] | 7.3.3.17.5 (Remote Grid) Updates to grid topology to minimize risk of ignition in HFTDs Remote GridWLDFRWire-to-wire contactAggregated | WLDFR | HFTD - Distribution - Tier 3 - 2QU CoRE ¦ 1QU LoRE | Non-Red Flag Warning - Large Fires | Wire-to-wire contact | Aggregated | 2054 | 1.4796e-06 | 184.1265 | 0.00027243 | 2054 | Mitigation | 0.95 | 45 | 0 | esc | 0.00097009 | 1.4353e-09 | 0.00097009 | 1.4353e-09 | 0.0028115 | 8.0731e-09 | 0 | 0
[120 empty] | 7.3.3.17.5 (Remote Grid) Updates to grid topology to minimize risk of ignition in HFTDs Remote GridWLDFRWire-to-wire contactAggregated | WLDFR | HFTD - Distribution - Tier 3 - 2QU CoRE ¦ 1QU LoRE | Non-Red Flag Warning - Large Fires | Wire-to-wire contact | Aggregated | 2055 | 1.4796e-06 | 184.1265 | 0.00027243 | 2055 | Mitigation | 0.95 | 45 | 0 | esc | 0.00097009 | 1.4353e-09 | 0.00097009 | 1.4353e-09 | 0.0028115 | 8.0731e-09 | 0 | 0
[120 empty] | 7.3.3.17.5 (Remote Grid) Updates to grid topology to minimize risk of ignition in HFTDs Remote GridWLDFRWire-to-wire contactAggregated | WLDFR | HFTD - Distribution - Tier 3 - 2QU CoRE ¦ 1QU LoRE | Non-Red Flag Warning - Large Fires | Wire-to-wire contact | Aggregated | 2056 | 1.4796e-06 | 184.1265 | 0.00027243 | 2056 | Mitigation | 0.95 | 45 | 0 | esc | 0.00097009 | 1.4353e-09 | 0.00097009 | 1.4353e-09 | 0.0028115 | 8.0731e-09 | 0.013543 | 6.8936e-10
[120 empty] | 7.3.3.17.5 (Remote Grid) Updates to grid topology to minimize risk of ignition in HFTDs Remote GridWLDFRWire-to-wire contactAggregated | WLDFR | HFTD - Distribution - Tier 3 - 2QU CoRE ¦ 1QU LoRE | Non-Red Flag Warning - Large Fires | Wire-to-wire contact | Aggregated | 2057 | 1.4796e-06 | 184.1265 | 0.00027243 | 2057 | Mitigation | 0.95 | 45 | 0 | esc | 0.00097009 | 1.4353e-09 | 0.00097009 | 1.4353e-09 | 0.0028115 | 8.0731e-09 | 0.013543 | 6.8936e-10
[120 empty] | 7.3.3.17.5 (Remote Grid) Updates to grid topology to minimize risk of ignition in HFTDs Remote GridWLDFRWire-to-wire contactAggregated | WLDFR | HFTD - Distribution - Tier 3 - 2QU CoRE ¦ 1QU LoRE | Non-Red Flag Warning - Large Fires | Wire-to-wire contact | Aggregated | 2058 | 1.4796e-06 | 184.1265 | 0.00027243 | 2058 | Mitigation | 0.95 | 45 | 0 | esc | 0.00097009 | 1.4353e-09 | 0.00097009 | 1.4353e-09 | 0.0028115 | 8.0731e-09 | 0.013543 | 6.8936e-10
[120 empty] | 7.3.3.17.5 (Remote Grid) Updates to grid topology to minimize risk of ignition in HFTDs Remote GridWLDFRWire-to-wire contactAggregated | WLDFR | HFTD - Distribution - Tier 3 - 2QU CoRE ¦ 1QU LoRE | Non-Red Flag Warning - Large Fires | Wire-to-wire contact | Aggregated | 2059 | 1.4796e-06 | 184.1265 | 0.00027243 | 2059 | Mitigation | 0.95 | 45 | 0 | esc | 0.00097009 | 1.4353e-09 | 0.00097009 | 1.4353e-09 | 0.0028115 | 8.0731e-09 | 0.013543 | 6.8936e-10
[120 empty] | 7.3.3.17.5 (Remote Grid) Updates to grid topology to minimize risk of ignition in HFTDs Remote GridWLDFRWire-to-wire contactAggregated | WLDFR | HFTD - Distribution - Tier 3 - 2QU CoRE ¦ 1QU LoRE | Non-Red Flag Warning - Large Fires | Wire-to-wire contact | Aggregated | 2060 | 1.4796e-06 | 184.1265 | 0.00027243 | 2060 | Mitigation | 0.95 | 45 | 0 | esc | 0.00097009 | 1.4353e-09 | 0.00097009 | 1.4353e-09 | 0.0028115 | 8.0731e-09 | 0.013543 | 6.8936e-10
[120 empty] | 7.3.3.17.5 (Remote Grid) Updates to grid topology to minimize risk of ignition in HFTDs Remote GridWLDFRWire-to-wire contactAggregated | WLDFR | HFTD - Distribution - Tier 3 - 2QU CoRE ¦ 1QU LoRE | Non-Red Flag Warning - Large Fires | Wire-to-wire contact | Aggregated | 2061 | 1.4796e-06 | 184.1265 | 0.00027243 | 2061 | Mitigation | 0.95 | 45 | 0 | esc | 0.00097009 | 1.4353e-09 | 0.00097009 | 1.4353e-09 | 0.0028115 | 8.0731e-09 | 0.013543 | 6.8936e-10
[120 empty] | 7.3.3.17.5 (Remote Grid) Updates to grid topology to minimize risk of ignition in HFTDs Remote GridWLDFRWire-to-wire contactAggregated | WLDFR | HFTD - Distribution - Tier 3 - 2QU CoRE ¦ 1QU LoRE | Non-Red Flag Warning - Large Fires | Wire-to-wire contact | Aggregated | 2062 | 1.4796e-06 | 184.1265 | 0.00027243 | 2062 | Mitigation | 0.95 | 45 | 0 | esc | 0.00097009 | 1.4353e-09 | 0.00097009 | 1.4353e-09 | 0.0028115 | 8.0731e-09 | 0.013543 | 6.8936e-10
[120 empty] | 7.3.3.17.5 (Remote Grid) Updates to grid topology to minimize risk of ignition in HFTDs Remote GridWLDFRWire-to-wire contactAggregated | WLDFR | HFTD - Distribution - Tier 3 - 2QU CoRE ¦ 1QU LoRE | Non-Red Flag Warning - Large Fires | Wire-to-wire contact | Aggregated | 2063 | 1.4796e-06 | 184.1265 | 0.00027243 | 2063 | Mitigation | 0.95 | 45 | 0 | esc | 0.00097009 | 1.4353e-09 | 0.00097009 | 1.4353e-09 | 0.0028115 | 8.0731e-09 | 0.013543 | 6.8936e-10
[120 empty] | 7.3.3.17.5 (Remote Grid) Updates to grid topology to minimize risk of ignition in HFTDs Remote GridWLDFRWire-to-wire contactAggregated | WLDFR | HFTD - Distribution - Tier 3 - 2QU CoRE ¦ 1QU LoRE | Non-Red Flag Warning - Large Fires | Wire-to-wire contact | Aggregated | 2064 | 1.4796e-06 | 184.1265 | 0.00027243 | 2064 | Mitigation | 0.95 | 45 | 0 | esc | 0.00097009 | 1.4353e-09 | 0.00097009 | 1.4353e-09 | 0.0028115 | 8.0731e-09 | 0.013543 | 6.8936e-10
[120 empty] | 7.3.3.17.5 (Remote Grid) Updates to grid topology to minimize risk of ignition in HFTDs Remote GridWLDFRWire-to-wire contactAggregated | WLDFR | HFTD - Distribution - Tier 3 - 2QU CoRE ¦ 1QU LoRE | Non-Red Flag Warning - Large Fires | Wire-to-wire contact | Aggregated | 2065 | 1.4796e-06 | 184.1265 | 0.00027243 | 2065 | Mitigation | 0.95 | 45 | 0 | esc | 0.00097009 | 1.4353e-09 | 0.00097009 | 1.4353e-09 | 0.0028115 | 8.0731e-09 | 0.013543 | 6.8936e-10
[120 empty] | 7.3.3.17.5 (Remote Grid) Updates to grid topology to minimize risk of ignition in HFTDs Remote GridWLDFRWire-to-wire contactAggregated | WLDFR | HFTD - Distribution - Tier 3 - 2QU CoRE ¦ 1QU LoRE | Non-Red Flag Warning - Large Fires | Wire-to-wire contact | Aggregated | 2066 | 1.4796e-06 | 184.1265 | 0.00027243 | 2066 | Mitigation | 0.95 | 45 | 0 | esc | 0.00097009 | 1.4353e-09 | 0.00097009 | 1.4353e-09 | 0.0028115 | 8.0731e-09 | 0.013543 | 6.8936e-10
[120 empty] | 7.3.3.17.5 (Remote Grid) Updates to grid topology to minimize risk of ignition in HFTDs Remote GridWLDFRWire-to-wire contactAggregated | WLDFR | HFTD - Distribution - Tier 3 - 2QU CoRE ¦ 1QU LoRE | Non-Red Flag Warning - Large Fires | Wire-to-wire contact | Aggregated | 2067 | 1.4796e-06 | 184.1265 | 0.00027243 | 2067 | Mitigation | 0.95 | 45 | 0 | esc | 0 | 0 | 0.00097009 | 1.4353e-09 | 0.0028115 | 8.0731e-09 | 0.013543 | 6.8936e-10
[120 empty] | 7.3.3.17.5 (Remote Grid) Updates to grid topology to minimize risk of ignition in HFTDs Remote GridWLDFRContact from objectAggregated | WLDFR | HFTD - Distribution - Tier 3 - 2QU CoRE ¦ 1QU LoRE | Non-Red Flag Warning - Small Fires | Contact from object | Aggregated | 2022 | 0.0008542 | 184.1265 | 0.15728 | 2022 | Mitigation | 0.95 | 45 | 0 | esc | 0.00097009 | 8.2864e-07 | 0 | 0 | 0.0028115 | 8.0731e-09 | 0.013543 | 6.8936e-10
[120 empty] | 7.3.3.17.5 (Remote Grid) Updates to grid topology to minimize risk of ignition in HFTDs Remote GridWLDFRContact from objectAggregated | WLDFR | HFTD - Distribution - Tier 3 - 2QU CoRE ¦ 1QU LoRE | Non-Red Flag Warning - Small Fires | Contact from object | Aggregated | 2023 | 0.0008542 | 184.1265 | 0.15728 | 2023 | Mitigation | 0.95 | 45 | 0 | esc | 0.00097009 | 8.2864e-07 | 0.00097009 | 8.2864e-07 | 0.0028115 | 8.0731e-09 | 0.013543 | 6.8936e-10
[120 empty] | 7.3.3.17.5 (Remote Grid) Updates to grid topology to minimize risk of ignition in HFTDs Remote GridWLDFRContact from objectAggregated | WLDFR | HFTD - Distribution - Tier 3 - 2QU CoRE ¦ 1QU LoRE | Non-Red Flag Warning - Small Fires | Contact from object | Aggregated | 2024 | 0.0008542 | 184.1265 | 0.15728 | 2024 | Mitigation | 0.95 | 45 | 0 | esc | 0.00097009 | 8.2864e-07 | 0.00097009 | 8.2864e-07 | 0.0028115 | 8.0731e-09 | 0.013543 | 6.8936e-10
[120 empty] | 7.3.3.17.5 (Remote Grid) Updates to grid topology to minimize risk of ignition in HFTDs Remote GridWLDFRContact from objectAggregated | WLDFR | HFTD - Distribution - Tier 3 - 2QU CoRE ¦ 1QU LoRE | Non-Red Flag Warning - Small Fires | Contact from object | Aggregated | 2025 | 0.0008542 | 184.1265 | 0.15728 | 2025 | Mitigation | 0.95 | 45 | 0 | esc | 0.00097009 | 8.2864e-07 | 0.00097009 | 8.2864e-07 | 0.0028115 | 8.0731e-09 | 0.013543 | 6.8936e-10
[120 empty] | 7.3.3.17.5 (Remote Grid) Updates to grid topology to minimize risk of ignition in HFTDs Remote GridWLDFRContact from objectAggregated | WLDFR | HFTD - Distribution - Tier 3 - 2QU CoRE ¦ 1QU LoRE | Non-Red Flag Warning - Small Fires | Contact from object | Aggregated | 2026 | 0.0008542 | 184.1265 | 0.15728 | 2026 | Mitigation | 0.95 | 45 | 0 | esc | 0.00097009 | 8.2864e-07 | 0.00097009 | 8.2864e-07 | 0.0028115 | 8.0731e-09 | 0.013543 | 6.8936e-10
[120 empty] | 7.3.3.17.5 (Remote Grid) Updates to grid topology to minimize risk of ignition in HFTDs Remote GridWLDFRContact from objectAggregated | WLDFR | HFTD - Distribution - Tier 3 - 2QU CoRE ¦ 1QU LoRE | Non-Red Flag Warning - Small Fires | Contact from object | Aggregated | 2027 | 0.0008542 | 184.1265 | 0.15728 | 2027 | Mitigation | 0.95 | 45 | 0 | esc | 0.00097009 | 8.2864e-07 | 0.00097009 | 8.2864e-07 | 0.0028115 | 8.0731e-09 | 0.013543 | 6.8936e-10
[120 empty] | 7.3.3.17.5 (Remote Grid) Updates to grid topology to minimize risk of ignition in HFTDs Remote GridWLDFRContact from objectAggregated | WLDFR | HFTD - Distribution - Tier 3 - 2QU CoRE ¦ 1QU LoRE | Non-Red Flag Warning - Small Fires | Contact from object | Aggregated | 2028 | 0.0008542 | 184.1265 | 0.15728 | 2028 | Mitigation | 0.95 | 45 | 0 | esc | 0.00097009 | 8.2864e-07 | 0.00097009 | 8.2864e-07 | 0.0028115 | 8.0731e-09 | 0.013543 | 6.8936e-10
[120 empty] | 7.3.3.17.5 (Remote Grid) Updates to grid topology to minimize risk of ignition in HFTDs Remote GridWLDFRContact from objectAggregated | WLDFR | HFTD - Distribution - Tier 3 - 2QU CoRE ¦ 1QU LoRE | Non-Red Flag Warning - Small Fires | Contact from object | Aggregated | 2029 | 0.0008542 | 184.1265 | 0.15728 | 2029 | Mitigation | 0.95 | 45 | 0 | esc | 0.00097009 | 8.2864e-07 | 0.00097009 | 8.2864e-07 | 0.0028115 | 8.0731e-09 | 0.013543 | 6.8936e-10
[120 empty] | 7.3.3.17.5 (Remote Grid) Updates to grid topology to minimize risk of ignition in HFTDs Remote GridWLDFRContact from objectAggregated | WLDFR | HFTD - Distribution - Tier 3 - 2QU CoRE ¦ 1QU LoRE | Non-Red Flag Warning - Small Fires | Contact from object | Aggregated | 2030 | 0.0008542 | 184.1265 | 0.15728 | 2030 | Mitigation | 0.95 | 45 | 0 | esc | 0.00097009 | 8.2864e-07 | 0.00097009 | 8.2864e-07 | 0.0028115 | 8.0731e-09 | 0.013543 | 6.8936e-10
[120 empty] | 7.3.3.17.5 (Remote Grid) Updates to grid topology to minimize risk of ignition in HFTDs Remote GridWLDFRContact from objectAggregated | WLDFR | HFTD - Distribution - Tier 3 - 2QU CoRE ¦ 1QU LoRE | Non-Red Flag Warning - Small Fires | Contact from object | Aggregated | 2031 | 0.0008542 | 184.1265 | 0.15728 | 2031 | Mitigation | 0.95 | 45 | 0 | esc | 0.00097009 | 8.2864e-07 | 0.00097009 | 8.2864e-07 | 0.0028115 | 8.0731e-09 | 0.013543 | 6.8936e-10
[120 empty] | 7.3.3.17.5 (Remote Grid) Updates to grid topology to minimize risk of ignition in HFTDs Remote GridWLDFRContact from objectAggregated | WLDFR | HFTD - Distribution - Tier 3 - 2QU CoRE ¦ 1QU LoRE | Non-Red Flag Warning - Small Fires | Contact from object | Aggregated | 2032 | 0.0008542 | 184.1265 | 0.15728 | 2032 | Mitigation | 0.95 | 45 | 0 | esc | 0.00097009 | 8.2864e-07 | 0.00097009 | 8.2864e-07 | 0.0028115 | 8.0731e-09 | 0.013543 | 6.8936e-10
[120 empty] | 7.3.3.17.5 (Remote Grid) Updates to grid topology to minimize risk of ignition in HFTDs Remote GridWLDFRContact from objectAggregated | WLDFR | HFTD - Distribution - Tier 3 - 2QU CoRE ¦ 1QU LoRE | Non-Red Flag Warning - Small Fires | Contact from object | Aggregated | 2033 | 0.0008542 | 184.1265 | 0.15728 | 2033 | Mitigation | 0.95 | 45 | 0 | esc | 0.00097009 | 8.2864e-07 | 0.00097009 | 8.2864e-07 | 0.0028115 | 8.0731e-09 | 0.013543 | 6.8936e-10
[120 empty] | 7.3.3.17.5 (Remote Grid) Updates to grid topology to minimize risk of ignition in HFTDs Remote GridWLDFRContact from objectAggregated | WLDFR | HFTD - Distribution - Tier 3 - 2QU CoRE ¦ 1QU LoRE | Non-Red Flag Warning - Small Fires | Contact from object | Aggregated | 2034 | 0.0008542 | 184.1265 | 0.15728 | 2034 | Mitigation | 0.95 | 45 | 0 | esc | 0.00097009 | 8.2864e-07 | 0.00097009 | 8.2864e-07 | 0.0028115 | 8.0731e-09 | 0.013543 | 6.8936e-10
[120 empty] | 7.3.3.17.5 (Remote Grid) Updates to grid topology to minimize risk of ignition in HFTDs Remote GridWLDFRContact from objectAggregated | WLDFR | HFTD - Distribution - Tier 3 - 2QU CoRE ¦ 1QU LoRE | Non-Red Flag Warning - Small Fires | Contact from object | Aggregated | 2035 | 0.0008542 | 184.1265 | 0.15728 | 2035 | Mitigation | 0.95 | 45 | 0 | esc | 0.00097009 | 8.2864e-07 | 0.00097009 | 8.2864e-07 | 0.0028115 | 8.0731e-09 | 0.013543 | 6.8936e-10
[120 empty] | 7.3.3.17.5 (Remote Grid) Updates to grid topology to minimize risk of ignition in HFTDs Remote GridWLDFRContact from objectAggregated | WLDFR | HFTD - Distribution - Tier 3 - 2QU CoRE ¦ 1QU LoRE | Non-Red Flag Warning - Small Fires | Contact from object | Aggregated | 2036 | 0.0008542 | 184.1265 | 0.15728 | 2036 | Mitigation | 0.95 | 45 | 0 | esc | 0.00097009 | 8.2864e-07 | 0.00097009 | 8.2864e-07 | 0.0028115 | 8.0731e-09 | 0.013543 | 6.8936e-10
[120 empty] | 7.3.3.17.5 (Remote Grid) Updates to grid topology to minimize risk of ignition in HFTDs Remote GridWLDFRContact from objectAggregated | WLDFR | HFTD - Distribution - Tier 3 - 2QU CoRE ¦ 1QU LoRE | Non-Red Flag Warning - Small Fires | Contact from object | Aggregated | 2037 | 0.0008542 | 184.1265 | 0.15728 | 2037 | Mitigation | 0.95 | 45 | 0 | esc | 0.00097009 | 8.2864e-07 | 0.00097009 | 8.2864e-07 | 0.0028115 | 8.0731e-09 | 0.013543 | 6.8936e-10
[120 empty] | 7.3.3.17.5 (Remote Grid) Updates to grid topology to minimize risk of ignition in HFTDs Remote GridWLDFRContact from objectAggregated | WLDFR | HFTD - Distribution - Tier 3 - 2QU CoRE ¦ 1QU LoRE | Non-Red Flag Warning - Small Fires | Contact from object | Aggregated | 2038 | 0.0008542 | 184.1265 | 0.15728 | 2038 | Mitigation | 0.95 | 45 | 0 | esc | 0.00097009 | 8.2864e-07 | 0.00097009 | 8.2864e-07 | 0.0028115 | 8.0731e-09 | 0.013543 | 6.8936e-10
[120 empty] | 7.3.3.17.5 (Remote Grid) Updates to grid topology to minimize risk of ignition in HFTDs Remote GridWLDFRContact from objectAggregated | WLDFR | HFTD - Distribution - Tier 3 - 2QU CoRE ¦ 1QU LoRE | Non-Red Flag Warning - Small Fires | Contact from object | Aggregated | 2039 | 0.0008542 | 184.1265 | 0.15728 | 2039 | Mitigation | 0.95 | 45 | 0 | esc | 0.00097009 | 8.2864e-07 | 0.00097009 | 8.2864e-07 | 0.0028115 | 8.0731e-09 | 0.013543 | 6.8936e-10
[120 empty] | 7.3.3.17.5 (Remote Grid) Updates to grid topology to minimize risk of ignition in HFTDs Remote GridWLDFRContact from objectAggregated | WLDFR | HFTD - Distribution - Tier 3 - 2QU CoRE ¦ 1QU LoRE | Non-Red Flag Warning - Small Fires | Contact from object | Aggregated | 2040 | 0.0008542 | 184.1265 | 0.15728 | 2040 | Mitigation | 0.95 | 45 | 0 | esc | 0.00097009 | 8.2864e-07 | 0.00097009 | 8.2864e-07 | 0.0028115 | 8.0731e-09 | 0 | 0
[120 empty] | 7.3.3.17.5 (Remote Grid) Updates to grid topology to minimize risk of ignition in HFTDs Remote GridWLDFRContact from objectAggregated | WLDFR | HFTD - Distribution - Tier 3 - 2QU CoRE ¦ 1QU LoRE | Non-Red Flag Warning - Small Fires | Contact from object | Aggregated | 2041 | 0.0008542 | 184.1265 | 0.15728 | 2041 | Mitigation | 0.95 | 45 | 0 | esc | 0.00097009 | 8.2864e-07 | 0.00097009 | 8.2864e-07 | 0.0028115 | 8.0731e-09 | 0 | 0
[120 empty] | 7.3.3.17.5 (Remote Grid) Updates to grid topology to minimize risk of ignition in HFTDs Remote GridWLDFRContact from objectAggregated | WLDFR | HFTD - Distribution - Tier 3 - 2QU CoRE ¦ 1QU LoRE | Non-Red Flag Warning - Small Fires | Contact from object | Aggregated | 2042 | 0.0008542 | 184.1265 | 0.15728 | 2042 | Mitigation | 0.95 | 45 | 0 | esc | 0.00097009 | 8.2864e-07 | 0.00097009 | 8.2864e-07 | 0.0028115 | 8.0731e-09 | 0.0013359 | 6.5227e-10
[120 empty] | 7.3.3.17.5 (Remote Grid) Updates to grid topology to minimize risk of ignition in HFTDs Remote GridWLDFRContact from objectAggregated | WLDFR | HFTD - Distribution - Tier 3 - 2QU CoRE ¦ 1QU LoRE | Non-Red Flag Warning - Small Fires | Contact from object | Aggregated | 2043 | 0.0008542 | 184.1265 | 0.15728 | 2043 | Mitigation | 0.95 | 45 | 0 | esc | 0.00097009 | 8.2864e-07 | 0.00097009 | 8.2864e-07 | 0.0028115 | 8.0731e-09 | 0.0013359 | 6.5227e-10
[120 empty] | 7.3.3.17.5 (Remote Grid) Updates to grid topology to minimize risk of ignition in HFTDs Remote GridWLDFRContact from objectAggregated | WLDFR | HFTD - Distribution - Tier 3 - 2QU CoRE ¦ 1QU LoRE | Non-Red Flag Warning - Small Fires | Contact from object | Aggregated | 2044 | 0.0008542 | 184.1265 | 0.15728 | 2044 | Mitigation | 0.95 | 45 | 0 | esc | 0.00097009 | 8.2864e-07 | 0.00097009 | 8.2864e-07 | 0.0028115 | 8.0731e-09 | 0.0013359 | 6.5227e-10
[120 empty] | 7.3.3.17.5 (Remote Grid) Updates to grid topology to minimize risk of ignition in HFTDs Remote GridWLDFRContact from objectAggregated | WLDFR | HFTD - Distribution - Tier 3 - 2QU CoRE ¦ 1QU LoRE | Non-Red Flag Warning - Small Fires | Contact from object | Aggregated | 2045 | 0.0008542 | 184.1265 | 0.15728 | 2045 | Mitigation | 0.95 | 45 | 0 | esc | 0.00097009 | 8.2864e-07 | 0.00097009 | 8.2864e-07 | 0.0028115 | 8.0731e-09 | 0.0013359 | 6.5227e-10
[120 empty] | 7.3.3.17.5 (Remote Grid) Updates to grid topology to minimize risk of ignition in HFTDs Remote GridWLDFRContact from objectAggregated | WLDFR | HFTD - Distribution - Tier 3 - 2QU CoRE ¦ 1QU LoRE | Non-Red Flag Warning - Small Fires | Contact from object | Aggregated | 2046 | 0.0008542 | 184.1265 | 0.15728 | 2046 | Mitigation | 0.95 | 45 | 0 | esc | 0.00097009 | 8.2864e-07 | 0.00097009 | 8.2864e-07 | 0.0028115 | 8.0731e-09 | 0.0013359 | 6.5227e-10
[120 empty] | 7.3.3.17.5 (Remote Grid) Updates to grid topology to minimize risk of ignition in HFTDs Remote GridWLDFRContact from objectAggregated | WLDFR | HFTD - Distribution - Tier 3 - 2QU CoRE ¦ 1QU LoRE | Non-Red Flag Warning - Small Fires | Contact from object | Aggregated | 2047 | 0.0008542 | 184.1265 | 0.15728 | 2047 | Mitigation | 0.95 | 45 | 0 | esc | 0.00097009 | 8.2864e-07 | 0.00097009 | 8.2864e-07 | 0.0028115 | 8.0731e-09 | 0.0013359 | 6.5227e-10
[120 empty] | 7.3.3.17.5 (Remote Grid) Updates to grid topology to minimize risk of ignition in HFTDs Remote GridWLDFRContact from objectAggregated | WLDFR | HFTD - Distribution - Tier 3 - 2QU CoRE ¦ 1QU LoRE | Non-Red Flag Warning - Small Fires | Contact from object | Aggregated | 2048 | 0.0008542 | 184.1265 | 0.15728 | 2048 | Mitigation | 0.95 | 45 | 0 | esc | 0.00097009 | 8.2864e-07 | 0.00097009 | 8.2864e-07 | 0.0028115 | 8.0731e-09 | 0.0013359 | 6.5227e-10
[120 empty] | 7.3.3.17.5 (Remote Grid) Updates to grid topology to minimize risk of ignition in HFTDs Remote GridWLDFRContact from objectAggregated | WLDFR | HFTD - Distribution - Tier 3 - 2QU CoRE ¦ 1QU LoRE | Non-Red Flag Warning - Small Fires | Contact from object | Aggregated | 2049 | 0.0008542 | 184.1265 | 0.15728 | 2049 | Mitigation | 0.95 | 45 | 0 | esc | 0.00097009 | 8.2864e-07 | 0.00097009 | 8.2864e-07 | 0.0028115 | 8.0731e-09 | 0.0013359 | 6.5227e-10
[120 empty] | 7.3.3.17.5 (Remote Grid) Updates to grid topology to minimize risk of ignition in HFTDs Remote GridWLDFRContact from objectAggregated | WLDFR | HFTD - Distribution - Tier 3 - 2QU CoRE ¦ 1QU LoRE | Non-Red Flag Warning - Small Fires | Contact from object | Aggregated | 2050 | 0.0008542 | 184.1265 | 0.15728 | 2050 | Mitigation | 0.95 | 45 | 0 | esc | 0.00097009 | 8.2864e-07 | 0.00097009 | 8.2864e-07 | 0.0028115 | 8.0731e-09 | 0.0013359 | 6.5227e-10
[120 empty] | 7.3.3.17.5 (Remote Grid) Updates to grid topology to minimize risk of ignition in HFTDs Remote GridWLDFRContact from objectAggregated | WLDFR | HFTD - Distribution - Tier 3 - 2QU CoRE ¦ 1QU LoRE | Non-Red Flag Warning - Small Fires | Contact from object | Aggregated | 2051 | 0.0008542 | 184.1265 | 0.15728 | 2051 | Mitigation | 0.95 | 45 | 0 | esc | 0.00097009 | 8.2864e-07 | 0.00097009 | 8.2864e-07 | 0.0028115 | 8.0731e-09 | 0.0013359 | 6.5227e-10
[120 empty] | 7.3.3.17.5 (Remote Grid) Updates to grid topology to minimize risk of ignition in HFTDs Remote GridWLDFRContact from objectAggregated | WLDFR | HFTD - Distribution - Tier 3 - 2QU CoRE ¦ 1QU LoRE | Non-Red Flag Warning - Small Fires | Contact from object | Aggregated | 2052 | 0.0008542 | 184.1265 | 0.15728 | 2052 | Mitigation | 0.95 | 45 | 0 | esc | 0.00097009 | 8.2864e-07 | 0.00097009 | 8.2864e-07 | 0 | 0 | 0.0013359 | 6.5227e-10
[120 empty] | 7.3.3.17.5 (Remote Grid) Updates to grid topology to minimize risk of ignition in HFTDs Remote GridWLDFRContact from objectAggregated | WLDFR | HFTD - Distribution - Tier 3 - 2QU CoRE ¦ 1QU LoRE | Non-Red Flag Warning - Small Fires | Contact from object | Aggregated | 2053 | 0.0008542 | 184.1265 | 0.15728 | 2053 | Mitigation | 0.95 | 45 | 0 | esc | 0.00097009 | 8.2864e-07 | 0.00097009 | 8.2864e-07 | 0.0028115 | 1.8932e-08 | 0.0013359 | 6.5227e-10
[120 empty] | 7.3.3.17.5 (Remote Grid) Updates to grid topology to minimize risk of ignition in HFTDs Remote GridWLDFRContact from objectAggregated | WLDFR | HFTD - Distribution - Tier 3 - 2QU CoRE ¦ 1QU LoRE | Non-Red Flag Warning - Small Fires | Contact from object | Aggregated | 2054 | 0.0008542 | 184.1265 | 0.15728 | 2054 | Mitigation | 0.95 | 45 | 0 | esc | 0.00097009 | 8.2864e-07 | 0.00097009 | 8.2864e-07 | 0.0028115 | 1.8932e-08 | 0.0013359 | 6.5227e-10
[120 empty] | 7.3.3.17.5 (Remote Grid) Updates to grid topology to minimize risk of ignition in HFTDs Remote GridWLDFRContact from objectAggregated | WLDFR | HFTD - Distribution - Tier 3 - 2QU CoRE ¦ 1QU LoRE | Non-Red Flag Warning - Small Fires | Contact from object | Aggregated | 2055 | 0.0008542 | 184.1265 | 0.15728 | 2055 | Mitigation | 0.95 | 45 | 0 | esc | 0.00097009 | 8.2864e-07 | 0.00097009 | 8.2864e-07 | 0.0028115 | 1.8932e-08 | 0.0013359 | 6.5227e-10
[120 empty] | 7.3.3.17.5 (Remote Grid) Updates to grid topology to minimize risk of ignition in HFTDs Remote GridWLDFRContact from objectAggregated | WLDFR | HFTD - Distribution - Tier 3 - 2QU CoRE ¦ 1QU LoRE | Non-Red Flag Warning - Small Fires | Contact from object | Aggregated | 2056 | 0.0008542 | 184.1265 | 0.15728 | 2056 | Mitigation | 0.95 | 45 | 0 | esc | 0.00097009 | 8.2864e-07 | 0.00097009 | 8.2864e-07 | 0.0028115 | 1.8932e-08 | 0.0013359 | 6.5227e-10
[120 empty] | 7.3.3.17.5 (Remote Grid) Updates to grid topology to minimize risk of ignition in HFTDs Remote GridWLDFRContact from objectAggregated | WLDFR | HFTD - Distribution - Tier 3 - 2QU CoRE ¦ 1QU LoRE | Non-Red Flag Warning - Small Fires | Contact from object | Aggregated | 2057 | 0.0008542 | 184.1265 | 0.15728 | 2057 | Mitigation | 0.95 | 45 | 0 | esc | 0.00097009 | 8.2864e-07 | 0.00097009 | 8.2864e-07 | 0.0028115 | 1.8932e-08 | 0.0013359 | 6.5227e-10
[120 empty] | 7.3.3.17.5 (Remote Grid) Updates to grid topology to minimize risk of ignition in HFTDs Remote GridWLDFRContact from objectAggregated | WLDFR | HFTD - Distribution - Tier 3 - 2QU CoRE ¦ 1QU LoRE | Non-Red Flag Warning - Small Fires | Contact from object | Aggregated | 2058 | 0.0008542 | 184.1265 | 0.15728 | 2058 | Mitigation | 0.95 | 45 | 0 | esc | 0.00097009 | 8.2864e-07 | 0.00097009 | 8.2864e-07 | 0.0028115 | 1.8932e-08 | 0.0013359 | 6.5227e-10
[120 empty] | 7.3.3.17.5 (Remote Grid) Updates to grid topology to minimize risk of ignition in HFTDs Remote GridWLDFRContact from objectAggregated | WLDFR | HFTD - Distribution - Tier 3 - 2QU CoRE ¦ 1QU LoRE | Non-Red Flag Warning - Small Fires | Contact from object | Aggregated | 2059 | 0.0008542 | 184.1265 | 0.15728 | 2059 | Mitigation | 0.95 | 45 | 0 | esc | 0.00097009 | 8.2864e-07 | 0.00097009 | 8.2864e-07 | 0.0028115 | 1.8932e-08 | 0.0013359 | 6.5227e-10
[120 empty] | 7.3.3.17.5 (Remote Grid) Updates to grid topology to minimize risk of ignition in HFTDs Remote GridWLDFRContact from objectAggregated | WLDFR | HFTD - Distribution - Tier 3 - 2QU CoRE ¦ 1QU LoRE | Non-Red Flag Warning - Small Fires | Contact from object | Aggregated | 2060 | 0.0008542 | 184.1265 | 0.15728 | 2060 | Mitigation | 0.95 | 45 | 0 | esc | 0.00097009 | 8.2864e-07 | 0.00097009 | 8.2864e-07 | 0.0028115 | 1.8932e-08 | 0.0013359 | 6.5227e-10
[120 empty] | 7.3.3.17.5 (Remote Grid) Updates to grid topology to minimize risk of ignition in HFTDs Remote GridWLDFRContact from objectAggregated | WLDFR | HFTD - Distribution - Tier 3 - 2QU CoRE ¦ 1QU LoRE | Non-Red Flag Warning - Small Fires | Contact from object | Aggregated | 2061 | 0.0008542 | 184.1265 | 0.15728 | 2061 | Mitigation | 0.95 | 45 | 0 | esc | 0.00097009 | 8.2864e-07 | 0.00097009 | 8.2864e-07 | 0.0028115 | 1.8932e-08 | 0.0013359 | 6.5227e-10
[120 empty] | 7.3.3.17.5 (Remote Grid) Updates to grid topology to minimize risk of ignition in HFTDs Remote GridWLDFRContact from objectAggregated | WLDFR | HFTD - Distribution - Tier 3 - 2QU CoRE ¦ 1QU LoRE | Non-Red Flag Warning - Small Fires | Contact from object | Aggregated | 2062 | 0.0008542 | 184.1265 | 0.15728 | 2062 | Mitigation | 0.95 | 45 | 0 | esc | 0.00097009 | 8.2864e-07 | 0.00097009 | 8.2864e-07 | 0.0028115 | 1.8932e-08 | 0.0013359 | 6.5227e-10
[120 empty] | 7.3.3.17.5 (Remote Grid) Updates to grid topology to minimize risk of ignition in HFTDs Remote GridWLDFRContact from objectAggregated | WLDFR | HFTD - Distribution - Tier 3 - 2QU CoRE ¦ 1QU LoRE | Non-Red Flag Warning - Small Fires | Contact from object | Aggregated | 2063 | 0.0008542 | 184.1265 | 0.15728 | 2063 | Mitigation | 0.95 | 45 | 0 | esc | 0.00097009 | 8.2864e-07 | 0.00097009 | 8.2864e-07 | 0.0028115 | 1.8932e-08 | 0.0013359 | 6.5227e-10
[120 empty] | 7.3.3.17.5 (Remote Grid) Updates to grid topology to minimize risk of ignition in HFTDs Remote GridWLDFRContact from objectAggregated | WLDFR | HFTD - Distribution - Tier 3 - 2QU CoRE ¦ 1QU LoRE | Non-Red Flag Warning - Small Fires | Contact from object | Aggregated | 2064 | 0.0008542 | 184.1265 | 0.15728 | 2064 | Mitigation | 0.95 | 45 | 0 | esc | 0.00097009 | 8.2864e-07 | 0.00097009 | 8.2864e-07 | 0.0028115 | 1.8932e-08 | 0.0013359 | 6.5227e-10
[120 empty] | 7.3.3.17.5 (Remote Grid) Updates to grid topology to minimize risk of ignition in HFTDs Remote GridWLDFRContact from objectAggregated | WLDFR | HFTD - Distribution - Tier 3 - 2QU CoRE ¦ 1QU LoRE | Non-Red Flag Warning - Small Fires | Contact from object | Aggregated | 2065 | 0.0008542 | 184.1265 | 0.15728 | 2065 | Mitigation | 0.95 | 45 | 0 | esc | 0.00097009 | 8.2864e-07 | 0.00097009 | 8.2864e-07 | 0.0028115 | 1.8932e-08 | 0.0013359 | 6.5227e-10
[120 empty] | 7.3.3.17.5 (Remote Grid) Updates to grid topology to minimize risk of ignition in HFTDs Remote GridWLDFRContact from objectAggregated | WLDFR | HFTD - Distribution - Tier 3 - 2QU CoRE ¦ 1QU LoRE | Non-Red Flag Warning - Small Fires | Contact from object | Aggregated | 2066 | 0.0008542 | 184.1265 | 0.15728 | 2066 | Mitigation | 0.95 | 45 | 0 | esc | 0.00097009 | 8.2864e-07 | 0.00097009 | 8.2864e-07 | 0.0028115 | 1.8932e-08 | 0.0013359 | 6.5227e-10
[120 empty] | 7.3.3.17.5 (Remote Grid) Updates to grid topology to minimize risk of ignition in HFTDs Remote GridWLDFRContact from objectAggregated | WLDFR | HFTD - Distribution - Tier 3 - 2QU CoRE ¦ 1QU LoRE | Non-Red Flag Warning - Small Fires | Contact from object | Aggregated | 2067 | 0.0008542 | 184.1265 | 0.15728 | 2067 | Mitigation | 0.95 | 45 | 0 | esc | 0 | 0 | 0.00097009 | 8.2864e-07 | 0.0028115 | 1.8932e-08 | 0.0013359 | 6.5227e-10
[120 empty] | 7.3.3.17.5 (Remote Grid) Updates to grid topology to minimize risk of ignition in HFTDs Remote GridWLDFRContaminationAggregated | WLDFR | HFTD - Distribution - Tier 3 - 2QU CoRE ¦ 1QU LoRE | Non-Red Flag Warning - Small Fires | Contamination | Aggregated | 2022 | 1.7451e-05 | 184.1265 | 0.0032132 | 2022 | Mitigation | 0.95 | 45 | 0 | esc | 0.00097009 | 1.6929e-08 | 0 | 0 | 0.0028115 | 1.8932e-08 | 0.0013359 | 6.5227e-10
[120 empty] | 7.3.3.17.5 (Remote Grid) Updates to grid topology to minimize risk of ignition in HFTDs Remote GridWLDFRContaminationAggregated | WLDFR | HFTD - Distribution - Tier 3 - 2QU CoRE ¦ 1QU LoRE | Non-Red Flag Warning - Small Fires | Contamination | Aggregated | 2023 | 1.7451e-05 | 184.1265 | 0.0032132 | 2023 | Mitigation | 0.95 | 45 | 0 | esc | 0.00097009 | 1.6929e-08 | 0.00097009 | 1.6929e-08 | 0.0028115 | 1.8932e-08 | 0.0013359 | 6.5227e-10
[120 empty] | 7.3.3.17.5 (Remote Grid) Updates to grid topology to minimize risk of ignition in HFTDs Remote GridWLDFRContaminationAggregated | WLDFR | HFTD - Distribution - Tier 3 - 2QU CoRE ¦ 1QU LoRE | Non-Red Flag Warning - Small Fires | Contamination | Aggregated | 2024 | 1.7451e-05 | 184.1265 | 0.0032132 | 2024 | Mitigation | 0.95 | 45 | 0 | esc | 0.00097009 | 1.6929e-08 | 0.00097009 | 1.6929e-08 | 0.0028115 | 1.8932e-08 | 0.0013359 | 6.5227e-10
[120 empty] | 7.3.3.17.5 (Remote Grid) Updates to grid topology to minimize risk of ignition in HFTDs Remote GridWLDFRContaminationAggregated | WLDFR | HFTD - Distribution - Tier 3 - 2QU CoRE ¦ 1QU LoRE | Non-Red Flag Warning - Small Fires | Contamination | Aggregated | 2025 | 1.7451e-05 | 184.1265 | 0.0032132 | 2025 | Mitigation | 0.95 | 45 | 0 | esc | 0.00097009 | 1.6929e-08 | 0.00097009 | 1.6929e-08 | 0.0028115 | 1.8932e-08 | 0.0013359 | 6.5227e-10
[120 empty] | 7.3.3.17.5 (Remote Grid) Updates to grid topology to minimize risk of ignition in HFTDs Remote GridWLDFRContaminationAggregated | WLDFR | HFTD - Distribution - Tier 3 - 2QU CoRE ¦ 1QU LoRE | Non-Red Flag Warning - Small Fires | Contamination | Aggregated | 2026 | 1.7451e-05 | 184.1265 | 0.0032132 | 2026 | Mitigation | 0.95 | 45 | 0 | esc | 0.00097009 | 1.6929e-08 | 0.00097009 | 1.6929e-08 | 0.0028115 | 1.8932e-08 | 0 | 0
[120 empty] | 7.3.3.17.5 (Remote Grid) Updates to grid topology to minimize risk of ignition in HFTDs Remote GridWLDFRContaminationAggregated | WLDFR | HFTD - Distribution - Tier 3 - 2QU CoRE ¦ 1QU LoRE | Non-Red Flag Warning - Small Fires | Contamination | Aggregated | 2027 | 1.7451e-05 | 184.1265 | 0.0032132 | 2027 | Mitigation | 0.95 | 45 | 0 | esc | 0.00097009 | 1.6929e-08 | 0.00097009 | 1.6929e-08 | 0.0028115 | 1.8932e-08 | 0 | 0
[120 empty] | 7.3.3.17.5 (Remote Grid) Updates to grid topology to minimize risk of ignition in HFTDs Remote GridWLDFRContaminationAggregated | WLDFR | HFTD - Distribution - Tier 3 - 2QU CoRE ¦ 1QU LoRE | Non-Red Flag Warning - Small Fires | Contamination | Aggregated | 2028 | 1.7451e-05 | 184.1265 | 0.0032132 | 2028 | Mitigation | 0.95 | 45 | 0 | esc | 0.00097009 | 1.6929e-08 | 0.00097009 | 1.6929e-08 | 0.0028115 | 1.8932e-08 | 0.0093813 | 9.7529e-08
[120 empty] | 7.3.3.17.5 (Remote Grid) Updates to grid topology to minimize risk of ignition in HFTDs Remote GridWLDFRContaminationAggregated | WLDFR | HFTD - Distribution - Tier 3 - 2QU CoRE ¦ 1QU LoRE | Non-Red Flag Warning - Small Fires | Contamination | Aggregated | 2029 | 1.7451e-05 | 184.1265 | 0.0032132 | 2029 | Mitigation | 0.95 | 45 | 0 | esc | 0.00097009 | 1.6929e-08 | 0.00097009 | 1.6929e-08 | 0.0028115 | 1.8932e-08 | 0.0093813 | 9.7529e-08
[120 empty] | 7.3.3.17.5 (Remote Grid) Updates to grid topology to minimize risk of ignition in HFTDs Remote GridWLDFRContaminationAggregated | WLDFR | HFTD - Distribution - Tier 3 - 2QU CoRE ¦ 1QU LoRE | Non-Red Flag Warning - Small Fires | Contamination | Aggregated | 2030 | 1.7451e-05 | 184.1265 | 0.0032132 | 2030 | Mitigation | 0.95 | 45 | 0 | esc | 0.00097009 | 1.6929e-08 | 0.00097009 | 1.6929e-08 | 0.0028115 | 1.8932e-08 | 0.0093813 | 9.7529e-08
[120 empty] | 7.3.3.17.5 (Remote Grid) Updates to grid topology to minimize risk of ignition in HFTDs Remote GridWLDFRContaminationAggregated | WLDFR | HFTD - Distribution - Tier 3 - 2QU CoRE ¦ 1QU LoRE | Non-Red Flag Warning - Small Fires | Contamination | Aggregated | 2031 | 1.7451e-05 | 184.1265 | 0.0032132 | 2031 | Mitigation | 0.95 | 45 | 0 | esc | 0.00097009 | 1.6929e-08 | 0.00097009 | 1.6929e-08 | 0.0028115 | 1.8932e-08 | 0.0093813 | 9.7529e-08
[120 empty] | 7.3.3.17.5 (Remote Grid) Updates to grid topology to minimize risk of ignition in HFTDs Remote GridWLDFRContaminationAggregated | WLDFR | HFTD - Distribution - Tier 3 - 2QU CoRE ¦ 1QU LoRE | Non-Red Flag Warning - Small Fires | Contamination | Aggregated | 2032 | 1.7451e-05 | 184.1265 | 0.0032132 | 2032 | Mitigation | 0.95 | 45 | 0 | esc | 0.00097009 | 1.6929e-08 | 0.00097009 | 1.6929e-08 | 0.0028115 | 1.8932e-08 | 0.0093813 | 9.7529e-08
[120 empty] | 7.3.3.17.5 (Remote Grid) Updates to grid topology to minimize risk of ignition in HFTDs Remote GridWLDFRContaminationAggregated | WLDFR | HFTD - Distribution - Tier 3 - 2QU CoRE ¦ 1QU LoRE | Non-Red Flag Warning - Small Fires | Contamination | Aggregated | 2033 | 1.7451e-05 | 184.1265 | 0.0032132 | 2033 | Mitigation | 0.95 | 45 | 0 | esc | 0.00097009 | 1.6929e-08 | 0.00097009 | 1.6929e-08 | 0.0028115 | 1.8932e-08 | 0.0093813 | 9.7529e-08
[120 empty] | 7.3.3.17.5 (Remote Grid) Updates to grid topology to minimize risk of ignition in HFTDs Remote GridWLDFRContaminationAggregated | WLDFR | HFTD - Distribution - Tier 3 - 2QU CoRE ¦ 1QU LoRE | Non-Red Flag Warning - Small Fires | Contamination | Aggregated | 2034 | 1.7451e-05 | 184.1265 | 0.0032132 | 2034 | Mitigation | 0.95 | 45 | 0 | esc | 0.00097009 | 1.6929e-08 | 0.00097009 | 1.6929e-08 | 0.0028115 | 1.8932e-08 | 0.0093813 | 9.7529e-08
[120 empty] | 7.3.3.17.5 (Remote Grid) Updates to grid topology to minimize risk of ignition in HFTDs Remote GridWLDFRContaminationAggregated | WLDFR | HFTD - Distribution - Tier 3 - 2QU CoRE ¦ 1QU LoRE | Non-Red Flag Warning - Small Fires | Contamination | Aggregated | 2035 | 1.7451e-05 | 184.1265 | 0.0032132 | 2035 | Mitigation | 0.95 | 45 | 0 | esc | 0.00097009 | 1.6929e-08 | 0.00097009 | 1.6929e-08 | 0.0028115 | 1.8932e-08 | 0.0093813 | 9.7529e-08
[120 empty] | 7.3.3.17.5 (Remote Grid) Updates to grid topology to minimize risk of ignition in HFTDs Remote GridWLDFRContaminationAggregated | WLDFR | HFTD - Distribution - Tier 3 - 2QU CoRE ¦ 1QU LoRE | Non-Red Flag Warning - Small Fires | Contamination | Aggregated | 2036 | 1.7451e-05 | 184.1265 | 0.0032132 | 2036 | Mitigation | 0.95 | 45 | 0 | esc | 0.00097009 | 1.6929e-08 | 0.00097009 | 1.6929e-08 | 0.0028115 | 1.8932e-08 | 0.0093813 | 9.7529e-08
[120 empty] | 7.3.3.17.5 (Remote Grid) Updates to grid topology to minimize risk of ignition in HFTDs Remote GridWLDFRContaminationAggregated | WLDFR | HFTD - Distribution - Tier 3 - 2QU CoRE ¦ 1QU LoRE | Non-Red Flag Warning - Small Fires | Contamination | Aggregated | 2037 | 1.7451e-05 | 184.1265 | 0.0032132 | 2037 | Mitigation | 0.95 | 45 | 0 | esc | 0.00097009 | 1.6929e-08 | 0.00097009 | 1.6929e-08 | 0.0028115 | 1.8932e-08 | 0.0093813 | 9.7529e-08
[120 empty] | 7.3.3.17.5 (Remote Grid) Updates to grid topology to minimize risk of ignition in HFTDs Remote GridWLDFRContaminationAggregated | WLDFR | HFTD - Distribution - Tier 3 - 2QU CoRE ¦ 1QU LoRE | Non-Red Flag Warning - Small Fires | Contamination | Aggregated | 2038 | 1.7451e-05 | 184.1265 | 0.0032132 | 2038 | Mitigation | 0.95 | 45 | 0 | esc | 0.00097009 | 1.6929e-08 | 0.00097009 | 1.6929e-08 | 0.0028115 | 1.8932e-08 | 0.0093813 | 9.7529e-08
[120 empty] | 7.3.3.17.5 (Remote Grid) Updates to grid topology to minimize risk of ignition in HFTDs Remote GridWLDFRContaminationAggregated | WLDFR | HFTD - Distribution - Tier 3 - 2QU CoRE ¦ 1QU LoRE | Non-Red Flag Warning - Small Fires | Contamination | Aggregated | 2039 | 1.7451e-05 | 184.1265 | 0.0032132 | 2039 | Mitigation | 0.95 | 45 | 0 | esc | 0.00097009 | 1.6929e-08 | 0.00097009 | 1.6929e-08 | 0.0028115 | 1.8932e-08 | 0.0093813 | 9.7529e-08
[120 empty] | 7.3.3.17.5 (Remote Grid) Updates to grid topology to minimize risk of ignition in HFTDs Remote GridWLDFRContaminationAggregated | WLDFR | HFTD - Distribution - Tier 3 - 2QU CoRE ¦ 1QU LoRE | Non-Red Flag Warning - Small Fires | Contamination | Aggregated | 2040 | 1.7451e-05 | 184.1265 | 0.0032132 | 2040 | Mitigation | 0.95 | 45 | 0 | esc | 0.00097009 | 1.6929e-08 | 0.00097009 | 1.6929e-08 | 0.0028115 | 1.8932e-08 | 0.0093813 | 9.7529e-08
[120 empty] | 7.3.3.17.5 (Remote Grid) Updates to grid topology to minimize risk of ignition in HFTDs Remote GridWLDFRContaminationAggregated | WLDFR | HFTD - Distribution - Tier 3 - 2QU CoRE ¦ 1QU LoRE | Non-Red Flag Warning - Small Fires | Contamination | Aggregated | 2041 | 1.7451e-05 | 184.1265 | 0.0032132 | 2041 | Mitigation | 0.95 | 45 | 0 | esc | 0.00097009 | 1.6929e-08 | 0.00097009 | 1.6929e-08 | 0.0028115 | 1.8932e-08 | 0.0093813 | 9.7529e-08
[120 empty] | 7.3.3.17.5 (Remote Grid) Updates to grid topology to minimize risk of ignition in HFTDs Remote GridWLDFRContaminationAggregated | WLDFR | HFTD - Distribution - Tier 3 - 2QU CoRE ¦ 1QU LoRE | Non-Red Flag Warning - Small Fires | Contamination | Aggregated | 2042 | 1.7451e-05 | 184.1265 | 0.0032132 | 2042 | Mitigation | 0.95 | 45 | 0 | esc | 0.00097009 | 1.6929e-08 | 0.00097009 | 1.6929e-08 | 0.0028115 | 1.8932e-08 | 0.0093813 | 9.7529e-08
[120 empty] | 7.3.3.17.5 (Remote Grid) Updates to grid topology to minimize risk of ignition in HFTDs Remote GridWLDFRContaminationAggregated | WLDFR | HFTD - Distribution - Tier 3 - 2QU CoRE ¦ 1QU LoRE | Non-Red Flag Warning - Small Fires | Contamination | Aggregated | 2043 | 1.7451e-05 | 184.1265 | 0.0032132 | 2043 | Mitigation | 0.95 | 45 | 0 | esc | 0.00097009 | 1.6929e-08 | 0.00097009 | 1.6929e-08 | 0.0028115 | 1.8932e-08 | 0.0093813 | 9.7529e-08
[120 empty] | 7.3.3.17.5 (Remote Grid) Updates to grid topology to minimize risk of ignition in HFTDs Remote GridWLDFRContaminationAggregated | WLDFR | HFTD - Distribution - Tier 3 - 2QU CoRE ¦ 1QU LoRE | Non-Red Flag Warning - Small Fires | Contamination | Aggregated | 2044 | 1.7451e-05 | 184.1265 | 0.0032132 | 2044 | Mitigation | 0.95 | 45 | 0 | esc | 0.00097009 | 1.6929e-08 | 0.00097009 | 1.6929e-08 | 0.0028115 | 1.8932e-08 | 0.0093813 | 9.7529e-08
[120 empty] | 7.3.3.17.5 (Remote Grid) Updates to grid topology to minimize risk of ignition in HFTDs Remote GridWLDFRContaminationAggregated | WLDFR | HFTD - Distribution - Tier 3 - 2QU CoRE ¦ 1QU LoRE | Non-Red Flag Warning - Small Fires | Contamination | Aggregated | 2045 | 1.7451e-05 | 184.1265 | 0.0032132 | 2045 | Mitigation | 0.95 | 45 | 0 | esc | 0.00097009 | 1.6929e-08 | 0.00097009 | 1.6929e-08 | 0.0028115 | 1.8932e-08 | 0.0093813 | 9.7529e-08
[120 empty] | 7.3.3.17.5 (Remote Grid) Updates to grid topology to minimize risk of ignition in HFTDs Remote GridWLDFRContaminationAggregated | WLDFR | HFTD - Distribution - Tier 3 - 2QU CoRE ¦ 1QU LoRE | Non-Red Flag Warning - Small Fires | Contamination | Aggregated | 2046 | 1.7451e-05 | 184.1265 | 0.0032132 | 2046 | Mitigation | 0.95 | 45 | 0 | esc | 0.00097009 | 1.6929e-08 | 0.00097009 | 1.6929e-08 | 0.0028115 | 1.8932e-08 | 0.0093813 | 9.7529e-08
[120 empty] | 7.3.3.17.5 (Remote Grid) Updates to grid topology to minimize risk of ignition in HFTDs Remote GridWLDFRContaminationAggregated | WLDFR | HFTD - Distribution - Tier 3 - 2QU CoRE ¦ 1QU LoRE | Non-Red Flag Warning - Small Fires | Contamination | Aggregated | 2047 | 1.7451e-05 | 184.1265 | 0.0032132 | 2047 | Mitigation | 0.95 | 45 | 0 | esc | 0.00097009 | 1.6929e-08 | 0.00097009 | 1.6929e-08 | 0.0028115 | 1.8932e-08 | 0.0093813 | 9.7529e-08
[120 empty] | 7.3.3.17.5 (Remote Grid) Updates to grid topology to minimize risk of ignition in HFTDs Remote GridWLDFRContaminationAggregated | WLDFR | HFTD - Distribution - Tier 3 - 2QU CoRE ¦ 1QU LoRE | Non-Red Flag Warning - Small Fires | Contamination | Aggregated | 2048 | 1.7451e-05 | 184.1265 | 0.0032132 | 2048 | Mitigation | 0.95 | 45 | 0 | esc | 0.00097009 | 1.6929e-08 | 0.00097009 | 1.6929e-08 | 0.0028115 | 1.8932e-08 | 0.0093813 | 9.7529e-08
[120 empty] | 7.3.3.17.5 (Remote Grid) Updates to grid topology to minimize risk of ignition in HFTDs Remote GridWLDFRContaminationAggregated | WLDFR | HFTD - Distribution - Tier 3 - 2QU CoRE ¦ 1QU LoRE | Non-Red Flag Warning - Small Fires | Contamination | Aggregated | 2049 | 1.7451e-05 | 184.1265 | 0.0032132 | 2049 | Mitigation | 0.95 | 45 | 0 | esc | 0.00097009 | 1.6929e-08 | 0.00097009 | 1.6929e-08 | 0.0028115 | 1.8932e-08 | 0.0093813 | 9.7529e-08
[120 empty] | 7.3.3.17.5 (Remote Grid) Updates to grid topology to minimize risk of ignition in HFTDs Remote GridWLDFRContaminationAggregated | WLDFR | HFTD - Distribution - Tier 3 - 2QU CoRE ¦ 1QU LoRE | Non-Red Flag Warning - Small Fires | Contamination | Aggregated | 2050 | 1.7451e-05 | 184.1265 | 0.0032132 | 2050 | Mitigation | 0.95 | 45 | 0 | esc | 0.00097009 | 1.6929e-08 | 0.00097009 | 1.6929e-08 | 0.0028115 | 1.8932e-08 | 0.0093813 | 9.7529e-08
[120 empty] | 7.3.3.17.5 (Remote Grid) Updates to grid topology to minimize risk of ignition in HFTDs Remote GridWLDFRContaminationAggregated | WLDFR | HFTD - Distribution - Tier 3 - 2QU CoRE ¦ 1QU LoRE | Non-Red Flag Warning - Small Fires | Contamination | Aggregated | 2051 | 1.7451e-05 | 184.1265 | 0.0032132 | 2051 | Mitigation | 0.95 | 45 | 0 | esc | 0.00097009 | 1.6929e-08 | 0.00097009 | 1.6929e-08 | 0.0028115 | 1.8932e-08 | 0.0093813 | 9.7529e-08
[120 empty] | 7.3.3.17.5 (Remote Grid) Updates to grid topology to minimize risk of ignition in HFTDs Remote GridWLDFRContaminationAggregated | WLDFR | HFTD - Distribution - Tier 3 - 2QU CoRE ¦ 1QU LoRE | Non-Red Flag Warning - Small Fires | Contamination | Aggregated | 2052 | 1.7451e-05 | 184.1265 | 0.0032132 | 2052 | Mitigation | 0.95 | 45 | 0 | esc | 0.00097009 | 1.6929e-08 | 0.00097009 | 1.6929e-08 | 0.0028115 | 1.8932e-08 | 0.0093813 | 9.7529e-08
[120 empty] | 7.3.3.17.5 (Remote Grid) Updates to grid topology to minimize risk of ignition in HFTDs Remote GridWLDFRContaminationAggregated | WLDFR | HFTD - Distribution - Tier 3 - 2QU CoRE ¦ 1QU LoRE | Non-Red Flag Warning - Small Fires | Contamination | Aggregated | 2053 | 1.7451e-05 | 184.1265 | 0.0032132 | 2053 | Mitigation | 0.95 | 45 | 0 | esc | 0.00097009 | 1.6929e-08 | 0.00097009 | 1.6929e-08 | 0.0028115 | 1.8932e-08 | 0.0093813 | 9.7529e-08
[120 empty] | 7.3.3.17.5 (Remote Grid) Updates to grid topology to minimize risk of ignition in HFTDs Remote GridWLDFRContaminationAggregated | WLDFR | HFTD - Distribution - Tier 3 - 2QU CoRE ¦ 1QU LoRE | Non-Red Flag Warning - Small Fires | Contamination | Aggregated | 2054 | 1.7451e-05 | 184.1265 | 0.0032132 | 2054 | Mitigation | 0.95 | 45 | 0 | esc | 0.00097009 | 1.6929e-08 | 0.00097009 | 1.6929e-08 | 0.0028115 | 1.8932e-08 | 0.0093813 | 9.7529e-08
[120 empty] | 7.3.3.17.5 (Remote Grid) Updates to grid topology to minimize risk of ignition in HFTDs Remote GridWLDFRContaminationAggregated | WLDFR | HFTD - Distribution - Tier 3 - 2QU CoRE ¦ 1QU LoRE | Non-Red Flag Warning - Small Fires | Contamination | Aggregated | 2055 | 1.7451e-05 | 184.1265 | 0.0032132 | 2055 | Mitigation | 0.95 | 45 | 0 | esc | 0.00097009 | 1.6929e-08 | 0.00097009 | 1.6929e-08 | 0.0028115 | 1.8932e-08 | 0.0093813 | 9.7529e-08
[120 empty] | 7.3.3.17.5 (Remote Grid) Updates to grid topology to minimize risk of ignition in HFTDs Remote GridWLDFRContaminationAggregated | WLDFR | HFTD - Distribution - Tier 3 - 2QU CoRE ¦ 1QU LoRE | Non-Red Flag Warning - Small Fires | Contamination | Aggregated | 2056 | 1.7451e-05 | 184.1265 | 0.0032132 | 2056 | Mitigation | 0.95 | 45 | 0 | esc | 0.00097009 | 1.6929e-08 | 0.00097009 | 1.6929e-08 | 0 | 0 | 0.0093813 | 9.7529e-08
[120 empty] | 7.3.3.17.5 (Remote Grid) Updates to grid topology to minimize risk of ignition in HFTDs Remote GridWLDFRContaminationAggregated | WLDFR | HFTD - Distribution - Tier 3 - 2QU CoRE ¦ 1QU LoRE | Non-Red Flag Warning - Small Fires | Contamination | Aggregated | 2057 | 1.7451e-05 | 184.1265 | 0.0032132 | 2057 | Mitigation | 0.95 | 45 | 0 | esc | 0.00097009 | 1.6929e-08 | 0.00097009 | 1.6929e-08 | 0.0028115 | 8.7269e-11 | 0.0093813 | 9.7529e-08
[120 empty] | 7.3.3.17.5 (Remote Grid) Updates to grid topology to minimize risk of ignition in HFTDs Remote GridWLDFRContaminationAggregated | WLDFR | HFTD - Distribution - Tier 3 - 2QU CoRE ¦ 1QU LoRE | Non-Red Flag Warning - Small Fires | Contamination | Aggregated | 2058 | 1.7451e-05 | 184.1265 | 0.0032132 | 2058 | Mitigation | 0.95 | 45 | 0 | esc | 0.00097009 | 1.6929e-08 | 0.00097009 | 1.6929e-08 | 0.0028115 | 8.7269e-11 | 0 | 0
[120 empty] | 7.3.3.17.5 (Remote Grid) Updates to grid topology to minimize risk of ignition in HFTDs Remote GridWLDFRContaminationAggregated | WLDFR | HFTD - Distribution - Tier 3 - 2QU CoRE ¦ 1QU LoRE | Non-Red Flag Warning - Small Fires | Contamination | Aggregated | 2059 | 1.7451e-05 | 184.1265 | 0.0032132 | 2059 | Mitigation | 0.95 | 45 | 0 | esc | 0.00097009 | 1.6929e-08 | 0.00097009 | 1.6929e-08 | 0.0028115 | 8.7269e-11 | 0 | 0
[120 empty] | 7.3.3.17.5 (Remote Grid) Updates to grid topology to minimize risk of ignition in HFTDs Remote GridWLDFRContaminationAggregated | WLDFR | HFTD - Distribution - Tier 3 - 2QU CoRE ¦ 1QU LoRE | Non-Red Flag Warning - Small Fires | Contamination | Aggregated | 2060 | 1.7451e-05 | 184.1265 | 0.0032132 | 2060 | Mitigation | 0.95 | 45 | 0 | esc | 0.00097009 | 1.6929e-08 | 0.00097009 | 1.6929e-08 | 0.0028115 | 8.7269e-11 | 0.014004 | 3.0071e-08
[120 empty] | 7.3.3.17.5 (Remote Grid) Updates to grid topology to minimize risk of ignition in HFTDs Remote GridWLDFRContaminationAggregated | WLDFR | HFTD - Distribution - Tier 3 - 2QU CoRE ¦ 1QU LoRE | Non-Red Flag Warning - Small Fires | Contamination | Aggregated | 2061 | 1.7451e-05 | 184.1265 | 0.0032132 | 2061 | Mitigation | 0.95 | 45 | 0 | esc | 0.00097009 | 1.6929e-08 | 0.00097009 | 1.6929e-08 | 0.0028115 | 8.7269e-11 | 0.014004 | 3.0071e-08
[120 empty] | 7.3.3.17.5 (Remote Grid) Updates to grid topology to minimize risk of ignition in HFTDs Remote GridWLDFRContaminationAggregated | WLDFR | HFTD - Distribution - Tier 3 - 2QU CoRE ¦ 1QU LoRE | Non-Red Flag Warning - Small Fires | Contamination | Aggregated | 2062 | 1.7451e-05 | 184.1265 | 0.0032132 | 2062 | Mitigation | 0.95 | 45 | 0 | esc | 0.00097009 | 1.6929e-08 | 0.00097009 | 1.6929e-08 | 0.0028115 | 8.7269e-11 | 0.014004 | 3.0071e-08
[120 empty] | 7.3.3.17.5 (Remote Grid) Updates to grid topology to minimize risk of ignition in HFTDs Remote GridWLDFRContaminationAggregated | WLDFR | HFTD - Distribution - Tier 3 - 2QU CoRE ¦ 1QU LoRE | Non-Red Flag Warning - Small Fires | Contamination | Aggregated | 2063 | 1.7451e-05 | 184.1265 | 0.0032132 | 2063 | Mitigation | 0.95 | 45 | 0 | esc | 0.00097009 | 1.6929e-08 | 0.00097009 | 1.6929e-08 | 0.0028115 | 8.7269e-11 | 0.014004 | 3.0071e-08
[120 empty] | 7.3.3.17.5 (Remote Grid) Updates to grid topology to minimize risk of ignition in HFTDs Remote GridWLDFRContaminationAggregated | WLDFR | HFTD - Distribution - Tier 3 - 2QU CoRE ¦ 1QU LoRE | Non-Red Flag Warning - Small Fires | Contamination | Aggregated | 2064 | 1.7451e-05 | 184.1265 | 0.0032132 | 2064 | Mitigation | 0.95 | 45 | 0 | esc | 0.00097009 | 1.6929e-08 | 0.00097009 | 1.6929e-08 | 0.0028115 | 8.7269e-11 | 0.014004 | 3.0071e-08
[120 empty] | 7.3.3.17.5 (Remote Grid) Updates to grid topology to minimize risk of ignition in HFTDs Remote GridWLDFRContaminationAggregated | WLDFR | HFTD - Distribution - Tier 3 - 2QU CoRE ¦ 1QU LoRE | Non-Red Flag Warning - Small Fires | Contamination | Aggregated | 2065 | 1.7451e-05 | 184.1265 | 0.0032132 | 2065 | Mitigation | 0.95 | 45 | 0 | esc | 0.00097009 | 1.6929e-08 | 0.00097009 | 1.6929e-08 | 0.0028115 | 8.7269e-11 | 0.014004 | 3.0071e-08
[120 empty] | 7.3.3.17.5 (Remote Grid) Updates to grid topology to minimize risk of ignition in HFTDs Remote GridWLDFRContaminationAggregated | WLDFR | HFTD - Distribution - Tier 3 - 2QU CoRE ¦ 1QU LoRE | Non-Red Flag Warning - Small Fires | Contamination | Aggregated | 2066 | 1.7451e-05 | 184.1265 | 0.0032132 | 2066 | Mitigation | 0.95 | 45 | 0 | esc | 0.00097009 | 1.6929e-08 | 0.00097009 | 1.6929e-08 | 0.0028115 | 8.7269e-11 | 0.014004 | 3.0071e-08
[120 empty] | 7.3.3.17.5 (Remote Grid) Updates to grid topology to minimize risk of ignition in HFTDs Remote GridWLDFRContaminationAggregated | WLDFR | HFTD - Distribution - Tier 3 - 2QU CoRE ¦ 1QU LoRE | Non-Red Flag Warning - Small Fires | Contamination | Aggregated | 2067 | 1.7451e-05 | 184.1265 | 0.0032132 | 2067 | Mitigation | 0.95 | 45 | 0 | esc | 0 | 0 | 0.00097009 | 1.6929e-08 | 0.0028115 | 8.7269e-11 | 0.014004 | 3.0071e-08
[120 empty] | 7.3.3.17.5 (Remote Grid) Updates to grid topology to minimize risk of ignition in HFTDs Remote GridWLDFREquipment / facility failureAggregated | WLDFR | HFTD - Distribution - Tier 3 - 2QU CoRE ¦ 1QU LoRE | Non-Red Flag Warning - Small Fires | Equipment / facility failure | Aggregated | 2022 | 0.0010295 | 184.1265 | 0.18956 | 2022 | Mitigation | 0.95 | 45 | 0 | esc | 0.00097009 | 9.9869e-07 | 0 | 0 | 0.0028115 | 8.7269e-11 | 0.014004 | 3.0071e-08
[120 empty] | 7.3.3.17.5 (Remote Grid) Updates to grid topology to minimize risk of ignition in HFTDs Remote GridWLDFREquipment / facility failureAggregated | WLDFR | HFTD - Distribution - Tier 3 - 2QU CoRE ¦ 1QU LoRE | Non-Red Flag Warning - Small Fires | Equipment / facility failure | Aggregated | 2023 | 0.0010295 | 184.1265 | 0.18956 | 2023 | Mitigation | 0.95 | 45 | 0 | esc | 0.00097009 | 9.9869e-07 | 0.00097009 | 9.9869e-07 | 0.0028115 | 8.7269e-11 | 0.014004 | 3.0071e-08
[120 empty] | 7.3.3.17.5 (Remote Grid) Updates to grid topology to minimize risk of ignition in HFTDs Remote GridWLDFREquipment / facility failureAggregated | WLDFR | HFTD - Distribution - Tier 3 - 2QU CoRE ¦ 1QU LoRE | Non-Red Flag Warning - Small Fires | Equipment / facility failure | Aggregated | 2024 | 0.0010295 | 184.1265 | 0.18956 | 2024 | Mitigation | 0.95 | 45 | 0 | esc | 0.00097009 | 9.9869e-07 | 0.00097009 | 9.9869e-07 | 0.0028115 | 8.7269e-11 | 0.014004 | 3.0071e-08
[120 empty] | 7.3.3.17.5 (Remote Grid) Updates to grid topology to minimize risk of ignition in HFTDs Remote GridWLDFREquipment / facility failureAggregated | WLDFR | HFTD - Distribution - Tier 3 - 2QU CoRE ¦ 1QU LoRE | Non-Red Flag Warning - Small Fires | Equipment / facility failure | Aggregated | 2025 | 0.0010295 | 184.1265 | 0.18956 | 2025 | Mitigation | 0.95 | 45 | 0 | esc | 0.00097009 | 9.9869e-07 | 0.00097009 | 9.9869e-07 | 0.0028115 | 8.7269e-11 | 0.014004 | 3.0071e-08
[120 empty] | 7.3.3.17.5 (Remote Grid) Updates to grid topology to minimize risk of ignition in HFTDs Remote GridWLDFREquipment / facility failureAggregated | WLDFR | HFTD - Distribution - Tier 3 - 2QU CoRE ¦ 1QU LoRE | Non-Red Flag Warning - Small Fires | Equipment / facility failure | Aggregated | 2026 | 0.0010295 | 184.1265 | 0.18956 | 2026 | Mitigation | 0.95 | 45 | 0 | esc | 0.00097009 | 9.9869e-07 | 0.00097009 | 9.9869e-07 | 0.0028115 | 8.7269e-11 | 0.014004 | 3.0071e-08
[120 empty] | 7.3.3.17.5 (Remote Grid) Updates to grid topology to minimize risk of ignition in HFTDs Remote GridWLDFREquipment / facility failureAggregated | WLDFR | HFTD - Distribution - Tier 3 - 2QU CoRE ¦ 1QU LoRE | Non-Red Flag Warning - Small Fires | Equipment / facility failure | Aggregated | 2027 | 0.0010295 | 184.1265 | 0.18956 | 2027 | Mitigation | 0.95 | 45 | 0 | esc | 0.00097009 | 9.9869e-07 | 0.00097009 | 9.9869e-07 | 0.0028115 | 8.7269e-11 | 0.014004 | 3.0071e-08
[120 empty] | 7.3.3.17.5 (Remote Grid) Updates to grid topology to minimize risk of ignition in HFTDs Remote GridWLDFREquipment / facility failureAggregated | WLDFR | HFTD - Distribution - Tier 3 - 2QU CoRE ¦ 1QU LoRE | Non-Red Flag Warning - Small Fires | Equipment / facility failure | Aggregated | 2028 | 0.0010295 | 184.1265 | 0.18956 | 2028 | Mitigation | 0.95 | 45 | 0 | esc | 0.00097009 | 9.9869e-07 | 0.00097009 | 9.9869e-07 | 0.0028115 | 8.7269e-11 | 0.014004 | 3.0071e-08
[120 empty] | 7.3.3.17.5 (Remote Grid) Updates to grid topology to minimize risk of ignition in HFTDs Remote GridWLDFREquipment / facility failureAggregated | WLDFR | HFTD - Distribution - Tier 3 - 2QU CoRE ¦ 1QU LoRE | Non-Red Flag Warning - Small Fires | Equipment / facility failure | Aggregated | 2029 | 0.0010295 | 184.1265 | 0.18956 | 2029 | Mitigation | 0.95 | 45 | 0 | esc | 0.00097009 | 9.9869e-07 | 0.00097009 | 9.9869e-07 | 0.0028115 | 8.7269e-11 | 0.014004 | 3.0071e-08
[120 empty] | 7.3.3.17.5 (Remote Grid) Updates to grid topology to minimize risk of ignition in HFTDs Remote GridWLDFREquipment / facility failureAggregated | WLDFR | HFTD - Distribution - Tier 3 - 2QU CoRE ¦ 1QU LoRE | Non-Red Flag Warning - Small Fires | Equipment / facility failure | Aggregated | 2030 | 0.0010295 | 184.1265 | 0.18956 | 2030 | Mitigation | 0.95 | 45 | 0 | esc | 0.00097009 | 9.9869e-07 | 0.00097009 | 9.9869e-07 | 0.0028115 | 8.7269e-11 | 0.014004 | 3.0071e-08
[120 empty] | 7.3.3.17.5 (Remote Grid) Updates to grid topology to minimize risk of ignition in HFTDs Remote GridWLDFREquipment / facility failureAggregated | WLDFR | HFTD - Distribution - Tier 3 - 2QU CoRE ¦ 1QU LoRE | Non-Red Flag Warning - Small Fires | Equipment / facility failure | Aggregated | 2031 | 0.0010295 | 184.1265 | 0.18956 | 2031 | Mitigation | 0.95 | 45 | 0 | esc | 0.00097009 | 9.9869e-07 | 0.00097009 | 9.9869e-07 | 0.0028115 | 8.7269e-11 | 0.014004 | 3.0071e-08
[120 empty] | 7.3.3.17.5 (Remote Grid) Updates to grid topology to minimize risk of ignition in HFTDs Remote GridWLDFREquipment / facility failureAggregated | WLDFR | HFTD - Distribution - Tier 3 - 2QU CoRE ¦ 1QU LoRE | Non-Red Flag Warning - Small Fires | Equipment / facility failure | Aggregated | 2032 | 0.0010295 | 184.1265 | 0.18956 | 2032 | Mitigation | 0.95 | 45 | 0 | esc | 0.00097009 | 9.9869e-07 | 0.00097009 | 9.9869e-07 | 0.0028115 | 8.7269e-11 | 0.014004 | 3.0071e-08
[120 empty] | 7.3.3.17.5 (Remote Grid) Updates to grid topology to minimize risk of ignition in HFTDs Remote GridWLDFREquipment / facility failureAggregated | WLDFR | HFTD - Distribution - Tier 3 - 2QU CoRE ¦ 1QU LoRE | Non-Red Flag Warning - Small Fires | Equipment / facility failure | Aggregated | 2033 | 0.0010295 | 184.1265 | 0.18956 | 2033 | Mitigation | 0.95 | 45 | 0 | esc | 0.00097009 | 9.9869e-07 | 0.00097009 | 9.9869e-07 | 0.0028115 | 8.7269e-11 | 0.014004 | 3.0071e-08
[120 empty] | 7.3.3.17.5 (Remote Grid) Updates to grid topology to minimize risk of ignition in HFTDs Remote GridWLDFREquipment / facility failureAggregated | WLDFR | HFTD - Distribution - Tier 3 - 2QU CoRE ¦ 1QU LoRE | Non-Red Flag Warning - Small Fires | Equipment / facility failure | Aggregated | 2034 | 0.0010295 | 184.1265 | 0.18956 | 2034 | Mitigation | 0.95 | 45 | 0 | esc | 0.00097009 | 9.9869e-07 | 0.00097009 | 9.9869e-07 | 0.0028115 | 8.7269e-11 | 0.014004 | 3.0071e-08
[120 empty] | 7.3.3.17.5 (Remote Grid) Updates to grid topology to minimize risk of ignition in HFTDs Remote GridWLDFREquipment / facility failureAggregated | WLDFR | HFTD - Distribution - Tier 3 - 2QU CoRE ¦ 1QU LoRE | Non-Red Flag Warning - Small Fires | Equipment / facility failure | Aggregated | 2035 | 0.0010295 | 184.1265 | 0.18956 | 2035 | Mitigation | 0.95 | 45 | 0 | esc | 0.00097009 | 9.9869e-07 | 0.00097009 | 9.9869e-07 | 0.0028115 | 8.7269e-11 | 0.014004 | 3.0071e-08
[120 empty] | 7.3.3.17.5 (Remote Grid) Updates to grid topology to minimize risk of ignition in HFTDs Remote GridWLDFREquipment / facility failureAggregated | WLDFR | HFTD - Distribution - Tier 3 - 2QU CoRE ¦ 1QU LoRE | Non-Red Flag Warning - Small Fires | Equipment / facility failure | Aggregated | 2036 | 0.0010295 | 184.1265 | 0.18956 | 2036 | Mitigation | 0.95 | 45 | 0 | esc | 0.00097009 | 9.9869e-07 | 0.00097009 | 9.9869e-07 | 0.0028115 | 8.7269e-11 | 0.014004 | 3.0071e-08
[120 empty] | 7.3.3.17.5 (Remote Grid) Updates to grid topology to minimize risk of ignition in HFTDs Remote GridWLDFREquipment / facility failureAggregated | WLDFR | HFTD - Distribution - Tier 3 - 2QU CoRE ¦ 1QU LoRE | Non-Red Flag Warning - Small Fires | Equipment / facility failure | Aggregated | 2037 | 0.0010295 | 184.1265 | 0.18956 | 2037 | Mitigation | 0.95 | 45 | 0 | esc | 0.00097009 | 9.9869e-07 | 0.00097009 | 9.9869e-07 | 0.0028115 | 8.7269e-11 | 0.014004 | 3.0071e-08
[120 empty] | 7.3.3.17.5 (Remote Grid) Updates to grid topology to minimize risk of ignition in HFTDs Remote GridWLDFREquipment / facility failureAggregated | WLDFR | HFTD - Distribution - Tier 3 - 2QU CoRE ¦ 1QU LoRE | Non-Red Flag Warning - Small Fires | Equipment / facility failure | Aggregated | 2038 | 0.0010295 | 184.1265 | 0.18956 | 2038 | Mitigation | 0.95 | 45 | 0 | esc | 0.00097009 | 9.9869e-07 | 0.00097009 | 9.9869e-07 | 0.0028115 | 8.7269e-11 | 0.014004 | 3.0071e-08
[120 empty] | 7.3.3.17.5 (Remote Grid) Updates to grid topology to minimize risk of ignition in HFTDs Remote GridWLDFREquipment / facility failureAggregated | WLDFR | HFTD - Distribution - Tier 3 - 2QU CoRE ¦ 1QU LoRE | Non-Red Flag Warning - Small Fires | Equipment / facility failure | Aggregated | 2039 | 0.0010295 | 184.1265 | 0.18956 | 2039 | Mitigation | 0.95 | 45 | 0 | esc | 0.00097009 | 9.9869e-07 | 0.00097009 | 9.9869e-07 | 0.0028115 | 8.7269e-11 | 0.014004 | 3.0071e-08
[120 empty] | 7.3.3.17.5 (Remote Grid) Updates to grid topology to minimize risk of ignition in HFTDs Remote GridWLDFREquipment / facility failureAggregated | WLDFR | HFTD - Distribution - Tier 3 - 2QU CoRE ¦ 1QU LoRE | Non-Red Flag Warning - Small Fires | Equipment / facility failure | Aggregated | 2040 | 0.0010295 | 184.1265 | 0.18956 | 2040 | Mitigation | 0.95 | 45 | 0 | esc | 0.00097009 | 9.9869e-07 | 0.00097009 | 9.9869e-07 | 0.0028115 | 8.7269e-11 | 0.014004 | 3.0071e-08
[120 empty] | 7.3.3.17.5 (Remote Grid) Updates to grid topology to minimize risk of ignition in HFTDs Remote GridWLDFREquipment / facility failureAggregated | WLDFR | HFTD - Distribution - Tier 3 - 2QU CoRE ¦ 1QU LoRE | Non-Red Flag Warning - Small Fires | Equipment / facility failure | Aggregated | 2041 | 0.0010295 | 184.1265 | 0.18956 | 2041 | Mitigation | 0.95 | 45 | 0 | esc | 0.00097009 | 9.9869e-07 | 0.00097009 | 9.9869e-07 | 0.0028115 | 8.7269e-11 | 0.014004 | 3.0071e-08
[120 empty] | 7.3.3.17.5 (Remote Grid) Updates to grid topology to minimize risk of ignition in HFTDs Remote GridWLDFREquipment / facility failureAggregated | WLDFR | HFTD - Distribution - Tier 3 - 2QU CoRE ¦ 1QU LoRE | Non-Red Flag Warning - Small Fires | Equipment / facility failure | Aggregated | 2042 | 0.0010295 | 184.1265 | 0.18956 | 2042 | Mitigation | 0.95 | 45 | 0 | esc | 0.00097009 | 9.9869e-07 | 0.00097009 | 9.9869e-07 | 0.0028115 | 8.7269e-11 | 0.014004 | 3.0071e-08
[120 empty] | 7.3.3.17.5 (Remote Grid) Updates to grid topology to minimize risk of ignition in HFTDs Remote GridWLDFREquipment / facility failureAggregated | WLDFR | HFTD - Distribution - Tier 3 - 2QU CoRE ¦ 1QU LoRE | Non-Red Flag Warning - Small Fires | Equipment / facility failure | Aggregated | 2043 | 0.0010295 | 184.1265 | 0.18956 | 2043 | Mitigation | 0.95 | 45 | 0 | esc | 0.00097009 | 9.9869e-07 | 0.00097009 | 9.9869e-07 | 0.0028115 | 8.7269e-11 | 0.014004 | 3.0071e-08
[120 empty] | 7.3.3.17.5 (Remote Grid) Updates to grid topology to minimize risk of ignition in HFTDs Remote GridWLDFREquipment / facility failureAggregated | WLDFR | HFTD - Distribution - Tier 3 - 2QU CoRE ¦ 1QU LoRE | Non-Red Flag Warning - Small Fires | Equipment / facility failure | Aggregated | 2044 | 0.0010295 | 184.1265 | 0.18956 | 2044 | Mitigation | 0.95 | 45 | 0 | esc | 0.00097009 | 9.9869e-07 | 0.00097009 | 9.9869e-07 | 0.0028115 | 8.7269e-11 | 0 | 0
[120 empty] | 7.3.3.17.5 (Remote Grid) Updates to grid topology to minimize risk of ignition in HFTDs Remote GridWLDFREquipment / facility failureAggregated | WLDFR | HFTD - Distribution - Tier 3 - 2QU CoRE ¦ 1QU LoRE | Non-Red Flag Warning - Small Fires | Equipment / facility failure | Aggregated | 2045 | 0.0010295 | 184.1265 | 0.18956 | 2045 | Mitigation | 0.95 | 45 | 0 | esc | 0.00097009 | 9.9869e-07 | 0.00097009 | 9.9869e-07 | 0.0028115 | 8.7269e-11 | 0 | 0
[120 empty] | 7.3.3.17.5 (Remote Grid) Updates to grid topology to minimize risk of ignition in HFTDs Remote GridWLDFREquipment / facility failureAggregated | WLDFR | HFTD - Distribution - Tier 3 - 2QU CoRE ¦ 1QU LoRE | Non-Red Flag Warning - Small Fires | Equipment / facility failure | Aggregated | 2046 | 0.0010295 | 184.1265 | 0.18956 | 2046 | Mitigation | 0.95 | 45 | 0 | esc | 0.00097009 | 9.9869e-07 | 0.00097009 | 9.9869e-07 | 0.0028115 | 8.7269e-11 | 0.012777 | 4.2598e-08
[120 empty] | 7.3.3.17.5 (Remote Grid) Updates to grid topology to minimize risk of ignition in HFTDs Remote GridWLDFREquipment / facility failureAggregated | WLDFR | HFTD - Distribution - Tier 3 - 2QU CoRE ¦ 1QU LoRE | Non-Red Flag Warning - Small Fires | Equipment / facility failure | Aggregated | 2047 | 0.0010295 | 184.1265 | 0.18956 | 2047 | Mitigation | 0.95 | 45 | 0 | esc | 0.00097009 | 9.9869e-07 | 0.00097009 | 9.9869e-07 | 0.0028115 | 8.7269e-11 | 0.012777 | 4.2598e-08
[120 empty] | 7.3.3.17.5 (Remote Grid) Updates to grid topology to minimize risk of ignition in HFTDs Remote GridWLDFREquipment / facility failureAggregated | WLDFR | HFTD - Distribution - Tier 3 - 2QU CoRE ¦ 1QU LoRE | Non-Red Flag Warning - Small Fires | Equipment / facility failure | Aggregated | 2048 | 0.0010295 | 184.1265 | 0.18956 | 2048 | Mitigation | 0.95 | 45 | 0 | esc | 0.00097009 | 9.9869e-07 | 0.00097009 | 9.9869e-07 | 0.0028115 | 8.7269e-11 | 0.012777 | 4.2598e-08
[120 empty] | 7.3.3.17.5 (Remote Grid) Updates to grid topology to minimize risk of ignition in HFTDs Remote GridWLDFREquipment / facility failureAggregated | WLDFR | HFTD - Distribution - Tier 3 - 2QU CoRE ¦ 1QU LoRE | Non-Red Flag Warning - Small Fires | Equipment / facility failure | Aggregated | 2049 | 0.0010295 | 184.1265 | 0.18956 | 2049 | Mitigation | 0.95 | 45 | 0 | esc | 0.00097009 | 9.9869e-07 | 0.00097009 | 9.9869e-07 | 0.0028115 | 8.7269e-11 | 0.012777 | 4.2598e-08
[120 empty] | 7.3.3.17.5 (Remote Grid) Updates to grid topology to minimize risk of ignition in HFTDs Remote GridWLDFREquipment / facility failureAggregated | WLDFR | HFTD - Distribution - Tier 3 - 2QU CoRE ¦ 1QU LoRE | Non-Red Flag Warning - Small Fires | Equipment / facility failure | Aggregated | 2050 | 0.0010295 | 184.1265 | 0.18956 | 2050 | Mitigation | 0.95 | 45 | 0 | esc | 0.00097009 | 9.9869e-07 | 0.00097009 | 9.9869e-07 | 0.0028115 | 8.7269e-11 | 0.012777 | 4.2598e-08
[120 empty] | 7.3.3.17.5 (Remote Grid) Updates to grid topology to minimize risk of ignition in HFTDs Remote GridWLDFREquipment / facility failureAggregated | WLDFR | HFTD - Distribution - Tier 3 - 2QU CoRE ¦ 1QU LoRE | Non-Red Flag Warning - Small Fires | Equipment / facility failure | Aggregated | 2051 | 0.0010295 | 184.1265 | 0.18956 | 2051 | Mitigation | 0.95 | 45 | 0 | esc | 0.00097009 | 9.9869e-07 | 0.00097009 | 9.9869e-07 | 0.0028115 | 8.7269e-11 | 0.012777 | 4.2598e-08
[120 empty] | 7.3.3.17.5 (Remote Grid) Updates to grid topology to minimize risk of ignition in HFTDs Remote GridWLDFREquipment / facility failureAggregated | WLDFR | HFTD - Distribution - Tier 3 - 2QU CoRE ¦ 1QU LoRE | Non-Red Flag Warning - Small Fires | Equipment / facility failure | Aggregated | 2052 | 0.0010295 | 184.1265 | 0.18956 | 2052 | Mitigation | 0.95 | 45 | 0 | esc | 0.00097009 | 9.9869e-07 | 0.00097009 | 9.9869e-07 | 0.0028115 | 8.7269e-11 | 0.012777 | 4.2598e-08
[120 empty] | 7.3.3.17.5 (Remote Grid) Updates to grid topology to minimize risk of ignition in HFTDs Remote GridWLDFREquipment / facility failureAggregated | WLDFR | HFTD - Distribution - Tier 3 - 2QU CoRE ¦ 1QU LoRE | Non-Red Flag Warning - Small Fires | Equipment / facility failure | Aggregated | 2053 | 0.0010295 | 184.1265 | 0.18956 | 2053 | Mitigation | 0.95 | 45 | 0 | esc | 0.00097009 | 9.9869e-07 | 0.00097009 | 9.9869e-07 | 0.0028115 | 8.7269e-11 | 0.012777 | 4.2598e-08
[120 empty] | 7.3.3.17.5 (Remote Grid) Updates to grid topology to minimize risk of ignition in HFTDs Remote GridWLDFREquipment / facility failureAggregated | WLDFR | HFTD - Distribution - Tier 3 - 2QU CoRE ¦ 1QU LoRE | Non-Red Flag Warning - Small Fires | Equipment / facility failure | Aggregated | 2054 | 0.0010295 | 184.1265 | 0.18956 | 2054 | Mitigation | 0.95 | 45 | 0 | esc | 0.00097009 | 9.9869e-07 | 0.00097009 | 9.9869e-07 | 0.0028115 | 8.7269e-11 | 0.012777 | 4.2598e-08
[120 empty] | 7.3.3.17.5 (Remote Grid) Updates to grid topology to minimize risk of ignition in HFTDs Remote GridWLDFREquipment / facility failureAggregated | WLDFR | HFTD - Distribution - Tier 3 - 2QU CoRE ¦ 1QU LoRE | Non-Red Flag Warning - Small Fires | Equipment / facility failure | Aggregated | 2055 | 0.0010295 | 184.1265 | 0.18956 | 2055 | Mitigation | 0.95 | 45 | 0 | esc | 0.00097009 | 9.9869e-07 | 0.00097009 | 9.9869e-07 | 0.0028115 | 8.7269e-11 | 0.012777 | 4.2598e-08
[120 empty] | 7.3.3.17.5 (Remote Grid) Updates to grid topology to minimize risk of ignition in HFTDs Remote GridWLDFREquipment / facility failureAggregated | WLDFR | HFTD - Distribution - Tier 3 - 2QU CoRE ¦ 1QU LoRE | Non-Red Flag Warning - Small Fires | Equipment / facility failure | Aggregated | 2056 | 0.0010295 | 184.1265 | 0.18956 | 2056 | Mitigation | 0.95 | 45 | 0 | esc | 0.00097009 | 9.9869e-07 | 0.00097009 | 9.9869e-07 | 0.0028115 | 8.7269e-11 | 0.012777 | 4.2598e-08
[120 empty] | 7.3.3.17.5 (Remote Grid) Updates to grid topology to minimize risk of ignition in HFTDs Remote GridWLDFREquipment / facility failureAggregated | WLDFR | HFTD - Distribution - Tier 3 - 2QU CoRE ¦ 1QU LoRE | Non-Red Flag Warning - Small Fires | Equipment / facility failure | Aggregated | 2057 | 0.0010295 | 184.1265 | 0.18956 | 2057 | Mitigation | 0.95 | 45 | 0 | esc | 0.00097009 | 9.9869e-07 | 0.00097009 | 9.9869e-07 | 0.0028115 | 8.7269e-11 | 0.012777 | 4.2598e-08
[120 empty] | 7.3.3.17.5 (Remote Grid) Updates to grid topology to minimize risk of ignition in HFTDs Remote GridWLDFREquipment / facility failureAggregated | WLDFR | HFTD - Distribution - Tier 3 - 2QU CoRE ¦ 1QU LoRE | Non-Red Flag Warning - Small Fires | Equipment / facility failure | Aggregated | 2058 | 0.0010295 | 184.1265 | 0.18956 | 2058 | Mitigation | 0.95 | 45 | 0 | esc | 0.00097009 | 9.9869e-07 | 0.00097009 | 9.9869e-07 | 0.0028115 | 8.7269e-11 | 0.012777 | 4.2598e-08
[120 empty] | 7.3.3.17.5 (Remote Grid) Updates to grid topology to minimize risk of ignition in HFTDs Remote GridWLDFREquipment / facility failureAggregated | WLDFR | HFTD - Distribution - Tier 3 - 2QU CoRE ¦ 1QU LoRE | Non-Red Flag Warning - Small Fires | Equipment / facility failure | Aggregated | 2059 | 0.0010295 | 184.1265 | 0.18956 | 2059 | Mitigation | 0.95 | 45 | 0 | esc | 0.00097009 | 9.9869e-07 | 0.00097009 | 9.9869e-07 | 0.0028115 | 8.7269e-11 | 0.012777 | 4.2598e-08
[120 empty] | 7.3.3.17.5 (Remote Grid) Updates to grid topology to minimize risk of ignition in HFTDs Remote GridWLDFREquipment / facility failureAggregated | WLDFR | HFTD - Distribution - Tier 3 - 2QU CoRE ¦ 1QU LoRE | Non-Red Flag Warning - Small Fires | Equipment / facility failure | Aggregated | 2060 | 0.0010295 | 184.1265 | 0.18956 | 2060 | Mitigation | 0.95 | 45 | 0 | esc | 0.00097009 | 9.9869e-07 | 0.00097009 | 9.9869e-07 | 0 | 0 | 0.012777 | 4.2598e-08
[120 empty] | 7.3.3.17.5 (Remote Grid) Updates to grid topology to minimize risk of ignition in HFTDs Remote GridWLDFREquipment / facility failureAggregated | WLDFR | HFTD - Distribution - Tier 3 - 2QU CoRE ¦ 1QU LoRE | Non-Red Flag Warning - Small Fires | Equipment / facility failure | Aggregated | 2061 | 0.0010295 | 184.1265 | 0.18956 | 2061 | Mitigation | 0.95 | 45 | 0 | esc | 0.00097009 | 9.9869e-07 | 0.00097009 | 9.9869e-07 | 0.0028115 | 7.9094e-07 | 0.012777 | 4.2598e-08
[120 empty] | 7.3.3.17.5 (Remote Grid) Updates to grid topology to minimize risk of ignition in HFTDs Remote GridWLDFREquipment / facility failureAggregated | WLDFR | HFTD - Distribution - Tier 3 - 2QU CoRE ¦ 1QU LoRE | Non-Red Flag Warning - Small Fires | Equipment / facility failure | Aggregated | 2062 | 0.0010295 | 184.1265 | 0.18956 | 2062 | Mitigation | 0.95 | 45 | 0 | esc | 0.00097009 | 9.9869e-07 | 0.00097009 | 9.9869e-07 | 0.0028115 | 7.9094e-07 | 0.012777 | 4.2598e-08
[120 empty] | 7.3.3.17.5 (Remote Grid) Updates to grid topology to minimize risk of ignition in HFTDs Remote GridWLDFREquipment / facility failureAggregated | WLDFR | HFTD - Distribution - Tier 3 - 2QU CoRE ¦ 1QU LoRE | Non-Red Flag Warning - Small Fires | Equipment / facility failure | Aggregated | 2063 | 0.0010295 | 184.1265 | 0.18956 | 2063 | Mitigation | 0.95 | 45 | 0 | esc | 0.00097009 | 9.9869e-07 | 0.00097009 | 9.9869e-07 | 0.0028115 | 7.9094e-07 | 0.012777 | 4.2598e-08
[120 empty] | 7.3.3.17.5 (Remote Grid) Updates to grid topology to minimize risk of ignition in HFTDs Remote GridWLDFREquipment / facility failureAggregated | WLDFR | HFTD - Distribution - Tier 3 - 2QU CoRE ¦ 1QU LoRE | Non-Red Flag Warning - Small Fires | Equipment / facility failure | Aggregated | 2064 | 0.0010295 | 184.1265 | 0.18956 | 2064 | Mitigation | 0.95 | 45 | 0 | esc | 0.00097009 | 9.9869e-07 | 0.00097009 | 9.9869e-07 | 0.0028115 | 7.9094e-07 | 0.012777 | 4.2598e-08
[120 empty] | 7.3.3.17.5 (Remote Grid) Updates to grid topology to minimize risk of ignition in HFTDs Remote GridWLDFREquipment / facility failureAggregated | WLDFR | HFTD - Distribution - Tier 3 - 2QU CoRE ¦ 1QU LoRE | Non-Red Flag Warning - Small Fires | Equipment / facility failure | Aggregated | 2065 | 0.0010295 | 184.1265 | 0.18956 | 2065 | Mitigation | 0.95 | 45 | 0 | esc | 0.00097009 | 9.9869e-07 | 0.00097009 | 9.9869e-07 | 0.0028115 | 7.9094e-07 | 0.012777 | 4.2598e-08
[120 empty] | 7.3.3.17.5 (Remote Grid) Updates to grid topology to minimize risk of ignition in HFTDs Remote GridWLDFREquipment / facility failureAggregated | WLDFR | HFTD - Distribution - Tier 3 - 2QU CoRE ¦ 1QU LoRE | Non-Red Flag Warning - Small Fires | Equipment / facility failure | Aggregated | 2066 | 0.0010295 | 184.1265 | 0.18956 | 2066 | Mitigation | 0.95 | 45 | 0 | esc | 0.00097009 | 9.9869e-07 | 0.00097009 | 9.9869e-07 | 0.0028115 | 7.9094e-07 | 0.012777 | 4.2598e-08
[120 empty] | 7.3.3.17.5 (Remote Grid) Updates to grid topology to minimize risk of ignition in HFTDs Remote GridWLDFREquipment / facility failureAggregated | WLDFR | HFTD - Distribution - Tier 3 - 2QU CoRE ¦ 1QU LoRE | Non-Red Flag Warning - Small Fires | Equipment / facility failure | Aggregated | 2067 | 0.0010295 | 184.1265 | 0.18956 | 2067 | Mitigation | 0.95 | 45 | 0 | esc | 0 | 0 | 0.00097009 | 9.9869e-07 | 0.0028115 | 7.9094e-07 | 0.012777 | 4.2598e-08
[120 empty] | 7.3.3.17.5 (Remote Grid) Updates to grid topology to minimize risk of ignition in HFTDs Remote GridWLDFRVegetation ContactAggregated | WLDFR | HFTD - Distribution - Tier 3 - 2QU CoRE ¦ 1QU LoRE | Non-Red Flag Warning - Small Fires | Vegetation Contact | Aggregated | 2022 | 0.0048643 | 184.1265 | 0.89564 | 2022 | Mitigation | 0.95 | 45 | 0 | esc | 0.00097009 | 4.7187e-06 | 0 | 0 | 0.0028115 | 7.9094e-07 | 0.012777 | 4.2598e-08
[120 empty] | 7.3.3.17.5 (Remote Grid) Updates to grid topology to minimize risk of ignition in HFTDs Remote GridWLDFRVegetation ContactAggregated | WLDFR | HFTD - Distribution - Tier 3 - 2QU CoRE ¦ 1QU LoRE | Non-Red Flag Warning - Small Fires | Vegetation Contact | Aggregated | 2023 | 0.0048643 | 184.1265 | 0.89564 | 2023 | Mitigation | 0.95 | 45 | 0 | esc | 0.00097009 | 4.7187e-06 | 0.00097009 | 4.7187e-06 | 0.0028115 | 7.9094e-07 | 0.012777 | 4.2598e-08
[120 empty] | 7.3.3.17.5 (Remote Grid) Updates to grid topology to minimize risk of ignition in HFTDs Remote GridWLDFRVegetation ContactAggregated | WLDFR | HFTD - Distribution - Tier 3 - 2QU CoRE ¦ 1QU LoRE | Non-Red Flag Warning - Small Fires | Vegetation Contact | Aggregated | 2024 | 0.0048643 | 184.1265 | 0.89564 | 2024 | Mitigation | 0.95 | 45 | 0 | esc | 0.00097009 | 4.7187e-06 | 0.00097009 | 4.7187e-06 | 0.0028115 | 7.9094e-07 | 0.012777 | 4.2598e-08
[120 empty] | 7.3.3.17.5 (Remote Grid) Updates to grid topology to minimize risk of ignition in HFTDs Remote GridWLDFRVegetation ContactAggregated | WLDFR | HFTD - Distribution - Tier 3 - 2QU CoRE ¦ 1QU LoRE | Non-Red Flag Warning - Small Fires | Vegetation Contact | Aggregated | 2025 | 0.0048643 | 184.1265 | 0.89564 | 2025 | Mitigation | 0.95 | 45 | 0 | esc | 0.00097009 | 4.7187e-06 | 0.00097009 | 4.7187e-06 | 0.0028115 | 7.9094e-07 | 0.012777 | 4.2598e-08
[120 empty] | 7.3.3.17.5 (Remote Grid) Updates to grid topology to minimize risk of ignition in HFTDs Remote GridWLDFRVegetation ContactAggregated | WLDFR | HFTD - Distribution - Tier 3 - 2QU CoRE ¦ 1QU LoRE | Non-Red Flag Warning - Small Fires | Vegetation Contact | Aggregated | 2026 | 0.0048643 | 184.1265 | 0.89564 | 2026 | Mitigation | 0.95 | 45 | 0 | esc | 0.00097009 | 4.7187e-06 | 0.00097009 | 4.7187e-06 | 0.0028115 | 7.9094e-07 | 0.012777 | 4.2598e-08
[120 empty] | 7.3.3.17.5 (Remote Grid) Updates to grid topology to minimize risk of ignition in HFTDs Remote GridWLDFRVegetation ContactAggregated | WLDFR | HFTD - Distribution - Tier 3 - 2QU CoRE ¦ 1QU LoRE | Non-Red Flag Warning - Small Fires | Vegetation Contact | Aggregated | 2027 | 0.0048643 | 184.1265 | 0.89564 | 2027 | Mitigation | 0.95 | 45 | 0 | esc | 0.00097009 | 4.7187e-06 | 0.00097009 | 4.7187e-06 | 0.0028115 | 7.9094e-07 | 0.012777 | 4.2598e-08
[120 empty] | 7.3.3.17.5 (Remote Grid) Updates to grid topology to minimize risk of ignition in HFTDs Remote GridWLDFRVegetation ContactAggregated | WLDFR | HFTD - Distribution - Tier 3 - 2QU CoRE ¦ 1QU LoRE | Non-Red Flag Warning - Small Fires | Vegetation Contact | Aggregated | 2028 | 0.0048643 | 184.1265 | 0.89564 | 2028 | Mitigation | 0.95 | 45 | 0 | esc | 0.00097009 | 4.7187e-06 | 0.00097009 | 4.7187e-06 | 0.0028115 | 7.9094e-07 | 0.012777 | 4.2598e-08
[120 empty] | 7.3.3.17.5 (Remote Grid) Updates to grid topology to minimize risk of ignition in HFTDs Remote GridWLDFRVegetation ContactAggregated | WLDFR | HFTD - Distribution - Tier 3 - 2QU CoRE ¦ 1QU LoRE | Non-Red Flag Warning - Small Fires | Vegetation Contact | Aggregated | 2029 | 0.0048643 | 184.1265 | 0.89564 | 2029 | Mitigation | 0.95 | 45 | 0 | esc | 0.00097009 | 4.7187e-06 | 0.00097009 | 4.7187e-06 | 0.0028115 | 7.9094e-07 | 0.012777 | 4.2598e-08
[120 empty] | 7.3.3.17.5 (Remote Grid) Updates to grid topology to minimize risk of ignition in HFTDs Remote GridWLDFRVegetation ContactAggregated | WLDFR | HFTD - Distribution - Tier 3 - 2QU CoRE ¦ 1QU LoRE | Non-Red Flag Warning - Small Fires | Vegetation Contact | Aggregated | 2030 | 0.0048643 | 184.1265 | 0.89564 | 2030 | Mitigation | 0.95 | 45 | 0 | esc | 0.00097009 | 4.7187e-06 | 0.00097009 | 4.7187e-06 | 0.0028115 | 7.9094e-07 | 0 | 0
[120 empty] | 7.3.3.17.5 (Remote Grid) Updates to grid topology to minimize risk of ignition in HFTDs Remote GridWLDFRVegetation ContactAggregated | WLDFR | HFTD - Distribution - Tier 3 - 2QU CoRE ¦ 1QU LoRE | Non-Red Flag Warning - Small Fires | Vegetation Contact | Aggregated | 2031 | 0.0048643 | 184.1265 | 0.89564 | 2031 | Mitigation | 0.95 | 45 | 0 | esc | 0.00097009 | 4.7187e-06 | 0.00097009 | 4.7187e-06 | 0.0028115 | 7.9094e-07 | 0 | 0
[120 empty] | 7.3.3.17.5 (Remote Grid) Updates to grid topology to minimize risk of ignition in HFTDs Remote GridWLDFRVegetation ContactAggregated | WLDFR | HFTD - Distribution - Tier 3 - 2QU CoRE ¦ 1QU LoRE | Non-Red Flag Warning - Small Fires | Vegetation Contact | Aggregated | 2032 | 0.0048643 | 184.1265 | 0.89564 | 2032 | Mitigation | 0.95 | 45 | 0 | esc | 0.00097009 | 4.7187e-06 | 0.00097009 | 4.7187e-06 | 0.0028115 | 7.9094e-07 | 0.012705 | 2.9628e-08
[120 empty] | 7.3.3.17.5 (Remote Grid) Updates to grid topology to minimize risk of ignition in HFTDs Remote GridWLDFRVegetation ContactAggregated | WLDFR | HFTD - Distribution - Tier 3 - 2QU CoRE ¦ 1QU LoRE | Non-Red Flag Warning - Small Fires | Vegetation Contact | Aggregated | 2033 | 0.0048643 | 184.1265 | 0.89564 | 2033 | Mitigation | 0.95 | 45 | 0 | esc | 0.00097009 | 4.7187e-06 | 0.00097009 | 4.7187e-06 | 0.0028115 | 7.9094e-07 | 0.012705 | 2.9628e-08
[120 empty] | 7.3.3.17.5 (Remote Grid) Updates to grid topology to minimize risk of ignition in HFTDs Remote GridWLDFRVegetation ContactAggregated | WLDFR | HFTD - Distribution - Tier 3 - 2QU CoRE ¦ 1QU LoRE | Non-Red Flag Warning - Small Fires | Vegetation Contact | Aggregated | 2034 | 0.0048643 | 184.1265 | 0.89564 | 2034 | Mitigation | 0.95 | 45 | 0 | esc | 0.00097009 | 4.7187e-06 | 0.00097009 | 4.7187e-06 | 0.0028115 | 7.9094e-07 | 0.012705 | 2.9628e-08
[120 empty] | 7.3.3.17.5 (Remote Grid) Updates to grid topology to minimize risk of ignition in HFTDs Remote GridWLDFRVegetation ContactAggregated | WLDFR | HFTD - Distribution - Tier 3 - 2QU CoRE ¦ 1QU LoRE | Non-Red Flag Warning - Small Fires | Vegetation Contact | Aggregated | 2035 | 0.0048643 | 184.1265 | 0.89564 | 2035 | Mitigation | 0.95 | 45 | 0 | esc | 0.00097009 | 4.7187e-06 | 0.00097009 | 4.7187e-06 | 0.0028115 | 7.9094e-07 | 0.012705 | 2.9628e-08
[120 empty] | 7.3.3.17.5 (Remote Grid) Updates to grid topology to minimize risk of ignition in HFTDs Remote GridWLDFRVegetation ContactAggregated | WLDFR | HFTD - Distribution - Tier 3 - 2QU CoRE ¦ 1QU LoRE | Non-Red Flag Warning - Small Fires | Vegetation Contact | Aggregated | 2036 | 0.0048643 | 184.1265 | 0.89564 | 2036 | Mitigation | 0.95 | 45 | 0 | esc | 0.00097009 | 4.7187e-06 | 0.00097009 | 4.7187e-06 | 0.0028115 | 7.9094e-07 | 0.012705 | 2.9628e-08
[120 empty] | 7.3.3.17.5 (Remote Grid) Updates to grid topology to minimize risk of ignition in HFTDs Remote GridWLDFRVegetation ContactAggregated | WLDFR | HFTD - Distribution - Tier 3 - 2QU CoRE ¦ 1QU LoRE | Non-Red Flag Warning - Small Fires | Vegetation Contact | Aggregated | 2037 | 0.0048643 | 184.1265 | 0.89564 | 2037 | Mitigation | 0.95 | 45 | 0 | esc | 0.00097009 | 4.7187e-06 | 0.00097009 | 4.7187e-06 | 0.0028115 | 7.9094e-07 | 0.012705 | 2.9628e-08
[120 empty] | 7.3.3.17.5 (Remote Grid) Updates to grid topology to minimize risk of ignition in HFTDs Remote GridWLDFRVegetation ContactAggregated | WLDFR | HFTD - Distribution - Tier 3 - 2QU CoRE ¦ 1QU LoRE | Non-Red Flag Warning - Small Fires | Vegetation Contact | Aggregated | 2038 | 0.0048643 | 184.1265 | 0.89564 | 2038 | Mitigation | 0.95 | 45 | 0 | esc | 0.00097009 | 4.7187e-06 | 0.00097009 | 4.7187e-06 | 0.0028115 | 7.9094e-07 | 0.012705 | 2.9628e-08
[120 empty] | 7.3.3.17.5 (Remote Grid) Updates to grid topology to minimize risk of ignition in HFTDs Remote GridWLDFRVegetation ContactAggregated | WLDFR | HFTD - Distribution - Tier 3 - 2QU CoRE ¦ 1QU LoRE | Non-Red Flag Warning - Small Fires | Vegetation Contact | Aggregated | 2039 | 0.0048643 | 184.1265 | 0.89564 | 2039 | Mitigation | 0.95 | 45 | 0 | esc | 0.00097009 | 4.7187e-06 | 0.00097009 | 4.7187e-06 | 0.0028115 | 7.9094e-07 | 0.012705 | 2.9628e-08
[120 empty] | 7.3.3.17.5 (Remote Grid) Updates to grid topology to minimize risk of ignition in HFTDs Remote GridWLDFRVegetation ContactAggregated | WLDFR | HFTD - Distribution - Tier 3 - 2QU CoRE ¦ 1QU LoRE | Non-Red Flag Warning - Small Fires | Vegetation Contact | Aggregated | 2040 | 0.0048643 | 184.1265 | 0.89564 | 2040 | Mitigation | 0.95 | 45 | 0 | esc | 0.00097009 | 4.7187e-06 | 0.00097009 | 4.7187e-06 | 0.0028115 | 7.9094e-07 | 0.012705 | 2.9628e-08
[120 empty] | 7.3.3.17.5 (Remote Grid) Updates to grid topology to minimize risk of ignition in HFTDs Remote GridWLDFRVegetation ContactAggregated | WLDFR | HFTD - Distribution - Tier 3 - 2QU CoRE ¦ 1QU LoRE | Non-Red Flag Warning - Small Fires | Vegetation Contact | Aggregated | 2041 | 0.0048643 | 184.1265 | 0.89564 | 2041 | Mitigation | 0.95 | 45 | 0 | esc | 0.00097009 | 4.7187e-06 | 0.00097009 | 4.7187e-06 | 0.0028115 | 7.9094e-07 | 0.012705 | 2.9628e-08
[120 empty] | 7.3.3.17.5 (Remote Grid) Updates to grid topology to minimize risk of ignition in HFTDs Remote GridWLDFRVegetation ContactAggregated | WLDFR | HFTD - Distribution - Tier 3 - 2QU CoRE ¦ 1QU LoRE | Non-Red Flag Warning - Small Fires | Vegetation Contact | Aggregated | 2042 | 0.0048643 | 184.1265 | 0.89564 | 2042 | Mitigation | 0.95 | 45 | 0 | esc | 0.00097009 | 4.7187e-06 | 0.00097009 | 4.7187e-06 | 0.0028115 | 7.9094e-07 | 0.012705 | 2.9628e-08
[120 empty] | 7.3.3.17.5 (Remote Grid) Updates to grid topology to minimize risk of ignition in HFTDs Remote GridWLDFRVegetation ContactAggregated | WLDFR | HFTD - Distribution - Tier 3 - 2QU CoRE ¦ 1QU LoRE | Non-Red Flag Warning - Small Fires | Vegetation Contact | Aggregated | 2043 | 0.0048643 | 184.1265 | 0.89564 | 2043 | Mitigation | 0.95 | 45 | 0 | esc | 0.00097009 | 4.7187e-06 | 0.00097009 | 4.7187e-06 | 0.0028115 | 7.9094e-07 | 0.012705 | 2.9628e-08
[120 empty] | 7.3.3.17.5 (Remote Grid) Updates to grid topology to minimize risk of ignition in HFTDs Remote GridWLDFRVegetation ContactAggregated | WLDFR | HFTD - Distribution - Tier 3 - 2QU CoRE ¦ 1QU LoRE | Non-Red Flag Warning - Small Fires | Vegetation Contact | Aggregated | 2044 | 0.0048643 | 184.1265 | 0.89564 | 2044 | Mitigation | 0.95 | 45 | 0 | esc | 0.00097009 | 4.7187e-06 | 0.00097009 | 4.7187e-06 | 0.0028115 | 7.9094e-07 | 0.012705 | 2.9628e-08
[120 empty] | 7.3.3.17.5 (Remote Grid) Updates to grid topology to minimize risk of ignition in HFTDs Remote GridWLDFRVegetation ContactAggregated | WLDFR | HFTD - Distribution - Tier 3 - 2QU CoRE ¦ 1QU LoRE | Non-Red Flag Warning - Small Fires | Vegetation Contact | Aggregated | 2045 | 0.0048643 | 184.1265 | 0.89564 | 2045 | Mitigation | 0.95 | 45 | 0 | esc | 0.00097009 | 4.7187e-06 | 0.00097009 | 4.7187e-06 | 0.0028115 | 7.9094e-07 | 0.012705 | 2.9628e-08
[120 empty] | 7.3.3.17.5 (Remote Grid) Updates to grid topology to minimize risk of ignition in HFTDs Remote GridWLDFRVegetation ContactAggregated | WLDFR | HFTD - Distribution - Tier 3 - 2QU CoRE ¦ 1QU LoRE | Non-Red Flag Warning - Small Fires | Vegetation Contact | Aggregated | 2046 | 0.0048643 | 184.1265 | 0.89564 | 2046 | Mitigation | 0.95 | 45 | 0 | esc | 0.00097009 | 4.7187e-06 | 0.00097009 | 4.7187e-06 | 0.0028115 | 7.9094e-07 | 0.012705 | 2.9628e-08
[120 empty] | 7.3.3.17.5 (Remote Grid) Updates to grid topology to minimize risk of ignition in HFTDs Remote GridWLDFRVegetation ContactAggregated | WLDFR | HFTD - Distribution - Tier 3 - 2QU CoRE ¦ 1QU LoRE | Non-Red Flag Warning - Small Fires | Vegetation Contact | Aggregated | 2047 | 0.0048643 | 184.1265 | 0.89564 | 2047 | Mitigation | 0.95 | 45 | 0 | esc | 0.00097009 | 4.7187e-06 | 0.00097009 | 4.7187e-06 | 0.0028115 | 7.9094e-07 | 0.012705 | 2.9628e-08
[120 empty] | 7.3.3.17.5 (Remote Grid) Updates to grid topology to minimize risk of ignition in HFTDs Remote GridWLDFRVegetation ContactAggregated | WLDFR | HFTD - Distribution - Tier 3 - 2QU CoRE ¦ 1QU LoRE | Non-Red Flag Warning - Small Fires | Vegetation Contact | Aggregated | 2048 | 0.0048643 | 184.1265 | 0.89564 | 2048 | Mitigation | 0.95 | 45 | 0 | esc | 0.00097009 | 4.7187e-06 | 0.00097009 | 4.7187e-06 | 0.0028115 | 7.9094e-07 | 0.012705 | 2.9628e-08
[120 empty] | 7.3.3.17.5 (Remote Grid) Updates to grid topology to minimize risk of ignition in HFTDs Remote GridWLDFRVegetation ContactAggregated | WLDFR | HFTD - Distribution - Tier 3 - 2QU CoRE ¦ 1QU LoRE | Non-Red Flag Warning - Small Fires | Vegetation Contact | Aggregated | 2049 | 0.0048643 | 184.1265 | 0.89564 | 2049 | Mitigation | 0.95 | 45 | 0 | esc | 0.00097009 | 4.7187e-06 | 0.00097009 | 4.7187e-06 | 0.0028115 | 7.9094e-07 | 0.012705 | 2.9628e-08
[120 empty] | 7.3.3.17.5 (Remote Grid) Updates to grid topology to minimize risk of ignition in HFTDs Remote GridWLDFRVegetation ContactAggregated | WLDFR | HFTD - Distribution - Tier 3 - 2QU CoRE ¦ 1QU LoRE | Non-Red Flag Warning - Small Fires | Vegetation Contact | Aggregated | 2050 | 0.0048643 | 184.1265 | 0.89564 | 2050 | Mitigation | 0.95 | 45 | 0 | esc | 0.00097009 | 4.7187e-06 | 0.00097009 | 4.7187e-06 | 0.0028115 | 7.9094e-07 | 0.012705 | 2.9628e-08
[120 empty] | 7.3.3.17.5 (Remote Grid) Updates to grid topology to minimize risk of ignition in HFTDs Remote GridWLDFRVegetation ContactAggregated | WLDFR | HFTD - Distribution - Tier 3 - 2QU CoRE ¦ 1QU LoRE | Non-Red Flag Warning - Small Fires | Vegetation Contact | Aggregated | 2051 | 0.0048643 | 184.1265 | 0.89564 | 2051 | Mitigation | 0.95 | 45 | 0 | esc | 0.00097009 | 4.7187e-06 | 0.00097009 | 4.7187e-06 | 0.0028115 | 7.9094e-07 | 0.012705 | 2.9628e-08
[120 empty] | 7.3.3.17.5 (Remote Grid) Updates to grid topology to minimize risk of ignition in HFTDs Remote GridWLDFRVegetation ContactAggregated | WLDFR | HFTD - Distribution - Tier 3 - 2QU CoRE ¦ 1QU LoRE | Non-Red Flag Warning - Small Fires | Vegetation Contact | Aggregated | 2052 | 0.0048643 | 184.1265 | 0.89564 | 2052 | Mitigation | 0.95 | 45 | 0 | esc | 0.00097009 | 4.7187e-06 | 0.00097009 | 4.7187e-06 | 0.0028115 | 7.9094e-07 | 0.012705 | 2.9628e-08
[120 empty] | 7.3.3.17.5 (Remote Grid) Updates to grid topology to minimize risk of ignition in HFTDs Remote GridWLDFRVegetation ContactAggregated | WLDFR | HFTD - Distribution - Tier 3 - 2QU CoRE ¦ 1QU LoRE | Non-Red Flag Warning - Small Fires | Vegetation Contact | Aggregated | 2053 | 0.0048643 | 184.1265 | 0.89564 | 2053 | Mitigation | 0.95 | 45 | 0 | esc | 0.00097009 | 4.7187e-06 | 0.00097009 | 4.7187e-06 | 0.0028115 | 7.9094e-07 | 0.012705 | 2.9628e-08
[120 empty] | 7.3.3.17.5 (Remote Grid) Updates to grid topology to minimize risk of ignition in HFTDs Remote GridWLDFRVegetation ContactAggregated | WLDFR | HFTD - Distribution - Tier 3 - 2QU CoRE ¦ 1QU LoRE | Non-Red Flag Warning - Small Fires | Vegetation Contact | Aggregated | 2054 | 0.0048643 | 184.1265 | 0.89564 | 2054 | Mitigation | 0.95 | 45 | 0 | esc | 0.00097009 | 4.7187e-06 | 0.00097009 | 4.7187e-06 | 0.0028115 | 7.9094e-07 | 0.012705 | 2.9628e-08
[120 empty] | 7.3.3.17.5 (Remote Grid) Updates to grid topology to minimize risk of ignition in HFTDs Remote GridWLDFRVegetation ContactAggregated | WLDFR | HFTD - Distribution - Tier 3 - 2QU CoRE ¦ 1QU LoRE | Non-Red Flag Warning - Small Fires | Vegetation Contact | Aggregated | 2055 | 0.0048643 | 184.1265 | 0.89564 | 2055 | Mitigation | 0.95 | 45 | 0 | esc | 0.00097009 | 4.7187e-06 | 0.00097009 | 4.7187e-06 | 0.0028115 | 7.9094e-07 | 0.012705 | 2.9628e-08
[120 empty] | 7.3.3.17.5 (Remote Grid) Updates to grid topology to minimize risk of ignition in HFTDs Remote GridWLDFRVegetation ContactAggregated | WLDFR | HFTD - Distribution - Tier 3 - 2QU CoRE ¦ 1QU LoRE | Non-Red Flag Warning - Small Fires | Vegetation Contact | Aggregated | 2056 | 0.0048643 | 184.1265 | 0.89564 | 2056 | Mitigation | 0.95 | 45 | 0 | esc | 0.00097009 | 4.7187e-06 | 0.00097009 | 4.7187e-06 | 0.0028115 | 7.9094e-07 | 0.012705 | 2.9628e-08
[120 empty] | 7.3.3.17.5 (Remote Grid) Updates to grid topology to minimize risk of ignition in HFTDs Remote GridWLDFRVegetation ContactAggregated | WLDFR | HFTD - Distribution - Tier 3 - 2QU CoRE ¦ 1QU LoRE | Non-Red Flag Warning - Small Fires | Vegetation Contact | Aggregated | 2057 | 0.0048643 | 184.1265 | 0.89564 | 2057 | Mitigation | 0.95 | 45 | 0 | esc | 0.00097009 | 4.7187e-06 | 0.00097009 | 4.7187e-06 | 0.0028115 | 7.9094e-07 | 0.012705 | 2.9628e-08
[120 empty] | 7.3.3.17.5 (Remote Grid) Updates to grid topology to minimize risk of ignition in HFTDs Remote GridWLDFRVegetation ContactAggregated | WLDFR | HFTD - Distribution - Tier 3 - 2QU CoRE ¦ 1QU LoRE | Non-Red Flag Warning - Small Fires | Vegetation Contact | Aggregated | 2058 | 0.0048643 | 184.1265 | 0.89564 | 2058 | Mitigation | 0.95 | 45 | 0 | esc | 0.00097009 | 4.7187e-06 | 0.00097009 | 4.7187e-06 | 0.0028115 | 7.9094e-07 | 0.012705 | 2.9628e-08
[120 empty] | 7.3.3.17.5 (Remote Grid) Updates to grid topology to minimize risk of ignition in HFTDs Remote GridWLDFRVegetation ContactAggregated | WLDFR | HFTD - Distribution - Tier 3 - 2QU CoRE ¦ 1QU LoRE | Non-Red Flag Warning - Small Fires | Vegetation Contact | Aggregated | 2059 | 0.0048643 | 184.1265 | 0.89564 | 2059 | Mitigation | 0.95 | 45 | 0 | esc | 0.00097009 | 4.7187e-06 | 0.00097009 | 4.7187e-06 | 0.0028115 | 7.9094e-07 | 0.012705 | 2.9628e-08
[120 empty] | 7.3.3.17.5 (Remote Grid) Updates to grid topology to minimize risk of ignition in HFTDs Remote GridWLDFRVegetation ContactAggregated | WLDFR | HFTD - Distribution - Tier 3 - 2QU CoRE ¦ 1QU LoRE | Non-Red Flag Warning - Small Fires | Vegetation Contact | Aggregated | 2060 | 0.0048643 | 184.1265 | 0.89564 | 2060 | Mitigation | 0.95 | 45 | 0 | esc | 0.00097009 | 4.7187e-06 | 0.00097009 | 4.7187e-06 | 0.0028115 | 7.9094e-07 | 0.012705 | 2.9628e-08
[120 empty] | 7.3.3.17.5 (Remote Grid) Updates to grid topology to minimize risk of ignition in HFTDs Remote GridWLDFRVegetation ContactAggregated | WLDFR | HFTD - Distribution - Tier 3 - 2QU CoRE ¦ 1QU LoRE | Non-Red Flag Warning - Small Fires | Vegetation Contact | Aggregated | 2061 | 0.0048643 | 184.1265 | 0.89564 | 2061 | Mitigation | 0.95 | 45 | 0 | esc | 0.00097009 | 4.7187e-06 | 0.00097009 | 4.7187e-06 | 0.0028115 | 7.9094e-07 | 0.012705 | 2.9628e-08
[120 empty] | 7.3.3.17.5 (Remote Grid) Updates to grid topology to minimize risk of ignition in HFTDs Remote GridWLDFRVegetation ContactAggregated | WLDFR | HFTD - Distribution - Tier 3 - 2QU CoRE ¦ 1QU LoRE | Non-Red Flag Warning - Small Fires | Vegetation Contact | Aggregated | 2062 | 0.0048643 | 184.1265 | 0.89564 | 2062 | Mitigation | 0.95 | 45 | 0 | esc | 0.00097009 | 4.7187e-06 | 0.00097009 | 4.7187e-06 | 0.0028115 | 7.9094e-07 | 0 | 0
[120 empty] | 7.3.3.17.5 (Remote Grid) Updates to grid topology to minimize risk of ignition in HFTDs Remote GridWLDFRVegetation ContactAggregated | WLDFR | HFTD - Distribution - Tier 3 - 2QU CoRE ¦ 1QU LoRE | Non-Red Flag Warning - Small Fires | Vegetation Contact | Aggregated | 2063 | 0.0048643 | 184.1265 | 0.89564 | 2063 | Mitigation | 0.95 | 45 | 0 | esc | 0.00097009 | 4.7187e-06 | 0.00097009 | 4.7187e-06 | 0.0028115 | 7.9094e-07 | 0 | 0
[120 empty] | 7.3.3.17.5 (Remote Grid) Updates to grid topology to minimize risk of ignition in HFTDs Remote GridWLDFRVegetation ContactAggregated | WLDFR | HFTD - Distribution - Tier 3 - 2QU CoRE ¦ 1QU LoRE | Non-Red Flag Warning - Small Fires | Vegetation Contact | Aggregated | 2064 | 0.0048643 | 184.1265 | 0.89564 | 2064 | Mitigation | 0.95 | 45 | 0 | esc | 0.00097009 | 4.7187e-06 | 0.00097009 | 4.7187e-06 | 0 | 0 | 0.01662 | 1.7858e-09
[120 empty] | 7.3.3.17.5 (Remote Grid) Updates to grid topology to minimize risk of ignition in HFTDs Remote GridWLDFRVegetation ContactAggregated | WLDFR | HFTD - Distribution - Tier 3 - 2QU CoRE ¦ 1QU LoRE | Non-Red Flag Warning - Small Fires | Vegetation Contact | Aggregated | 2065 | 0.0048643 | 184.1265 | 0.89564 | 2065 | Mitigation | 0.95 | 45 | 0 | esc | 0.00097009 | 4.7187e-06 | 0.00097009 | 4.7187e-06 | 0.0028115 | 2.6736e-08 | 0.01662 | 1.7858e-09
[120 empty] | 7.3.3.17.5 (Remote Grid) Updates to grid topology to minimize risk of ignition in HFTDs Remote GridWLDFRVegetation ContactAggregated | WLDFR | HFTD - Distribution - Tier 3 - 2QU CoRE ¦ 1QU LoRE | Non-Red Flag Warning - Small Fires | Vegetation Contact | Aggregated | 2066 | 0.0048643 | 184.1265 | 0.89564 | 2066 | Mitigation | 0.95 | 45 | 0 | esc | 0.00097009 | 4.7187e-06 | 0.00097009 | 4.7187e-06 | 0.0028115 | 2.6736e-08 | 0.01662 | 1.7858e-09
[120 empty] | 7.3.3.17.5 (Remote Grid) Updates to grid topology to minimize risk of ignition in HFTDs Remote GridWLDFRVegetation ContactAggregated | WLDFR | HFTD - Distribution - Tier 3 - 2QU CoRE ¦ 1QU LoRE | Non-Red Flag Warning - Small Fires | Vegetation Contact | Aggregated | 2067 | 0.0048643 | 184.1265 | 0.89564 | 2067 | Mitigation | 0.95 | 45 | 0 | esc | 0 | 0 | 0.00097009 | 4.7187e-06 | 0.0028115 | 2.6736e-08 | 0.01662 | 1.7858e-09
[120 empty] | 7.3.3.17.5 (Remote Grid) Updates to grid topology to minimize risk of ignition in HFTDs Remote GridWLDFRWire-to-wire contactAggregated | WLDFR | HFTD - Distribution - Tier 3 - 2QU CoRE ¦ 1QU LoRE | Non-Red Flag Warning - Small Fires | Wire-to-wire contact | Aggregated | 2022 | 0.00023732 | 184.1265 | 0.043697 | 2022 | Mitigation | 0.95 | 45 | 0 | esc | 0.00097009 | 2.3022e-07 | 0 | 0 | 0.0028115 | 2.6736e-08 | 0.01662 | 1.7858e-09
[120 empty] | 7.3.3.17.5 (Remote Grid) Updates to grid topology to minimize risk of ignition in HFTDs Remote GridWLDFRWire-to-wire contactAggregated | WLDFR | HFTD - Distribution - Tier 3 - 2QU CoRE ¦ 1QU LoRE | Non-Red Flag Warning - Small Fires | Wire-to-wire contact | Aggregated | 2023 | 0.00023732 | 184.1265 | 0.043697 | 2023 | Mitigation | 0.95 | 45 | 0 | esc | 0.00097009 | 2.3022e-07 | 0.00097009 | 2.3022e-07 | 0.0028115 | 2.6736e-08 | 0.01662 | 1.7858e-09
[120 empty] | 7.3.3.17.5 (Remote Grid) Updates to grid topology to minimize risk of ignition in HFTDs Remote GridWLDFRWire-to-wire contactAggregated | WLDFR | HFTD - Distribution - Tier 3 - 2QU CoRE ¦ 1QU LoRE | Non-Red Flag Warning - Small Fires | Wire-to-wire contact | Aggregated | 2024 | 0.00023732 | 184.1265 | 0.043697 | 2024 | Mitigation | 0.95 | 45 | 0 | esc | 0.00097009 | 2.3022e-07 | 0.00097009 | 2.3022e-07 | 0.0028115 | 2.6736e-08 | 0.01662 | 1.7858e-09
[120 empty] | 7.3.3.17.5 (Remote Grid) Updates to grid topology to minimize risk of ignition in HFTDs Remote GridWLDFRWire-to-wire contactAggregated | WLDFR | HFTD - Distribution - Tier 3 - 2QU CoRE ¦ 1QU LoRE | Non-Red Flag Warning - Small Fires | Wire-to-wire contact | Aggregated | 2025 | 0.00023732 | 184.1265 | 0.043697 | 2025 | Mitigation | 0.95 | 45 | 0 | esc | 0.00097009 | 2.3022e-07 | 0.00097009 | 2.3022e-07 | 0.0028115 | 2.6736e-08 | 0.01662 | 1.7858e-09
[120 empty] | 7.3.3.17.5 (Remote Grid) Updates to grid topology to minimize risk of ignition in HFTDs Remote GridWLDFRWire-to-wire contactAggregated | WLDFR | HFTD - Distribution - Tier 3 - 2QU CoRE ¦ 1QU LoRE | Non-Red Flag Warning - Small Fires | Wire-to-wire contact | Aggregated | 2026 | 0.00023732 | 184.1265 | 0.043697 | 2026 | Mitigation | 0.95 | 45 | 0 | esc | 0.00097009 | 2.3022e-07 | 0.00097009 | 2.3022e-07 | 0.0028115 | 2.6736e-08 | 0.01662 | 1.7858e-09
[120 empty] | 7.3.3.17.5 (Remote Grid) Updates to grid topology to minimize risk of ignition in HFTDs Remote GridWLDFRWire-to-wire contactAggregated | WLDFR | HFTD - Distribution - Tier 3 - 2QU CoRE ¦ 1QU LoRE | Non-Red Flag Warning - Small Fires | Wire-to-wire contact | Aggregated | 2027 | 0.00023732 | 184.1265 | 0.043697 | 2027 | Mitigation | 0.95 | 45 | 0 | esc | 0.00097009 | 2.3022e-07 | 0.00097009 | 2.3022e-07 | 0.0028115 | 2.6736e-08 | 0.01662 | 1.7858e-09
[120 empty] | 7.3.3.17.5 (Remote Grid) Updates to grid topology to minimize risk of ignition in HFTDs Remote GridWLDFRWire-to-wire contactAggregated | WLDFR | HFTD - Distribution - Tier 3 - 2QU CoRE ¦ 1QU LoRE | Non-Red Flag Warning - Small Fires | Wire-to-wire contact | Aggregated | 2028 | 0.00023732 | 184.1265 | 0.043697 | 2028 | Mitigation | 0.95 | 45 | 0 | esc | 0.00097009 | 2.3022e-07 | 0.00097009 | 2.3022e-07 | 0.0028115 | 2.6736e-08 | 0.01662 | 1.7858e-09
[120 empty] | 7.3.3.17.5 (Remote Grid) Updates to grid topology to minimize risk of ignition in HFTDs Remote GridWLDFRWire-to-wire contactAggregated | WLDFR | HFTD - Distribution - Tier 3 - 2QU CoRE ¦ 1QU LoRE | Non-Red Flag Warning - Small Fires | Wire-to-wire contact | Aggregated | 2029 | 0.00023732 | 184.1265 | 0.043697 | 2029 | Mitigation | 0.95 | 45 | 0 | esc | 0.00097009 | 2.3022e-07 | 0.00097009 | 2.3022e-07 | 0.0028115 | 2.6736e-08 | 0.01662 | 1.7858e-09
[120 empty] | 7.3.3.17.5 (Remote Grid) Updates to grid topology to minimize risk of ignition in HFTDs Remote GridWLDFRWire-to-wire contactAggregated | WLDFR | HFTD - Distribution - Tier 3 - 2QU CoRE ¦ 1QU LoRE | Non-Red Flag Warning - Small Fires | Wire-to-wire contact | Aggregated | 2030 | 0.00023732 | 184.1265 | 0.043697 | 2030 | Mitigation | 0.95 | 45 | 0 | esc | 0.00097009 | 2.3022e-07 | 0.00097009 | 2.3022e-07 | 0.0028115 | 2.6736e-08 | 0.01662 | 1.7858e-09
[120 empty] | 7.3.3.17.5 (Remote Grid) Updates to grid topology to minimize risk of ignition in HFTDs Remote GridWLDFRWire-to-wire contactAggregated | WLDFR | HFTD - Distribution - Tier 3 - 2QU CoRE ¦ 1QU LoRE | Non-Red Flag Warning - Small Fires | Wire-to-wire contact | Aggregated | 2031 | 0.00023732 | 184.1265 | 0.043697 | 2031 | Mitigation | 0.95 | 45 | 0 | esc | 0.00097009 | 2.3022e-07 | 0.00097009 | 2.3022e-07 | 0.0028115 | 2.6736e-08 | 0.01662 | 1.7858e-09
[120 empty] | 7.3.3.17.5 (Remote Grid) Updates to grid topology to minimize risk of ignition in HFTDs Remote GridWLDFRWire-to-wire contactAggregated | WLDFR | HFTD - Distribution - Tier 3 - 2QU CoRE ¦ 1QU LoRE | Non-Red Flag Warning - Small Fires | Wire-to-wire contact | Aggregated | 2032 | 0.00023732 | 184.1265 | 0.043697 | 2032 | Mitigation | 0.95 | 45 | 0 | esc | 0.00097009 | 2.3022e-07 | 0.00097009 | 2.3022e-07 | 0.0028115 | 2.6736e-08 | 0.01662 | 1.7858e-09
[120 empty] | 7.3.3.17.5 (Remote Grid) Updates to grid topology to minimize risk of ignition in HFTDs Remote GridWLDFRWire-to-wire contactAggregated | WLDFR | HFTD - Distribution - Tier 3 - 2QU CoRE ¦ 1QU LoRE | Non-Red Flag Warning - Small Fires | Wire-to-wire contact | Aggregated | 2033 | 0.00023732 | 184.1265 | 0.043697 | 2033 | Mitigation | 0.95 | 45 | 0 | esc | 0.00097009 | 2.3022e-07 | 0.00097009 | 2.3022e-07 | 0.0028115 | 2.6736e-08 | 0.01662 | 1.7858e-09
[120 empty] | 7.3.3.17.5 (Remote Grid) Updates to grid topology to minimize risk of ignition in HFTDs Remote GridWLDFRWire-to-wire contactAggregated | WLDFR | HFTD - Distribution - Tier 3 - 2QU CoRE ¦ 1QU LoRE | Non-Red Flag Warning - Small Fires | Wire-to-wire contact | Aggregated | 2034 | 0.00023732 | 184.1265 | 0.043697 | 2034 | Mitigation | 0.95 | 45 | 0 | esc | 0.00097009 | 2.3022e-07 | 0.00097009 | 2.3022e-07 | 0.0028115 | 2.6736e-08 | 0.01662 | 1.7858e-09
[120 empty] | 7.3.3.17.5 (Remote Grid) Updates to grid topology to minimize risk of ignition in HFTDs Remote GridWLDFRWire-to-wire contactAggregated | WLDFR | HFTD - Distribution - Tier 3 - 2QU CoRE ¦ 1QU LoRE | Non-Red Flag Warning - Small Fires | Wire-to-wire contact | Aggregated | 2035 | 0.00023732 | 184.1265 | 0.043697 | 2035 | Mitigation | 0.95 | 45 | 0 | esc | 0.00097009 | 2.3022e-07 | 0.00097009 | 2.3022e-07 | 0.0028115 | 2.6736e-08 | 0.01662 | 1.7858e-09
[120 empty] | 7.3.3.17.5 (Remote Grid) Updates to grid topology to minimize risk of ignition in HFTDs Remote GridWLDFRWire-to-wire contactAggregated | WLDFR | HFTD - Distribution - Tier 3 - 2QU CoRE ¦ 1QU LoRE | Non-Red Flag Warning - Small Fires | Wire-to-wire contact | Aggregated | 2036 | 0.00023732 | 184.1265 | 0.043697 | 2036 | Mitigation | 0.95 | 45 | 0 | esc | 0.00097009 | 2.3022e-07 | 0.00097009 | 2.3022e-07 | 0.0028115 | 2.6736e-08 | 0.01662 | 1.7858e-09
[120 empty] | 7.3.3.17.5 (Remote Grid) Updates to grid topology to minimize risk of ignition in HFTDs Remote GridWLDFRWire-to-wire contactAggregated | WLDFR | HFTD - Distribution - Tier 3 - 2QU CoRE ¦ 1QU LoRE | Non-Red Flag Warning - Small Fires | Wire-to-wire contact | Aggregated | 2037 | 0.00023732 | 184.1265 | 0.043697 | 2037 | Mitigation | 0.95 | 45 | 0 | esc | 0.00097009 | 2.3022e-07 | 0.00097009 | 2.3022e-07 | 0.0028115 | 2.6736e-08 | 0.01662 | 1.7858e-09
[120 empty] | 7.3.3.17.5 (Remote Grid) Updates to grid topology to minimize risk of ignition in HFTDs Remote GridWLDFRWire-to-wire contactAggregated | WLDFR | HFTD - Distribution - Tier 3 - 2QU CoRE ¦ 1QU LoRE | Non-Red Flag Warning - Small Fires | Wire-to-wire contact | Aggregated | 2038 | 0.00023732 | 184.1265 | 0.043697 | 2038 | Mitigation | 0.95 | 45 | 0 | esc | 0.00097009 | 2.3022e-07 | 0.00097009 | 2.3022e-07 | 0.0028115 | 2.6736e-08 | 0.01662 | 1.7858e-09
[120 empty] | 7.3.3.17.5 (Remote Grid) Updates to grid topology to minimize risk of ignition in HFTDs Remote GridWLDFRWire-to-wire contactAggregated | WLDFR | HFTD - Distribution - Tier 3 - 2QU CoRE ¦ 1QU LoRE | Non-Red Flag Warning - Small Fires | Wire-to-wire contact | Aggregated | 2039 | 0.00023732 | 184.1265 | 0.043697 | 2039 | Mitigation | 0.95 | 45 | 0 | esc | 0.00097009 | 2.3022e-07 | 0.00097009 | 2.3022e-07 | 0.0028115 | 2.6736e-08 | 0.01662 | 1.7858e-09
[120 empty] | 7.3.3.17.5 (Remote Grid) Updates to grid topology to minimize risk of ignition in HFTDs Remote GridWLDFRWire-to-wire contactAggregated | WLDFR | HFTD - Distribution - Tier 3 - 2QU CoRE ¦ 1QU LoRE | Non-Red Flag Warning - Small Fires | Wire-to-wire contact | Aggregated | 2040 | 0.00023732 | 184.1265 | 0.043697 | 2040 | Mitigation | 0.95 | 45 | 0 | esc | 0.00097009 | 2.3022e-07 | 0.00097009 | 2.3022e-07 | 0.0028115 | 2.6736e-08 | 0.01662 | 1.7858e-09
[120 empty] | 7.3.3.17.5 (Remote Grid) Updates to grid topology to minimize risk of ignition in HFTDs Remote GridWLDFRWire-to-wire contactAggregated | WLDFR | HFTD - Distribution - Tier 3 - 2QU CoRE ¦ 1QU LoRE | Non-Red Flag Warning - Small Fires | Wire-to-wire contact | Aggregated | 2041 | 0.00023732 | 184.1265 | 0.043697 | 2041 | Mitigation | 0.95 | 45 | 0 | esc | 0.00097009 | 2.3022e-07 | 0.00097009 | 2.3022e-07 | 0.0028115 | 2.6736e-08 | 0.01662 | 1.7858e-09
[120 empty] | 7.3.3.17.5 (Remote Grid) Updates to grid topology to minimize risk of ignition in HFTDs Remote GridWLDFRWire-to-wire contactAggregated | WLDFR | HFTD - Distribution - Tier 3 - 2QU CoRE ¦ 1QU LoRE | Non-Red Flag Warning - Small Fires | Wire-to-wire contact | Aggregated | 2042 | 0.00023732 | 184.1265 | 0.043697 | 2042 | Mitigation | 0.95 | 45 | 0 | esc | 0.00097009 | 2.3022e-07 | 0.00097009 | 2.3022e-07 | 0.0028115 | 2.6736e-08 | 0.01662 | 1.7858e-09
[120 empty] | 7.3.3.17.5 (Remote Grid) Updates to grid topology to minimize risk of ignition in HFTDs Remote GridWLDFRWire-to-wire contactAggregated | WLDFR | HFTD - Distribution - Tier 3 - 2QU CoRE ¦ 1QU LoRE | Non-Red Flag Warning - Small Fires | Wire-to-wire contact | Aggregated | 2043 | 0.00023732 | 184.1265 | 0.043697 | 2043 | Mitigation | 0.95 | 45 | 0 | esc | 0.00097009 | 2.3022e-07 | 0.00097009 | 2.3022e-07 | 0.0028115 | 2.6736e-08 | 0.01662 | 1.7858e-09
[120 empty] | 7.3.3.17.5 (Remote Grid) Updates to grid topology to minimize risk of ignition in HFTDs Remote GridWLDFRWire-to-wire contactAggregated | WLDFR | HFTD - Distribution - Tier 3 - 2QU CoRE ¦ 1QU LoRE | Non-Red Flag Warning - Small Fires | Wire-to-wire contact | Aggregated | 2044 | 0.00023732 | 184.1265 | 0.043697 | 2044 | Mitigation | 0.95 | 45 | 0 | esc | 0.00097009 | 2.3022e-07 | 0.00097009 | 2.3022e-07 | 0.0028115 | 2.6736e-08 | 0.01662 | 1.7858e-09
[120 empty] | 7.3.3.17.5 (Remote Grid) Updates to grid topology to minimize risk of ignition in HFTDs Remote GridWLDFRWire-to-wire contactAggregated | WLDFR | HFTD - Distribution - Tier 3 - 2QU CoRE ¦ 1QU LoRE | Non-Red Flag Warning - Small Fires | Wire-to-wire contact | Aggregated | 2045 | 0.00023732 | 184.1265 | 0.043697 | 2045 | Mitigation | 0.95 | 45 | 0 | esc | 0.00097009 | 2.3022e-07 | 0.00097009 | 2.3022e-07 | 0.0028115 | 2.6736e-08 | 0.01662 | 1.7858e-09
[120 empty] | 7.3.3.17.5 (Remote Grid) Updates to grid topology to minimize risk of ignition in HFTDs Remote GridWLDFRWire-to-wire contactAggregated | WLDFR | HFTD - Distribution - Tier 3 - 2QU CoRE ¦ 1QU LoRE | Non-Red Flag Warning - Small Fires | Wire-to-wire contact | Aggregated | 2046 | 0.00023732 | 184.1265 | 0.043697 | 2046 | Mitigation | 0.95 | 45 | 0 | esc | 0.00097009 | 2.3022e-07 | 0.00097009 | 2.3022e-07 | 0.0028115 | 2.6736e-08 | 0.01662 | 1.7858e-09
[120 empty] | 7.3.3.17.5 (Remote Grid) Updates to grid topology to minimize risk of ignition in HFTDs Remote GridWLDFRWire-to-wire contactAggregated | WLDFR | HFTD - Distribution - Tier 3 - 2QU CoRE ¦ 1QU LoRE | Non-Red Flag Warning - Small Fires | Wire-to-wire contact | Aggregated | 2047 | 0.00023732 | 184.1265 | 0.043697 | 2047 | Mitigation | 0.95 | 45 | 0 | esc | 0.00097009 | 2.3022e-07 | 0.00097009 | 2.3022e-07 | 0.0028115 | 2.6736e-08 | 0.01662 | 1.7858e-09
[120 empty] | 7.3.3.17.5 (Remote Grid) Updates to grid topology to minimize risk of ignition in HFTDs Remote GridWLDFRWire-to-wire contactAggregated | WLDFR | HFTD - Distribution - Tier 3 - 2QU CoRE ¦ 1QU LoRE | Non-Red Flag Warning - Small Fires | Wire-to-wire contact | Aggregated | 2048 | 0.00023732 | 184.1265 | 0.043697 | 2048 | Mitigation | 0.95 | 45 | 0 | esc | 0.00097009 | 2.3022e-07 | 0.00097009 | 2.3022e-07 | 0.0028115 | 2.6736e-08 | 0 | 0
[120 empty] | 7.3.3.17.5 (Remote Grid) Updates to grid topology to minimize risk of ignition in HFTDs Remote GridWLDFRWire-to-wire contactAggregated | WLDFR | HFTD - Distribution - Tier 3 - 2QU CoRE ¦ 1QU LoRE | Non-Red Flag Warning - Small Fires | Wire-to-wire contact | Aggregated | 2049 | 0.00023732 | 184.1265 | 0.043697 | 2049 | Mitigation | 0.95 | 45 | 0 | esc | 0.00097009 | 2.3022e-07 | 0.00097009 | 2.3022e-07 | 0.0028115 | 2.6736e-08 | 0 | 0
[120 empty] | 7.3.3.17.5 (Remote Grid) Updates to grid topology to minimize risk of ignition in HFTDs Remote GridWLDFRWire-to-wire contactAggregated | WLDFR | HFTD - Distribution - Tier 3 - 2QU CoRE ¦ 1QU LoRE | Non-Red Flag Warning - Small Fires | Wire-to-wire contact | Aggregated | 2050 | 0.00023732 | 184.1265 | 0.043697 | 2050 | Mitigation | 0.95 | 45 | 0 | esc | 0.00097009 | 2.3022e-07 | 0.00097009 | 2.3022e-07 | 0.0028115 | 2.6736e-08 | 0.0080352 | 1.9609e-08
[120 empty] | 7.3.3.17.5 (Remote Grid) Updates to grid topology to minimize risk of ignition in HFTDs Remote GridWLDFRWire-to-wire contactAggregated | WLDFR | HFTD - Distribution - Tier 3 - 2QU CoRE ¦ 1QU LoRE | Non-Red Flag Warning - Small Fires | Wire-to-wire contact | Aggregated | 2051 | 0.00023732 | 184.1265 | 0.043697 | 2051 | Mitigation | 0.95 | 45 | 0 | esc | 0.00097009 | 2.3022e-07 | 0.00097009 | 2.3022e-07 | 0.0028115 | 2.6736e-08 | 0.0080352 | 1.9609e-08
[120 empty] | 7.3.3.17.5 (Remote Grid) Updates to grid topology to minimize risk of ignition in HFTDs Remote GridWLDFRWire-to-wire contactAggregated | WLDFR | HFTD - Distribution - Tier 3 - 2QU CoRE ¦ 1QU LoRE | Non-Red Flag Warning - Small Fires | Wire-to-wire contact | Aggregated | 2052 | 0.00023732 | 184.1265 | 0.043697 | 2052 | Mitigation | 0.95 | 45 | 0 | esc | 0.00097009 | 2.3022e-07 | 0.00097009 | 2.3022e-07 | 0.0028115 | 2.6736e-08 | 0.0080352 | 1.9609e-08
[120 empty] | 7.3.3.17.5 (Remote Grid) Updates to grid topology to minimize risk of ignition in HFTDs Remote GridWLDFRWire-to-wire contactAggregated | WLDFR | HFTD - Distribution - Tier 3 - 2QU CoRE ¦ 1QU LoRE | Non-Red Flag Warning - Small Fires | Wire-to-wire contact | Aggregated | 2053 | 0.00023732 | 184.1265 | 0.043697 | 2053 | Mitigation | 0.95 | 45 | 0 | esc | 0.00097009 | 2.3022e-07 | 0.00097009 | 2.3022e-07 | 0.0028115 | 2.6736e-08 | 0.0080352 | 1.9609e-08
[120 empty] | 7.3.3.17.5 (Remote Grid) Updates to grid topology to minimize risk of ignition in HFTDs Remote GridWLDFRWire-to-wire contactAggregated | WLDFR | HFTD - Distribution - Tier 3 - 2QU CoRE ¦ 1QU LoRE | Non-Red Flag Warning - Small Fires | Wire-to-wire contact | Aggregated | 2054 | 0.00023732 | 184.1265 | 0.043697 | 2054 | Mitigation | 0.95 | 45 | 0 | esc | 0.00097009 | 2.3022e-07 | 0.00097009 | 2.3022e-07 | 0.0028115 | 2.6736e-08 | 0.0080352 | 1.9609e-08
[120 empty] | 7.3.3.17.5 (Remote Grid) Updates to grid topology to minimize risk of ignition in HFTDs Remote GridWLDFRWire-to-wire contactAggregated | WLDFR | HFTD - Distribution - Tier 3 - 2QU CoRE ¦ 1QU LoRE | Non-Red Flag Warning - Small Fires | Wire-to-wire contact | Aggregated | 2055 | 0.00023732 | 184.1265 | 0.043697 | 2055 | Mitigation | 0.95 | 45 | 0 | esc | 0.00097009 | 2.3022e-07 | 0.00097009 | 2.3022e-07 | 0.0028115 | 2.6736e-08 | 0.0080352 | 1.9609e-08
[120 empty] | 7.3.3.17.5 (Remote Grid) Updates to grid topology to minimize risk of ignition in HFTDs Remote GridWLDFRWire-to-wire contactAggregated | WLDFR | HFTD - Distribution - Tier 3 - 2QU CoRE ¦ 1QU LoRE | Non-Red Flag Warning - Small Fires | Wire-to-wire contact | Aggregated | 2056 | 0.00023732 | 184.1265 | 0.043697 | 2056 | Mitigation | 0.95 | 45 | 0 | esc | 0.00097009 | 2.3022e-07 | 0.00097009 | 2.3022e-07 | 0.0028115 | 2.6736e-08 | 0.0080352 | 1.9609e-08
[120 empty] | 7.3.3.17.5 (Remote Grid) Updates to grid topology to minimize risk of ignition in HFTDs Remote GridWLDFRWire-to-wire contactAggregated | WLDFR | HFTD - Distribution - Tier 3 - 2QU CoRE ¦ 1QU LoRE | Non-Red Flag Warning - Small Fires | Wire-to-wire contact | Aggregated | 2057 | 0.00023732 | 184.1265 | 0.043697 | 2057 | Mitigation | 0.95 | 45 | 0 | esc | 0.00097009 | 2.3022e-07 | 0.00097009 | 2.3022e-07 | 0.0028115 | 2.6736e-08 | 0.0080352 | 1.9609e-08
[120 empty] | 7.3.3.17.5 (Remote Grid) Updates to grid topology to minimize risk of ignition in HFTDs Remote GridWLDFRWire-to-wire contactAggregated | WLDFR | HFTD - Distribution - Tier 3 - 2QU CoRE ¦ 1QU LoRE | Non-Red Flag Warning - Small Fires | Wire-to-wire contact | Aggregated | 2058 | 0.00023732 | 184.1265 | 0.043697 | 2058 | Mitigation | 0.95 | 45 | 0 | esc | 0.00097009 | 2.3022e-07 | 0.00097009 | 2.3022e-07 | 0.0028115 | 2.6736e-08 | 0.0080352 | 1.9609e-08
[120 empty] | 7.3.3.17.5 (Remote Grid) Updates to grid topology to minimize risk of ignition in HFTDs Remote GridWLDFRWire-to-wire contactAggregated | WLDFR | HFTD - Distribution - Tier 3 - 2QU CoRE ¦ 1QU LoRE | Non-Red Flag Warning - Small Fires | Wire-to-wire contact | Aggregated | 2059 | 0.00023732 | 184.1265 | 0.043697 | 2059 | Mitigation | 0.95 | 45 | 0 | esc | 0.00097009 | 2.3022e-07 | 0.00097009 | 2.3022e-07 | 0.0028115 | 2.6736e-08 | 0.0080352 | 1.9609e-08
[120 empty] | 7.3.3.17.5 (Remote Grid) Updates to grid topology to minimize risk of ignition in HFTDs Remote GridWLDFRWire-to-wire contactAggregated | WLDFR | HFTD - Distribution - Tier 3 - 2QU CoRE ¦ 1QU LoRE | Non-Red Flag Warning - Small Fires | Wire-to-wire contact | Aggregated | 2060 | 0.00023732 | 184.1265 | 0.043697 | 2060 | Mitigation | 0.95 | 45 | 0 | esc | 0.00097009 | 2.3022e-07 | 0.00097009 | 2.3022e-07 | 0.0028115 | 2.6736e-08 | 0.0080352 | 1.9609e-08
[120 empty] | 7.3.3.17.5 (Remote Grid) Updates to grid topology to minimize risk of ignition in HFTDs Remote GridWLDFRWire-to-wire contactAggregated | WLDFR | HFTD - Distribution - Tier 3 - 2QU CoRE ¦ 1QU LoRE | Non-Red Flag Warning - Small Fires | Wire-to-wire contact | Aggregated | 2061 | 0.00023732 | 184.1265 | 0.043697 | 2061 | Mitigation | 0.95 | 45 | 0 | esc | 0.00097009 | 2.3022e-07 | 0.00097009 | 2.3022e-07 | 0.0028115 | 2.6736e-08 | 0.0080352 | 1.9609e-08
[120 empty] | 7.3.3.17.5 (Remote Grid) Updates to grid topology to minimize risk of ignition in HFTDs Remote GridWLDFRWire-to-wire contactAggregated | WLDFR | HFTD - Distribution - Tier 3 - 2QU CoRE ¦ 1QU LoRE | Non-Red Flag Warning - Small Fires | Wire-to-wire contact | Aggregated | 2062 | 0.00023732 | 184.1265 | 0.043697 | 2062 | Mitigation | 0.95 | 45 | 0 | esc | 0.00097009 | 2.3022e-07 | 0.00097009 | 2.3022e-07 | 0.0028115 | 2.6736e-08 | 0.0080352 | 1.9609e-08
[120 empty] | 7.3.3.17.5 (Remote Grid) Updates to grid topology to minimize risk of ignition in HFTDs Remote GridWLDFRWire-to-wire contactAggregated | WLDFR | HFTD - Distribution - Tier 3 - 2QU CoRE ¦ 1QU LoRE | Non-Red Flag Warning - Small Fires | Wire-to-wire contact | Aggregated | 2063 | 0.00023732 | 184.1265 | 0.043697 | 2063 | Mitigation | 0.95 | 45 | 0 | esc | 0.00097009 | 2.3022e-07 | 0.00097009 | 2.3022e-07 | 0.0028115 | 2.6736e-08 | 0.0080352 | 1.9609e-08
[120 empty] | 7.3.3.17.5 (Remote Grid) Updates to grid topology to minimize risk of ignition in HFTDs Remote GridWLDFRWire-to-wire contactAggregated | WLDFR | HFTD - Distribution - Tier 3 - 2QU CoRE ¦ 1QU LoRE | Non-Red Flag Warning - Small Fires | Wire-to-wire contact | Aggregated | 2064 | 0.00023732 | 184.1265 | 0.043697 | 2064 | Mitigation | 0.95 | 45 | 0 | esc | 0.00097009 | 2.3022e-07 | 0.00097009 | 2.3022e-07 | 0.0028115 | 2.6736e-08 | 0.0080352 | 1.9609e-08
[120 empty] | 7.3.3.17.5 (Remote Grid) Updates to grid topology to minimize risk of ignition in HFTDs Remote GridWLDFRWire-to-wire contactAggregated | WLDFR | HFTD - Distribution - Tier 3 - 2QU CoRE ¦ 1QU LoRE | Non-Red Flag Warning - Small Fires | Wire-to-wire contact | Aggregated | 2065 | 0.00023732 | 184.1265 | 0.043697 | 2065 | Mitigation | 0.95 | 45 | 0 | esc | 0.00097009 | 2.3022e-07 | 0.00097009 | 2.3022e-07 | 0.0028115 | 2.6736e-08 | 0.0080352 | 1.9609e-08
[120 empty] | 7.3.3.17.5 (Remote Grid) Updates to grid topology to minimize risk of ignition in HFTDs Remote GridWLDFRWire-to-wire contactAggregated | WLDFR | HFTD - Distribution - Tier 3 - 2QU CoRE ¦ 1QU LoRE | Non-Red Flag Warning - Small Fires | Wire-to-wire contact | Aggregated | 2066 | 0.00023732 | 184.1265 | 0.043697 | 2066 | Mitigation | 0.95 | 45 | 0 | esc | 0.00097009 | 2.3022e-07 | 0.00097009 | 2.3022e-07 | 0.0028115 | 2.6736e-08 | 0.0080352 | 1.9609e-08
[120 empty] | 7.3.3.17.5 (Remote Grid) Updates to grid topology to minimize risk of ignition in HFTDs Remote GridWLDFRWire-to-wire contactAggregated | WLDFR | HFTD - Distribution - Tier 3 - 2QU CoRE ¦ 1QU LoRE | Non-Red Flag Warning - Small Fires | Wire-to-wire contact | Aggregated | 2067 | 0.00023732 | 184.1265 | 0.043697 | 2067 | Mitigation | 0.95 | 45 | 0 | esc | 0 | 0 | 0.00097009 | 2.3022e-07 | 0.0028115 | 2.6736e-08 | 0.0080352 | 1.9609e-08
[120 empty] | 7.3.3.17.5 (Remote Grid) Updates to grid topology to minimize risk of ignition in HFTDs Remote GridWLDFREquipment / facility failureAggregated | WLDFR | HFTD - Distribution - Tier 3 - 2QU CoRE ¦ 1QU LoRE | Red Flag Warning - Catastrophic Fires | Equipment / facility failure | Aggregated | 2022 | 2.7076e-05 | 184.1265 | 0.0049854 | 2022 | Mitigation | 0.95 | 45 | 0 | esc | 0.00097009 | 2.6266e-08 | 0 | 0 | 0 | 0 | 0.0080352 | 1.9609e-08
[120 empty] | 7.3.3.17.5 (Remote Grid) Updates to grid topology to minimize risk of ignition in HFTDs Remote GridWLDFREquipment / facility failureAggregated | WLDFR | HFTD - Distribution - Tier 3 - 2QU CoRE ¦ 1QU LoRE | Red Flag Warning - Catastrophic Fires | Equipment / facility failure | Aggregated | 2023 | 2.7076e-05 | 184.1265 | 0.0049854 | 2023 | Mitigation | 0.95 | 45 | 0 | esc | 0.00097009 | 2.6266e-08 | 0.00097009 | 2.6266e-08 | 0.0027785 | 3.3696e-10 | 0.0080352 | 1.9609e-08
[120 empty] | 7.3.3.17.5 (Remote Grid) Updates to grid topology to minimize risk of ignition in HFTDs Remote GridWLDFREquipment / facility failureAggregated | WLDFR | HFTD - Distribution - Tier 3 - 2QU CoRE ¦ 1QU LoRE | Red Flag Warning - Catastrophic Fires | Equipment / facility failure | Aggregated | 2024 | 2.7076e-05 | 184.1265 | 0.0049854 | 2024 | Mitigation | 0.95 | 45 | 0 | esc | 0.00097009 | 2.6266e-08 | 0.00097009 | 2.6266e-08 | 0.0027785 | 3.3696e-10 | 0.0080352 | 1.9609e-08
[120 empty] | 7.3.3.17.5 (Remote Grid) Updates to grid topology to minimize risk of ignition in HFTDs Remote GridWLDFREquipment / facility failureAggregated | WLDFR | HFTD - Distribution - Tier 3 - 2QU CoRE ¦ 1QU LoRE | Red Flag Warning - Catastrophic Fires | Equipment / facility failure | Aggregated | 2025 | 2.7076e-05 | 184.1265 | 0.0049854 | 2025 | Mitigation | 0.95 | 45 | 0 | esc | 0.00097009 | 2.6266e-08 | 0.00097009 | 2.6266e-08 | 0.0027785 | 3.3696e-10 | 0.0080352 | 1.9609e-08
[120 empty] | 7.3.3.17.5 (Remote Grid) Updates to grid topology to minimize risk of ignition in HFTDs Remote GridWLDFREquipment / facility failureAggregated | WLDFR | HFTD - Distribution - Tier 3 - 2QU CoRE ¦ 1QU LoRE | Red Flag Warning - Catastrophic Fires | Equipment / facility failure | Aggregated | 2026 | 2.7076e-05 | 184.1265 | 0.0049854 | 2026 | Mitigation | 0.95 | 45 | 0 | esc | 0.00097009 | 2.6266e-08 | 0.00097009 | 2.6266e-08 | 0.0027785 | 3.3696e-10 | 0.0080352 | 1.9609e-08
[120 empty] | 7.3.3.17.5 (Remote Grid) Updates to grid topology to minimize risk of ignition in HFTDs Remote GridWLDFREquipment / facility failureAggregated | WLDFR | HFTD - Distribution - Tier 3 - 2QU CoRE ¦ 1QU LoRE | Red Flag Warning - Catastrophic Fires | Equipment / facility failure | Aggregated | 2027 | 2.7076e-05 | 184.1265 | 0.0049854 | 2027 | Mitigation | 0.95 | 45 | 0 | esc | 0.00097009 | 2.6266e-08 | 0.00097009 | 2.6266e-08 | 0.0027785 | 3.3696e-10 | 0.0080352 | 1.9609e-08
[120 empty] | 7.3.3.17.5 (Remote Grid) Updates to grid topology to minimize risk of ignition in HFTDs Remote GridWLDFREquipment / facility failureAggregated | WLDFR | HFTD - Distribution - Tier 3 - 2QU CoRE ¦ 1QU LoRE | Red Flag Warning - Catastrophic Fires | Equipment / facility failure | Aggregated | 2028 | 2.7076e-05 | 184.1265 | 0.0049854 | 2028 | Mitigation | 0.95 | 45 | 0 | esc | 0.00097009 | 2.6266e-08 | 0.00097009 | 2.6266e-08 | 0.0027785 | 3.3696e-10 | 0.0080352 | 1.9609e-08
[120 empty] | 7.3.3.17.5 (Remote Grid) Updates to grid topology to minimize risk of ignition in HFTDs Remote GridWLDFREquipment / facility failureAggregated | WLDFR | HFTD - Distribution - Tier 3 - 2QU CoRE ¦ 1QU LoRE | Red Flag Warning - Catastrophic Fires | Equipment / facility failure | Aggregated | 2029 | 2.7076e-05 | 184.1265 | 0.0049854 | 2029 | Mitigation | 0.95 | 45 | 0 | esc | 0.00097009 | 2.6266e-08 | 0.00097009 | 2.6266e-08 | 0.0027785 | 3.3696e-10 | 0.0080352 | 1.9609e-08
[120 empty] | 7.3.3.17.5 (Remote Grid) Updates to grid topology to minimize risk of ignition in HFTDs Remote GridWLDFREquipment / facility failureAggregated | WLDFR | HFTD - Distribution - Tier 3 - 2QU CoRE ¦ 1QU LoRE | Red Flag Warning - Catastrophic Fires | Equipment / facility failure | Aggregated | 2030 | 2.7076e-05 | 184.1265 | 0.0049854 | 2030 | Mitigation | 0.95 | 45 | 0 | esc | 0.00097009 | 2.6266e-08 | 0.00097009 | 2.6266e-08 | 0.0027785 | 3.3696e-10 | 0.0080352 | 1.9609e-08
[120 empty] | 7.3.3.17.5 (Remote Grid) Updates to grid topology to minimize risk of ignition in HFTDs Remote GridWLDFREquipment / facility failureAggregated | WLDFR | HFTD - Distribution - Tier 3 - 2QU CoRE ¦ 1QU LoRE | Red Flag Warning - Catastrophic Fires | Equipment / facility failure | Aggregated | 2031 | 2.7076e-05 | 184.1265 | 0.0049854 | 2031 | Mitigation | 0.95 | 45 | 0 | esc | 0.00097009 | 2.6266e-08 | 0.00097009 | 2.6266e-08 | 0.0027785 | 3.3696e-10 | 0.0080352 | 1.9609e-08
[120 empty] | 7.3.3.17.5 (Remote Grid) Updates to grid topology to minimize risk of ignition in HFTDs Remote GridWLDFREquipment / facility failureAggregated | WLDFR | HFTD - Distribution - Tier 3 - 2QU CoRE ¦ 1QU LoRE | Red Flag Warning - Catastrophic Fires | Equipment / facility failure | Aggregated | 2032 | 2.7076e-05 | 184.1265 | 0.0049854 | 2032 | Mitigation | 0.95 | 45 | 0 | esc | 0.00097009 | 2.6266e-08 | 0.00097009 | 2.6266e-08 | 0.0027785 | 3.3696e-10 | 0.0080352 | 1.9609e-08
[120 empty] | 7.3.3.17.5 (Remote Grid) Updates to grid topology to minimize risk of ignition in HFTDs Remote GridWLDFREquipment / facility failureAggregated | WLDFR | HFTD - Distribution - Tier 3 - 2QU CoRE ¦ 1QU LoRE | Red Flag Warning - Catastrophic Fires | Equipment / facility failure | Aggregated | 2033 | 2.7076e-05 | 184.1265 | 0.0049854 | 2033 | Mitigation | 0.95 | 45 | 0 | esc | 0.00097009 | 2.6266e-08 | 0.00097009 | 2.6266e-08 | 0.0027785 | 3.3696e-10 | 0.0080352 | 1.9609e-08
[120 empty] | 7.3.3.17.5 (Remote Grid) Updates to grid topology to minimize risk of ignition in HFTDs Remote GridWLDFREquipment / facility failureAggregated | WLDFR | HFTD - Distribution - Tier 3 - 2QU CoRE ¦ 1QU LoRE | Red Flag Warning - Catastrophic Fires | Equipment / facility failure | Aggregated | 2034 | 2.7076e-05 | 184.1265 | 0.0049854 | 2034 | Mitigation | 0.95 | 45 | 0 | esc | 0.00097009 | 2.6266e-08 | 0.00097009 | 2.6266e-08 | 0.0027785 | 3.3696e-10 | 0 | 0
[120 empty] | 7.3.3.17.5 (Remote Grid) Updates to grid topology to minimize risk of ignition in HFTDs Remote GridWLDFREquipment / facility failureAggregated | WLDFR | HFTD - Distribution - Tier 3 - 2QU CoRE ¦ 1QU LoRE | Red Flag Warning - Catastrophic Fires | Equipment / facility failure | Aggregated | 2035 | 2.7076e-05 | 184.1265 | 0.0049854 | 2035 | Mitigation | 0.95 | 45 | 0 | esc | 0.00097009 | 2.6266e-08 | 0.00097009 | 2.6266e-08 | 0.0027785 | 3.3696e-10 | 0 | 0
[120 empty] | 7.3.3.17.5 (Remote Grid) Updates to grid topology to minimize risk of ignition in HFTDs Remote GridWLDFREquipment / facility failureAggregated | WLDFR | HFTD - Distribution - Tier 3 - 2QU CoRE ¦ 1QU LoRE | Red Flag Warning - Catastrophic Fires | Equipment / facility failure | Aggregated | 2036 | 2.7076e-05 | 184.1265 | 0.0049854 | 2036 | Mitigation | 0.95 | 45 | 0 | esc | 0.00097009 | 2.6266e-08 | 0.00097009 | 2.6266e-08 | 0.0027785 | 3.3696e-10 | 0.010315 | 1.2212e-08
[120 empty] | 7.3.3.17.5 (Remote Grid) Updates to grid topology to minimize risk of ignition in HFTDs Remote GridWLDFREquipment / facility failureAggregated | WLDFR | HFTD - Distribution - Tier 3 - 2QU CoRE ¦ 1QU LoRE | Red Flag Warning - Catastrophic Fires | Equipment / facility failure | Aggregated | 2037 | 2.7076e-05 | 184.1265 | 0.0049854 | 2037 | Mitigation | 0.95 | 45 | 0 | esc | 0.00097009 | 2.6266e-08 | 0.00097009 | 2.6266e-08 | 0.0027785 | 3.3696e-10 | 0.010315 | 1.2212e-08
[120 empty] | 7.3.3.17.5 (Remote Grid) Updates to grid topology to minimize risk of ignition in HFTDs Remote GridWLDFREquipment / facility failureAggregated | WLDFR | HFTD - Distribution - Tier 3 - 2QU CoRE ¦ 1QU LoRE | Red Flag Warning - Catastrophic Fires | Equipment / facility failure | Aggregated | 2038 | 2.7076e-05 | 184.1265 | 0.0049854 | 2038 | Mitigation | 0.95 | 45 | 0 | esc | 0.00097009 | 2.6266e-08 | 0.00097009 | 2.6266e-08 | 0.0027785 | 3.3696e-10 | 0.010315 | 1.2212e-08
[120 empty] | 7.3.3.17.5 (Remote Grid) Updates to grid topology to minimize risk of ignition in HFTDs Remote GridWLDFREquipment / facility failureAggregated | WLDFR | HFTD - Distribution - Tier 3 - 2QU CoRE ¦ 1QU LoRE | Red Flag Warning - Catastrophic Fires | Equipment / facility failure | Aggregated | 2039 | 2.7076e-05 | 184.1265 | 0.0049854 | 2039 | Mitigation | 0.95 | 45 | 0 | esc | 0.00097009 | 2.6266e-08 | 0.00097009 | 2.6266e-08 | 0.0027785 | 3.3696e-10 | 0.010315 | 1.2212e-08
[120 empty] | 7.3.3.17.5 (Remote Grid) Updates to grid topology to minimize risk of ignition in HFTDs Remote GridWLDFREquipment / facility failureAggregated | WLDFR | HFTD - Distribution - Tier 3 - 2QU CoRE ¦ 1QU LoRE | Red Flag Warning - Catastrophic Fires | Equipment / facility failure | Aggregated | 2040 | 2.7076e-05 | 184.1265 | 0.0049854 | 2040 | Mitigation | 0.95 | 45 | 0 | esc | 0.00097009 | 2.6266e-08 | 0.00097009 | 2.6266e-08 | 0.0027785 | 3.3696e-10 | 0.010315 | 1.2212e-08
[120 empty] | 7.3.3.17.5 (Remote Grid) Updates to grid topology to minimize risk of ignition in HFTDs Remote GridWLDFREquipment / facility failureAggregated | WLDFR | HFTD - Distribution - Tier 3 - 2QU CoRE ¦ 1QU LoRE | Red Flag Warning - Catastrophic Fires | Equipment / facility failure | Aggregated | 2041 | 2.7076e-05 | 184.1265 | 0.0049854 | 2041 | Mitigation | 0.95 | 45 | 0 | esc | 0.00097009 | 2.6266e-08 | 0.00097009 | 2.6266e-08 | 0.0027785 | 3.3696e-10 | 0.010315 | 1.2212e-08
[120 empty] | 7.3.3.17.5 (Remote Grid) Updates to grid topology to minimize risk of ignition in HFTDs Remote GridWLDFREquipment / facility failureAggregated | WLDFR | HFTD - Distribution - Tier 3 - 2QU CoRE ¦ 1QU LoRE | Red Flag Warning - Catastrophic Fires | Equipment / facility failure | Aggregated | 2042 | 2.7076e-05 | 184.1265 | 0.0049854 | 2042 | Mitigation | 0.95 | 45 | 0 | esc | 0.00097009 | 2.6266e-08 | 0.00097009 | 2.6266e-08 | 0.0027785 | 3.3696e-10 | 0.010315 | 1.2212e-08
[120 empty] | 7.3.3.17.5 (Remote Grid) Updates to grid topology to minimize risk of ignition in HFTDs Remote GridWLDFREquipment / facility failureAggregated | WLDFR | HFTD - Distribution - Tier 3 - 2QU CoRE ¦ 1QU LoRE | Red Flag Warning - Catastrophic Fires | Equipment / facility failure | Aggregated | 2043 | 2.7076e-05 | 184.1265 | 0.0049854 | 2043 | Mitigation | 0.95 | 45 | 0 | esc | 0.00097009 | 2.6266e-08 | 0.00097009 | 2.6266e-08 | 0.0027785 | 3.3696e-10 | 0.010315 | 1.2212e-08
[120 empty] | 7.3.3.17.5 (Remote Grid) Updates to grid topology to minimize risk of ignition in HFTDs Remote GridWLDFREquipment / facility failureAggregated | WLDFR | HFTD - Distribution - Tier 3 - 2QU CoRE ¦ 1QU LoRE | Red Flag Warning - Catastrophic Fires | Equipment / facility failure | Aggregated | 2044 | 2.7076e-05 | 184.1265 | 0.0049854 | 2044 | Mitigation | 0.95 | 45 | 0 | esc | 0.00097009 | 2.6266e-08 | 0.00097009 | 2.6266e-08 | 0.0027785 | 3.3696e-10 | 0.010315 | 1.2212e-08
[120 empty] | 7.3.3.17.5 (Remote Grid) Updates to grid topology to minimize risk of ignition in HFTDs Remote GridWLDFREquipment / facility failureAggregated | WLDFR | HFTD - Distribution - Tier 3 - 2QU CoRE ¦ 1QU LoRE | Red Flag Warning - Catastrophic Fires | Equipment / facility failure | Aggregated | 2045 | 2.7076e-05 | 184.1265 | 0.0049854 | 2045 | Mitigation | 0.95 | 45 | 0 | esc | 0.00097009 | 2.6266e-08 | 0.00097009 | 2.6266e-08 | 0.0027785 | 3.3696e-10 | 0.010315 | 1.2212e-08
[120 empty] | 7.3.3.17.5 (Remote Grid) Updates to grid topology to minimize risk of ignition in HFTDs Remote GridWLDFREquipment / facility failureAggregated | WLDFR | HFTD - Distribution - Tier 3 - 2QU CoRE ¦ 1QU LoRE | Red Flag Warning - Catastrophic Fires | Equipment / facility failure | Aggregated | 2046 | 2.7076e-05 | 184.1265 | 0.0049854 | 2046 | Mitigation | 0.95 | 45 | 0 | esc | 0.00097009 | 2.6266e-08 | 0.00097009 | 2.6266e-08 | 0.0027785 | 3.3696e-10 | 0.010315 | 1.2212e-08
[120 empty] | 7.3.3.17.5 (Remote Grid) Updates to grid topology to minimize risk of ignition in HFTDs Remote GridWLDFREquipment / facility failureAggregated | WLDFR | HFTD - Distribution - Tier 3 - 2QU CoRE ¦ 1QU LoRE | Red Flag Warning - Catastrophic Fires | Equipment / facility failure | Aggregated | 2047 | 2.7076e-05 | 184.1265 | 0.0049854 | 2047 | Mitigation | 0.95 | 45 | 0 | esc | 0.00097009 | 2.6266e-08 | 0.00097009 | 2.6266e-08 | 0.0027785 | 3.3696e-10 | 0.010315 | 1.2212e-08
[120 empty] | 7.3.3.17.5 (Remote Grid) Updates to grid topology to minimize risk of ignition in HFTDs Remote GridWLDFREquipment / facility failureAggregated | WLDFR | HFTD - Distribution - Tier 3 - 2QU CoRE ¦ 1QU LoRE | Red Flag Warning - Catastrophic Fires | Equipment / facility failure | Aggregated | 2048 | 2.7076e-05 | 184.1265 | 0.0049854 | 2048 | Mitigation | 0.95 | 45 | 0 | esc | 0.00097009 | 2.6266e-08 | 0.00097009 | 2.6266e-08 | 0.0027785 | 3.3696e-10 | 0.010315 | 1.2212e-08
[120 empty] | 7.3.3.17.5 (Remote Grid) Updates to grid topology to minimize risk of ignition in HFTDs Remote GridWLDFREquipment / facility failureAggregated | WLDFR | HFTD - Distribution - Tier 3 - 2QU CoRE ¦ 1QU LoRE | Red Flag Warning - Catastrophic Fires | Equipment / facility failure | Aggregated | 2049 | 2.7076e-05 | 184.1265 | 0.0049854 | 2049 | Mitigation | 0.95 | 45 | 0 | esc | 0.00097009 | 2.6266e-08 | 0.00097009 | 2.6266e-08 | 0.0027785 | 3.3696e-10 | 0.010315 | 1.2212e-08
[120 empty] | 7.3.3.17.5 (Remote Grid) Updates to grid topology to minimize risk of ignition in HFTDs Remote GridWLDFREquipment / facility failureAggregated | WLDFR | HFTD - Distribution - Tier 3 - 2QU CoRE ¦ 1QU LoRE | Red Flag Warning - Catastrophic Fires | Equipment / facility failure | Aggregated | 2050 | 2.7076e-05 | 184.1265 | 0.0049854 | 2050 | Mitigation | 0.95 | 45 | 0 | esc | 0.00097009 | 2.6266e-08 | 0.00097009 | 2.6266e-08 | 0.0027785 | 3.3696e-10 | 0.010315 | 1.2212e-08
[120 empty] | 7.3.3.17.5 (Remote Grid) Updates to grid topology to minimize risk of ignition in HFTDs Remote GridWLDFREquipment / facility failureAggregated | WLDFR | HFTD - Distribution - Tier 3 - 2QU CoRE ¦ 1QU LoRE | Red Flag Warning - Catastrophic Fires | Equipment / facility failure | Aggregated | 2051 | 2.7076e-05 | 184.1265 | 0.0049854 | 2051 | Mitigation | 0.95 | 45 | 0 | esc | 0.00097009 | 2.6266e-08 | 0.00097009 | 2.6266e-08 | 0.0027785 | 3.3696e-10 | 0.010315 | 1.2212e-08
[120 empty] | 7.3.3.17.5 (Remote Grid) Updates to grid topology to minimize risk of ignition in HFTDs Remote GridWLDFREquipment / facility failureAggregated | WLDFR | HFTD - Distribution - Tier 3 - 2QU CoRE ¦ 1QU LoRE | Red Flag Warning - Catastrophic Fires | Equipment / facility failure | Aggregated | 2052 | 2.7076e-05 | 184.1265 | 0.0049854 | 2052 | Mitigation | 0.95 | 45 | 0 | esc | 0.00097009 | 2.6266e-08 | 0.00097009 | 2.6266e-08 | 0.0027785 | 3.3696e-10 | 0.010315 | 1.2212e-08
[120 empty] | 7.3.3.17.5 (Remote Grid) Updates to grid topology to minimize risk of ignition in HFTDs Remote GridWLDFREquipment / facility failureAggregated | WLDFR | HFTD - Distribution - Tier 3 - 2QU CoRE ¦ 1QU LoRE | Red Flag Warning - Catastrophic Fires | Equipment / facility failure | Aggregated | 2053 | 2.7076e-05 | 184.1265 | 0.0049854 | 2053 | Mitigation | 0.95 | 45 | 0 | esc | 0.00097009 | 2.6266e-08 | 0.00097009 | 2.6266e-08 | 0.0027785 | 3.3696e-10 | 0.010315 | 1.2212e-08
[120 empty] | 7.3.3.17.5 (Remote Grid) Updates to grid topology to minimize risk of ignition in HFTDs Remote GridWLDFREquipment / facility failureAggregated | WLDFR | HFTD - Distribution - Tier 3 - 2QU CoRE ¦ 1QU LoRE | Red Flag Warning - Catastrophic Fires | Equipment / facility failure | Aggregated | 2054 | 2.7076e-05 | 184.1265 | 0.0049854 | 2054 | Mitigation | 0.95 | 45 | 0 | esc | 0.00097009 | 2.6266e-08 | 0.00097009 | 2.6266e-08 | 0.0027785 | 3.3696e-10 | 0.010315 | 1.2212e-08
[120 empty] | 7.3.3.17.5 (Remote Grid) Updates to grid topology to minimize risk of ignition in HFTDs Remote GridWLDFREquipment / facility failureAggregated | WLDFR | HFTD - Distribution - Tier 3 - 2QU CoRE ¦ 1QU LoRE | Red Flag Warning - Catastrophic Fires | Equipment / facility failure | Aggregated | 2055 | 2.7076e-05 | 184.1265 | 0.0049854 | 2055 | Mitigation | 0.95 | 45 | 0 | esc | 0.00097009 | 2.6266e-08 | 0.00097009 | 2.6266e-08 | 0.0027785 | 3.3696e-10 | 0.010315 | 1.2212e-08
[120 empty] | 7.3.3.17.5 (Remote Grid) Updates to grid topology to minimize risk of ignition in HFTDs Remote GridWLDFREquipment / facility failureAggregated | WLDFR | HFTD - Distribution - Tier 3 - 2QU CoRE ¦ 1QU LoRE | Red Flag Warning - Catastrophic Fires | Equipment / facility failure | Aggregated | 2056 | 2.7076e-05 | 184.1265 | 0.0049854 | 2056 | Mitigation | 0.95 | 45 | 0 | esc | 0.00097009 | 2.6266e-08 | 0.00097009 | 2.6266e-08 | 0.0027785 | 3.3696e-10 | 0.010315 | 1.2212e-08
[120 empty] | 7.3.3.17.5 (Remote Grid) Updates to grid topology to minimize risk of ignition in HFTDs Remote GridWLDFREquipment / facility failureAggregated | WLDFR | HFTD - Distribution - Tier 3 - 2QU CoRE ¦ 1QU LoRE | Red Flag Warning - Catastrophic Fires | Equipment / facility failure | Aggregated | 2057 | 2.7076e-05 | 184.1265 | 0.0049854 | 2057 | Mitigation | 0.95 | 45 | 0 | esc | 0.00097009 | 2.6266e-08 | 0.00097009 | 2.6266e-08 | 0.0027785 | 3.3696e-10 | 0.010315 | 1.2212e-08
[120 empty] | 7.3.3.17.5 (Remote Grid) Updates to grid topology to minimize risk of ignition in HFTDs Remote GridWLDFREquipment / facility failureAggregated | WLDFR | HFTD - Distribution - Tier 3 - 2QU CoRE ¦ 1QU LoRE | Red Flag Warning - Catastrophic Fires | Equipment / facility failure | Aggregated | 2058 | 2.7076e-05 | 184.1265 | 0.0049854 | 2058 | Mitigation | 0.95 | 45 | 0 | esc | 0.00097009 | 2.6266e-08 | 0.00097009 | 2.6266e-08 | 0.0027785 | 3.3696e-10 | 0.010315 | 1.2212e-08
[120 empty] | 7.3.3.17.5 (Remote Grid) Updates to grid topology to minimize risk of ignition in HFTDs Remote GridWLDFREquipment / facility failureAggregated | WLDFR | HFTD - Distribution - Tier 3 - 2QU CoRE ¦ 1QU LoRE | Red Flag Warning - Catastrophic Fires | Equipment / facility failure | Aggregated | 2059 | 2.7076e-05 | 184.1265 | 0.0049854 | 2059 | Mitigation | 0.95 | 45 | 0 | esc | 0.00097009 | 2.6266e-08 | 0.00097009 | 2.6266e-08 | 0.0027785 | 3.3696e-10 | 0.010315 | 1.2212e-08
[120 empty] | 7.3.3.17.5 (Remote Grid) Updates to grid topology to minimize risk of ignition in HFTDs Remote GridWLDFREquipment / facility failureAggregated | WLDFR | HFTD - Distribution - Tier 3 - 2QU CoRE ¦ 1QU LoRE | Red Flag Warning - Catastrophic Fires | Equipment / facility failure | Aggregated | 2060 | 2.7076e-05 | 184.1265 | 0.0049854 | 2060 | Mitigation | 0.95 | 45 | 0 | esc | 0.00097009 | 2.6266e-08 | 0.00097009 | 2.6266e-08 | 0.0027785 | 3.3696e-10 | 0.010315 | 1.2212e-08
[120 empty] | 7.3.3.17.5 (Remote Grid) Updates to grid topology to minimize risk of ignition in HFTDs Remote GridWLDFREquipment / facility failureAggregated | WLDFR | HFTD - Distribution - Tier 3 - 2QU CoRE ¦ 1QU LoRE | Red Flag Warning - Catastrophic Fires | Equipment / facility failure | Aggregated | 2061 | 2.7076e-05 | 184.1265 | 0.0049854 | 2061 | Mitigation | 0.95 | 45 | 0 | esc | 0.00097009 | 2.6266e-08 | 0.00097009 | 2.6266e-08 | 0.0027785 | 3.3696e-10 | 0.010315 | 1.2212e-08
[120 empty] | 7.3.3.17.5 (Remote Grid) Updates to grid topology to minimize risk of ignition in HFTDs Remote GridWLDFREquipment / facility failureAggregated | WLDFR | HFTD - Distribution - Tier 3 - 2QU CoRE ¦ 1QU LoRE | Red Flag Warning - Catastrophic Fires | Equipment / facility failure | Aggregated | 2062 | 2.7076e-05 | 184.1265 | 0.0049854 | 2062 | Mitigation | 0.95 | 45 | 0 | esc | 0.00097009 | 2.6266e-08 | 0.00097009 | 2.6266e-08 | 0.0027785 | 3.3696e-10 | 0.010315 | 1.2212e-08
[120 empty] | 7.3.3.17.5 (Remote Grid) Updates to grid topology to minimize risk of ignition in HFTDs Remote GridWLDFREquipment / facility failureAggregated | WLDFR | HFTD - Distribution - Tier 3 - 2QU CoRE ¦ 1QU LoRE | Red Flag Warning - Catastrophic Fires | Equipment / facility failure | Aggregated | 2063 | 2.7076e-05 | 184.1265 | 0.0049854 | 2063 | Mitigation | 0.95 | 45 | 0 | esc | 0.00097009 | 2.6266e-08 | 0.00097009 | 2.6266e-08 | 0.0027785 | 3.3696e-10 | 0.010315 | 1.2212e-08
[120 empty] | 7.3.3.17.5 (Remote Grid) Updates to grid topology to minimize risk of ignition in HFTDs Remote GridWLDFREquipment / facility failureAggregated | WLDFR | HFTD - Distribution - Tier 3 - 2QU CoRE ¦ 1QU LoRE | Red Flag Warning - Catastrophic Fires | Equipment / facility failure | Aggregated | 2064 | 2.7076e-05 | 184.1265 | 0.0049854 | 2064 | Mitigation | 0.95 | 45 | 0 | esc | 0.00097009 | 2.6266e-08 | 0.00097009 | 2.6266e-08 | 0.0027785 | 3.3696e-10 | 0.010315 | 1.2212e-08
[120 empty] | 7.3.3.17.5 (Remote Grid) Updates to grid topology to minimize risk of ignition in HFTDs Remote GridWLDFREquipment / facility failureAggregated | WLDFR | HFTD - Distribution - Tier 3 - 2QU CoRE ¦ 1QU LoRE | Red Flag Warning - Catastrophic Fires | Equipment / facility failure | Aggregated | 2065 | 2.7076e-05 | 184.1265 | 0.0049854 | 2065 | Mitigation | 0.95 | 45 | 0 | esc | 0.00097009 | 2.6266e-08 | 0.00097009 | 2.6266e-08 | 0.0027785 | 3.3696e-10 | 0.010315 | 1.2212e-08
[120 empty] | 7.3.3.17.5 (Remote Grid) Updates to grid topology to minimize risk of ignition in HFTDs Remote GridWLDFREquipment / facility failureAggregated | WLDFR | HFTD - Distribution - Tier 3 - 2QU CoRE ¦ 1QU LoRE | Red Flag Warning - Catastrophic Fires | Equipment / facility failure | Aggregated | 2066 | 2.7076e-05 | 184.1265 | 0.0049854 | 2066 | Mitigation | 0.95 | 45 | 0 | esc | 0.00097009 | 2.6266e-08 | 0.00097009 | 2.6266e-08 | 0.0027785 | 3.3696e-10 | 0 | 0
[120 empty] | 7.3.3.17.5 (Remote Grid) Updates to grid topology to minimize risk of ignition in HFTDs Remote GridWLDFREquipment / facility failureAggregated | WLDFR | HFTD - Distribution - Tier 3 - 2QU CoRE ¦ 1QU LoRE | Red Flag Warning - Catastrophic Fires | Equipment / facility failure | Aggregated | 2067 | 2.7076e-05 | 184.1265 | 0.0049854 | 2067 | Mitigation | 0.95 | 45 | 0 | esc | 0 | 0 | 0.00097009 | 2.6266e-08 | 0.0027785 | 3.3696e-10 | 0 | 0
[120 empty] | 7.3.3.17.5 (Remote Grid) Updates to grid topology to minimize risk of ignition in HFTDs Remote GridWLDFRVegetation ContactAggregated | WLDFR | HFTD - Distribution - Tier 3 - 2QU CoRE ¦ 1QU LoRE | Red Flag Warning - Catastrophic Fires | Vegetation Contact | Aggregated | 2022 | 9.5703e-05 | 184.1265 | 0.017622 | 2022 | Mitigation | 0.95 | 45 | 0 | esc | 0.00097009 | 9.284e-08 | 0 | 0 | 0.0027785 | 3.3696e-10 | 0.013666 | 9.2333e-09
[120 empty] | 7.3.3.17.5 (Remote Grid) Updates to grid topology to minimize risk of ignition in HFTDs Remote GridWLDFRVegetation ContactAggregated | WLDFR | HFTD - Distribution - Tier 3 - 2QU CoRE ¦ 1QU LoRE | Red Flag Warning - Catastrophic Fires | Vegetation Contact | Aggregated | 2023 | 9.5703e-05 | 184.1265 | 0.017622 | 2023 | Mitigation | 0.95 | 45 | 0 | esc | 0.00097009 | 9.284e-08 | 0.00097009 | 9.284e-08 | 0.0027785 | 3.3696e-10 | 0.013666 | 9.2333e-09
[120 empty] | 7.3.3.17.5 (Remote Grid) Updates to grid topology to minimize risk of ignition in HFTDs Remote GridWLDFRVegetation ContactAggregated | WLDFR | HFTD - Distribution - Tier 3 - 2QU CoRE ¦ 1QU LoRE | Red Flag Warning - Catastrophic Fires | Vegetation Contact | Aggregated | 2024 | 9.5703e-05 | 184.1265 | 0.017622 | 2024 | Mitigation | 0.95 | 45 | 0 | esc | 0.00097009 | 9.284e-08 | 0.00097009 | 9.284e-08 | 0.0027785 | 3.3696e-10 | 0.013666 | 9.2333e-09
[120 empty] | 7.3.3.17.5 (Remote Grid) Updates to grid topology to minimize risk of ignition in HFTDs Remote GridWLDFRVegetation ContactAggregated | WLDFR | HFTD - Distribution - Tier 3 - 2QU CoRE ¦ 1QU LoRE | Red Flag Warning - Catastrophic Fires | Vegetation Contact | Aggregated | 2025 | 9.5703e-05 | 184.1265 | 0.017622 | 2025 | Mitigation | 0.95 | 45 | 0 | esc | 0.00097009 | 9.284e-08 | 0.00097009 | 9.284e-08 | 0.0027785 | 3.3696e-10 | 0.013666 | 9.2333e-09
[120 empty] | 7.3.3.17.5 (Remote Grid) Updates to grid topology to minimize risk of ignition in HFTDs Remote GridWLDFRVegetation ContactAggregated | WLDFR | HFTD - Distribution - Tier 3 - 2QU CoRE ¦ 1QU LoRE | Red Flag Warning - Catastrophic Fires | Vegetation Contact | Aggregated | 2026 | 9.5703e-05 | 184.1265 | 0.017622 | 2026 | Mitigation | 0.95 | 45 | 0 | esc | 0.00097009 | 9.284e-08 | 0.00097009 | 9.284e-08 | 0 | 0 | 0.013666 | 9.2333e-09
[120 empty] | 7.3.3.17.5 (Remote Grid) Updates to grid topology to minimize risk of ignition in HFTDs Remote GridWLDFRVegetation ContactAggregated | WLDFR | HFTD - Distribution - Tier 3 - 2QU CoRE ¦ 1QU LoRE | Red Flag Warning - Catastrophic Fires | Vegetation Contact | Aggregated | 2027 | 9.5703e-05 | 184.1265 | 0.017622 | 2027 | Mitigation | 0.95 | 45 | 0 | esc | 0.00097009 | 9.284e-08 | 0.00097009 | 9.284e-08 | 0.0027785 | 9.2193e-12 | 0.013666 | 9.2333e-09
[120 empty] | 7.3.3.17.5 (Remote Grid) Updates to grid topology to minimize risk of ignition in HFTDs Remote GridWLDFRVegetation ContactAggregated | WLDFR | HFTD - Distribution - Tier 3 - 2QU CoRE ¦ 1QU LoRE | Red Flag Warning - Catastrophic Fires | Vegetation Contact | Aggregated | 2028 | 9.5703e-05 | 184.1265 | 0.017622 | 2028 | Mitigation | 0.95 | 45 | 0 | esc | 0.00097009 | 9.284e-08 | 0.00097009 | 9.284e-08 | 0.0027785 | 9.2193e-12 | 0.013666 | 9.2333e-09
[120 empty] | 7.3.3.17.5 (Remote Grid) Updates to grid topology to minimize risk of ignition in HFTDs Remote GridWLDFRVegetation ContactAggregated | WLDFR | HFTD - Distribution - Tier 3 - 2QU CoRE ¦ 1QU LoRE | Red Flag Warning - Catastrophic Fires | Vegetation Contact | Aggregated | 2029 | 9.5703e-05 | 184.1265 | 0.017622 | 2029 | Mitigation | 0.95 | 45 | 0 | esc | 0.00097009 | 9.284e-08 | 0.00097009 | 9.284e-08 | 0.0027785 | 9.2193e-12 | 0.013666 | 9.2333e-09
[120 empty] | 7.3.3.17.5 (Remote Grid) Updates to grid topology to minimize risk of ignition in HFTDs Remote GridWLDFRVegetation ContactAggregated | WLDFR | HFTD - Distribution - Tier 3 - 2QU CoRE ¦ 1QU LoRE | Red Flag Warning - Catastrophic Fires | Vegetation Contact | Aggregated | 2030 | 9.5703e-05 | 184.1265 | 0.017622 | 2030 | Mitigation | 0.95 | 45 | 0 | esc | 0.00097009 | 9.284e-08 | 0.00097009 | 9.284e-08 | 0.0027785 | 9.2193e-12 | 0.013666 | 9.2333e-09
[120 empty] | 7.3.3.17.5 (Remote Grid) Updates to grid topology to minimize risk of ignition in HFTDs Remote GridWLDFRVegetation ContactAggregated | WLDFR | HFTD - Distribution - Tier 3 - 2QU CoRE ¦ 1QU LoRE | Red Flag Warning - Catastrophic Fires | Vegetation Contact | Aggregated | 2031 | 9.5703e-05 | 184.1265 | 0.017622 | 2031 | Mitigation | 0.95 | 45 | 0 | esc | 0.00097009 | 9.284e-08 | 0.00097009 | 9.284e-08 | 0.0027785 | 9.2193e-12 | 0.013666 | 9.2333e-09
[120 empty] | 7.3.3.17.5 (Remote Grid) Updates to grid topology to minimize risk of ignition in HFTDs Remote GridWLDFRVegetation ContactAggregated | WLDFR | HFTD - Distribution - Tier 3 - 2QU CoRE ¦ 1QU LoRE | Red Flag Warning - Catastrophic Fires | Vegetation Contact | Aggregated | 2032 | 9.5703e-05 | 184.1265 | 0.017622 | 2032 | Mitigation | 0.95 | 45 | 0 | esc | 0.00097009 | 9.284e-08 | 0.00097009 | 9.284e-08 | 0.0027785 | 9.2193e-12 | 0.013666 | 9.2333e-09
[120 empty] | 7.3.3.17.5 (Remote Grid) Updates to grid topology to minimize risk of ignition in HFTDs Remote GridWLDFRVegetation ContactAggregated | WLDFR | HFTD - Distribution - Tier 3 - 2QU CoRE ¦ 1QU LoRE | Red Flag Warning - Catastrophic Fires | Vegetation Contact | Aggregated | 2033 | 9.5703e-05 | 184.1265 | 0.017622 | 2033 | Mitigation | 0.95 | 45 | 0 | esc | 0.00097009 | 9.284e-08 | 0.00097009 | 9.284e-08 | 0.0027785 | 9.2193e-12 | 0.013666 | 9.2333e-09
[120 empty] | 7.3.3.17.5 (Remote Grid) Updates to grid topology to minimize risk of ignition in HFTDs Remote GridWLDFRVegetation ContactAggregated | WLDFR | HFTD - Distribution - Tier 3 - 2QU CoRE ¦ 1QU LoRE | Red Flag Warning - Catastrophic Fires | Vegetation Contact | Aggregated | 2034 | 9.5703e-05 | 184.1265 | 0.017622 | 2034 | Mitigation | 0.95 | 45 | 0 | esc | 0.00097009 | 9.284e-08 | 0.00097009 | 9.284e-08 | 0.0027785 | 9.2193e-12 | 0.013666 | 9.2333e-09
[120 empty] | 7.3.3.17.5 (Remote Grid) Updates to grid topology to minimize risk of ignition in HFTDs Remote GridWLDFRVegetation ContactAggregated | WLDFR | HFTD - Distribution - Tier 3 - 2QU CoRE ¦ 1QU LoRE | Red Flag Warning - Catastrophic Fires | Vegetation Contact | Aggregated | 2035 | 9.5703e-05 | 184.1265 | 0.017622 | 2035 | Mitigation | 0.95 | 45 | 0 | esc | 0.00097009 | 9.284e-08 | 0.00097009 | 9.284e-08 | 0.0027785 | 9.2193e-12 | 0.013666 | 9.2333e-09
[120 empty] | 7.3.3.17.5 (Remote Grid) Updates to grid topology to minimize risk of ignition in HFTDs Remote GridWLDFRVegetation ContactAggregated | WLDFR | HFTD - Distribution - Tier 3 - 2QU CoRE ¦ 1QU LoRE | Red Flag Warning - Catastrophic Fires | Vegetation Contact | Aggregated | 2036 | 9.5703e-05 | 184.1265 | 0.017622 | 2036 | Mitigation | 0.95 | 45 | 0 | esc | 0.00097009 | 9.284e-08 | 0.00097009 | 9.284e-08 | 0.0027785 | 9.2193e-12 | 0.013666 | 9.2333e-09
[120 empty] | 7.3.3.17.5 (Remote Grid) Updates to grid topology to minimize risk of ignition in HFTDs Remote GridWLDFRVegetation ContactAggregated | WLDFR | HFTD - Distribution - Tier 3 - 2QU CoRE ¦ 1QU LoRE | Red Flag Warning - Catastrophic Fires | Vegetation Contact | Aggregated | 2037 | 9.5703e-05 | 184.1265 | 0.017622 | 2037 | Mitigation | 0.95 | 45 | 0 | esc | 0.00097009 | 9.284e-08 | 0.00097009 | 9.284e-08 | 0.0027785 | 9.2193e-12 | 0.013666 | 9.2333e-09
[120 empty] | 7.3.3.17.5 (Remote Grid) Updates to grid topology to minimize risk of ignition in HFTDs Remote GridWLDFRVegetation ContactAggregated | WLDFR | HFTD - Distribution - Tier 3 - 2QU CoRE ¦ 1QU LoRE | Red Flag Warning - Catastrophic Fires | Vegetation Contact | Aggregated | 2038 | 9.5703e-05 | 184.1265 | 0.017622 | 2038 | Mitigation | 0.95 | 45 | 0 | esc | 0.00097009 | 9.284e-08 | 0.00097009 | 9.284e-08 | 0.0027785 | 9.2193e-12 | 0.013666 | 9.2333e-09
[120 empty] | 7.3.3.17.5 (Remote Grid) Updates to grid topology to minimize risk of ignition in HFTDs Remote GridWLDFRVegetation ContactAggregated | WLDFR | HFTD - Distribution - Tier 3 - 2QU CoRE ¦ 1QU LoRE | Red Flag Warning - Catastrophic Fires | Vegetation Contact | Aggregated | 2039 | 9.5703e-05 | 184.1265 | 0.017622 | 2039 | Mitigation | 0.95 | 45 | 0 | esc | 0.00097009 | 9.284e-08 | 0.00097009 | 9.284e-08 | 0.0027785 | 9.2193e-12 | 0.013666 | 9.2333e-09
[120 empty] | 7.3.3.17.5 (Remote Grid) Updates to grid topology to minimize risk of ignition in HFTDs Remote GridWLDFRVegetation ContactAggregated | WLDFR | HFTD - Distribution - Tier 3 - 2QU CoRE ¦ 1QU LoRE | Red Flag Warning - Catastrophic Fires | Vegetation Contact | Aggregated | 2040 | 9.5703e-05 | 184.1265 | 0.017622 | 2040 | Mitigation | 0.95 | 45 | 0 | esc | 0.00097009 | 9.284e-08 | 0.00097009 | 9.284e-08 | 0.0027785 | 9.2193e-12 | 0.013666 | 9.2333e-09
[120 empty] | 7.3.3.17.5 (Remote Grid) Updates to grid topology to minimize risk of ignition in HFTDs Remote GridWLDFRVegetation ContactAggregated | WLDFR | HFTD - Distribution - Tier 3 - 2QU CoRE ¦ 1QU LoRE | Red Flag Warning - Catastrophic Fires | Vegetation Contact | Aggregated | 2041 | 9.5703e-05 | 184.1265 | 0.017622 | 2041 | Mitigation | 0.95 | 45 | 0 | esc | 0.00097009 | 9.284e-08 | 0.00097009 | 9.284e-08 | 0.0027785 | 9.2193e-12 | 0.013666 | 9.2333e-09
[120 empty] | 7.3.3.17.5 (Remote Grid) Updates to grid topology to minimize risk of ignition in HFTDs Remote GridWLDFRVegetation ContactAggregated | WLDFR | HFTD - Distribution - Tier 3 - 2QU CoRE ¦ 1QU LoRE | Red Flag Warning - Catastrophic Fires | Vegetation Contact | Aggregated | 2042 | 9.5703e-05 | 184.1265 | 0.017622 | 2042 | Mitigation | 0.95 | 45 | 0 | esc | 0.00097009 | 9.284e-08 | 0.00097009 | 9.284e-08 | 0.0027785 | 9.2193e-12 | 0.013666 | 9.2333e-09
[120 empty] | 7.3.3.17.5 (Remote Grid) Updates to grid topology to minimize risk of ignition in HFTDs Remote GridWLDFRVegetation ContactAggregated | WLDFR | HFTD - Distribution - Tier 3 - 2QU CoRE ¦ 1QU LoRE | Red Flag Warning - Catastrophic Fires | Vegetation Contact | Aggregated | 2043 | 9.5703e-05 | 184.1265 | 0.017622 | 2043 | Mitigation | 0.95 | 45 | 0 | esc | 0.00097009 | 9.284e-08 | 0.00097009 | 9.284e-08 | 0.0027785 | 9.2193e-12 | 0.013666 | 9.2333e-09
[120 empty] | 7.3.3.17.5 (Remote Grid) Updates to grid topology to minimize risk of ignition in HFTDs Remote GridWLDFRVegetation ContactAggregated | WLDFR | HFTD - Distribution - Tier 3 - 2QU CoRE ¦ 1QU LoRE | Red Flag Warning - Catastrophic Fires | Vegetation Contact | Aggregated | 2044 | 9.5703e-05 | 184.1265 | 0.017622 | 2044 | Mitigation | 0.95 | 45 | 0 | esc | 0.00097009 | 9.284e-08 | 0.00097009 | 9.284e-08 | 0.0027785 | 9.2193e-12 | 0.013666 | 9.2333e-09
[120 empty] | 7.3.3.17.5 (Remote Grid) Updates to grid topology to minimize risk of ignition in HFTDs Remote GridWLDFRVegetation ContactAggregated | WLDFR | HFTD - Distribution - Tier 3 - 2QU CoRE ¦ 1QU LoRE | Red Flag Warning - Catastrophic Fires | Vegetation Contact | Aggregated | 2045 | 9.5703e-05 | 184.1265 | 0.017622 | 2045 | Mitigation | 0.95 | 45 | 0 | esc | 0.00097009 | 9.284e-08 | 0.00097009 | 9.284e-08 | 0.0027785 | 9.2193e-12 | 0.013666 | 9.2333e-09
[120 empty] | 7.3.3.17.5 (Remote Grid) Updates to grid topology to minimize risk of ignition in HFTDs Remote GridWLDFRVegetation ContactAggregated | WLDFR | HFTD - Distribution - Tier 3 - 2QU CoRE ¦ 1QU LoRE | Red Flag Warning - Catastrophic Fires | Vegetation Contact | Aggregated | 2046 | 9.5703e-05 | 184.1265 | 0.017622 | 2046 | Mitigation | 0.95 | 45 | 0 | esc | 0.00097009 | 9.284e-08 | 0.00097009 | 9.284e-08 | 0.0027785 | 9.2193e-12 | 0.013666 | 9.2333e-09
[120 empty] | 7.3.3.17.5 (Remote Grid) Updates to grid topology to minimize risk of ignition in HFTDs Remote GridWLDFRVegetation ContactAggregated | WLDFR | HFTD - Distribution - Tier 3 - 2QU CoRE ¦ 1QU LoRE | Red Flag Warning - Catastrophic Fires | Vegetation Contact | Aggregated | 2047 | 9.5703e-05 | 184.1265 | 0.017622 | 2047 | Mitigation | 0.95 | 45 | 0 | esc | 0.00097009 | 9.284e-08 | 0.00097009 | 9.284e-08 | 0.0027785 | 9.2193e-12 | 0.013666 | 9.2333e-09
[120 empty] | 7.3.3.17.5 (Remote Grid) Updates to grid topology to minimize risk of ignition in HFTDs Remote GridWLDFRVegetation ContactAggregated | WLDFR | HFTD - Distribution - Tier 3 - 2QU CoRE ¦ 1QU LoRE | Red Flag Warning - Catastrophic Fires | Vegetation Contact | Aggregated | 2048 | 9.5703e-05 | 184.1265 | 0.017622 | 2048 | Mitigation | 0.95 | 45 | 0 | esc | 0.00097009 | 9.284e-08 | 0.00097009 | 9.284e-08 | 0.0027785 | 9.2193e-12 | 0.013666 | 9.2333e-09
[120 empty] | 7.3.3.17.5 (Remote Grid) Updates to grid topology to minimize risk of ignition in HFTDs Remote GridWLDFRVegetation ContactAggregated | WLDFR | HFTD - Distribution - Tier 3 - 2QU CoRE ¦ 1QU LoRE | Red Flag Warning - Catastrophic Fires | Vegetation Contact | Aggregated | 2049 | 9.5703e-05 | 184.1265 | 0.017622 | 2049 | Mitigation | 0.95 | 45 | 0 | esc | 0.00097009 | 9.284e-08 | 0.00097009 | 9.284e-08 | 0.0027785 | 9.2193e-12 | 0.013666 | 9.2333e-09
[120 empty] | 7.3.3.17.5 (Remote Grid) Updates to grid topology to minimize risk of ignition in HFTDs Remote GridWLDFRVegetation ContactAggregated | WLDFR | HFTD - Distribution - Tier 3 - 2QU CoRE ¦ 1QU LoRE | Red Flag Warning - Catastrophic Fires | Vegetation Contact | Aggregated | 2050 | 9.5703e-05 | 184.1265 | 0.017622 | 2050 | Mitigation | 0.95 | 45 | 0 | esc | 0.00097009 | 9.284e-08 | 0.00097009 | 9.284e-08 | 0.0027785 | 9.2193e-12 | 0.013666 | 9.2333e-09
[120 empty] | 7.3.3.17.5 (Remote Grid) Updates to grid topology to minimize risk of ignition in HFTDs Remote GridWLDFRVegetation ContactAggregated | WLDFR | HFTD - Distribution - Tier 3 - 2QU CoRE ¦ 1QU LoRE | Red Flag Warning - Catastrophic Fires | Vegetation Contact | Aggregated | 2051 | 9.5703e-05 | 184.1265 | 0.017622 | 2051 | Mitigation | 0.95 | 45 | 0 | esc | 0.00097009 | 9.284e-08 | 0.00097009 | 9.284e-08 | 0.0027785 | 9.2193e-12 | 0.013666 | 9.2333e-09
[120 empty] | 7.3.3.17.5 (Remote Grid) Updates to grid topology to minimize risk of ignition in HFTDs Remote GridWLDFRVegetation ContactAggregated | WLDFR | HFTD - Distribution - Tier 3 - 2QU CoRE ¦ 1QU LoRE | Red Flag Warning - Catastrophic Fires | Vegetation Contact | Aggregated | 2052 | 9.5703e-05 | 184.1265 | 0.017622 | 2052 | Mitigation | 0.95 | 45 | 0 | esc | 0.00097009 | 9.284e-08 | 0.00097009 | 9.284e-08 | 0.0027785 | 9.2193e-12 | 0 | 0
[120 empty] | 7.3.3.17.5 (Remote Grid) Updates to grid topology to minimize risk of ignition in HFTDs Remote GridWLDFRVegetation ContactAggregated | WLDFR | HFTD - Distribution - Tier 3 - 2QU CoRE ¦ 1QU LoRE | Red Flag Warning - Catastrophic Fires | Vegetation Contact | Aggregated | 2053 | 9.5703e-05 | 184.1265 | 0.017622 | 2053 | Mitigation | 0.95 | 45 | 0 | esc | 0.00097009 | 9.284e-08 | 0.00097009 | 9.284e-08 | 0.0027785 | 9.2193e-12 | 0 | 0
[120 empty] | 7.3.3.17.5 (Remote Grid) Updates to grid topology to minimize risk of ignition in HFTDs Remote GridWLDFRVegetation ContactAggregated | WLDFR | HFTD - Distribution - Tier 3 - 2QU CoRE ¦ 1QU LoRE | Red Flag Warning - Catastrophic Fires | Vegetation Contact | Aggregated | 2054 | 9.5703e-05 | 184.1265 | 0.017622 | 2054 | Mitigation | 0.95 | 45 | 0 | esc | 0.00097009 | 9.284e-08 | 0.00097009 | 9.284e-08 | 0.0027785 | 9.2193e-12 | 0.0063316 | 2.7379e-10
[120 empty] | 7.3.3.17.5 (Remote Grid) Updates to grid topology to minimize risk of ignition in HFTDs Remote GridWLDFRVegetation ContactAggregated | WLDFR | HFTD - Distribution - Tier 3 - 2QU CoRE ¦ 1QU LoRE | Red Flag Warning - Catastrophic Fires | Vegetation Contact | Aggregated | 2055 | 9.5703e-05 | 184.1265 | 0.017622 | 2055 | Mitigation | 0.95 | 45 | 0 | esc | 0.00097009 | 9.284e-08 | 0.00097009 | 9.284e-08 | 0.0027785 | 9.2193e-12 | 0.0063316 | 2.7379e-10
[120 empty] | 7.3.3.17.5 (Remote Grid) Updates to grid topology to minimize risk of ignition in HFTDs Remote GridWLDFRVegetation ContactAggregated | WLDFR | HFTD - Distribution - Tier 3 - 2QU CoRE ¦ 1QU LoRE | Red Flag Warning - Catastrophic Fires | Vegetation Contact | Aggregated | 2056 | 9.5703e-05 | 184.1265 | 0.017622 | 2056 | Mitigation | 0.95 | 45 | 0 | esc | 0.00097009 | 9.284e-08 | 0.00097009 | 9.284e-08 | 0.0027785 | 9.2193e-12 | 0.0063316 | 2.7379e-10
[120 empty] | 7.3.3.17.5 (Remote Grid) Updates to grid topology to minimize risk of ignition in HFTDs Remote GridWLDFRVegetation ContactAggregated | WLDFR | HFTD - Distribution - Tier 3 - 2QU CoRE ¦ 1QU LoRE | Red Flag Warning - Catastrophic Fires | Vegetation Contact | Aggregated | 2057 | 9.5703e-05 | 184.1265 | 0.017622 | 2057 | Mitigation | 0.95 | 45 | 0 | esc | 0.00097009 | 9.284e-08 | 0.00097009 | 9.284e-08 | 0.0027785 | 9.2193e-12 | 0.0063316 | 2.7379e-10
[120 empty] | 7.3.3.17.5 (Remote Grid) Updates to grid topology to minimize risk of ignition in HFTDs Remote GridWLDFRVegetation ContactAggregated | WLDFR | HFTD - Distribution - Tier 3 - 2QU CoRE ¦ 1QU LoRE | Red Flag Warning - Catastrophic Fires | Vegetation Contact | Aggregated | 2058 | 9.5703e-05 | 184.1265 | 0.017622 | 2058 | Mitigation | 0.95 | 45 | 0 | esc | 0.00097009 | 9.284e-08 | 0.00097009 | 9.284e-08 | 0.0027785 | 9.2193e-12 | 0.0063316 | 2.7379e-10
[120 empty] | 7.3.3.17.5 (Remote Grid) Updates to grid topology to minimize risk of ignition in HFTDs Remote GridWLDFRVegetation ContactAggregated | WLDFR | HFTD - Distribution - Tier 3 - 2QU CoRE ¦ 1QU LoRE | Red Flag Warning - Catastrophic Fires | Vegetation Contact | Aggregated | 2059 | 9.5703e-05 | 184.1265 | 0.017622 | 2059 | Mitigation | 0.95 | 45 | 0 | esc | 0.00097009 | 9.284e-08 | 0.00097009 | 9.284e-08 | 0.0027785 | 9.2193e-12 | 0.0063316 | 2.7379e-10
[120 empty] | 7.3.3.17.5 (Remote Grid) Updates to grid topology to minimize risk of ignition in HFTDs Remote GridWLDFRVegetation ContactAggregated | WLDFR | HFTD - Distribution - Tier 3 - 2QU CoRE ¦ 1QU LoRE | Red Flag Warning - Catastrophic Fires | Vegetation Contact | Aggregated | 2060 | 9.5703e-05 | 184.1265 | 0.017622 | 2060 | Mitigation | 0.95 | 45 | 0 | esc | 0.00097009 | 9.284e-08 | 0.00097009 | 9.284e-08 | 0.0027785 | 9.2193e-12 | 0.0063316 | 2.7379e-10
[120 empty] | 7.3.3.17.5 (Remote Grid) Updates to grid topology to minimize risk of ignition in HFTDs Remote GridWLDFRVegetation ContactAggregated | WLDFR | HFTD - Distribution - Tier 3 - 2QU CoRE ¦ 1QU LoRE | Red Flag Warning - Catastrophic Fires | Vegetation Contact | Aggregated | 2061 | 9.5703e-05 | 184.1265 | 0.017622 | 2061 | Mitigation | 0.95 | 45 | 0 | esc | 0.00097009 | 9.284e-08 | 0.00097009 | 9.284e-08 | 0.0027785 | 9.2193e-12 | 0.0063316 | 2.7379e-10
[120 empty] | 7.3.3.17.5 (Remote Grid) Updates to grid topology to minimize risk of ignition in HFTDs Remote GridWLDFRVegetation ContactAggregated | WLDFR | HFTD - Distribution - Tier 3 - 2QU CoRE ¦ 1QU LoRE | Red Flag Warning - Catastrophic Fires | Vegetation Contact | Aggregated | 2062 | 9.5703e-05 | 184.1265 | 0.017622 | 2062 | Mitigation | 0.95 | 45 | 0 | esc | 0.00097009 | 9.284e-08 | 0.00097009 | 9.284e-08 | 0.0027785 | 9.2193e-12 | 0.0063316 | 2.7379e-10
[120 empty] | 7.3.3.17.5 (Remote Grid) Updates to grid topology to minimize risk of ignition in HFTDs Remote GridWLDFRVegetation ContactAggregated | WLDFR | HFTD - Distribution - Tier 3 - 2QU CoRE ¦ 1QU LoRE | Red Flag Warning - Catastrophic Fires | Vegetation Contact | Aggregated | 2063 | 9.5703e-05 | 184.1265 | 0.017622 | 2063 | Mitigation | 0.95 | 45 | 0 | esc | 0.00097009 | 9.284e-08 | 0.00097009 | 9.284e-08 | 0.0027785 | 9.2193e-12 | 0.0063316 | 2.7379e-10
[120 empty] | 7.3.3.17.5 (Remote Grid) Updates to grid topology to minimize risk of ignition in HFTDs Remote GridWLDFRVegetation ContactAggregated | WLDFR | HFTD - Distribution - Tier 3 - 2QU CoRE ¦ 1QU LoRE | Red Flag Warning - Catastrophic Fires | Vegetation Contact | Aggregated | 2064 | 9.5703e-05 | 184.1265 | 0.017622 | 2064 | Mitigation | 0.95 | 45 | 0 | esc | 0.00097009 | 9.284e-08 | 0.00097009 | 9.284e-08 | 0.0027785 | 9.2193e-12 | 0.0063316 | 2.7379e-10
[120 empty] | 7.3.3.17.5 (Remote Grid) Updates to grid topology to minimize risk of ignition in HFTDs Remote GridWLDFRVegetation ContactAggregated | WLDFR | HFTD - Distribution - Tier 3 - 2QU CoRE ¦ 1QU LoRE | Red Flag Warning - Catastrophic Fires | Vegetation Contact | Aggregated | 2065 | 9.5703e-05 | 184.1265 | 0.017622 | 2065 | Mitigation | 0.95 | 45 | 0 | esc | 0.00097009 | 9.284e-08 | 0.00097009 | 9.284e-08 | 0.0027785 | 9.2193e-12 | 0.0063316 | 2.7379e-10
[120 empty] | 7.3.3.17.5 (Remote Grid) Updates to grid topology to minimize risk of ignition in HFTDs Remote GridWLDFRVegetation ContactAggregated | WLDFR | HFTD - Distribution - Tier 3 - 2QU CoRE ¦ 1QU LoRE | Red Flag Warning - Catastrophic Fires | Vegetation Contact | Aggregated | 2066 | 9.5703e-05 | 184.1265 | 0.017622 | 2066 | Mitigation | 0.95 | 45 | 0 | esc | 0.00097009 | 9.284e-08 | 0.00097009 | 9.284e-08 | 0.0027785 | 9.2193e-12 | 0.0063316 | 2.7379e-10
[120 empty] | 7.3.3.17.5 (Remote Grid) Updates to grid topology to minimize risk of ignition in HFTDs Remote GridWLDFRVegetation ContactAggregated | WLDFR | HFTD - Distribution - Tier 3 - 2QU CoRE ¦ 1QU LoRE | Red Flag Warning - Catastrophic Fires | Vegetation Contact | Aggregated | 2067 | 9.5703e-05 | 184.1265 | 0.017622 | 2067 | Mitigation | 0.95 | 45 | 0 | esc | 0 | 0 | 0.00097009 | 9.284e-08 | 0.0027785 | 9.2193e-12 | 0.0063316 | 2.7379e-10
[120 empty] | 7.3.3.17.5 (Remote Grid) Updates to grid topology to minimize risk of ignition in HFTDs Remote GridWLDFREquipment / facility failureAggregated | WLDFR | HFTD - Distribution - Tier 3 - 2QU CoRE ¦ 1QU LoRE | Red Flag Warning - Destructive Fires | Equipment / facility failure | Aggregated | 2022 | 5.2504e-06 | 184.1265 | 0.00096675 | 2022 | Mitigation | 0.95 | 45 | 0 | esc | 0.00097009 | 5.0934e-09 | 0 | 0 | 0.0027785 | 9.2193e-12 | 0.0063316 | 2.7379e-10
[120 empty] | 7.3.3.17.5 (Remote Grid) Updates to grid topology to minimize risk of ignition in HFTDs Remote GridWLDFREquipment / facility failureAggregated | WLDFR | HFTD - Distribution - Tier 3 - 2QU CoRE ¦ 1QU LoRE | Red Flag Warning - Destructive Fires | Equipment / facility failure | Aggregated | 2023 | 5.2504e-06 | 184.1265 | 0.00096675 | 2023 | Mitigation | 0.95 | 45 | 0 | esc | 0.00097009 | 5.0934e-09 | 0.00097009 | 5.0934e-09 | 0.0027785 | 9.2193e-12 | 0.0063316 | 2.7379e-10
[120 empty] | 7.3.3.17.5 (Remote Grid) Updates to grid topology to minimize risk of ignition in HFTDs Remote GridWLDFREquipment / facility failureAggregated | WLDFR | HFTD - Distribution - Tier 3 - 2QU CoRE ¦ 1QU LoRE | Red Flag Warning - Destructive Fires | Equipment / facility failure | Aggregated | 2024 | 5.2504e-06 | 184.1265 | 0.00096675 | 2024 | Mitigation | 0.95 | 45 | 0 | esc | 0.00097009 | 5.0934e-09 | 0.00097009 | 5.0934e-09 | 0.0027785 | 9.2193e-12 | 0.0063316 | 2.7379e-10
[120 empty] | 7.3.3.17.5 (Remote Grid) Updates to grid topology to minimize risk of ignition in HFTDs Remote GridWLDFREquipment / facility failureAggregated | WLDFR | HFTD - Distribution - Tier 3 - 2QU CoRE ¦ 1QU LoRE | Red Flag Warning - Destructive Fires | Equipment / facility failure | Aggregated | 2025 | 5.2504e-06 | 184.1265 | 0.00096675 | 2025 | Mitigation | 0.95 | 45 | 0 | esc | 0.00097009 | 5.0934e-09 | 0.00097009 | 5.0934e-09 | 0.0027785 | 9.2193e-12 | 0.0063316 | 2.7379e-10
[120 empty] | 7.3.3.17.5 (Remote Grid) Updates to grid topology to minimize risk of ignition in HFTDs Remote GridWLDFREquipment / facility failureAggregated | WLDFR | HFTD - Distribution - Tier 3 - 2QU CoRE ¦ 1QU LoRE | Red Flag Warning - Destructive Fires | Equipment / facility failure | Aggregated | 2026 | 5.2504e-06 | 184.1265 | 0.00096675 | 2026 | Mitigation | 0.95 | 45 | 0 | esc | 0.00097009 | 5.0934e-09 | 0.00097009 | 5.0934e-09 | 0.0027785 | 9.2193e-12 | 0.0063316 | 2.7379e-10
[120 empty] | 7.3.3.17.5 (Remote Grid) Updates to grid topology to minimize risk of ignition in HFTDs Remote GridWLDFREquipment / facility failureAggregated | WLDFR | HFTD - Distribution - Tier 3 - 2QU CoRE ¦ 1QU LoRE | Red Flag Warning - Destructive Fires | Equipment / facility failure | Aggregated | 2027 | 5.2504e-06 | 184.1265 | 0.00096675 | 2027 | Mitigation | 0.95 | 45 | 0 | esc | 0.00097009 | 5.0934e-09 | 0.00097009 | 5.0934e-09 | 0.0027785 | 9.2193e-12 | 0.0063316 | 2.7379e-10
[120 empty] | 7.3.3.17.5 (Remote Grid) Updates to grid topology to minimize risk of ignition in HFTDs Remote GridWLDFREquipment / facility failureAggregated | WLDFR | HFTD - Distribution - Tier 3 - 2QU CoRE ¦ 1QU LoRE | Red Flag Warning - Destructive Fires | Equipment / facility failure | Aggregated | 2028 | 5.2504e-06 | 184.1265 | 0.00096675 | 2028 | Mitigation | 0.95 | 45 | 0 | esc | 0.00097009 | 5.0934e-09 | 0.00097009 | 5.0934e-09 | 0.0027785 | 9.2193e-12 | 0.0063316 | 2.7379e-10
[120 empty] | 7.3.3.17.5 (Remote Grid) Updates to grid topology to minimize risk of ignition in HFTDs Remote GridWLDFREquipment / facility failureAggregated | WLDFR | HFTD - Distribution - Tier 3 - 2QU CoRE ¦ 1QU LoRE | Red Flag Warning - Destructive Fires | Equipment / facility failure | Aggregated | 2029 | 5.2504e-06 | 184.1265 | 0.00096675 | 2029 | Mitigation | 0.95 | 45 | 0 | esc | 0.00097009 | 5.0934e-09 | 0.00097009 | 5.0934e-09 | 0.0027785 | 9.2193e-12 | 0.0063316 | 2.7379e-10
[120 empty] | 7.3.3.17.5 (Remote Grid) Updates to grid topology to minimize risk of ignition in HFTDs Remote GridWLDFREquipment / facility failureAggregated | WLDFR | HFTD - Distribution - Tier 3 - 2QU CoRE ¦ 1QU LoRE | Red Flag Warning - Destructive Fires | Equipment / facility failure | Aggregated | 2030 | 5.2504e-06 | 184.1265 | 0.00096675 | 2030 | Mitigation | 0.95 | 45 | 0 | esc | 0.00097009 | 5.0934e-09 | 0.00097009 | 5.0934e-09 | 0 | 0 | 0.0063316 | 2.7379e-10
[120 empty] | 7.3.3.17.5 (Remote Grid) Updates to grid topology to minimize risk of ignition in HFTDs Remote GridWLDFREquipment / facility failureAggregated | WLDFR | HFTD - Distribution - Tier 3 - 2QU CoRE ¦ 1QU LoRE | Red Flag Warning - Destructive Fires | Equipment / facility failure | Aggregated | 2031 | 5.2504e-06 | 184.1265 | 0.00096675 | 2031 | Mitigation | 0.95 | 45 | 0 | esc | 0.00097009 | 5.0934e-09 | 0.00097009 | 5.0934e-09 | 0.0027785 | 2.0949e-11 | 0.0063316 | 2.7379e-10
[120 empty] | 7.3.3.17.5 (Remote Grid) Updates to grid topology to minimize risk of ignition in HFTDs Remote GridWLDFREquipment / facility failureAggregated | WLDFR | HFTD - Distribution - Tier 3 - 2QU CoRE ¦ 1QU LoRE | Red Flag Warning - Destructive Fires | Equipment / facility failure | Aggregated | 2032 | 5.2504e-06 | 184.1265 | 0.00096675 | 2032 | Mitigation | 0.95 | 45 | 0 | esc | 0.00097009 | 5.0934e-09 | 0.00097009 | 5.0934e-09 | 0.0027785 | 2.0949e-11 | 0.0063316 | 2.7379e-10
[120 empty] | 7.3.3.17.5 (Remote Grid) Updates to grid topology to minimize risk of ignition in HFTDs Remote GridWLDFREquipment / facility failureAggregated | WLDFR | HFTD - Distribution - Tier 3 - 2QU CoRE ¦ 1QU LoRE | Red Flag Warning - Destructive Fires | Equipment / facility failure | Aggregated | 2033 | 5.2504e-06 | 184.1265 | 0.00096675 | 2033 | Mitigation | 0.95 | 45 | 0 | esc | 0.00097009 | 5.0934e-09 | 0.00097009 | 5.0934e-09 | 0.0027785 | 2.0949e-11 | 0.0063316 | 2.7379e-10
[120 empty] | 7.3.3.17.5 (Remote Grid) Updates to grid topology to minimize risk of ignition in HFTDs Remote GridWLDFREquipment / facility failureAggregated | WLDFR | HFTD - Distribution - Tier 3 - 2QU CoRE ¦ 1QU LoRE | Red Flag Warning - Destructive Fires | Equipment / facility failure | Aggregated | 2034 | 5.2504e-06 | 184.1265 | 0.00096675 | 2034 | Mitigation | 0.95 | 45 | 0 | esc | 0.00097009 | 5.0934e-09 | 0.00097009 | 5.0934e-09 | 0.0027785 | 2.0949e-11 | 0.0063316 | 2.7379e-10
[120 empty] | 7.3.3.17.5 (Remote Grid) Updates to grid topology to minimize risk of ignition in HFTDs Remote GridWLDFREquipment / facility failureAggregated | WLDFR | HFTD - Distribution - Tier 3 - 2QU CoRE ¦ 1QU LoRE | Red Flag Warning - Destructive Fires | Equipment / facility failure | Aggregated | 2035 | 5.2504e-06 | 184.1265 | 0.00096675 | 2035 | Mitigation | 0.95 | 45 | 0 | esc | 0.00097009 | 5.0934e-09 | 0.00097009 | 5.0934e-09 | 0.0027785 | 2.0949e-11 | 0.0063316 | 2.7379e-10
[120 empty] | 7.3.3.17.5 (Remote Grid) Updates to grid topology to minimize risk of ignition in HFTDs Remote GridWLDFREquipment / facility failureAggregated | WLDFR | HFTD - Distribution - Tier 3 - 2QU CoRE ¦ 1QU LoRE | Red Flag Warning - Destructive Fires | Equipment / facility failure | Aggregated | 2036 | 5.2504e-06 | 184.1265 | 0.00096675 | 2036 | Mitigation | 0.95 | 45 | 0 | esc | 0.00097009 | 5.0934e-09 | 0.00097009 | 5.0934e-09 | 0.0027785 | 2.0949e-11 | 0.0063316 | 2.7379e-10
[120 empty] | 7.3.3.17.5 (Remote Grid) Updates to grid topology to minimize risk of ignition in HFTDs Remote GridWLDFREquipment / facility failureAggregated | WLDFR | HFTD - Distribution - Tier 3 - 2QU CoRE ¦ 1QU LoRE | Red Flag Warning - Destructive Fires | Equipment / facility failure | Aggregated | 2037 | 5.2504e-06 | 184.1265 | 0.00096675 | 2037 | Mitigation | 0.95 | 45 | 0 | esc | 0.00097009 | 5.0934e-09 | 0.00097009 | 5.0934e-09 | 0.0027785 | 2.0949e-11 | 0.0063316 | 2.7379e-10
[120 empty] | 7.3.3.17.5 (Remote Grid) Updates to grid topology to minimize risk of ignition in HFTDs Remote GridWLDFREquipment / facility failureAggregated | WLDFR | HFTD - Distribution - Tier 3 - 2QU CoRE ¦ 1QU LoRE | Red Flag Warning - Destructive Fires | Equipment / facility failure | Aggregated | 2038 | 5.2504e-06 | 184.1265 | 0.00096675 | 2038 | Mitigation | 0.95 | 45 | 0 | esc | 0.00097009 | 5.0934e-09 | 0.00097009 | 5.0934e-09 | 0.0027785 | 2.0949e-11 | 0 | 0
[120 empty] | 7.3.3.17.5 (Remote Grid) Updates to grid topology to minimize risk of ignition in HFTDs Remote GridWLDFREquipment / facility failureAggregated | WLDFR | HFTD - Distribution - Tier 3 - 2QU CoRE ¦ 1QU LoRE | Red Flag Warning - Destructive Fires | Equipment / facility failure | Aggregated | 2039 | 5.2504e-06 | 184.1265 | 0.00096675 | 2039 | Mitigation | 0.95 | 45 | 0 | esc | 0.00097009 | 5.0934e-09 | 0.00097009 | 5.0934e-09 | 0.0027785 | 2.0949e-11 | 0 | 0
[120 empty] | 7.3.3.17.5 (Remote Grid) Updates to grid topology to minimize risk of ignition in HFTDs Remote GridWLDFREquipment / facility failureAggregated | WLDFR | HFTD - Distribution - Tier 3 - 2QU CoRE ¦ 1QU LoRE | Red Flag Warning - Destructive Fires | Equipment / facility failure | Aggregated | 2040 | 5.2504e-06 | 184.1265 | 0.00096675 | 2040 | Mitigation | 0.95 | 45 | 0 | esc | 0.00097009 | 5.0934e-09 | 0.00097009 | 5.0934e-09 | 0.0027785 | 2.0949e-11 | 0.012004 | 4.71e-09
[120 empty] | 7.3.3.17.5 (Remote Grid) Updates to grid topology to minimize risk of ignition in HFTDs Remote GridWLDFREquipment / facility failureAggregated | WLDFR | HFTD - Distribution - Tier 3 - 2QU CoRE ¦ 1QU LoRE | Red Flag Warning - Destructive Fires | Equipment / facility failure | Aggregated | 2041 | 5.2504e-06 | 184.1265 | 0.00096675 | 2041 | Mitigation | 0.95 | 45 | 0 | esc | 0.00097009 | 5.0934e-09 | 0.00097009 | 5.0934e-09 | 0.0027785 | 2.0949e-11 | 0.012004 | 4.71e-09
[120 empty] | 7.3.3.17.5 (Remote Grid) Updates to grid topology to minimize risk of ignition in HFTDs Remote GridWLDFREquipment / facility failureAggregated | WLDFR | HFTD - Distribution - Tier 3 - 2QU CoRE ¦ 1QU LoRE | Red Flag Warning - Destructive Fires | Equipment / facility failure | Aggregated | 2042 | 5.2504e-06 | 184.1265 | 0.00096675 | 2042 | Mitigation | 0.95 | 45 | 0 | esc | 0.00097009 | 5.0934e-09 | 0.00097009 | 5.0934e-09 | 0.0027785 | 2.0949e-11 | 0.012004 | 4.71e-09
[120 empty] | 7.3.3.17.5 (Remote Grid) Updates to grid topology to minimize risk of ignition in HFTDs Remote GridWLDFREquipment / facility failureAggregated | WLDFR | HFTD - Distribution - Tier 3 - 2QU CoRE ¦ 1QU LoRE | Red Flag Warning - Destructive Fires | Equipment / facility failure | Aggregated | 2043 | 5.2504e-06 | 184.1265 | 0.00096675 | 2043 | Mitigation | 0.95 | 45 | 0 | esc | 0.00097009 | 5.0934e-09 | 0.00097009 | 5.0934e-09 | 0.0027785 | 2.0949e-11 | 0.012004 | 4.71e-09
[120 empty] | 7.3.3.17.5 (Remote Grid) Updates to grid topology to minimize risk of ignition in HFTDs Remote GridWLDFREquipment / facility failureAggregated | WLDFR | HFTD - Distribution - Tier 3 - 2QU CoRE ¦ 1QU LoRE | Red Flag Warning - Destructive Fires | Equipment / facility failure | Aggregated | 2044 | 5.2504e-06 | 184.1265 | 0.00096675 | 2044 | Mitigation | 0.95 | 45 | 0 | esc | 0.00097009 | 5.0934e-09 | 0.00097009 | 5.0934e-09 | 0.0027785 | 2.0949e-11 | 0.012004 | 4.71e-09
[120 empty] | 7.3.3.17.5 (Remote Grid) Updates to grid topology to minimize risk of ignition in HFTDs Remote GridWLDFREquipment / facility failureAggregated | WLDFR | HFTD - Distribution - Tier 3 - 2QU CoRE ¦ 1QU LoRE | Red Flag Warning - Destructive Fires | Equipment / facility failure | Aggregated | 2045 | 5.2504e-06 | 184.1265 | 0.00096675 | 2045 | Mitigation | 0.95 | 45 | 0 | esc | 0.00097009 | 5.0934e-09 | 0.00097009 | 5.0934e-09 | 0.0027785 | 2.0949e-11 | 0.012004 | 4.71e-09
[120 empty] | 7.3.3.17.5 (Remote Grid) Updates to grid topology to minimize risk of ignition in HFTDs Remote GridWLDFREquipment / facility failureAggregated | WLDFR | HFTD - Distribution - Tier 3 - 2QU CoRE ¦ 1QU LoRE | Red Flag Warning - Destructive Fires | Equipment / facility failure | Aggregated | 2046 | 5.2504e-06 | 184.1265 | 0.00096675 | 2046 | Mitigation | 0.95 | 45 | 0 | esc | 0.00097009 | 5.0934e-09 | 0.00097009 | 5.0934e-09 | 0.0027785 | 2.0949e-11 | 0.012004 | 4.71e-09
[120 empty] | 7.3.3.17.5 (Remote Grid) Updates to grid topology to minimize risk of ignition in HFTDs Remote GridWLDFREquipment / facility failureAggregated | WLDFR | HFTD - Distribution - Tier 3 - 2QU CoRE ¦ 1QU LoRE | Red Flag Warning - Destructive Fires | Equipment / facility failure | Aggregated | 2047 | 5.2504e-06 | 184.1265 | 0.00096675 | 2047 | Mitigation | 0.95 | 45 | 0 | esc | 0.00097009 | 5.0934e-09 | 0.00097009 | 5.0934e-09 | 0.0027785 | 2.0949e-11 | 0.012004 | 4.71e-09
[120 empty] | 7.3.3.17.5 (Remote Grid) Updates to grid topology to minimize risk of ignition in HFTDs Remote GridWLDFREquipment / facility failureAggregated | WLDFR | HFTD - Distribution - Tier 3 - 2QU CoRE ¦ 1QU LoRE | Red Flag Warning - Destructive Fires | Equipment / facility failure | Aggregated | 2048 | 5.2504e-06 | 184.1265 | 0.00096675 | 2048 | Mitigation | 0.95 | 45 | 0 | esc | 0.00097009 | 5.0934e-09 | 0.00097009 | 5.0934e-09 | 0.0027785 | 2.0949e-11 | 0.012004 | 4.71e-09
[120 empty] | 7.3.3.17.5 (Remote Grid) Updates to grid topology to minimize risk of ignition in HFTDs Remote GridWLDFREquipment / facility failureAggregated | WLDFR | HFTD - Distribution - Tier 3 - 2QU CoRE ¦ 1QU LoRE | Red Flag Warning - Destructive Fires | Equipment / facility failure | Aggregated | 2049 | 5.2504e-06 | 184.1265 | 0.00096675 | 2049 | Mitigation | 0.95 | 45 | 0 | esc | 0.00097009 | 5.0934e-09 | 0.00097009 | 5.0934e-09 | 0.0027785 | 2.0949e-11 | 0.012004 | 4.71e-09
[120 empty] | 7.3.3.17.5 (Remote Grid) Updates to grid topology to minimize risk of ignition in HFTDs Remote GridWLDFREquipment / facility failureAggregated | WLDFR | HFTD - Distribution - Tier 3 - 2QU CoRE ¦ 1QU LoRE | Red Flag Warning - Destructive Fires | Equipment / facility failure | Aggregated | 2050 | 5.2504e-06 | 184.1265 | 0.00096675 | 2050 | Mitigation | 0.95 | 45 | 0 | esc | 0.00097009 | 5.0934e-09 | 0.00097009 | 5.0934e-09 | 0.0027785 | 2.0949e-11 | 0.012004 | 4.71e-09
[120 empty] | 7.3.3.17.5 (Remote Grid) Updates to grid topology to minimize risk of ignition in HFTDs Remote GridWLDFREquipment / facility failureAggregated | WLDFR | HFTD - Distribution - Tier 3 - 2QU CoRE ¦ 1QU LoRE | Red Flag Warning - Destructive Fires | Equipment / facility failure | Aggregated | 2051 | 5.2504e-06 | 184.1265 | 0.00096675 | 2051 | Mitigation | 0.95 | 45 | 0 | esc | 0.00097009 | 5.0934e-09 | 0.00097009 | 5.0934e-09 | 0.0027785 | 2.0949e-11 | 0.012004 | 4.71e-09
[120 empty] | 7.3.3.17.5 (Remote Grid) Updates to grid topology to minimize risk of ignition in HFTDs Remote GridWLDFREquipment / facility failureAggregated | WLDFR | HFTD - Distribution - Tier 3 - 2QU CoRE ¦ 1QU LoRE | Red Flag Warning - Destructive Fires | Equipment / facility failure | Aggregated | 2052 | 5.2504e-06 | 184.1265 | 0.00096675 | 2052 | Mitigation | 0.95 | 45 | 0 | esc | 0.00097009 | 5.0934e-09 | 0.00097009 | 5.0934e-09 | 0.0027785 | 2.0949e-11 | 0.012004 | 4.71e-09
[120 empty] | 7.3.3.17.5 (Remote Grid) Updates to grid topology to minimize risk of ignition in HFTDs Remote GridWLDFREquipment / facility failureAggregated | WLDFR | HFTD - Distribution - Tier 3 - 2QU CoRE ¦ 1QU LoRE | Red Flag Warning - Destructive Fires | Equipment / facility failure | Aggregated | 2053 | 5.2504e-06 | 184.1265 | 0.00096675 | 2053 | Mitigation | 0.95 | 45 | 0 | esc | 0.00097009 | 5.0934e-09 | 0.00097009 | 5.0934e-09 | 0.0027785 | 2.0949e-11 | 0.012004 | 4.71e-09
[120 empty] | 7.3.3.17.5 (Remote Grid) Updates to grid topology to minimize risk of ignition in HFTDs Remote GridWLDFREquipment / facility failureAggregated | WLDFR | HFTD - Distribution - Tier 3 - 2QU CoRE ¦ 1QU LoRE | Red Flag Warning - Destructive Fires | Equipment / facility failure | Aggregated | 2054 | 5.2504e-06 | 184.1265 | 0.00096675 | 2054 | Mitigation | 0.95 | 45 | 0 | esc | 0.00097009 | 5.0934e-09 | 0.00097009 | 5.0934e-09 | 0.0027785 | 2.0949e-11 | 0.012004 | 4.71e-09
[120 empty] | 7.3.3.17.5 (Remote Grid) Updates to grid topology to minimize risk of ignition in HFTDs Remote GridWLDFREquipment / facility failureAggregated | WLDFR | HFTD - Distribution - Tier 3 - 2QU CoRE ¦ 1QU LoRE | Red Flag Warning - Destructive Fires | Equipment / facility failure | Aggregated | 2055 | 5.2504e-06 | 184.1265 | 0.00096675 | 2055 | Mitigation | 0.95 | 45 | 0 | esc | 0.00097009 | 5.0934e-09 | 0.00097009 | 5.0934e-09 | 0.0027785 | 2.0949e-11 | 0.012004 | 4.71e-09
[120 empty] | 7.3.3.17.5 (Remote Grid) Updates to grid topology to minimize risk of ignition in HFTDs Remote GridWLDFREquipment / facility failureAggregated | WLDFR | HFTD - Distribution - Tier 3 - 2QU CoRE ¦ 1QU LoRE | Red Flag Warning - Destructive Fires | Equipment / facility failure | Aggregated | 2056 | 5.2504e-06 | 184.1265 | 0.00096675 | 2056 | Mitigation | 0.95 | 45 | 0 | esc | 0.00097009 | 5.0934e-09 | 0.00097009 | 5.0934e-09 | 0.0027785 | 2.0949e-11 | 0.012004 | 4.71e-09
[120 empty] | 7.3.3.17.5 (Remote Grid) Updates to grid topology to minimize risk of ignition in HFTDs Remote GridWLDFREquipment / facility failureAggregated | WLDFR | HFTD - Distribution - Tier 3 - 2QU CoRE ¦ 1QU LoRE | Red Flag Warning - Destructive Fires | Equipment / facility failure | Aggregated | 2057 | 5.2504e-06 | 184.1265 | 0.00096675 | 2057 | Mitigation | 0.95 | 45 | 0 | esc | 0.00097009 | 5.0934e-09 | 0.00097009 | 5.0934e-09 | 0.0027785 | 2.0949e-11 | 0.012004 | 4.71e-09
[120 empty] | 7.3.3.17.5 (Remote Grid) Updates to grid topology to minimize risk of ignition in HFTDs Remote GridWLDFREquipment / facility failureAggregated | WLDFR | HFTD - Distribution - Tier 3 - 2QU CoRE ¦ 1QU LoRE | Red Flag Warning - Destructive Fires | Equipment / facility failure | Aggregated | 2058 | 5.2504e-06 | 184.1265 | 0.00096675 | 2058 | Mitigation | 0.95 | 45 | 0 | esc | 0.00097009 | 5.0934e-09 | 0.00097009 | 5.0934e-09 | 0.0027785 | 2.0949e-11 | 0.012004 | 4.71e-09
[120 empty] | 7.3.3.17.5 (Remote Grid) Updates to grid topology to minimize risk of ignition in HFTDs Remote GridWLDFREquipment / facility failureAggregated | WLDFR | HFTD - Distribution - Tier 3 - 2QU CoRE ¦ 1QU LoRE | Red Flag Warning - Destructive Fires | Equipment / facility failure | Aggregated | 2059 | 5.2504e-06 | 184.1265 | 0.00096675 | 2059 | Mitigation | 0.95 | 45 | 0 | esc | 0.00097009 | 5.0934e-09 | 0.00097009 | 5.0934e-09 | 0.0027785 | 2.0949e-11 | 0.012004 | 4.71e-09
[120 empty] | 7.3.3.17.5 (Remote Grid) Updates to grid topology to minimize risk of ignition in HFTDs Remote GridWLDFREquipment / facility failureAggregated | WLDFR | HFTD - Distribution - Tier 3 - 2QU CoRE ¦ 1QU LoRE | Red Flag Warning - Destructive Fires | Equipment / facility failure | Aggregated | 2060 | 5.2504e-06 | 184.1265 | 0.00096675 | 2060 | Mitigation | 0.95 | 45 | 0 | esc | 0.00097009 | 5.0934e-09 | 0.00097009 | 5.0934e-09 | 0.0027785 | 2.0949e-11 | 0.012004 | 4.71e-09
[120 empty] | 7.3.3.17.5 (Remote Grid) Updates to grid topology to minimize risk of ignition in HFTDs Remote GridWLDFREquipment / facility failureAggregated | WLDFR | HFTD - Distribution - Tier 3 - 2QU CoRE ¦ 1QU LoRE | Red Flag Warning - Destructive Fires | Equipment / facility failure | Aggregated | 2061 | 5.2504e-06 | 184.1265 | 0.00096675 | 2061 | Mitigation | 0.95 | 45 | 0 | esc | 0.00097009 | 5.0934e-09 | 0.00097009 | 5.0934e-09 | 0.0027785 | 2.0949e-11 | 0.012004 | 4.71e-09
[120 empty] | 7.3.3.17.5 (Remote Grid) Updates to grid topology to minimize risk of ignition in HFTDs Remote GridWLDFREquipment / facility failureAggregated | WLDFR | HFTD - Distribution - Tier 3 - 2QU CoRE ¦ 1QU LoRE | Red Flag Warning - Destructive Fires | Equipment / facility failure | Aggregated | 2062 | 5.2504e-06 | 184.1265 | 0.00096675 | 2062 | Mitigation | 0.95 | 45 | 0 | esc | 0.00097009 | 5.0934e-09 | 0.00097009 | 5.0934e-09 | 0.0027785 | 2.0949e-11 | 0.012004 | 4.71e-09
[120 empty] | 7.3.3.17.5 (Remote Grid) Updates to grid topology to minimize risk of ignition in HFTDs Remote GridWLDFREquipment / facility failureAggregated | WLDFR | HFTD - Distribution - Tier 3 - 2QU CoRE ¦ 1QU LoRE | Red Flag Warning - Destructive Fires | Equipment / facility failure | Aggregated | 2063 | 5.2504e-06 | 184.1265 | 0.00096675 | 2063 | Mitigation | 0.95 | 45 | 0 | esc | 0.00097009 | 5.0934e-09 | 0.00097009 | 5.0934e-09 | 0.0027785 | 2.0949e-11 | 0.012004 | 4.71e-09
[120 empty] | 7.3.3.17.5 (Remote Grid) Updates to grid topology to minimize risk of ignition in HFTDs Remote GridWLDFREquipment / facility failureAggregated | WLDFR | HFTD - Distribution - Tier 3 - 2QU CoRE ¦ 1QU LoRE | Red Flag Warning - Destructive Fires | Equipment / facility failure | Aggregated | 2064 | 5.2504e-06 | 184.1265 | 0.00096675 | 2064 | Mitigation | 0.95 | 45 | 0 | esc | 0.00097009 | 5.0934e-09 | 0.00097009 | 5.0934e-09 | 0.0027785 | 2.0949e-11 | 0.012004 | 4.71e-09
[120 empty] | 7.3.3.17.5 (Remote Grid) Updates to grid topology to minimize risk of ignition in HFTDs Remote GridWLDFREquipment / facility failureAggregated | WLDFR | HFTD - Distribution - Tier 3 - 2QU CoRE ¦ 1QU LoRE | Red Flag Warning - Destructive Fires | Equipment / facility failure | Aggregated | 2065 | 5.2504e-06 | 184.1265 | 0.00096675 | 2065 | Mitigation | 0.95 | 45 | 0 | esc | 0.00097009 | 5.0934e-09 | 0.00097009 | 5.0934e-09 | 0.0027785 | 2.0949e-11 | 0.012004 | 4.71e-09
[120 empty] | 7.3.3.17.5 (Remote Grid) Updates to grid topology to minimize risk of ignition in HFTDs Remote GridWLDFREquipment / facility failureAggregated | WLDFR | HFTD - Distribution - Tier 3 - 2QU CoRE ¦ 1QU LoRE | Red Flag Warning - Destructive Fires | Equipment / facility failure | Aggregated | 2066 | 5.2504e-06 | 184.1265 | 0.00096675 | 2066 | Mitigation | 0.95 | 45 | 0 | esc | 0.00097009 | 5.0934e-09 | 0.00097009 | 5.0934e-09 | 0.0027785 | 2.0949e-11 | 0.012004 | 4.71e-09
[120 empty] | 7.3.3.17.5 (Remote Grid) Updates to grid topology to minimize risk of ignition in HFTDs Remote GridWLDFREquipment / facility failureAggregated | WLDFR | HFTD - Distribution - Tier 3 - 2QU CoRE ¦ 1QU LoRE | Red Flag Warning - Destructive Fires | Equipment / facility failure | Aggregated | 2067 | 5.2504e-06 | 184.1265 | 0.00096675 | 2067 | Mitigation | 0.95 | 45 | 0 | esc | 0 | 0 | 0.00097009 | 5.0934e-09 | 0.0027785 | 2.0949e-11 | 0.012004 | 4.71e-09
[120 empty] | 7.3.3.17.5 (Remote Grid) Updates to grid topology to minimize risk of ignition in HFTDs Remote GridWLDFRVegetation ContactAggregated | WLDFR | HFTD - Distribution - Tier 3 - 2QU CoRE ¦ 1QU LoRE | Red Flag Warning - Destructive Fires | Vegetation Contact | Aggregated | 2022 | 1.1592e-05 | 184.1265 | 0.0021344 | 2022 | Mitigation | 0.95 | 45 | 0 | esc | 0.00097009 | 1.1245e-08 | 0 | 0 | 0.0027785 | 2.0949e-11 | 0.012004 | 4.71e-09
[120 empty] | 7.3.3.17.5 (Remote Grid) Updates to grid topology to minimize risk of ignition in HFTDs Remote GridWLDFRVegetation ContactAggregated | WLDFR | HFTD - Distribution - Tier 3 - 2QU CoRE ¦ 1QU LoRE | Red Flag Warning - Destructive Fires | Vegetation Contact | Aggregated | 2023 | 1.1592e-05 | 184.1265 | 0.0021344 | 2023 | Mitigation | 0.95 | 45 | 0 | esc | 0.00097009 | 1.1245e-08 | 0.00097009 | 1.1245e-08 | 0.0027785 | 2.0949e-11 | 0.012004 | 4.71e-09
[120 empty] | 7.3.3.17.5 (Remote Grid) Updates to grid topology to minimize risk of ignition in HFTDs Remote GridWLDFRVegetation ContactAggregated | WLDFR | HFTD - Distribution - Tier 3 - 2QU CoRE ¦ 1QU LoRE | Red Flag Warning - Destructive Fires | Vegetation Contact | Aggregated | 2024 | 1.1592e-05 | 184.1265 | 0.0021344 | 2024 | Mitigation | 0.95 | 45 | 0 | esc | 0.00097009 | 1.1245e-08 | 0.00097009 | 1.1245e-08 | 0.0027785 | 2.0949e-11 | 0 | 0
[120 empty] | 7.3.3.17.5 (Remote Grid) Updates to grid topology to minimize risk of ignition in HFTDs Remote GridWLDFRVegetation ContactAggregated | WLDFR | HFTD - Distribution - Tier 3 - 2QU CoRE ¦ 1QU LoRE | Red Flag Warning - Destructive Fires | Vegetation Contact | Aggregated | 2025 | 1.1592e-05 | 184.1265 | 0.0021344 | 2025 | Mitigation | 0.95 | 45 | 0 | esc | 0.00097009 | 1.1245e-08 | 0.00097009 | 1.1245e-08 | 0.0027785 | 2.0949e-11 | 0 | 0
[120 empty] | 7.3.3.17.5 (Remote Grid) Updates to grid topology to minimize risk of ignition in HFTDs Remote GridWLDFRVegetation ContactAggregated | WLDFR | HFTD - Distribution - Tier 3 - 2QU CoRE ¦ 1QU LoRE | Red Flag Warning - Destructive Fires | Vegetation Contact | Aggregated | 2026 | 1.1592e-05 | 184.1265 | 0.0021344 | 2026 | Mitigation | 0.95 | 45 | 0 | esc | 0.00097009 | 1.1245e-08 | 0.00097009 | 1.1245e-08 | 0.0027785 | 2.0949e-11 | 0.010025 | 5.9235e-09
[120 empty] | 7.3.3.17.5 (Remote Grid) Updates to grid topology to minimize risk of ignition in HFTDs Remote GridWLDFRVegetation ContactAggregated | WLDFR | HFTD - Distribution - Tier 3 - 2QU CoRE ¦ 1QU LoRE | Red Flag Warning - Destructive Fires | Vegetation Contact | Aggregated | 2027 | 1.1592e-05 | 184.1265 | 0.0021344 | 2027 | Mitigation | 0.95 | 45 | 0 | esc | 0.00097009 | 1.1245e-08 | 0.00097009 | 1.1245e-08 | 0.0027785 | 2.0949e-11 | 0.010025 | 5.9235e-09
[120 empty] | 7.3.3.17.5 (Remote Grid) Updates to grid topology to minimize risk of ignition in HFTDs Remote GridWLDFRVegetation ContactAggregated | WLDFR | HFTD - Distribution - Tier 3 - 2QU CoRE ¦ 1QU LoRE | Red Flag Warning - Destructive Fires | Vegetation Contact | Aggregated | 2028 | 1.1592e-05 | 184.1265 | 0.0021344 | 2028 | Mitigation | 0.95 | 45 | 0 | esc | 0.00097009 | 1.1245e-08 | 0.00097009 | 1.1245e-08 | 0.0027785 | 2.0949e-11 | 0.010025 | 5.9235e-09
[120 empty] | 7.3.3.17.5 (Remote Grid) Updates to grid topology to minimize risk of ignition in HFTDs Remote GridWLDFRVegetation ContactAggregated | WLDFR | HFTD - Distribution - Tier 3 - 2QU CoRE ¦ 1QU LoRE | Red Flag Warning - Destructive Fires | Vegetation Contact | Aggregated | 2029 | 1.1592e-05 | 184.1265 | 0.0021344 | 2029 | Mitigation | 0.95 | 45 | 0 | esc | 0.00097009 | 1.1245e-08 | 0.00097009 | 1.1245e-08 | 0.0027785 | 2.0949e-11 | 0.010025 | 5.9235e-09
[120 empty] | 7.3.3.17.5 (Remote Grid) Updates to grid topology to minimize risk of ignition in HFTDs Remote GridWLDFRVegetation ContactAggregated | WLDFR | HFTD - Distribution - Tier 3 - 2QU CoRE ¦ 1QU LoRE | Red Flag Warning - Destructive Fires | Vegetation Contact | Aggregated | 2030 | 1.1592e-05 | 184.1265 | 0.0021344 | 2030 | Mitigation | 0.95 | 45 | 0 | esc | 0.00097009 | 1.1245e-08 | 0.00097009 | 1.1245e-08 | 0.0027785 | 2.0949e-11 | 0.010025 | 5.9235e-09
[120 empty] | 7.3.3.17.5 (Remote Grid) Updates to grid topology to minimize risk of ignition in HFTDs Remote GridWLDFRVegetation ContactAggregated | WLDFR | HFTD - Distribution - Tier 3 - 2QU CoRE ¦ 1QU LoRE | Red Flag Warning - Destructive Fires | Vegetation Contact | Aggregated | 2031 | 1.1592e-05 | 184.1265 | 0.0021344 | 2031 | Mitigation | 0.95 | 45 | 0 | esc | 0.00097009 | 1.1245e-08 | 0.00097009 | 1.1245e-08 | 0.0027785 | 2.0949e-11 | 0.010025 | 5.9235e-09
[120 empty] | 7.3.3.17.5 (Remote Grid) Updates to grid topology to minimize risk of ignition in HFTDs Remote GridWLDFRVegetation ContactAggregated | WLDFR | HFTD - Distribution - Tier 3 - 2QU CoRE ¦ 1QU LoRE | Red Flag Warning - Destructive Fires | Vegetation Contact | Aggregated | 2032 | 1.1592e-05 | 184.1265 | 0.0021344 | 2032 | Mitigation | 0.95 | 45 | 0 | esc | 0.00097009 | 1.1245e-08 | 0.00097009 | 1.1245e-08 | 0.0027785 | 2.0949e-11 | 0.010025 | 5.9235e-09
[120 empty] | 7.3.3.17.5 (Remote Grid) Updates to grid topology to minimize risk of ignition in HFTDs Remote GridWLDFRVegetation ContactAggregated | WLDFR | HFTD - Distribution - Tier 3 - 2QU CoRE ¦ 1QU LoRE | Red Flag Warning - Destructive Fires | Vegetation Contact | Aggregated | 2033 | 1.1592e-05 | 184.1265 | 0.0021344 | 2033 | Mitigation | 0.95 | 45 | 0 | esc | 0.00097009 | 1.1245e-08 | 0.00097009 | 1.1245e-08 | 0.0027785 | 2.0949e-11 | 0.010025 | 5.9235e-09
[120 empty] | 7.3.3.17.5 (Remote Grid) Updates to grid topology to minimize risk of ignition in HFTDs Remote GridWLDFRVegetation ContactAggregated | WLDFR | HFTD - Distribution - Tier 3 - 2QU CoRE ¦ 1QU LoRE | Red Flag Warning - Destructive Fires | Vegetation Contact | Aggregated | 2034 | 1.1592e-05 | 184.1265 | 0.0021344 | 2034 | Mitigation | 0.95 | 45 | 0 | esc | 0.00097009 | 1.1245e-08 | 0.00097009 | 1.1245e-08 | 0 | 0 | 0.010025 | 5.9235e-09
[120 empty] | 7.3.3.17.5 (Remote Grid) Updates to grid topology to minimize risk of ignition in HFTDs Remote GridWLDFRVegetation ContactAggregated | WLDFR | HFTD - Distribution - Tier 3 - 2QU CoRE ¦ 1QU LoRE | Red Flag Warning - Destructive Fires | Vegetation Contact | Aggregated | 2035 | 1.1592e-05 | 184.1265 | 0.0021344 | 2035 | Mitigation | 0.95 | 45 | 0 | esc | 0.00097009 | 1.1245e-08 | 0.00097009 | 1.1245e-08 | 0.0027785 | 4.1604e-11 | 0.010025 | 5.9235e-09
[120 empty] | 7.3.3.17.5 (Remote Grid) Updates to grid topology to minimize risk of ignition in HFTDs Remote GridWLDFRVegetation ContactAggregated | WLDFR | HFTD - Distribution - Tier 3 - 2QU CoRE ¦ 1QU LoRE | Red Flag Warning - Destructive Fires | Vegetation Contact | Aggregated | 2036 | 1.1592e-05 | 184.1265 | 0.0021344 | 2036 | Mitigation | 0.95 | 45 | 0 | esc | 0.00097009 | 1.1245e-08 | 0.00097009 | 1.1245e-08 | 0.0027785 | 4.1604e-11 | 0.010025 | 5.9235e-09
[120 empty] | 7.3.3.17.5 (Remote Grid) Updates to grid topology to minimize risk of ignition in HFTDs Remote GridWLDFRVegetation ContactAggregated | WLDFR | HFTD - Distribution - Tier 3 - 2QU CoRE ¦ 1QU LoRE | Red Flag Warning - Destructive Fires | Vegetation Contact | Aggregated | 2037 | 1.1592e-05 | 184.1265 | 0.0021344 | 2037 | Mitigation | 0.95 | 45 | 0 | esc | 0.00097009 | 1.1245e-08 | 0.00097009 | 1.1245e-08 | 0.0027785 | 4.1604e-11 | 0.010025 | 5.9235e-09
[120 empty] | 7.3.3.17.5 (Remote Grid) Updates to grid topology to minimize risk of ignition in HFTDs Remote GridWLDFRVegetation ContactAggregated | WLDFR | HFTD - Distribution - Tier 3 - 2QU CoRE ¦ 1QU LoRE | Red Flag Warning - Destructive Fires | Vegetation Contact | Aggregated | 2038 | 1.1592e-05 | 184.1265 | 0.0021344 | 2038 | Mitigation | 0.95 | 45 | 0 | esc | 0.00097009 | 1.1245e-08 | 0.00097009 | 1.1245e-08 | 0.0027785 | 4.1604e-11 | 0.010025 | 5.9235e-09
[120 empty] | 7.3.3.17.5 (Remote Grid) Updates to grid topology to minimize risk of ignition in HFTDs Remote GridWLDFRVegetation ContactAggregated | WLDFR | HFTD - Distribution - Tier 3 - 2QU CoRE ¦ 1QU LoRE | Red Flag Warning - Destructive Fires | Vegetation Contact | Aggregated | 2039 | 1.1592e-05 | 184.1265 | 0.0021344 | 2039 | Mitigation | 0.95 | 45 | 0 | esc | 0.00097009 | 1.1245e-08 | 0.00097009 | 1.1245e-08 | 0.0027785 | 4.1604e-11 | 0.010025 | 5.9235e-09
[120 empty] | 7.3.3.17.5 (Remote Grid) Updates to grid topology to minimize risk of ignition in HFTDs Remote GridWLDFRVegetation ContactAggregated | WLDFR | HFTD - Distribution - Tier 3 - 2QU CoRE ¦ 1QU LoRE | Red Flag Warning - Destructive Fires | Vegetation Contact | Aggregated | 2040 | 1.1592e-05 | 184.1265 | 0.0021344 | 2040 | Mitigation | 0.95 | 45 | 0 | esc | 0.00097009 | 1.1245e-08 | 0.00097009 | 1.1245e-08 | 0.0027785 | 4.1604e-11 | 0.010025 | 5.9235e-09
[120 empty] | 7.3.3.17.5 (Remote Grid) Updates to grid topology to minimize risk of ignition in HFTDs Remote GridWLDFRVegetation ContactAggregated | WLDFR | HFTD - Distribution - Tier 3 - 2QU CoRE ¦ 1QU LoRE | Red Flag Warning - Destructive Fires | Vegetation Contact | Aggregated | 2041 | 1.1592e-05 | 184.1265 | 0.0021344 | 2041 | Mitigation | 0.95 | 45 | 0 | esc | 0.00097009 | 1.1245e-08 | 0.00097009 | 1.1245e-08 | 0.0027785 | 4.1604e-11 | 0.010025 | 5.9235e-09
[120 empty] | 7.3.3.17.5 (Remote Grid) Updates to grid topology to minimize risk of ignition in HFTDs Remote GridWLDFRVegetation ContactAggregated | WLDFR | HFTD - Distribution - Tier 3 - 2QU CoRE ¦ 1QU LoRE | Red Flag Warning - Destructive Fires | Vegetation Contact | Aggregated | 2042 | 1.1592e-05 | 184.1265 | 0.0021344 | 2042 | Mitigation | 0.95 | 45 | 0 | esc | 0.00097009 | 1.1245e-08 | 0.00097009 | 1.1245e-08 | 0.0027785 | 4.1604e-11 | 0.010025 | 5.9235e-09
[120 empty] | 7.3.3.17.5 (Remote Grid) Updates to grid topology to minimize risk of ignition in HFTDs Remote GridWLDFRVegetation ContactAggregated | WLDFR | HFTD - Distribution - Tier 3 - 2QU CoRE ¦ 1QU LoRE | Red Flag Warning - Destructive Fires | Vegetation Contact | Aggregated | 2043 | 1.1592e-05 | 184.1265 | 0.0021344 | 2043 | Mitigation | 0.95 | 45 | 0 | esc | 0.00097009 | 1.1245e-08 | 0.00097009 | 1.1245e-08 | 0.0027785 | 4.1604e-11 | 0.010025 | 5.9235e-09
[120 empty] | 7.3.3.17.5 (Remote Grid) Updates to grid topology to minimize risk of ignition in HFTDs Remote GridWLDFRVegetation ContactAggregated | WLDFR | HFTD - Distribution - Tier 3 - 2QU CoRE ¦ 1QU LoRE | Red Flag Warning - Destructive Fires | Vegetation Contact | Aggregated | 2044 | 1.1592e-05 | 184.1265 | 0.0021344 | 2044 | Mitigation | 0.95 | 45 | 0 | esc | 0.00097009 | 1.1245e-08 | 0.00097009 | 1.1245e-08 | 0.0027785 | 4.1604e-11 | 0.010025 | 5.9235e-09
[120 empty] | 7.3.3.17.5 (Remote Grid) Updates to grid topology to minimize risk of ignition in HFTDs Remote GridWLDFRVegetation ContactAggregated | WLDFR | HFTD - Distribution - Tier 3 - 2QU CoRE ¦ 1QU LoRE | Red Flag Warning - Destructive Fires | Vegetation Contact | Aggregated | 2045 | 1.1592e-05 | 184.1265 | 0.0021344 | 2045 | Mitigation | 0.95 | 45 | 0 | esc | 0.00097009 | 1.1245e-08 | 0.00097009 | 1.1245e-08 | 0.0027785 | 4.1604e-11 | 0.010025 | 5.9235e-09
[120 empty] | 7.3.3.17.5 (Remote Grid) Updates to grid topology to minimize risk of ignition in HFTDs Remote GridWLDFRVegetation ContactAggregated | WLDFR | HFTD - Distribution - Tier 3 - 2QU CoRE ¦ 1QU LoRE | Red Flag Warning - Destructive Fires | Vegetation Contact | Aggregated | 2046 | 1.1592e-05 | 184.1265 | 0.0021344 | 2046 | Mitigation | 0.95 | 45 | 0 | esc | 0.00097009 | 1.1245e-08 | 0.00097009 | 1.1245e-08 | 0.0027785 | 4.1604e-11 | 0.010025 | 5.9235e-09
[120 empty] | 7.3.3.17.5 (Remote Grid) Updates to grid topology to minimize risk of ignition in HFTDs Remote GridWLDFRVegetation ContactAggregated | WLDFR | HFTD - Distribution - Tier 3 - 2QU CoRE ¦ 1QU LoRE | Red Flag Warning - Destructive Fires | Vegetation Contact | Aggregated | 2047 | 1.1592e-05 | 184.1265 | 0.0021344 | 2047 | Mitigation | 0.95 | 45 | 0 | esc | 0.00097009 | 1.1245e-08 | 0.00097009 | 1.1245e-08 | 0.0027785 | 4.1604e-11 | 0.010025 | 5.9235e-09
[120 empty] | 7.3.3.17.5 (Remote Grid) Updates to grid topology to minimize risk of ignition in HFTDs Remote GridWLDFRVegetation ContactAggregated | WLDFR | HFTD - Distribution - Tier 3 - 2QU CoRE ¦ 1QU LoRE | Red Flag Warning - Destructive Fires | Vegetation Contact | Aggregated | 2048 | 1.1592e-05 | 184.1265 | 0.0021344 | 2048 | Mitigation | 0.95 | 45 | 0 | esc | 0.00097009 | 1.1245e-08 | 0.00097009 | 1.1245e-08 | 0.0027785 | 4.1604e-11 | 0.010025 | 5.9235e-09
[120 empty] | 7.3.3.17.5 (Remote Grid) Updates to grid topology to minimize risk of ignition in HFTDs Remote GridWLDFRVegetation ContactAggregated | WLDFR | HFTD - Distribution - Tier 3 - 2QU CoRE ¦ 1QU LoRE | Red Flag Warning - Destructive Fires | Vegetation Contact | Aggregated | 2049 | 1.1592e-05 | 184.1265 | 0.0021344 | 2049 | Mitigation | 0.95 | 45 | 0 | esc | 0.00097009 | 1.1245e-08 | 0.00097009 | 1.1245e-08 | 0.0027785 | 4.1604e-11 | 0.010025 | 5.9235e-09
[120 empty] | 7.3.3.17.5 (Remote Grid) Updates to grid topology to minimize risk of ignition in HFTDs Remote GridWLDFRVegetation ContactAggregated | WLDFR | HFTD - Distribution - Tier 3 - 2QU CoRE ¦ 1QU LoRE | Red Flag Warning - Destructive Fires | Vegetation Contact | Aggregated | 2050 | 1.1592e-05 | 184.1265 | 0.0021344 | 2050 | Mitigation | 0.95 | 45 | 0 | esc | 0.00097009 | 1.1245e-08 | 0.00097009 | 1.1245e-08 | 0.0027785 | 4.1604e-11 | 0.010025 | 5.9235e-09
[120 empty] | 7.3.3.17.5 (Remote Grid) Updates to grid topology to minimize risk of ignition in HFTDs Remote GridWLDFRVegetation ContactAggregated | WLDFR | HFTD - Distribution - Tier 3 - 2QU CoRE ¦ 1QU LoRE | Red Flag Warning - Destructive Fires | Vegetation Contact | Aggregated | 2051 | 1.1592e-05 | 184.1265 | 0.0021344 | 2051 | Mitigation | 0.95 | 45 | 0 | esc | 0.00097009 | 1.1245e-08 | 0.00097009 | 1.1245e-08 | 0.0027785 | 4.1604e-11 | 0.010025 | 5.9235e-09
[120 empty] | 7.3.3.17.5 (Remote Grid) Updates to grid topology to minimize risk of ignition in HFTDs Remote GridWLDFRVegetation ContactAggregated | WLDFR | HFTD - Distribution - Tier 3 - 2QU CoRE ¦ 1QU LoRE | Red Flag Warning - Destructive Fires | Vegetation Contact | Aggregated | 2052 | 1.1592e-05 | 184.1265 | 0.0021344 | 2052 | Mitigation | 0.95 | 45 | 0 | esc | 0.00097009 | 1.1245e-08 | 0.00097009 | 1.1245e-08 | 0.0027785 | 4.1604e-11 | 0.010025 | 5.9235e-09
[120 empty] | 7.3.3.17.5 (Remote Grid) Updates to grid topology to minimize risk of ignition in HFTDs Remote GridWLDFRVegetation ContactAggregated | WLDFR | HFTD - Distribution - Tier 3 - 2QU CoRE ¦ 1QU LoRE | Red Flag Warning - Destructive Fires | Vegetation Contact | Aggregated | 2053 | 1.1592e-05 | 184.1265 | 0.0021344 | 2053 | Mitigation | 0.95 | 45 | 0 | esc | 0.00097009 | 1.1245e-08 | 0.00097009 | 1.1245e-08 | 0.0027785 | 4.1604e-11 | 0.010025 | 5.9235e-09
[120 empty] | 7.3.3.17.5 (Remote Grid) Updates to grid topology to minimize risk of ignition in HFTDs Remote GridWLDFRVegetation ContactAggregated | WLDFR | HFTD - Distribution - Tier 3 - 2QU CoRE ¦ 1QU LoRE | Red Flag Warning - Destructive Fires | Vegetation Contact | Aggregated | 2054 | 1.1592e-05 | 184.1265 | 0.0021344 | 2054 | Mitigation | 0.95 | 45 | 0 | esc | 0.00097009 | 1.1245e-08 | 0.00097009 | 1.1245e-08 | 0.0027785 | 4.1604e-11 | 0.010025 | 5.9235e-09
[120 empty] | 7.3.3.17.5 (Remote Grid) Updates to grid topology to minimize risk of ignition in HFTDs Remote GridWLDFRVegetation ContactAggregated | WLDFR | HFTD - Distribution - Tier 3 - 2QU CoRE ¦ 1QU LoRE | Red Flag Warning - Destructive Fires | Vegetation Contact | Aggregated | 2055 | 1.1592e-05 | 184.1265 | 0.0021344 | 2055 | Mitigation | 0.95 | 45 | 0 | esc | 0.00097009 | 1.1245e-08 | 0.00097009 | 1.1245e-08 | 0.0027785 | 4.1604e-11 | 0.010025 | 5.9235e-09
[120 empty] | 7.3.3.17.5 (Remote Grid) Updates to grid topology to minimize risk of ignition in HFTDs Remote GridWLDFRVegetation ContactAggregated | WLDFR | HFTD - Distribution - Tier 3 - 2QU CoRE ¦ 1QU LoRE | Red Flag Warning - Destructive Fires | Vegetation Contact | Aggregated | 2056 | 1.1592e-05 | 184.1265 | 0.0021344 | 2056 | Mitigation | 0.95 | 45 | 0 | esc | 0.00097009 | 1.1245e-08 | 0.00097009 | 1.1245e-08 | 0.0027785 | 4.1604e-11 | 0 | 0
[120 empty] | 7.3.3.17.5 (Remote Grid) Updates to grid topology to minimize risk of ignition in HFTDs Remote GridWLDFRVegetation ContactAggregated | WLDFR | HFTD - Distribution - Tier 3 - 2QU CoRE ¦ 1QU LoRE | Red Flag Warning - Destructive Fires | Vegetation Contact | Aggregated | 2057 | 1.1592e-05 | 184.1265 | 0.0021344 | 2057 | Mitigation | 0.95 | 45 | 0 | esc | 0.00097009 | 1.1245e-08 | 0.00097009 | 1.1245e-08 | 0.0027785 | 4.1604e-11 | 0 | 0
[120 empty] | 7.3.3.17.5 (Remote Grid) Updates to grid topology to minimize risk of ignition in HFTDs Remote GridWLDFRVegetation ContactAggregated | WLDFR | HFTD - Distribution - Tier 3 - 2QU CoRE ¦ 1QU LoRE | Red Flag Warning - Destructive Fires | Vegetation Contact | Aggregated | 2058 | 1.1592e-05 | 184.1265 | 0.0021344 | 2058 | Mitigation | 0.95 | 45 | 0 | esc | 0.00097009 | 1.1245e-08 | 0.00097009 | 1.1245e-08 | 0.0027785 | 4.1604e-11 | 0.0094681 | 2.704e-08
[120 empty] | 7.3.3.17.5 (Remote Grid) Updates to grid topology to minimize risk of ignition in HFTDs Remote GridWLDFRVegetation ContactAggregated | WLDFR | HFTD - Distribution - Tier 3 - 2QU CoRE ¦ 1QU LoRE | Red Flag Warning - Destructive Fires | Vegetation Contact | Aggregated | 2059 | 1.1592e-05 | 184.1265 | 0.0021344 | 2059 | Mitigation | 0.95 | 45 | 0 | esc | 0.00097009 | 1.1245e-08 | 0.00097009 | 1.1245e-08 | 0.0027785 | 4.1604e-11 | 0.0094681 | 2.704e-08
[120 empty] | 7.3.3.17.5 (Remote Grid) Updates to grid topology to minimize risk of ignition in HFTDs Remote GridWLDFRVegetation ContactAggregated | WLDFR | HFTD - Distribution - Tier 3 - 2QU CoRE ¦ 1QU LoRE | Red Flag Warning - Destructive Fires | Vegetation Contact | Aggregated | 2060 | 1.1592e-05 | 184.1265 | 0.0021344 | 2060 | Mitigation | 0.95 | 45 | 0 | esc | 0.00097009 | 1.1245e-08 | 0.00097009 | 1.1245e-08 | 0.0027785 | 4.1604e-11 | 0.0094681 | 2.704e-08
[120 empty] | 7.3.3.17.5 (Remote Grid) Updates to grid topology to minimize risk of ignition in HFTDs Remote GridWLDFRVegetation ContactAggregated | WLDFR | HFTD - Distribution - Tier 3 - 2QU CoRE ¦ 1QU LoRE | Red Flag Warning - Destructive Fires | Vegetation Contact | Aggregated | 2061 | 1.1592e-05 | 184.1265 | 0.0021344 | 2061 | Mitigation | 0.95 | 45 | 0 | esc | 0.00097009 | 1.1245e-08 | 0.00097009 | 1.1245e-08 | 0.0027785 | 4.1604e-11 | 0.0094681 | 2.704e-08
[120 empty] | 7.3.3.17.5 (Remote Grid) Updates to grid topology to minimize risk of ignition in HFTDs Remote GridWLDFRVegetation ContactAggregated | WLDFR | HFTD - Distribution - Tier 3 - 2QU CoRE ¦ 1QU LoRE | Red Flag Warning - Destructive Fires | Vegetation Contact | Aggregated | 2062 | 1.1592e-05 | 184.1265 | 0.0021344 | 2062 | Mitigation | 0.95 | 45 | 0 | esc | 0.00097009 | 1.1245e-08 | 0.00097009 | 1.1245e-08 | 0.0027785 | 4.1604e-11 | 0.0094681 | 2.704e-08
[120 empty] | 7.3.3.17.5 (Remote Grid) Updates to grid topology to minimize risk of ignition in HFTDs Remote GridWLDFRVegetation ContactAggregated | WLDFR | HFTD - Distribution - Tier 3 - 2QU CoRE ¦ 1QU LoRE | Red Flag Warning - Destructive Fires | Vegetation Contact | Aggregated | 2063 | 1.1592e-05 | 184.1265 | 0.0021344 | 2063 | Mitigation | 0.95 | 45 | 0 | esc | 0.00097009 | 1.1245e-08 | 0.00097009 | 1.1245e-08 | 0.0027785 | 4.1604e-11 | 0.0094681 | 2.704e-08
[120 empty] | 7.3.3.17.5 (Remote Grid) Updates to grid topology to minimize risk of ignition in HFTDs Remote GridWLDFRVegetation ContactAggregated | WLDFR | HFTD - Distribution - Tier 3 - 2QU CoRE ¦ 1QU LoRE | Red Flag Warning - Destructive Fires | Vegetation Contact | Aggregated | 2064 | 1.1592e-05 | 184.1265 | 0.0021344 | 2064 | Mitigation | 0.95 | 45 | 0 | esc | 0.00097009 | 1.1245e-08 | 0.00097009 | 1.1245e-08 | 0.0027785 | 4.1604e-11 | 0.0094681 | 2.704e-08
[120 empty] | 7.3.3.17.5 (Remote Grid) Updates to grid topology to minimize risk of ignition in HFTDs Remote GridWLDFRVegetation ContactAggregated | WLDFR | HFTD - Distribution - Tier 3 - 2QU CoRE ¦ 1QU LoRE | Red Flag Warning - Destructive Fires | Vegetation Contact | Aggregated | 2065 | 1.1592e-05 | 184.1265 | 0.0021344 | 2065 | Mitigation | 0.95 | 45 | 0 | esc | 0.00097009 | 1.1245e-08 | 0.00097009 | 1.1245e-08 | 0.0027785 | 4.1604e-11 | 0.0094681 | 2.704e-08
[120 empty] | 7.3.3.17.5 (Remote Grid) Updates to grid topology to minimize risk of ignition in HFTDs Remote GridWLDFRVegetation ContactAggregated | WLDFR | HFTD - Distribution - Tier 3 - 2QU CoRE ¦ 1QU LoRE | Red Flag Warning - Destructive Fires | Vegetation Contact | Aggregated | 2066 | 1.1592e-05 | 184.1265 | 0.0021344 | 2066 | Mitigation | 0.95 | 45 | 0 | esc | 0.00097009 | 1.1245e-08 | 0.00097009 | 1.1245e-08 | 0.0027785 | 4.1604e-11 | 0.0094681 | 2.704e-08
[120 empty] | 7.3.3.17.5 (Remote Grid) Updates to grid topology to minimize risk of ignition in HFTDs Remote GridWLDFRVegetation ContactAggregated | WLDFR | HFTD - Distribution - Tier 3 - 2QU CoRE ¦ 1QU LoRE | Red Flag Warning - Destructive Fires | Vegetation Contact | Aggregated | 2067 | 1.1592e-05 | 184.1265 | 0.0021344 | 2067 | Mitigation | 0.95 | 45 | 0 | esc | 0 | 0 | 0.00097009 | 1.1245e-08 | 0.0027785 | 4.1604e-11 | 0.0094681 | 2.704e-08
[120 empty] | 7.3.3.17.5 (Remote Grid) Updates to grid topology to minimize risk of ignition in HFTDs Remote GridWLDFREquipment / facility failureAggregated | WLDFR | HFTD - Distribution - Tier 3 - 2QU CoRE ¦ 1QU LoRE | Red Flag Warning - Large Fires | Equipment / facility failure | Aggregated | 2022 | 2.2386e-05 | 184.1265 | 0.0041218 | 2022 | Mitigation | 0.95 | 45 | 0 | esc | 0.00097009 | 2.1716e-08 | 0 | 0 | 0.0027785 | 4.1604e-11 | 0.0094681 | 2.704e-08
[120 empty] | 7.3.3.17.5 (Remote Grid) Updates to grid topology to minimize risk of ignition in HFTDs Remote GridWLDFREquipment / facility failureAggregated | WLDFR | HFTD - Distribution - Tier 3 - 2QU CoRE ¦ 1QU LoRE | Red Flag Warning - Large Fires | Equipment / facility failure | Aggregated | 2023 | 2.2386e-05 | 184.1265 | 0.0041218 | 2023 | Mitigation | 0.95 | 45 | 0 | esc | 0.00097009 | 2.1716e-08 | 0.00097009 | 2.1716e-08 | 0.0027785 | 4.1604e-11 | 0.0094681 | 2.704e-08
[120 empty] | 7.3.3.17.5 (Remote Grid) Updates to grid topology to minimize risk of ignition in HFTDs Remote GridWLDFREquipment / facility failureAggregated | WLDFR | HFTD - Distribution - Tier 3 - 2QU CoRE ¦ 1QU LoRE | Red Flag Warning - Large Fires | Equipment / facility failure | Aggregated | 2024 | 2.2386e-05 | 184.1265 | 0.0041218 | 2024 | Mitigation | 0.95 | 45 | 0 | esc | 0.00097009 | 2.1716e-08 | 0.00097009 | 2.1716e-08 | 0.0027785 | 4.1604e-11 | 0.0094681 | 2.704e-08
[120 empty] | 7.3.3.17.5 (Remote Grid) Updates to grid topology to minimize risk of ignition in HFTDs Remote GridWLDFREquipment / facility failureAggregated | WLDFR | HFTD - Distribution - Tier 3 - 2QU CoRE ¦ 1QU LoRE | Red Flag Warning - Large Fires | Equipment / facility failure | Aggregated | 2025 | 2.2386e-05 | 184.1265 | 0.0041218 | 2025 | Mitigation | 0.95 | 45 | 0 | esc | 0.00097009 | 2.1716e-08 | 0.00097009 | 2.1716e-08 | 0.0027785 | 4.1604e-11 | 0.0094681 | 2.704e-08
[120 empty] | 7.3.3.17.5 (Remote Grid) Updates to grid topology to minimize risk of ignition in HFTDs Remote GridWLDFREquipment / facility failureAggregated | WLDFR | HFTD - Distribution - Tier 3 - 2QU CoRE ¦ 1QU LoRE | Red Flag Warning - Large Fires | Equipment / facility failure | Aggregated | 2026 | 2.2386e-05 | 184.1265 | 0.0041218 | 2026 | Mitigation | 0.95 | 45 | 0 | esc | 0.00097009 | 2.1716e-08 | 0.00097009 | 2.1716e-08 | 0.0027785 | 4.1604e-11 | 0.0094681 | 2.704e-08
[120 empty] | 7.3.3.17.5 (Remote Grid) Updates to grid topology to minimize risk of ignition in HFTDs Remote GridWLDFREquipment / facility failureAggregated | WLDFR | HFTD - Distribution - Tier 3 - 2QU CoRE ¦ 1QU LoRE | Red Flag Warning - Large Fires | Equipment / facility failure | Aggregated | 2027 | 2.2386e-05 | 184.1265 | 0.0041218 | 2027 | Mitigation | 0.95 | 45 | 0 | esc | 0.00097009 | 2.1716e-08 | 0.00097009 | 2.1716e-08 | 0.0027785 | 4.1604e-11 | 0.0094681 | 2.704e-08
[120 empty] | 7.3.3.17.5 (Remote Grid) Updates to grid topology to minimize risk of ignition in HFTDs Remote GridWLDFREquipment / facility failureAggregated | WLDFR | HFTD - Distribution - Tier 3 - 2QU CoRE ¦ 1QU LoRE | Red Flag Warning - Large Fires | Equipment / facility failure | Aggregated | 2028 | 2.2386e-05 | 184.1265 | 0.0041218 | 2028 | Mitigation | 0.95 | 45 | 0 | esc | 0.00097009 | 2.1716e-08 | 0.00097009 | 2.1716e-08 | 0.0027785 | 4.1604e-11 | 0.0094681 | 2.704e-08
[120 empty] | 7.3.3.17.5 (Remote Grid) Updates to grid topology to minimize risk of ignition in HFTDs Remote GridWLDFREquipment / facility failureAggregated | WLDFR | HFTD - Distribution - Tier 3 - 2QU CoRE ¦ 1QU LoRE | Red Flag Warning - Large Fires | Equipment / facility failure | Aggregated | 2029 | 2.2386e-05 | 184.1265 | 0.0041218 | 2029 | Mitigation | 0.95 | 45 | 0 | esc | 0.00097009 | 2.1716e-08 | 0.00097009 | 2.1716e-08 | 0.0027785 | 4.1604e-11 | 0.0094681 | 2.704e-08
[120 empty] | 7.3.3.17.5 (Remote Grid) Updates to grid topology to minimize risk of ignition in HFTDs Remote GridWLDFREquipment / facility failureAggregated | WLDFR | HFTD - Distribution - Tier 3 - 2QU CoRE ¦ 1QU LoRE | Red Flag Warning - Large Fires | Equipment / facility failure | Aggregated | 2030 | 2.2386e-05 | 184.1265 | 0.0041218 | 2030 | Mitigation | 0.95 | 45 | 0 | esc | 0.00097009 | 2.1716e-08 | 0.00097009 | 2.1716e-08 | 0.0027785 | 4.1604e-11 | 0.0094681 | 2.704e-08
[120 empty] | 7.3.3.17.5 (Remote Grid) Updates to grid topology to minimize risk of ignition in HFTDs Remote GridWLDFREquipment / facility failureAggregated | WLDFR | HFTD - Distribution - Tier 3 - 2QU CoRE ¦ 1QU LoRE | Red Flag Warning - Large Fires | Equipment / facility failure | Aggregated | 2031 | 2.2386e-05 | 184.1265 | 0.0041218 | 2031 | Mitigation | 0.95 | 45 | 0 | esc | 0.00097009 | 2.1716e-08 | 0.00097009 | 2.1716e-08 | 0.0027785 | 4.1604e-11 | 0.0094681 | 2.704e-08
[120 empty] | 7.3.3.17.5 (Remote Grid) Updates to grid topology to minimize risk of ignition in HFTDs Remote GridWLDFREquipment / facility failureAggregated | WLDFR | HFTD - Distribution - Tier 3 - 2QU CoRE ¦ 1QU LoRE | Red Flag Warning - Large Fires | Equipment / facility failure | Aggregated | 2032 | 2.2386e-05 | 184.1265 | 0.0041218 | 2032 | Mitigation | 0.95 | 45 | 0 | esc | 0.00097009 | 2.1716e-08 | 0.00097009 | 2.1716e-08 | 0.0027785 | 4.1604e-11 | 0.0094681 | 2.704e-08
[120 empty] | 7.3.3.17.5 (Remote Grid) Updates to grid topology to minimize risk of ignition in HFTDs Remote GridWLDFREquipment / facility failureAggregated | WLDFR | HFTD - Distribution - Tier 3 - 2QU CoRE ¦ 1QU LoRE | Red Flag Warning - Large Fires | Equipment / facility failure | Aggregated | 2033 | 2.2386e-05 | 184.1265 | 0.0041218 | 2033 | Mitigation | 0.95 | 45 | 0 | esc | 0.00097009 | 2.1716e-08 | 0.00097009 | 2.1716e-08 | 0.0027785 | 4.1604e-11 | 0.0094681 | 2.704e-08
[120 empty] | 7.3.3.17.5 (Remote Grid) Updates to grid topology to minimize risk of ignition in HFTDs Remote GridWLDFREquipment / facility failureAggregated | WLDFR | HFTD - Distribution - Tier 3 - 2QU CoRE ¦ 1QU LoRE | Red Flag Warning - Large Fires | Equipment / facility failure | Aggregated | 2034 | 2.2386e-05 | 184.1265 | 0.0041218 | 2034 | Mitigation | 0.95 | 45 | 0 | esc | 0.00097009 | 2.1716e-08 | 0.00097009 | 2.1716e-08 | 0.0027785 | 4.1604e-11 | 0.0094681 | 2.704e-08
[120 empty] | 7.3.3.17.5 (Remote Grid) Updates to grid topology to minimize risk of ignition in HFTDs Remote GridWLDFREquipment / facility failureAggregated | WLDFR | HFTD - Distribution - Tier 3 - 2QU CoRE ¦ 1QU LoRE | Red Flag Warning - Large Fires | Equipment / facility failure | Aggregated | 2035 | 2.2386e-05 | 184.1265 | 0.0041218 | 2035 | Mitigation | 0.95 | 45 | 0 | esc | 0.00097009 | 2.1716e-08 | 0.00097009 | 2.1716e-08 | 0.0027785 | 4.1604e-11 | 0.0094681 | 2.704e-08
[120 empty] | 7.3.3.17.5 (Remote Grid) Updates to grid topology to minimize risk of ignition in HFTDs Remote GridWLDFREquipment / facility failureAggregated | WLDFR | HFTD - Distribution - Tier 3 - 2QU CoRE ¦ 1QU LoRE | Red Flag Warning - Large Fires | Equipment / facility failure | Aggregated | 2036 | 2.2386e-05 | 184.1265 | 0.0041218 | 2036 | Mitigation | 0.95 | 45 | 0 | esc | 0.00097009 | 2.1716e-08 | 0.00097009 | 2.1716e-08 | 0.0027785 | 4.1604e-11 | 0.0094681 | 2.704e-08
[120 empty] | 7.3.3.17.5 (Remote Grid) Updates to grid topology to minimize risk of ignition in HFTDs Remote GridWLDFREquipment / facility failureAggregated | WLDFR | HFTD - Distribution - Tier 3 - 2QU CoRE ¦ 1QU LoRE | Red Flag Warning - Large Fires | Equipment / facility failure | Aggregated | 2037 | 2.2386e-05 | 184.1265 | 0.0041218 | 2037 | Mitigation | 0.95 | 45 | 0 | esc | 0.00097009 | 2.1716e-08 | 0.00097009 | 2.1716e-08 | 0.0027785 | 4.1604e-11 | 0.0094681 | 2.704e-08
[120 empty] | 7.3.3.17.5 (Remote Grid) Updates to grid topology to minimize risk of ignition in HFTDs Remote GridWLDFREquipment / facility failureAggregated | WLDFR | HFTD - Distribution - Tier 3 - 2QU CoRE ¦ 1QU LoRE | Red Flag Warning - Large Fires | Equipment / facility failure | Aggregated | 2038 | 2.2386e-05 | 184.1265 | 0.0041218 | 2038 | Mitigation | 0.95 | 45 | 0 | esc | 0.00097009 | 2.1716e-08 | 0.00097009 | 2.1716e-08 | 0 | 0 | 0.0094681 | 2.704e-08
[120 empty] | 7.3.3.17.5 (Remote Grid) Updates to grid topology to minimize risk of ignition in HFTDs Remote GridWLDFREquipment / facility failureAggregated | WLDFR | HFTD - Distribution - Tier 3 - 2QU CoRE ¦ 1QU LoRE | Red Flag Warning - Large Fires | Equipment / facility failure | Aggregated | 2039 | 2.2386e-05 | 184.1265 | 0.0041218 | 2039 | Mitigation | 0.95 | 45 | 0 | esc | 0.00097009 | 2.1716e-08 | 0.00097009 | 2.1716e-08 | 0.0027785 | 1.2265e-10 | 0.0094681 | 2.704e-08
[120 empty] | 7.3.3.17.5 (Remote Grid) Updates to grid topology to minimize risk of ignition in HFTDs Remote GridWLDFREquipment / facility failureAggregated | WLDFR | HFTD - Distribution - Tier 3 - 2QU CoRE ¦ 1QU LoRE | Red Flag Warning - Large Fires | Equipment / facility failure | Aggregated | 2040 | 2.2386e-05 | 184.1265 | 0.0041218 | 2040 | Mitigation | 0.95 | 45 | 0 | esc | 0.00097009 | 2.1716e-08 | 0.00097009 | 2.1716e-08 | 0.0027785 | 1.2265e-10 | 0.0094681 | 2.704e-08
[120 empty] | 7.3.3.17.5 (Remote Grid) Updates to grid topology to minimize risk of ignition in HFTDs Remote GridWLDFREquipment / facility failureAggregated | WLDFR | HFTD - Distribution - Tier 3 - 2QU CoRE ¦ 1QU LoRE | Red Flag Warning - Large Fires | Equipment / facility failure | Aggregated | 2041 | 2.2386e-05 | 184.1265 | 0.0041218 | 2041 | Mitigation | 0.95 | 45 | 0 | esc | 0.00097009 | 2.1716e-08 | 0.00097009 | 2.1716e-08 | 0.0027785 | 1.2265e-10 | 0.0094681 | 2.704e-08
[120 empty] | 7.3.3.17.5 (Remote Grid) Updates to grid topology to minimize risk of ignition in HFTDs Remote GridWLDFREquipment / facility failureAggregated | WLDFR | HFTD - Distribution - Tier 3 - 2QU CoRE ¦ 1QU LoRE | Red Flag Warning - Large Fires | Equipment / facility failure | Aggregated | 2042 | 2.2386e-05 | 184.1265 | 0.0041218 | 2042 | Mitigation | 0.95 | 45 | 0 | esc | 0.00097009 | 2.1716e-08 | 0.00097009 | 2.1716e-08 | 0.0027785 | 1.2265e-10 | 0 | 0
[120 empty] | 7.3.3.17.5 (Remote Grid) Updates to grid topology to minimize risk of ignition in HFTDs Remote GridWLDFREquipment / facility failureAggregated | WLDFR | HFTD - Distribution - Tier 3 - 2QU CoRE ¦ 1QU LoRE | Red Flag Warning - Large Fires | Equipment / facility failure | Aggregated | 2043 | 2.2386e-05 | 184.1265 | 0.0041218 | 2043 | Mitigation | 0.95 | 45 | 0 | esc | 0.00097009 | 2.1716e-08 | 0.00097009 | 2.1716e-08 | 0.0027785 | 1.2265e-10 | 0 | 0
[120 empty] | 7.3.3.17.5 (Remote Grid) Updates to grid topology to minimize risk of ignition in HFTDs Remote GridWLDFREquipment / facility failureAggregated | WLDFR | HFTD - Distribution - Tier 3 - 2QU CoRE ¦ 1QU LoRE | Red Flag Warning - Large Fires | Equipment / facility failure | Aggregated | 2044 | 2.2386e-05 | 184.1265 | 0.0041218 | 2044 | Mitigation | 0.95 | 45 | 0 | esc | 0.00097009 | 2.1716e-08 | 0.00097009 | 2.1716e-08 | 0.0027785 | 1.2265e-10 | 0.010598 | 1.038e-09
[120 empty] | 7.3.3.17.5 (Remote Grid) Updates to grid topology to minimize risk of ignition in HFTDs Remote GridWLDFREquipment / facility failureAggregated | WLDFR | HFTD - Distribution - Tier 3 - 2QU CoRE ¦ 1QU LoRE | Red Flag Warning - Large Fires | Equipment / facility failure | Aggregated | 2045 | 2.2386e-05 | 184.1265 | 0.0041218 | 2045 | Mitigation | 0.95 | 45 | 0 | esc | 0.00097009 | 2.1716e-08 | 0.00097009 | 2.1716e-08 | 0.0027785 | 1.2265e-10 | 0.010598 | 1.038e-09
[120 empty] | 7.3.3.17.5 (Remote Grid) Updates to grid topology to minimize risk of ignition in HFTDs Remote GridWLDFREquipment / facility failureAggregated | WLDFR | HFTD - Distribution - Tier 3 - 2QU CoRE ¦ 1QU LoRE | Red Flag Warning - Large Fires | Equipment / facility failure | Aggregated | 2046 | 2.2386e-05 | 184.1265 | 0.0041218 | 2046 | Mitigation | 0.95 | 45 | 0 | esc | 0.00097009 | 2.1716e-08 | 0.00097009 | 2.1716e-08 | 0.0027785 | 1.2265e-10 | 0.010598 | 1.038e-09
[120 empty] | 7.3.3.17.5 (Remote Grid) Updates to grid topology to minimize risk of ignition in HFTDs Remote GridWLDFREquipment / facility failureAggregated | WLDFR | HFTD - Distribution - Tier 3 - 2QU CoRE ¦ 1QU LoRE | Red Flag Warning - Large Fires | Equipment / facility failure | Aggregated | 2047 | 2.2386e-05 | 184.1265 | 0.0041218 | 2047 | Mitigation | 0.95 | 45 | 0 | esc | 0.00097009 | 2.1716e-08 | 0.00097009 | 2.1716e-08 | 0.0027785 | 1.2265e-10 | 0.010598 | 1.038e-09
[120 empty] | 7.3.3.17.5 (Remote Grid) Updates to grid topology to minimize risk of ignition in HFTDs Remote GridWLDFREquipment / facility failureAggregated | WLDFR | HFTD - Distribution - Tier 3 - 2QU CoRE ¦ 1QU LoRE | Red Flag Warning - Large Fires | Equipment / facility failure | Aggregated | 2048 | 2.2386e-05 | 184.1265 | 0.0041218 | 2048 | Mitigation | 0.95 | 45 | 0 | esc | 0.00097009 | 2.1716e-08 | 0.00097009 | 2.1716e-08 | 0.0027785 | 1.2265e-10 | 0.010598 | 1.038e-09
[120 empty] | 7.3.3.17.5 (Remote Grid) Updates to grid topology to minimize risk of ignition in HFTDs Remote GridWLDFREquipment / facility failureAggregated | WLDFR | HFTD - Distribution - Tier 3 - 2QU CoRE ¦ 1QU LoRE | Red Flag Warning - Large Fires | Equipment / facility failure | Aggregated | 2049 | 2.2386e-05 | 184.1265 | 0.0041218 | 2049 | Mitigation | 0.95 | 45 | 0 | esc | 0.00097009 | 2.1716e-08 | 0.00097009 | 2.1716e-08 | 0.0027785 | 1.2265e-10 | 0.010598 | 1.038e-09
[120 empty] | 7.3.3.17.5 (Remote Grid) Updates to grid topology to minimize risk of ignition in HFTDs Remote GridWLDFREquipment / facility failureAggregated | WLDFR | HFTD - Distribution - Tier 3 - 2QU CoRE ¦ 1QU LoRE | Red Flag Warning - Large Fires | Equipment / facility failure | Aggregated | 2050 | 2.2386e-05 | 184.1265 | 0.0041218 | 2050 | Mitigation | 0.95 | 45 | 0 | esc | 0.00097009 | 2.1716e-08 | 0.00097009 | 2.1716e-08 | 0.0027785 | 1.2265e-10 | 0.010598 | 1.038e-09
[120 empty] | 7.3.3.17.5 (Remote Grid) Updates to grid topology to minimize risk of ignition in HFTDs Remote GridWLDFREquipment / facility failureAggregated | WLDFR | HFTD - Distribution - Tier 3 - 2QU CoRE ¦ 1QU LoRE | Red Flag Warning - Large Fires | Equipment / facility failure | Aggregated | 2051 | 2.2386e-05 | 184.1265 | 0.0041218 | 2051 | Mitigation | 0.95 | 45 | 0 | esc | 0.00097009 | 2.1716e-08 | 0.00097009 | 2.1716e-08 | 0.0027785 | 1.2265e-10 | 0.010598 | 1.038e-09
[120 empty] | 7.3.3.17.5 (Remote Grid) Updates to grid topology to minimize risk of ignition in HFTDs Remote GridWLDFREquipment / facility failureAggregated | WLDFR | HFTD - Distribution - Tier 3 - 2QU CoRE ¦ 1QU LoRE | Red Flag Warning - Large Fires | Equipment / facility failure | Aggregated | 2052 | 2.2386e-05 | 184.1265 | 0.0041218 | 2052 | Mitigation | 0.95 | 45 | 0 | esc | 0.00097009 | 2.1716e-08 | 0.00097009 | 2.1716e-08 | 0.0027785 | 1.2265e-10 | 0.010598 | 1.038e-09
[120 empty] | 7.3.3.17.5 (Remote Grid) Updates to grid topology to minimize risk of ignition in HFTDs Remote GridWLDFREquipment / facility failureAggregated | WLDFR | HFTD - Distribution - Tier 3 - 2QU CoRE ¦ 1QU LoRE | Red Flag Warning - Large Fires | Equipment / facility failure | Aggregated | 2053 | 2.2386e-05 | 184.1265 | 0.0041218 | 2053 | Mitigation | 0.95 | 45 | 0 | esc | 0.00097009 | 2.1716e-08 | 0.00097009 | 2.1716e-08 | 0.0027785 | 1.2265e-10 | 0.010598 | 1.038e-09
[120 empty] | 7.3.3.17.5 (Remote Grid) Updates to grid topology to minimize risk of ignition in HFTDs Remote GridWLDFREquipment / facility failureAggregated | WLDFR | HFTD - Distribution - Tier 3 - 2QU CoRE ¦ 1QU LoRE | Red Flag Warning - Large Fires | Equipment / facility failure | Aggregated | 2054 | 2.2386e-05 | 184.1265 | 0.0041218 | 2054 | Mitigation | 0.95 | 45 | 0 | esc | 0.00097009 | 2.1716e-08 | 0.00097009 | 2.1716e-08 | 0.0027785 | 1.2265e-10 | 0.010598 | 1.038e-09
[120 empty] | 7.3.3.17.5 (Remote Grid) Updates to grid topology to minimize risk of ignition in HFTDs Remote GridWLDFREquipment / facility failureAggregated | WLDFR | HFTD - Distribution - Tier 3 - 2QU CoRE ¦ 1QU LoRE | Red Flag Warning - Large Fires | Equipment / facility failure | Aggregated | 2055 | 2.2386e-05 | 184.1265 | 0.0041218 | 2055 | Mitigation | 0.95 | 45 | 0 | esc | 0.00097009 | 2.1716e-08 | 0.00097009 | 2.1716e-08 | 0.0027785 | 1.2265e-10 | 0.010598 | 1.038e-09
[120 empty] | 7.3.3.17.5 (Remote Grid) Updates to grid topology to minimize risk of ignition in HFTDs Remote GridWLDFREquipment / facility failureAggregated | WLDFR | HFTD - Distribution - Tier 3 - 2QU CoRE ¦ 1QU LoRE | Red Flag Warning - Large Fires | Equipment / facility failure | Aggregated | 2056 | 2.2386e-05 | 184.1265 | 0.0041218 | 2056 | Mitigation | 0.95 | 45 | 0 | esc | 0.00097009 | 2.1716e-08 | 0.00097009 | 2.1716e-08 | 0.0027785 | 1.2265e-10 | 0.010598 | 1.038e-09
[120 empty] | 7.3.3.17.5 (Remote Grid) Updates to grid topology to minimize risk of ignition in HFTDs Remote GridWLDFREquipment / facility failureAggregated | WLDFR | HFTD - Distribution - Tier 3 - 2QU CoRE ¦ 1QU LoRE | Red Flag Warning - Large Fires | Equipment / facility failure | Aggregated | 2057 | 2.2386e-05 | 184.1265 | 0.0041218 | 2057 | Mitigation | 0.95 | 45 | 0 | esc | 0.00097009 | 2.1716e-08 | 0.00097009 | 2.1716e-08 | 0.0027785 | 1.2265e-10 | 0.010598 | 1.038e-09
[120 empty] | 7.3.3.17.5 (Remote Grid) Updates to grid topology to minimize risk of ignition in HFTDs Remote GridWLDFREquipment / facility failureAggregated | WLDFR | HFTD - Distribution - Tier 3 - 2QU CoRE ¦ 1QU LoRE | Red Flag Warning - Large Fires | Equipment / facility failure | Aggregated | 2058 | 2.2386e-05 | 184.1265 | 0.0041218 | 2058 | Mitigation | 0.95 | 45 | 0 | esc | 0.00097009 | 2.1716e-08 | 0.00097009 | 2.1716e-08 | 0.0027785 | 1.2265e-10 | 0.010598 | 1.038e-09
[120 empty] | 7.3.3.17.5 (Remote Grid) Updates to grid topology to minimize risk of ignition in HFTDs Remote GridWLDFREquipment / facility failureAggregated | WLDFR | HFTD - Distribution - Tier 3 - 2QU CoRE ¦ 1QU LoRE | Red Flag Warning - Large Fires | Equipment / facility failure | Aggregated | 2059 | 2.2386e-05 | 184.1265 | 0.0041218 | 2059 | Mitigation | 0.95 | 45 | 0 | esc | 0.00097009 | 2.1716e-08 | 0.00097009 | 2.1716e-08 | 0.0027785 | 1.2265e-10 | 0.010598 | 1.038e-09
[120 empty] | 7.3.3.17.5 (Remote Grid) Updates to grid topology to minimize risk of ignition in HFTDs Remote GridWLDFREquipment / facility failureAggregated | WLDFR | HFTD - Distribution - Tier 3 - 2QU CoRE ¦ 1QU LoRE | Red Flag Warning - Large Fires | Equipment / facility failure | Aggregated | 2060 | 2.2386e-05 | 184.1265 | 0.0041218 | 2060 | Mitigation | 0.95 | 45 | 0 | esc | 0.00097009 | 2.1716e-08 | 0.00097009 | 2.1716e-08 | 0.0027785 | 1.2265e-10 | 0.010598 | 1.038e-09
[120 empty] | 7.3.3.17.5 (Remote Grid) Updates to grid topology to minimize risk of ignition in HFTDs Remote GridWLDFREquipment / facility failureAggregated | WLDFR | HFTD - Distribution - Tier 3 - 2QU CoRE ¦ 1QU LoRE | Red Flag Warning - Large Fires | Equipment / facility failure | Aggregated | 2061 | 2.2386e-05 | 184.1265 | 0.0041218 | 2061 | Mitigation | 0.95 | 45 | 0 | esc | 0.00097009 | 2.1716e-08 | 0.00097009 | 2.1716e-08 | 0.0027785 | 1.2265e-10 | 0.010598 | 1.038e-09
[120 empty] | 7.3.3.17.5 (Remote Grid) Updates to grid topology to minimize risk of ignition in HFTDs Remote GridWLDFREquipment / facility failureAggregated | WLDFR | HFTD - Distribution - Tier 3 - 2QU CoRE ¦ 1QU LoRE | Red Flag Warning - Large Fires | Equipment / facility failure | Aggregated | 2062 | 2.2386e-05 | 184.1265 | 0.0041218 | 2062 | Mitigation | 0.95 | 45 | 0 | esc | 0.00097009 | 2.1716e-08 | 0.00097009 | 2.1716e-08 | 0.0027785 | 1.2265e-10 | 0.010598 | 1.038e-09
[120 empty] | 7.3.3.17.5 (Remote Grid) Updates to grid topology to minimize risk of ignition in HFTDs Remote GridWLDFREquipment / facility failureAggregated | WLDFR | HFTD - Distribution - Tier 3 - 2QU CoRE ¦ 1QU LoRE | Red Flag Warning - Large Fires | Equipment / facility failure | Aggregated | 2063 | 2.2386e-05 | 184.1265 | 0.0041218 | 2063 | Mitigation | 0.95 | 45 | 0 | esc | 0.00097009 | 2.1716e-08 | 0.00097009 | 2.1716e-08 | 0.0027785 | 1.2265e-10 | 0.010598 | 1.038e-09
[120 empty] | 7.3.3.17.5 (Remote Grid) Updates to grid topology to minimize risk of ignition in HFTDs Remote GridWLDFREquipment / facility failureAggregated | WLDFR | HFTD - Distribution - Tier 3 - 2QU CoRE ¦ 1QU LoRE | Red Flag Warning - Large Fires | Equipment / facility failure | Aggregated | 2064 | 2.2386e-05 | 184.1265 | 0.0041218 | 2064 | Mitigation | 0.95 | 45 | 0 | esc | 0.00097009 | 2.1716e-08 | 0.00097009 | 2.1716e-08 | 0.0027785 | 1.2265e-10 | 0.010598 | 1.038e-09
[120 empty] | 7.3.3.17.5 (Remote Grid) Updates to grid topology to minimize risk of ignition in HFTDs Remote GridWLDFREquipment / facility failureAggregated | WLDFR | HFTD - Distribution - Tier 3 - 2QU CoRE ¦ 1QU LoRE | Red Flag Warning - Large Fires | Equipment / facility failure | Aggregated | 2065 | 2.2386e-05 | 184.1265 | 0.0041218 | 2065 | Mitigation | 0.95 | 45 | 0 | esc | 0.00097009 | 2.1716e-08 | 0.00097009 | 2.1716e-08 | 0.0027785 | 1.2265e-10 | 0.010598 | 1.038e-09
[120 empty] | 7.3.3.17.5 (Remote Grid) Updates to grid topology to minimize risk of ignition in HFTDs Remote GridWLDFREquipment / facility failureAggregated | WLDFR | HFTD - Distribution - Tier 3 - 2QU CoRE ¦ 1QU LoRE | Red Flag Warning - Large Fires | Equipment / facility failure | Aggregated | 2066 | 2.2386e-05 | 184.1265 | 0.0041218 | 2066 | Mitigation | 0.95 | 45 | 0 | esc | 0.00097009 | 2.1716e-08 | 0.00097009 | 2.1716e-08 | 0.0027785 | 1.2265e-10 | 0.010598 | 1.038e-09
[120 empty] | 7.3.3.17.5 (Remote Grid) Updates to grid topology to minimize risk of ignition in HFTDs Remote GridWLDFREquipment / facility failureAggregated | WLDFR | HFTD - Distribution - Tier 3 - 2QU CoRE ¦ 1QU LoRE | Red Flag Warning - Large Fires | Equipment / facility failure | Aggregated | 2067 | 2.2386e-05 | 184.1265 | 0.0041218 | 2067 | Mitigation | 0.95 | 45 | 0 | esc | 0 | 0 | 0.00097009 | 2.1716e-08 | 0.0027785 | 1.2265e-10 | 0.010598 | 1.038e-09
[120 empty] | 7.3.3.17.5 (Remote Grid) Updates to grid topology to minimize risk of ignition in HFTDs Remote GridWLDFRVegetation ContactAggregated | WLDFR | HFTD - Distribution - Tier 3 - 2QU CoRE ¦ 1QU LoRE | Red Flag Warning - Large Fires | Vegetation Contact | Aggregated | 2022 | 6.1403e-05 | 184.1265 | 0.011306 | 2022 | Mitigation | 0.95 | 45 | 0 | esc | 0.00097009 | 5.9566e-08 | 0 | 0 | 0.0027785 | 1.2265e-10 | 0.010598 | 1.038e-09
[120 empty] | 7.3.3.17.5 (Remote Grid) Updates to grid topology to minimize risk of ignition in HFTDs Remote GridWLDFRVegetation ContactAggregated | WLDFR | HFTD - Distribution - Tier 3 - 2QU CoRE ¦ 1QU LoRE | Red Flag Warning - Large Fires | Vegetation Contact | Aggregated | 2023 | 6.1403e-05 | 184.1265 | 0.011306 | 2023 | Mitigation | 0.95 | 45 | 0 | esc | 0.00097009 | 5.9566e-08 | 0.00097009 | 5.9566e-08 | 0.0027785 | 1.2265e-10 | 0.010598 | 1.038e-09
[120 empty] | 7.3.3.17.5 (Remote Grid) Updates to grid topology to minimize risk of ignition in HFTDs Remote GridWLDFRVegetation ContactAggregated | WLDFR | HFTD - Distribution - Tier 3 - 2QU CoRE ¦ 1QU LoRE | Red Flag Warning - Large Fires | Vegetation Contact | Aggregated | 2024 | 6.1403e-05 | 184.1265 | 0.011306 | 2024 | Mitigation | 0.95 | 45 | 0 | esc | 0.00097009 | 5.9566e-08 | 0.00097009 | 5.9566e-08 | 0.0027785 | 1.2265e-10 | 0.010598 | 1.038e-09
[120 empty] | 7.3.3.17.5 (Remote Grid) Updates to grid topology to minimize risk of ignition in HFTDs Remote GridWLDFRVegetation ContactAggregated | WLDFR | HFTD - Distribution - Tier 3 - 2QU CoRE ¦ 1QU LoRE | Red Flag Warning - Large Fires | Vegetation Contact | Aggregated | 2025 | 6.1403e-05 | 184.1265 | 0.011306 | 2025 | Mitigation | 0.95 | 45 | 0 | esc | 0.00097009 | 5.9566e-08 | 0.00097009 | 5.9566e-08 | 0.0027785 | 1.2265e-10 | 0.010598 | 1.038e-09
[120 empty] | 7.3.3.17.5 (Remote Grid) Updates to grid topology to minimize risk of ignition in HFTDs Remote GridWLDFRVegetation ContactAggregated | WLDFR | HFTD - Distribution - Tier 3 - 2QU CoRE ¦ 1QU LoRE | Red Flag Warning - Large Fires | Vegetation Contact | Aggregated | 2026 | 6.1403e-05 | 184.1265 | 0.011306 | 2026 | Mitigation | 0.95 | 45 | 0 | esc | 0.00097009 | 5.9566e-08 | 0.00097009 | 5.9566e-08 | 0.0027785 | 1.2265e-10 | 0.010598 | 1.038e-09
[120 empty] | 7.3.3.17.5 (Remote Grid) Updates to grid topology to minimize risk of ignition in HFTDs Remote GridWLDFRVegetation ContactAggregated | WLDFR | HFTD - Distribution - Tier 3 - 2QU CoRE ¦ 1QU LoRE | Red Flag Warning - Large Fires | Vegetation Contact | Aggregated | 2027 | 6.1403e-05 | 184.1265 | 0.011306 | 2027 | Mitigation | 0.95 | 45 | 0 | esc | 0.00097009 | 5.9566e-08 | 0.00097009 | 5.9566e-08 | 0.0027785 | 1.2265e-10 | 0.010598 | 1.038e-09
[120 empty] | 7.3.3.17.5 (Remote Grid) Updates to grid topology to minimize risk of ignition in HFTDs Remote GridWLDFRVegetation ContactAggregated | WLDFR | HFTD - Distribution - Tier 3 - 2QU CoRE ¦ 1QU LoRE | Red Flag Warning - Large Fires | Vegetation Contact | Aggregated | 2028 | 6.1403e-05 | 184.1265 | 0.011306 | 2028 | Mitigation | 0.95 | 45 | 0 | esc | 0.00097009 | 5.9566e-08 | 0.00097009 | 5.9566e-08 | 0.0027785 | 1.2265e-10 | 0 | 0
[120 empty] | 7.3.3.17.5 (Remote Grid) Updates to grid topology to minimize risk of ignition in HFTDs Remote GridWLDFRVegetation ContactAggregated | WLDFR | HFTD - Distribution - Tier 3 - 2QU CoRE ¦ 1QU LoRE | Red Flag Warning - Large Fires | Vegetation Contact | Aggregated | 2029 | 6.1403e-05 | 184.1265 | 0.011306 | 2029 | Mitigation | 0.95 | 45 | 0 | esc | 0.00097009 | 5.9566e-08 | 0.00097009 | 5.9566e-08 | 0.0027785 | 1.2265e-10 | 0 | 0
[120 empty] | 7.3.3.17.5 (Remote Grid) Updates to grid topology to minimize risk of ignition in HFTDs Remote GridWLDFRVegetation ContactAggregated | WLDFR | HFTD - Distribution - Tier 3 - 2QU CoRE ¦ 1QU LoRE | Red Flag Warning - Large Fires | Vegetation Contact | Aggregated | 2030 | 6.1403e-05 | 184.1265 | 0.011306 | 2030 | Mitigation | 0.95 | 45 | 0 | esc | 0.00097009 | 5.9566e-08 | 0.00097009 | 5.9566e-08 | 0.0027785 | 1.2265e-10 | 0.0087991 | 5.0848e-08
[120 empty] | 7.3.3.17.5 (Remote Grid) Updates to grid topology to minimize risk of ignition in HFTDs Remote GridWLDFRVegetation ContactAggregated | WLDFR | HFTD - Distribution - Tier 3 - 2QU CoRE ¦ 1QU LoRE | Red Flag Warning - Large Fires | Vegetation Contact | Aggregated | 2031 | 6.1403e-05 | 184.1265 | 0.011306 | 2031 | Mitigation | 0.95 | 45 | 0 | esc | 0.00097009 | 5.9566e-08 | 0.00097009 | 5.9566e-08 | 0.0027785 | 1.2265e-10 | 0.0087991 | 5.0848e-08
[120 empty] | 7.3.3.17.5 (Remote Grid) Updates to grid topology to minimize risk of ignition in HFTDs Remote GridWLDFRVegetation ContactAggregated | WLDFR | HFTD - Distribution - Tier 3 - 2QU CoRE ¦ 1QU LoRE | Red Flag Warning - Large Fires | Vegetation Contact | Aggregated | 2032 | 6.1403e-05 | 184.1265 | 0.011306 | 2032 | Mitigation | 0.95 | 45 | 0 | esc | 0.00097009 | 5.9566e-08 | 0.00097009 | 5.9566e-08 | 0.0027785 | 1.2265e-10 | 0.0087991 | 5.0848e-08
[120 empty] | 7.3.3.17.5 (Remote Grid) Updates to grid topology to minimize risk of ignition in HFTDs Remote GridWLDFRVegetation ContactAggregated | WLDFR | HFTD - Distribution - Tier 3 - 2QU CoRE ¦ 1QU LoRE | Red Flag Warning - Large Fires | Vegetation Contact | Aggregated | 2033 | 6.1403e-05 | 184.1265 | 0.011306 | 2033 | Mitigation | 0.95 | 45 | 0 | esc | 0.00097009 | 5.9566e-08 | 0.00097009 | 5.9566e-08 | 0.0027785 | 1.2265e-10 | 0.0087991 | 5.0848e-08
[120 empty] | 7.3.3.17.5 (Remote Grid) Updates to grid topology to minimize risk of ignition in HFTDs Remote GridWLDFRVegetation ContactAggregated | WLDFR | HFTD - Distribution - Tier 3 - 2QU CoRE ¦ 1QU LoRE | Red Flag Warning - Large Fires | Vegetation Contact | Aggregated | 2034 | 6.1403e-05 | 184.1265 | 0.011306 | 2034 | Mitigation | 0.95 | 45 | 0 | esc | 0.00097009 | 5.9566e-08 | 0.00097009 | 5.9566e-08 | 0.0027785 | 1.2265e-10 | 0.0087991 | 5.0848e-08
[120 empty] | 7.3.3.17.5 (Remote Grid) Updates to grid topology to minimize risk of ignition in HFTDs Remote GridWLDFRVegetation ContactAggregated | WLDFR | HFTD - Distribution - Tier 3 - 2QU CoRE ¦ 1QU LoRE | Red Flag Warning - Large Fires | Vegetation Contact | Aggregated | 2035 | 6.1403e-05 | 184.1265 | 0.011306 | 2035 | Mitigation | 0.95 | 45 | 0 | esc | 0.00097009 | 5.9566e-08 | 0.00097009 | 5.9566e-08 | 0.0027785 | 1.2265e-10 | 0.0087991 | 5.0848e-08
[120 empty] | 7.3.3.17.5 (Remote Grid) Updates to grid topology to minimize risk of ignition in HFTDs Remote GridWLDFRVegetation ContactAggregated | WLDFR | HFTD - Distribution - Tier 3 - 2QU CoRE ¦ 1QU LoRE | Red Flag Warning - Large Fires | Vegetation Contact | Aggregated | 2036 | 6.1403e-05 | 184.1265 | 0.011306 | 2036 | Mitigation | 0.95 | 45 | 0 | esc | 0.00097009 | 5.9566e-08 | 0.00097009 | 5.9566e-08 | 0.0027785 | 1.2265e-10 | 0.0087991 | 5.0848e-08
[120 empty] | 7.3.3.17.5 (Remote Grid) Updates to grid topology to minimize risk of ignition in HFTDs Remote GridWLDFRVegetation ContactAggregated | WLDFR | HFTD - Distribution - Tier 3 - 2QU CoRE ¦ 1QU LoRE | Red Flag Warning - Large Fires | Vegetation Contact | Aggregated | 2037 | 6.1403e-05 | 184.1265 | 0.011306 | 2037 | Mitigation | 0.95 | 45 | 0 | esc | 0.00097009 | 5.9566e-08 | 0.00097009 | 5.9566e-08 | 0.0027785 | 1.2265e-10 | 0.0087991 | 5.0848e-08
[120 empty] | 7.3.3.17.5 (Remote Grid) Updates to grid topology to minimize risk of ignition in HFTDs Remote GridWLDFRVegetation ContactAggregated | WLDFR | HFTD - Distribution - Tier 3 - 2QU CoRE ¦ 1QU LoRE | Red Flag Warning - Large Fires | Vegetation Contact | Aggregated | 2038 | 6.1403e-05 | 184.1265 | 0.011306 | 2038 | Mitigation | 0.95 | 45 | 0 | esc | 0.00097009 | 5.9566e-08 | 0.00097009 | 5.9566e-08 | 0.0027785 | 1.2265e-10 | 0.0087991 | 5.0848e-08
[120 empty] | 7.3.3.17.5 (Remote Grid) Updates to grid topology to minimize risk of ignition in HFTDs Remote GridWLDFRVegetation ContactAggregated | WLDFR | HFTD - Distribution - Tier 3 - 2QU CoRE ¦ 1QU LoRE | Red Flag Warning - Large Fires | Vegetation Contact | Aggregated | 2039 | 6.1403e-05 | 184.1265 | 0.011306 | 2039 | Mitigation | 0.95 | 45 | 0 | esc | 0.00097009 | 5.9566e-08 | 0.00097009 | 5.9566e-08 | 0.0027785 | 1.2265e-10 | 0.0087991 | 5.0848e-08
[120 empty] | 7.3.3.17.5 (Remote Grid) Updates to grid topology to minimize risk of ignition in HFTDs Remote GridWLDFRVegetation ContactAggregated | WLDFR | HFTD - Distribution - Tier 3 - 2QU CoRE ¦ 1QU LoRE | Red Flag Warning - Large Fires | Vegetation Contact | Aggregated | 2040 | 6.1403e-05 | 184.1265 | 0.011306 | 2040 | Mitigation | 0.95 | 45 | 0 | esc | 0.00097009 | 5.9566e-08 | 0.00097009 | 5.9566e-08 | 0.0027785 | 1.2265e-10 | 0.0087991 | 5.0848e-08
[120 empty] | 7.3.3.17.5 (Remote Grid) Updates to grid topology to minimize risk of ignition in HFTDs Remote GridWLDFRVegetation ContactAggregated | WLDFR | HFTD - Distribution - Tier 3 - 2QU CoRE ¦ 1QU LoRE | Red Flag Warning - Large Fires | Vegetation Contact | Aggregated | 2041 | 6.1403e-05 | 184.1265 | 0.011306 | 2041 | Mitigation | 0.95 | 45 | 0 | esc | 0.00097009 | 5.9566e-08 | 0.00097009 | 5.9566e-08 | 0.0027785 | 1.2265e-10 | 0.0087991 | 5.0848e-08
[120 empty] | 7.3.3.17.5 (Remote Grid) Updates to grid topology to minimize risk of ignition in HFTDs Remote GridWLDFRVegetation ContactAggregated | WLDFR | HFTD - Distribution - Tier 3 - 2QU CoRE ¦ 1QU LoRE | Red Flag Warning - Large Fires | Vegetation Contact | Aggregated | 2042 | 6.1403e-05 | 184.1265 | 0.011306 | 2042 | Mitigation | 0.95 | 45 | 0 | esc | 0.00097009 | 5.9566e-08 | 0.00097009 | 5.9566e-08 | 0 | 0 | 0.0087991 | 5.0848e-08
[120 empty] | 7.3.3.17.5 (Remote Grid) Updates to grid topology to minimize risk of ignition in HFTDs Remote GridWLDFRVegetation ContactAggregated | WLDFR | HFTD - Distribution - Tier 3 - 2QU CoRE ¦ 1QU LoRE | Red Flag Warning - Large Fires | Vegetation Contact | Aggregated | 2043 | 6.1403e-05 | 184.1265 | 0.011306 | 2043 | Mitigation | 0.95 | 45 | 0 | esc | 0.00097009 | 5.9566e-08 | 0.00097009 | 5.9566e-08 | 0.0027785 | 1.2352e-11 | 0.0087991 | 5.0848e-08
[120 empty] | 7.3.3.17.5 (Remote Grid) Updates to grid topology to minimize risk of ignition in HFTDs Remote GridWLDFRVegetation ContactAggregated | WLDFR | HFTD - Distribution - Tier 3 - 2QU CoRE ¦ 1QU LoRE | Red Flag Warning - Large Fires | Vegetation Contact | Aggregated | 2044 | 6.1403e-05 | 184.1265 | 0.011306 | 2044 | Mitigation | 0.95 | 45 | 0 | esc | 0.00097009 | 5.9566e-08 | 0.00097009 | 5.9566e-08 | 0.0027785 | 1.2352e-11 | 0.0087991 | 5.0848e-08
[120 empty] | 7.3.3.17.5 (Remote Grid) Updates to grid topology to minimize risk of ignition in HFTDs Remote GridWLDFRVegetation ContactAggregated | WLDFR | HFTD - Distribution - Tier 3 - 2QU CoRE ¦ 1QU LoRE | Red Flag Warning - Large Fires | Vegetation Contact | Aggregated | 2045 | 6.1403e-05 | 184.1265 | 0.011306 | 2045 | Mitigation | 0.95 | 45 | 0 | esc | 0.00097009 | 5.9566e-08 | 0.00097009 | 5.9566e-08 | 0.0027785 | 1.2352e-11 | 0.0087991 | 5.0848e-08
[120 empty] | 7.3.3.17.5 (Remote Grid) Updates to grid topology to minimize risk of ignition in HFTDs Remote GridWLDFRVegetation ContactAggregated | WLDFR | HFTD - Distribution - Tier 3 - 2QU CoRE ¦ 1QU LoRE | Red Flag Warning - Large Fires | Vegetation Contact | Aggregated | 2046 | 6.1403e-05 | 184.1265 | 0.011306 | 2046 | Mitigation | 0.95 | 45 | 0 | esc | 0.00097009 | 5.9566e-08 | 0.00097009 | 5.9566e-08 | 0.0027785 | 1.2352e-11 | 0.0087991 | 5.0848e-08
[120 empty] | 7.3.3.17.5 (Remote Grid) Updates to grid topology to minimize risk of ignition in HFTDs Remote GridWLDFRVegetation ContactAggregated | WLDFR | HFTD - Distribution - Tier 3 - 2QU CoRE ¦ 1QU LoRE | Red Flag Warning - Large Fires | Vegetation Contact | Aggregated | 2047 | 6.1403e-05 | 184.1265 | 0.011306 | 2047 | Mitigation | 0.95 | 45 | 0 | esc | 0.00097009 | 5.9566e-08 | 0.00097009 | 5.9566e-08 | 0.0027785 | 1.2352e-11 | 0.0087991 | 5.0848e-08
[120 empty] | 7.3.3.17.5 (Remote Grid) Updates to grid topology to minimize risk of ignition in HFTDs Remote GridWLDFRVegetation ContactAggregated | WLDFR | HFTD - Distribution - Tier 3 - 2QU CoRE ¦ 1QU LoRE | Red Flag Warning - Large Fires | Vegetation Contact | Aggregated | 2048 | 6.1403e-05 | 184.1265 | 0.011306 | 2048 | Mitigation | 0.95 | 45 | 0 | esc | 0.00097009 | 5.9566e-08 | 0.00097009 | 5.9566e-08 | 0.0027785 | 1.2352e-11 | 0.0087991 | 5.0848e-08
[120 empty] | 7.3.3.17.5 (Remote Grid) Updates to grid topology to minimize risk of ignition in HFTDs Remote GridWLDFRVegetation ContactAggregated | WLDFR | HFTD - Distribution - Tier 3 - 2QU CoRE ¦ 1QU LoRE | Red Flag Warning - Large Fires | Vegetation Contact | Aggregated | 2049 | 6.1403e-05 | 184.1265 | 0.011306 | 2049 | Mitigation | 0.95 | 45 | 0 | esc | 0.00097009 | 5.9566e-08 | 0.00097009 | 5.9566e-08 | 0.0027785 | 1.2352e-11 | 0.0087991 | 5.0848e-08
[120 empty] | 7.3.3.17.5 (Remote Grid) Updates to grid topology to minimize risk of ignition in HFTDs Remote GridWLDFRVegetation ContactAggregated | WLDFR | HFTD - Distribution - Tier 3 - 2QU CoRE ¦ 1QU LoRE | Red Flag Warning - Large Fires | Vegetation Contact | Aggregated | 2050 | 6.1403e-05 | 184.1265 | 0.011306 | 2050 | Mitigation | 0.95 | 45 | 0 | esc | 0.00097009 | 5.9566e-08 | 0.00097009 | 5.9566e-08 | 0.0027785 | 1.2352e-11 | 0.0087991 | 5.0848e-08
[120 empty] | 7.3.3.17.5 (Remote Grid) Updates to grid topology to minimize risk of ignition in HFTDs Remote GridWLDFRVegetation ContactAggregated | WLDFR | HFTD - Distribution - Tier 3 - 2QU CoRE ¦ 1QU LoRE | Red Flag Warning - Large Fires | Vegetation Contact | Aggregated | 2051 | 6.1403e-05 | 184.1265 | 0.011306 | 2051 | Mitigation | 0.95 | 45 | 0 | esc | 0.00097009 | 5.9566e-08 | 0.00097009 | 5.9566e-08 | 0.0027785 | 1.2352e-11 | 0.0087991 | 5.0848e-08
[120 empty] | 7.3.3.17.5 (Remote Grid) Updates to grid topology to minimize risk of ignition in HFTDs Remote GridWLDFRVegetation ContactAggregated | WLDFR | HFTD - Distribution - Tier 3 - 2QU CoRE ¦ 1QU LoRE | Red Flag Warning - Large Fires | Vegetation Contact | Aggregated | 2052 | 6.1403e-05 | 184.1265 | 0.011306 | 2052 | Mitigation | 0.95 | 45 | 0 | esc | 0.00097009 | 5.9566e-08 | 0.00097009 | 5.9566e-08 | 0.0027785 | 1.2352e-11 | 0.0087991 | 5.0848e-08
[120 empty] | 7.3.3.17.5 (Remote Grid) Updates to grid topology to minimize risk of ignition in HFTDs Remote GridWLDFRVegetation ContactAggregated | WLDFR | HFTD - Distribution - Tier 3 - 2QU CoRE ¦ 1QU LoRE | Red Flag Warning - Large Fires | Vegetation Contact | Aggregated | 2053 | 6.1403e-05 | 184.1265 | 0.011306 | 2053 | Mitigation | 0.95 | 45 | 0 | esc | 0.00097009 | 5.9566e-08 | 0.00097009 | 5.9566e-08 | 0.0027785 | 1.2352e-11 | 0.0087991 | 5.0848e-08
[120 empty] | 7.3.3.17.5 (Remote Grid) Updates to grid topology to minimize risk of ignition in HFTDs Remote GridWLDFRVegetation ContactAggregated | WLDFR | HFTD - Distribution - Tier 3 - 2QU CoRE ¦ 1QU LoRE | Red Flag Warning - Large Fires | Vegetation Contact | Aggregated | 2054 | 6.1403e-05 | 184.1265 | 0.011306 | 2054 | Mitigation | 0.95 | 45 | 0 | esc | 0.00097009 | 5.9566e-08 | 0.00097009 | 5.9566e-08 | 0.0027785 | 1.2352e-11 | 0.0087991 | 5.0848e-08
[120 empty] | 7.3.3.17.5 (Remote Grid) Updates to grid topology to minimize risk of ignition in HFTDs Remote GridWLDFRVegetation ContactAggregated | WLDFR | HFTD - Distribution - Tier 3 - 2QU CoRE ¦ 1QU LoRE | Red Flag Warning - Large Fires | Vegetation Contact | Aggregated | 2055 | 6.1403e-05 | 184.1265 | 0.011306 | 2055 | Mitigation | 0.95 | 45 | 0 | esc | 0.00097009 | 5.9566e-08 | 0.00097009 | 5.9566e-08 | 0.0027785 | 1.2352e-11 | 0.0087991 | 5.0848e-08
[120 empty] | 7.3.3.17.5 (Remote Grid) Updates to grid topology to minimize risk of ignition in HFTDs Remote GridWLDFRVegetation ContactAggregated | WLDFR | HFTD - Distribution - Tier 3 - 2QU CoRE ¦ 1QU LoRE | Red Flag Warning - Large Fires | Vegetation Contact | Aggregated | 2056 | 6.1403e-05 | 184.1265 | 0.011306 | 2056 | Mitigation | 0.95 | 45 | 0 | esc | 0.00097009 | 5.9566e-08 | 0.00097009 | 5.9566e-08 | 0.0027785 | 1.2352e-11 | 0.0087991 | 5.0848e-08
[120 empty] | 7.3.3.17.5 (Remote Grid) Updates to grid topology to minimize risk of ignition in HFTDs Remote GridWLDFRVegetation ContactAggregated | WLDFR | HFTD - Distribution - Tier 3 - 2QU CoRE ¦ 1QU LoRE | Red Flag Warning - Large Fires | Vegetation Contact | Aggregated | 2057 | 6.1403e-05 | 184.1265 | 0.011306 | 2057 | Mitigation | 0.95 | 45 | 0 | esc | 0.00097009 | 5.9566e-08 | 0.00097009 | 5.9566e-08 | 0.0027785 | 1.2352e-11 | 0.0087991 | 5.0848e-08
[120 empty] | 7.3.3.17.5 (Remote Grid) Updates to grid topology to minimize risk of ignition in HFTDs Remote GridWLDFRVegetation ContactAggregated | WLDFR | HFTD - Distribution - Tier 3 - 2QU CoRE ¦ 1QU LoRE | Red Flag Warning - Large Fires | Vegetation Contact | Aggregated | 2058 | 6.1403e-05 | 184.1265 | 0.011306 | 2058 | Mitigation | 0.95 | 45 | 0 | esc | 0.00097009 | 5.9566e-08 | 0.00097009 | 5.9566e-08 | 0.0027785 | 1.2352e-11 | 0.0087991 | 5.0848e-08
[120 empty] | 7.3.3.17.5 (Remote Grid) Updates to grid topology to minimize risk of ignition in HFTDs Remote GridWLDFRVegetation ContactAggregated | WLDFR | HFTD - Distribution - Tier 3 - 2QU CoRE ¦ 1QU LoRE | Red Flag Warning - Large Fires | Vegetation Contact | Aggregated | 2059 | 6.1403e-05 | 184.1265 | 0.011306 | 2059 | Mitigation | 0.95 | 45 | 0 | esc | 0.00097009 | 5.9566e-08 | 0.00097009 | 5.9566e-08 | 0.0027785 | 1.2352e-11 | 0.0087991 | 5.0848e-08
[120 empty] | 7.3.3.17.5 (Remote Grid) Updates to grid topology to minimize risk of ignition in HFTDs Remote GridWLDFRVegetation ContactAggregated | WLDFR | HFTD - Distribution - Tier 3 - 2QU CoRE ¦ 1QU LoRE | Red Flag Warning - Large Fires | Vegetation Contact | Aggregated | 2060 | 6.1403e-05 | 184.1265 | 0.011306 | 2060 | Mitigation | 0.95 | 45 | 0 | esc | 0.00097009 | 5.9566e-08 | 0.00097009 | 5.9566e-08 | 0.0027785 | 1.2352e-11 | 0 | 0
[120 empty] | 7.3.3.17.5 (Remote Grid) Updates to grid topology to minimize risk of ignition in HFTDs Remote GridWLDFRVegetation ContactAggregated | WLDFR | HFTD - Distribution - Tier 3 - 2QU CoRE ¦ 1QU LoRE | Red Flag Warning - Large Fires | Vegetation Contact | Aggregated | 2061 | 6.1403e-05 | 184.1265 | 0.011306 | 2061 | Mitigation | 0.95 | 45 | 0 | esc | 0.00097009 | 5.9566e-08 | 0.00097009 | 5.9566e-08 | 0.0027785 | 1.2352e-11 | 0 | 0
[120 empty] | 7.3.3.17.5 (Remote Grid) Updates to grid topology to minimize risk of ignition in HFTDs Remote GridWLDFRVegetation ContactAggregated | WLDFR | HFTD - Distribution - Tier 3 - 2QU CoRE ¦ 1QU LoRE | Red Flag Warning - Large Fires | Vegetation Contact | Aggregated | 2062 | 6.1403e-05 | 184.1265 | 0.011306 | 2062 | Mitigation | 0.95 | 45 | 0 | esc | 0.00097009 | 5.9566e-08 | 0.00097009 | 5.9566e-08 | 0.0027785 | 1.2352e-11 | 0.00988 | 2.1405e-08
[120 empty] | 7.3.3.17.5 (Remote Grid) Updates to grid topology to minimize risk of ignition in HFTDs Remote GridWLDFRVegetation ContactAggregated | WLDFR | HFTD - Distribution - Tier 3 - 2QU CoRE ¦ 1QU LoRE | Red Flag Warning - Large Fires | Vegetation Contact | Aggregated | 2063 | 6.1403e-05 | 184.1265 | 0.011306 | 2063 | Mitigation | 0.95 | 45 | 0 | esc | 0.00097009 | 5.9566e-08 | 0.00097009 | 5.9566e-08 | 0.0027785 | 1.2352e-11 | 0.00988 | 2.1405e-08
[120 empty] | 7.3.3.17.5 (Remote Grid) Updates to grid topology to minimize risk of ignition in HFTDs Remote GridWLDFRVegetation ContactAggregated | WLDFR | HFTD - Distribution - Tier 3 - 2QU CoRE ¦ 1QU LoRE | Red Flag Warning - Large Fires | Vegetation Contact | Aggregated | 2064 | 6.1403e-05 | 184.1265 | 0.011306 | 2064 | Mitigation | 0.95 | 45 | 0 | esc | 0.00097009 | 5.9566e-08 | 0.00097009 | 5.9566e-08 | 0.0027785 | 1.2352e-11 | 0.00988 | 2.1405e-08
[120 empty] | 7.3.3.17.5 (Remote Grid) Updates to grid topology to minimize risk of ignition in HFTDs Remote GridWLDFRVegetation ContactAggregated | WLDFR | HFTD - Distribution - Tier 3 - 2QU CoRE ¦ 1QU LoRE | Red Flag Warning - Large Fires | Vegetation Contact | Aggregated | 2065 | 6.1403e-05 | 184.1265 | 0.011306 | 2065 | Mitigation | 0.95 | 45 | 0 | esc | 0.00097009 | 5.9566e-08 | 0.00097009 | 5.9566e-08 | 0.0027785 | 1.2352e-11 | 0.00988 | 2.1405e-08
[120 empty] | 7.3.3.17.5 (Remote Grid) Updates to grid topology to minimize risk of ignition in HFTDs Remote GridWLDFRVegetation ContactAggregated | WLDFR | HFTD - Distribution - Tier 3 - 2QU CoRE ¦ 1QU LoRE | Red Flag Warning - Large Fires | Vegetation Contact | Aggregated | 2066 | 6.1403e-05 | 184.1265 | 0.011306 | 2066 | Mitigation | 0.95 | 45 | 0 | esc | 0.00097009 | 5.9566e-08 | 0.00097009 | 5.9566e-08 | 0.0027785 | 1.2352e-11 | 0.00988 | 2.1405e-08
[120 empty] | 7.3.3.17.5 (Remote Grid) Updates to grid topology to minimize risk of ignition in HFTDs Remote GridWLDFRVegetation ContactAggregated | WLDFR | HFTD - Distribution - Tier 3 - 2QU CoRE ¦ 1QU LoRE | Red Flag Warning - Large Fires | Vegetation Contact | Aggregated | 2067 | 6.1403e-05 | 184.1265 | 0.011306 | 2067 | Mitigation | 0.95 | 45 | 0 | esc | 0 | 0 | 0.00097009 | 5.9566e-08 | 0.0027785 | 1.2352e-11 | 0.00988 | 2.1405e-08
[120 empty] | 7.3.3.17.5 (Remote Grid) Updates to grid topology to minimize risk of ignition in HFTDs Remote GridWLDFRContact from objectAggregated | WLDFR | HFTD - Distribution - Tier 3 - 2QU CoRE ¦ 1QU LoRE | Red Flag Warning - Small Fires | Contact from object | Aggregated | 2022 | 2.7013e-05 | 184.1265 | 0.0049737 | 2022 | Mitigation | 0.95 | 45 | 0 | esc | 0.00097009 | 2.6205e-08 | 0 | 0 | 0.0027785 | 1.2352e-11 | 0.00988 | 2.1405e-08
[120 empty] | 7.3.3.17.5 (Remote Grid) Updates to grid topology to minimize risk of ignition in HFTDs Remote GridWLDFRContact from objectAggregated | WLDFR | HFTD - Distribution - Tier 3 - 2QU CoRE ¦ 1QU LoRE | Red Flag Warning - Small Fires | Contact from object | Aggregated | 2023 | 2.7013e-05 | 184.1265 | 0.0049737 | 2023 | Mitigation | 0.95 | 45 | 0 | esc | 0.00097009 | 2.6205e-08 | 0.00097009 | 2.6205e-08 | 0.0027785 | 1.2352e-11 | 0.00988 | 2.1405e-08
[120 empty] | 7.3.3.17.5 (Remote Grid) Updates to grid topology to minimize risk of ignition in HFTDs Remote GridWLDFRContact from objectAggregated | WLDFR | HFTD - Distribution - Tier 3 - 2QU CoRE ¦ 1QU LoRE | Red Flag Warning - Small Fires | Contact from object | Aggregated | 2024 | 2.7013e-05 | 184.1265 | 0.0049737 | 2024 | Mitigation | 0.95 | 45 | 0 | esc | 0.00097009 | 2.6205e-08 | 0.00097009 | 2.6205e-08 | 0.0027785 | 1.2352e-11 | 0.00988 | 2.1405e-08
[120 empty] | 7.3.3.17.5 (Remote Grid) Updates to grid topology to minimize risk of ignition in HFTDs Remote GridWLDFRContact from objectAggregated | WLDFR | HFTD - Distribution - Tier 3 - 2QU CoRE ¦ 1QU LoRE | Red Flag Warning - Small Fires | Contact from object | Aggregated | 2025 | 2.7013e-05 | 184.1265 | 0.0049737 | 2025 | Mitigation | 0.95 | 45 | 0 | esc | 0.00097009 | 2.6205e-08 | 0.00097009 | 2.6205e-08 | 0.0027785 | 1.2352e-11 | 0.00988 | 2.1405e-08
[120 empty] | 7.3.3.17.5 (Remote Grid) Updates to grid topology to minimize risk of ignition in HFTDs Remote GridWLDFRContact from objectAggregated | WLDFR | HFTD - Distribution - Tier 3 - 2QU CoRE ¦ 1QU LoRE | Red Flag Warning - Small Fires | Contact from object | Aggregated | 2026 | 2.7013e-05 | 184.1265 | 0.0049737 | 2026 | Mitigation | 0.95 | 45 | 0 | esc | 0.00097009 | 2.6205e-08 | 0.00097009 | 2.6205e-08 | 0.0027785 | 1.2352e-11 | 0.00988 | 2.1405e-08
[120 empty] | 7.3.3.17.5 (Remote Grid) Updates to grid topology to minimize risk of ignition in HFTDs Remote GridWLDFRContact from objectAggregated | WLDFR | HFTD - Distribution - Tier 3 - 2QU CoRE ¦ 1QU LoRE | Red Flag Warning - Small Fires | Contact from object | Aggregated | 2027 | 2.7013e-05 | 184.1265 | 0.0049737 | 2027 | Mitigation | 0.95 | 45 | 0 | esc | 0.00097009 | 2.6205e-08 | 0.00097009 | 2.6205e-08 | 0.0027785 | 1.2352e-11 | 0.00988 | 2.1405e-08
[120 empty] | 7.3.3.17.5 (Remote Grid) Updates to grid topology to minimize risk of ignition in HFTDs Remote GridWLDFRContact from objectAggregated | WLDFR | HFTD - Distribution - Tier 3 - 2QU CoRE ¦ 1QU LoRE | Red Flag Warning - Small Fires | Contact from object | Aggregated | 2028 | 2.7013e-05 | 184.1265 | 0.0049737 | 2028 | Mitigation | 0.95 | 45 | 0 | esc | 0.00097009 | 2.6205e-08 | 0.00097009 | 2.6205e-08 | 0.0027785 | 1.2352e-11 | 0.00988 | 2.1405e-08
[120 empty] | 7.3.3.17.5 (Remote Grid) Updates to grid topology to minimize risk of ignition in HFTDs Remote GridWLDFRContact from objectAggregated | WLDFR | HFTD - Distribution - Tier 3 - 2QU CoRE ¦ 1QU LoRE | Red Flag Warning - Small Fires | Contact from object | Aggregated | 2029 | 2.7013e-05 | 184.1265 | 0.0049737 | 2029 | Mitigation | 0.95 | 45 | 0 | esc | 0.00097009 | 2.6205e-08 | 0.00097009 | 2.6205e-08 | 0.0027785 | 1.2352e-11 | 0.00988 | 2.1405e-08
[120 empty] | 7.3.3.17.5 (Remote Grid) Updates to grid topology to minimize risk of ignition in HFTDs Remote GridWLDFRContact from objectAggregated | WLDFR | HFTD - Distribution - Tier 3 - 2QU CoRE ¦ 1QU LoRE | Red Flag Warning - Small Fires | Contact from object | Aggregated | 2030 | 2.7013e-05 | 184.1265 | 0.0049737 | 2030 | Mitigation | 0.95 | 45 | 0 | esc | 0.00097009 | 2.6205e-08 | 0.00097009 | 2.6205e-08 | 0.0027785 | 1.2352e-11 | 0.00988 | 2.1405e-08
[120 empty] | 7.3.3.17.5 (Remote Grid) Updates to grid topology to minimize risk of ignition in HFTDs Remote GridWLDFRContact from objectAggregated | WLDFR | HFTD - Distribution - Tier 3 - 2QU CoRE ¦ 1QU LoRE | Red Flag Warning - Small Fires | Contact from object | Aggregated | 2031 | 2.7013e-05 | 184.1265 | 0.0049737 | 2031 | Mitigation | 0.95 | 45 | 0 | esc | 0.00097009 | 2.6205e-08 | 0.00097009 | 2.6205e-08 | 0.0027785 | 1.2352e-11 | 0.00988 | 2.1405e-08
[120 empty] | 7.3.3.17.5 (Remote Grid) Updates to grid topology to minimize risk of ignition in HFTDs Remote GridWLDFRContact from objectAggregated | WLDFR | HFTD - Distribution - Tier 3 - 2QU CoRE ¦ 1QU LoRE | Red Flag Warning - Small Fires | Contact from object | Aggregated | 2032 | 2.7013e-05 | 184.1265 | 0.0049737 | 2032 | Mitigation | 0.95 | 45 | 0 | esc | 0.00097009 | 2.6205e-08 | 0.00097009 | 2.6205e-08 | 0.0027785 | 1.2352e-11 | 0.00988 | 2.1405e-08
[120 empty] | 7.3.3.17.5 (Remote Grid) Updates to grid topology to minimize risk of ignition in HFTDs Remote GridWLDFRContact from objectAggregated | WLDFR | HFTD - Distribution - Tier 3 - 2QU CoRE ¦ 1QU LoRE | Red Flag Warning - Small Fires | Contact from object | Aggregated | 2033 | 2.7013e-05 | 184.1265 | 0.0049737 | 2033 | Mitigation | 0.95 | 45 | 0 | esc | 0.00097009 | 2.6205e-08 | 0.00097009 | 2.6205e-08 | 0.0027785 | 1.2352e-11 | 0.00988 | 2.1405e-08
[120 empty] | 7.3.3.17.5 (Remote Grid) Updates to grid topology to minimize risk of ignition in HFTDs Remote GridWLDFRContact from objectAggregated | WLDFR | HFTD - Distribution - Tier 3 - 2QU CoRE ¦ 1QU LoRE | Red Flag Warning - Small Fires | Contact from object | Aggregated | 2034 | 2.7013e-05 | 184.1265 | 0.0049737 | 2034 | Mitigation | 0.95 | 45 | 0 | esc | 0.00097009 | 2.6205e-08 | 0.00097009 | 2.6205e-08 | 0.0027785 | 1.2352e-11 | 0.00988 | 2.1405e-08
[120 empty] | 7.3.3.17.5 (Remote Grid) Updates to grid topology to minimize risk of ignition in HFTDs Remote GridWLDFRContact from objectAggregated | WLDFR | HFTD - Distribution - Tier 3 - 2QU CoRE ¦ 1QU LoRE | Red Flag Warning - Small Fires | Contact from object | Aggregated | 2035 | 2.7013e-05 | 184.1265 | 0.0049737 | 2035 | Mitigation | 0.95 | 45 | 0 | esc | 0.00097009 | 2.6205e-08 | 0.00097009 | 2.6205e-08 | 0.0027785 | 1.2352e-11 | 0.00988 | 2.1405e-08
[120 empty] | 7.3.3.17.5 (Remote Grid) Updates to grid topology to minimize risk of ignition in HFTDs Remote GridWLDFRContact from objectAggregated | WLDFR | HFTD - Distribution - Tier 3 - 2QU CoRE ¦ 1QU LoRE | Red Flag Warning - Small Fires | Contact from object | Aggregated | 2036 | 2.7013e-05 | 184.1265 | 0.0049737 | 2036 | Mitigation | 0.95 | 45 | 0 | esc | 0.00097009 | 2.6205e-08 | 0.00097009 | 2.6205e-08 | 0.0027785 | 1.2352e-11 | 0.00988 | 2.1405e-08
[120 empty] | 7.3.3.17.5 (Remote Grid) Updates to grid topology to minimize risk of ignition in HFTDs Remote GridWLDFRContact from objectAggregated | WLDFR | HFTD - Distribution - Tier 3 - 2QU CoRE ¦ 1QU LoRE | Red Flag Warning - Small Fires | Contact from object | Aggregated | 2037 | 2.7013e-05 | 184.1265 | 0.0049737 | 2037 | Mitigation | 0.95 | 45 | 0 | esc | 0.00097009 | 2.6205e-08 | 0.00097009 | 2.6205e-08 | 0.0027785 | 1.2352e-11 | 0.00988 | 2.1405e-08
[120 empty] | 7.3.3.17.5 (Remote Grid) Updates to grid topology to minimize risk of ignition in HFTDs Remote GridWLDFRContact from objectAggregated | WLDFR | HFTD - Distribution - Tier 3 - 2QU CoRE ¦ 1QU LoRE | Red Flag Warning - Small Fires | Contact from object | Aggregated | 2038 | 2.7013e-05 | 184.1265 | 0.0049737 | 2038 | Mitigation | 0.95 | 45 | 0 | esc | 0.00097009 | 2.6205e-08 | 0.00097009 | 2.6205e-08 | 0.0027785 | 1.2352e-11 | 0.00988 | 2.1405e-08
[120 empty] | 7.3.3.17.5 (Remote Grid) Updates to grid topology to minimize risk of ignition in HFTDs Remote GridWLDFRContact from objectAggregated | WLDFR | HFTD - Distribution - Tier 3 - 2QU CoRE ¦ 1QU LoRE | Red Flag Warning - Small Fires | Contact from object | Aggregated | 2039 | 2.7013e-05 | 184.1265 | 0.0049737 | 2039 | Mitigation | 0.95 | 45 | 0 | esc | 0.00097009 | 2.6205e-08 | 0.00097009 | 2.6205e-08 | 0.0027785 | 1.2352e-11 | 0.00988 | 2.1405e-08
[120 empty] | 7.3.3.17.5 (Remote Grid) Updates to grid topology to minimize risk of ignition in HFTDs Remote GridWLDFRContact from objectAggregated | WLDFR | HFTD - Distribution - Tier 3 - 2QU CoRE ¦ 1QU LoRE | Red Flag Warning - Small Fires | Contact from object | Aggregated | 2040 | 2.7013e-05 | 184.1265 | 0.0049737 | 2040 | Mitigation | 0.95 | 45 | 0 | esc | 0.00097009 | 2.6205e-08 | 0.00097009 | 2.6205e-08 | 0.0027785 | 1.2352e-11 | 0.00988 | 2.1405e-08
[120 empty] | 7.3.3.17.5 (Remote Grid) Updates to grid topology to minimize risk of ignition in HFTDs Remote GridWLDFRContact from objectAggregated | WLDFR | HFTD - Distribution - Tier 3 - 2QU CoRE ¦ 1QU LoRE | Red Flag Warning - Small Fires | Contact from object | Aggregated | 2041 | 2.7013e-05 | 184.1265 | 0.0049737 | 2041 | Mitigation | 0.95 | 45 | 0 | esc | 0.00097009 | 2.6205e-08 | 0.00097009 | 2.6205e-08 | 0.0027785 | 1.2352e-11 | 0.00988 | 2.1405e-08
[120 empty] | 7.3.3.17.5 (Remote Grid) Updates to grid topology to minimize risk of ignition in HFTDs Remote GridWLDFRContact from objectAggregated | WLDFR | HFTD - Distribution - Tier 3 - 2QU CoRE ¦ 1QU LoRE | Red Flag Warning - Small Fires | Contact from object | Aggregated | 2042 | 2.7013e-05 | 184.1265 | 0.0049737 | 2042 | Mitigation | 0.95 | 45 | 0 | esc | 0.00097009 | 2.6205e-08 | 0.00097009 | 2.6205e-08 | 0.0027785 | 1.2352e-11 | 0.00988 | 2.1405e-08
[120 empty] | 7.3.3.17.5 (Remote Grid) Updates to grid topology to minimize risk of ignition in HFTDs Remote GridWLDFRContact from objectAggregated | WLDFR | HFTD - Distribution - Tier 3 - 2QU CoRE ¦ 1QU LoRE | Red Flag Warning - Small Fires | Contact from object | Aggregated | 2043 | 2.7013e-05 | 184.1265 | 0.0049737 | 2043 | Mitigation | 0.95 | 45 | 0 | esc | 0.00097009 | 2.6205e-08 | 0.00097009 | 2.6205e-08 | 0.0027785 | 1.2352e-11 | 0.00988 | 2.1405e-08
[120 empty] | 7.3.3.17.5 (Remote Grid) Updates to grid topology to minimize risk of ignition in HFTDs Remote GridWLDFRContact from objectAggregated | WLDFR | HFTD - Distribution - Tier 3 - 2QU CoRE ¦ 1QU LoRE | Red Flag Warning - Small Fires | Contact from object | Aggregated | 2044 | 2.7013e-05 | 184.1265 | 0.0049737 | 2044 | Mitigation | 0.95 | 45 | 0 | esc | 0.00097009 | 2.6205e-08 | 0.00097009 | 2.6205e-08 | 0.0027785 | 1.2352e-11 | 0.00988 | 2.1405e-08
[120 empty] | 7.3.3.17.5 (Remote Grid) Updates to grid topology to minimize risk of ignition in HFTDs Remote GridWLDFRContact from objectAggregated | WLDFR | HFTD - Distribution - Tier 3 - 2QU CoRE ¦ 1QU LoRE | Red Flag Warning - Small Fires | Contact from object | Aggregated | 2045 | 2.7013e-05 | 184.1265 | 0.0049737 | 2045 | Mitigation | 0.95 | 45 | 0 | esc | 0.00097009 | 2.6205e-08 | 0.00097009 | 2.6205e-08 | 0.0027785 | 1.2352e-11 | 0.00988 | 2.1405e-08
[120 empty] | 7.3.3.17.5 (Remote Grid) Updates to grid topology to minimize risk of ignition in HFTDs Remote GridWLDFRContact from objectAggregated | WLDFR | HFTD - Distribution - Tier 3 - 2QU CoRE ¦ 1QU LoRE | Red Flag Warning - Small Fires | Contact from object | Aggregated | 2046 | 2.7013e-05 | 184.1265 | 0.0049737 | 2046 | Mitigation | 0.95 | 45 | 0 | esc | 0.00097009 | 2.6205e-08 | 0.00097009 | 2.6205e-08 | 0 | 0 | 0 | 0
[120 empty] | 7.3.3.17.5 (Remote Grid) Updates to grid topology to minimize risk of ignition in HFTDs Remote GridWLDFRContact from objectAggregated | WLDFR | HFTD - Distribution - Tier 3 - 2QU CoRE ¦ 1QU LoRE | Red Flag Warning - Small Fires | Contact from object | Aggregated | 2047 | 2.7013e-05 | 184.1265 | 0.0049737 | 2047 | Mitigation | 0.95 | 45 | 0 | esc | 0.00097009 | 2.6205e-08 | 0.00097009 | 2.6205e-08 | 0.0027785 | 1.0692e-10 | 0 | 0
[120 empty] | 7.3.3.17.5 (Remote Grid) Updates to grid topology to minimize risk of ignition in HFTDs Remote GridWLDFRContact from objectAggregated | WLDFR | HFTD - Distribution - Tier 3 - 2QU CoRE ¦ 1QU LoRE | Red Flag Warning - Small Fires | Contact from object | Aggregated | 2048 | 2.7013e-05 | 184.1265 | 0.0049737 | 2048 | Mitigation | 0.95 | 45 | 0 | esc | 0.00097009 | 2.6205e-08 | 0.00097009 | 2.6205e-08 | 0.0027785 | 1.0692e-10 | 0.0085129 | 1.5149e-08
[120 empty] | 7.3.3.17.5 (Remote Grid) Updates to grid topology to minimize risk of ignition in HFTDs Remote GridWLDFRContact from objectAggregated | WLDFR | HFTD - Distribution - Tier 3 - 2QU CoRE ¦ 1QU LoRE | Red Flag Warning - Small Fires | Contact from object | Aggregated | 2049 | 2.7013e-05 | 184.1265 | 0.0049737 | 2049 | Mitigation | 0.95 | 45 | 0 | esc | 0.00097009 | 2.6205e-08 | 0.00097009 | 2.6205e-08 | 0.0027785 | 1.0692e-10 | 0.0085129 | 1.5149e-08
[120 empty] | 7.3.3.17.5 (Remote Grid) Updates to grid topology to minimize risk of ignition in HFTDs Remote GridWLDFRContact from objectAggregated | WLDFR | HFTD - Distribution - Tier 3 - 2QU CoRE ¦ 1QU LoRE | Red Flag Warning - Small Fires | Contact from object | Aggregated | 2050 | 2.7013e-05 | 184.1265 | 0.0049737 | 2050 | Mitigation | 0.95 | 45 | 0 | esc | 0.00097009 | 2.6205e-08 | 0.00097009 | 2.6205e-08 | 0.0027785 | 1.0692e-10 | 0.0085129 | 1.5149e-08
[120 empty] | 7.3.3.17.5 (Remote Grid) Updates to grid topology to minimize risk of ignition in HFTDs Remote GridWLDFRContact from objectAggregated | WLDFR | HFTD - Distribution - Tier 3 - 2QU CoRE ¦ 1QU LoRE | Red Flag Warning - Small Fires | Contact from object | Aggregated | 2051 | 2.7013e-05 | 184.1265 | 0.0049737 | 2051 | Mitigation | 0.95 | 45 | 0 | esc | 0.00097009 | 2.6205e-08 | 0.00097009 | 2.6205e-08 | 0.0027785 | 1.0692e-10 | 0.0085129 | 1.5149e-08
[120 empty] | 7.3.3.17.5 (Remote Grid) Updates to grid topology to minimize risk of ignition in HFTDs Remote GridWLDFRContact from objectAggregated | WLDFR | HFTD - Distribution - Tier 3 - 2QU CoRE ¦ 1QU LoRE | Red Flag Warning - Small Fires | Contact from object | Aggregated | 2052 | 2.7013e-05 | 184.1265 | 0.0049737 | 2052 | Mitigation | 0.95 | 45 | 0 | esc | 0.00097009 | 2.6205e-08 | 0.00097009 | 2.6205e-08 | 0.0027785 | 1.0692e-10 | 0.0085129 | 1.5149e-08
[120 empty] | 7.3.3.17.5 (Remote Grid) Updates to grid topology to minimize risk of ignition in HFTDs Remote GridWLDFRContact from objectAggregated | WLDFR | HFTD - Distribution - Tier 3 - 2QU CoRE ¦ 1QU LoRE | Red Flag Warning - Small Fires | Contact from object | Aggregated | 2053 | 2.7013e-05 | 184.1265 | 0.0049737 | 2053 | Mitigation | 0.95 | 45 | 0 | esc | 0.00097009 | 2.6205e-08 | 0.00097009 | 2.6205e-08 | 0.0027785 | 1.0692e-10 | 0.0085129 | 1.5149e-08
[120 empty] | 7.3.3.17.5 (Remote Grid) Updates to grid topology to minimize risk of ignition in HFTDs Remote GridWLDFRContact from objectAggregated | WLDFR | HFTD - Distribution - Tier 3 - 2QU CoRE ¦ 1QU LoRE | Red Flag Warning - Small Fires | Contact from object | Aggregated | 2054 | 2.7013e-05 | 184.1265 | 0.0049737 | 2054 | Mitigation | 0.95 | 45 | 0 | esc | 0.00097009 | 2.6205e-08 | 0.00097009 | 2.6205e-08 | 0.0027785 | 1.0692e-10 | 0.0085129 | 1.5149e-08
[120 empty] | 7.3.3.17.5 (Remote Grid) Updates to grid topology to minimize risk of ignition in HFTDs Remote GridWLDFRContact from objectAggregated | WLDFR | HFTD - Distribution - Tier 3 - 2QU CoRE ¦ 1QU LoRE | Red Flag Warning - Small Fires | Contact from object | Aggregated | 2055 | 2.7013e-05 | 184.1265 | 0.0049737 | 2055 | Mitigation | 0.95 | 45 | 0 | esc | 0.00097009 | 2.6205e-08 | 0.00097009 | 2.6205e-08 | 0.0027785 | 1.0692e-10 | 0.0085129 | 1.5149e-08
[120 empty] | 7.3.3.17.5 (Remote Grid) Updates to grid topology to minimize risk of ignition in HFTDs Remote GridWLDFRContact from objectAggregated | WLDFR | HFTD - Distribution - Tier 3 - 2QU CoRE ¦ 1QU LoRE | Red Flag Warning - Small Fires | Contact from object | Aggregated | 2056 | 2.7013e-05 | 184.1265 | 0.0049737 | 2056 | Mitigation | 0.95 | 45 | 0 | esc | 0.00097009 | 2.6205e-08 | 0.00097009 | 2.6205e-08 | 0.0027785 | 1.0692e-10 | 0.0085129 | 1.5149e-08
[120 empty] | 7.3.3.17.5 (Remote Grid) Updates to grid topology to minimize risk of ignition in HFTDs Remote GridWLDFRContact from objectAggregated | WLDFR | HFTD - Distribution - Tier 3 - 2QU CoRE ¦ 1QU LoRE | Red Flag Warning - Small Fires | Contact from object | Aggregated | 2057 | 2.7013e-05 | 184.1265 | 0.0049737 | 2057 | Mitigation | 0.95 | 45 | 0 | esc | 0.00097009 | 2.6205e-08 | 0.00097009 | 2.6205e-08 | 0.0027785 | 1.0692e-10 | 0.0085129 | 1.5149e-08
[120 empty] | 7.3.3.17.5 (Remote Grid) Updates to grid topology to minimize risk of ignition in HFTDs Remote GridWLDFRContact from objectAggregated | WLDFR | HFTD - Distribution - Tier 3 - 2QU CoRE ¦ 1QU LoRE | Red Flag Warning - Small Fires | Contact from object | Aggregated | 2058 | 2.7013e-05 | 184.1265 | 0.0049737 | 2058 | Mitigation | 0.95 | 45 | 0 | esc | 0.00097009 | 2.6205e-08 | 0.00097009 | 2.6205e-08 | 0.0027785 | 1.0692e-10 | 0.0085129 | 1.5149e-08
[120 empty] | 7.3.3.17.5 (Remote Grid) Updates to grid topology to minimize risk of ignition in HFTDs Remote GridWLDFRContact from objectAggregated | WLDFR | HFTD - Distribution - Tier 3 - 2QU CoRE ¦ 1QU LoRE | Red Flag Warning - Small Fires | Contact from object | Aggregated | 2059 | 2.7013e-05 | 184.1265 | 0.0049737 | 2059 | Mitigation | 0.95 | 45 | 0 | esc | 0.00097009 | 2.6205e-08 | 0.00097009 | 2.6205e-08 | 0.0027785 | 1.0692e-10 | 0.0085129 | 1.5149e-08
[120 empty] | 7.3.3.17.5 (Remote Grid) Updates to grid topology to minimize risk of ignition in HFTDs Remote GridWLDFRContact from objectAggregated | WLDFR | HFTD - Distribution - Tier 3 - 2QU CoRE ¦ 1QU LoRE | Red Flag Warning - Small Fires | Contact from object | Aggregated | 2060 | 2.7013e-05 | 184.1265 | 0.0049737 | 2060 | Mitigation | 0.95 | 45 | 0 | esc | 0.00097009 | 2.6205e-08 | 0.00097009 | 2.6205e-08 | 0.0027785 | 1.0692e-10 | 0.0085129 | 1.5149e-08
[120 empty] | 7.3.3.17.5 (Remote Grid) Updates to grid topology to minimize risk of ignition in HFTDs Remote GridWLDFRContact from objectAggregated | WLDFR | HFTD - Distribution - Tier 3 - 2QU CoRE ¦ 1QU LoRE | Red Flag Warning - Small Fires | Contact from object | Aggregated | 2061 | 2.7013e-05 | 184.1265 | 0.0049737 | 2061 | Mitigation | 0.95 | 45 | 0 | esc | 0.00097009 | 2.6205e-08 | 0.00097009 | 2.6205e-08 | 0.0027785 | 1.0692e-10 | 0.0085129 | 1.5149e-08
[120 empty] | 7.3.3.17.5 (Remote Grid) Updates to grid topology to minimize risk of ignition in HFTDs Remote GridWLDFRContact from objectAggregated | WLDFR | HFTD - Distribution - Tier 3 - 2QU CoRE ¦ 1QU LoRE | Red Flag Warning - Small Fires | Contact from object | Aggregated | 2062 | 2.7013e-05 | 184.1265 | 0.0049737 | 2062 | Mitigation | 0.95 | 45 | 0 | esc | 0.00097009 | 2.6205e-08 | 0.00097009 | 2.6205e-08 | 0.0027785 | 1.0692e-10 | 0.0085129 | 1.5149e-08
[120 empty] | 7.3.3.17.5 (Remote Grid) Updates to grid topology to minimize risk of ignition in HFTDs Remote GridWLDFRContact from objectAggregated | WLDFR | HFTD - Distribution - Tier 3 - 2QU CoRE ¦ 1QU LoRE | Red Flag Warning - Small Fires | Contact from object | Aggregated | 2063 | 2.7013e-05 | 184.1265 | 0.0049737 | 2063 | Mitigation | 0.95 | 45 | 0 | esc | 0.00097009 | 2.6205e-08 | 0.00097009 | 2.6205e-08 | 0.0027785 | 1.0692e-10 | 0.0085129 | 1.5149e-08
[120 empty] | 7.3.3.17.5 (Remote Grid) Updates to grid topology to minimize risk of ignition in HFTDs Remote GridWLDFRContact from objectAggregated | WLDFR | HFTD - Distribution - Tier 3 - 2QU CoRE ¦ 1QU LoRE | Red Flag Warning - Small Fires | Contact from object | Aggregated | 2064 | 2.7013e-05 | 184.1265 | 0.0049737 | 2064 | Mitigation | 0.95 | 45 | 0 | esc | 0.00097009 | 2.6205e-08 | 0.00097009 | 2.6205e-08 | 0.0027785 | 1.0692e-10 | 0.0085129 | 1.5149e-08
[120 empty] | 7.3.3.17.5 (Remote Grid) Updates to grid topology to minimize risk of ignition in HFTDs Remote GridWLDFRContact from objectAggregated | WLDFR | HFTD - Distribution - Tier 3 - 2QU CoRE ¦ 1QU LoRE | Red Flag Warning - Small Fires | Contact from object | Aggregated | 2065 | 2.7013e-05 | 184.1265 | 0.0049737 | 2065 | Mitigation | 0.95 | 45 | 0 | esc | 0.00097009 | 2.6205e-08 | 0.00097009 | 2.6205e-08 | 0.0027785 | 1.0692e-10 | 0.0085129 | 1.5149e-08
[120 empty] | 7.3.3.17.5 (Remote Grid) Updates to grid topology to minimize risk of ignition in HFTDs Remote GridWLDFRContact from objectAggregated | WLDFR | HFTD - Distribution - Tier 3 - 2QU CoRE ¦ 1QU LoRE | Red Flag Warning - Small Fires | Contact from object | Aggregated | 2066 | 2.7013e-05 | 184.1265 | 0.0049737 | 2066 | Mitigation | 0.95 | 45 | 0 | esc | 0.00097009 | 2.6205e-08 | 0.00097009 | 2.6205e-08 | 0.0027785 | 1.0692e-10 | 0.0085129 | 1.5149e-08
[120 empty] | 7.3.3.17.5 (Remote Grid) Updates to grid topology to minimize risk of ignition in HFTDs Remote GridWLDFRContact from objectAggregated | WLDFR | HFTD - Distribution - Tier 3 - 2QU CoRE ¦ 1QU LoRE | Red Flag Warning - Small Fires | Contact from object | Aggregated | 2067 | 2.7013e-05 | 184.1265 | 0.0049737 | 2067 | Mitigation | 0.95 | 45 | 0 | esc | 0 | 0 | 0.00097009 | 2.6205e-08 | 0.0027785 | 1.0692e-10 | 0.0085129 | 1.5149e-08
[120 empty] | 7.3.3.17.5 (Remote Grid) Updates to grid topology to minimize risk of ignition in HFTDs Remote GridWLDFRContaminationAggregated | WLDFR | HFTD - Distribution - Tier 3 - 2QU CoRE ¦ 1QU LoRE | Red Flag Warning - Small Fires | Contamination | Aggregated | 2022 | 1.8346e-07 | 184.1265 | 3.3781e-05 | 2022 | Mitigation | 0.95 | 45 | 0 | esc | 0.00097009 | 1.7798e-10 | 0 | 0 | 0.0027785 | 1.0692e-10 | 0.0085129 | 1.5149e-08
[120 empty] | 7.3.3.17.5 (Remote Grid) Updates to grid topology to minimize risk of ignition in HFTDs Remote GridWLDFRContaminationAggregated | WLDFR | HFTD - Distribution - Tier 3 - 2QU CoRE ¦ 1QU LoRE | Red Flag Warning - Small Fires | Contamination | Aggregated | 2023 | 1.8346e-07 | 184.1265 | 3.3781e-05 | 2023 | Mitigation | 0.95 | 45 | 0 | esc | 0.00097009 | 1.7798e-10 | 0.00097009 | 1.7798e-10 | 0.0027785 | 1.0692e-10 | 0.0085129 | 1.5149e-08
[120 empty] | 7.3.3.17.5 (Remote Grid) Updates to grid topology to minimize risk of ignition in HFTDs Remote GridWLDFRContaminationAggregated | WLDFR | HFTD - Distribution - Tier 3 - 2QU CoRE ¦ 1QU LoRE | Red Flag Warning - Small Fires | Contamination | Aggregated | 2024 | 1.8346e-07 | 184.1265 | 3.3781e-05 | 2024 | Mitigation | 0.95 | 45 | 0 | esc | 0.00097009 | 1.7798e-10 | 0.00097009 | 1.7798e-10 | 0.0027785 | 1.0692e-10 | 0.0085129 | 1.5149e-08
[120 empty] | 7.3.3.17.5 (Remote Grid) Updates to grid topology to minimize risk of ignition in HFTDs Remote GridWLDFRContaminationAggregated | WLDFR | HFTD - Distribution - Tier 3 - 2QU CoRE ¦ 1QU LoRE | Red Flag Warning - Small Fires | Contamination | Aggregated | 2025 | 1.8346e-07 | 184.1265 | 3.3781e-05 | 2025 | Mitigation | 0.95 | 45 | 0 | esc | 0.00097009 | 1.7798e-10 | 0.00097009 | 1.7798e-10 | 0.0027785 | 1.0692e-10 | 0.0085129 | 1.5149e-08
[120 empty] | 7.3.3.17.5 (Remote Grid) Updates to grid topology to minimize risk of ignition in HFTDs Remote GridWLDFRContaminationAggregated | WLDFR | HFTD - Distribution - Tier 3 - 2QU CoRE ¦ 1QU LoRE | Red Flag Warning - Small Fires | Contamination | Aggregated | 2026 | 1.8346e-07 | 184.1265 | 3.3781e-05 | 2026 | Mitigation | 0.95 | 45 | 0 | esc | 0.00097009 | 1.7798e-10 | 0.00097009 | 1.7798e-10 | 0.0027785 | 1.0692e-10 | 0.0085129 | 1.5149e-08
[120 empty] | 7.3.3.17.5 (Remote Grid) Updates to grid topology to minimize risk of ignition in HFTDs Remote GridWLDFRContaminationAggregated | WLDFR | HFTD - Distribution - Tier 3 - 2QU CoRE ¦ 1QU LoRE | Red Flag Warning - Small Fires | Contamination | Aggregated | 2027 | 1.8346e-07 | 184.1265 | 3.3781e-05 | 2027 | Mitigation | 0.95 | 45 | 0 | esc | 0.00097009 | 1.7798e-10 | 0.00097009 | 1.7798e-10 | 0.0027785 | 1.0692e-10 | 0.0085129 | 1.5149e-08
[120 empty] | 7.3.3.17.5 (Remote Grid) Updates to grid topology to minimize risk of ignition in HFTDs Remote GridWLDFRContaminationAggregated | WLDFR | HFTD - Distribution - Tier 3 - 2QU CoRE ¦ 1QU LoRE | Red Flag Warning - Small Fires | Contamination | Aggregated | 2028 | 1.8346e-07 | 184.1265 | 3.3781e-05 | 2028 | Mitigation | 0.95 | 45 | 0 | esc | 0.00097009 | 1.7798e-10 | 0.00097009 | 1.7798e-10 | 0.0027785 | 1.0692e-10 | 0.0085129 | 1.5149e-08
[120 empty] | 7.3.3.17.5 (Remote Grid) Updates to grid topology to minimize risk of ignition in HFTDs Remote GridWLDFRContaminationAggregated | WLDFR | HFTD - Distribution - Tier 3 - 2QU CoRE ¦ 1QU LoRE | Red Flag Warning - Small Fires | Contamination | Aggregated | 2029 | 1.8346e-07 | 184.1265 | 3.3781e-05 | 2029 | Mitigation | 0.95 | 45 | 0 | esc | 0.00097009 | 1.7798e-10 | 0.00097009 | 1.7798e-10 | 0.0027785 | 1.0692e-10 | 0.0085129 | 1.5149e-08
[120 empty] | 7.3.3.17.5 (Remote Grid) Updates to grid topology to minimize risk of ignition in HFTDs Remote GridWLDFRContaminationAggregated | WLDFR | HFTD - Distribution - Tier 3 - 2QU CoRE ¦ 1QU LoRE | Red Flag Warning - Small Fires | Contamination | Aggregated | 2030 | 1.8346e-07 | 184.1265 | 3.3781e-05 | 2030 | Mitigation | 0.95 | 45 | 0 | esc | 0.00097009 | 1.7798e-10 | 0.00097009 | 1.7798e-10 | 0.0027785 | 1.0692e-10 | 0.0085129 | 1.5149e-08
[120 empty] | 7.3.3.17.5 (Remote Grid) Updates to grid topology to minimize risk of ignition in HFTDs Remote GridWLDFRContaminationAggregated | WLDFR | HFTD - Distribution - Tier 3 - 2QU CoRE ¦ 1QU LoRE | Red Flag Warning - Small Fires | Contamination | Aggregated | 2031 | 1.8346e-07 | 184.1265 | 3.3781e-05 | 2031 | Mitigation | 0.95 | 45 | 0 | esc | 0.00097009 | 1.7798e-10 | 0.00097009 | 1.7798e-10 | 0.0027785 | 1.0692e-10 | 0.0085129 | 1.5149e-08
[120 empty] | 7.3.3.17.5 (Remote Grid) Updates to grid topology to minimize risk of ignition in HFTDs Remote GridWLDFRContaminationAggregated | WLDFR | HFTD - Distribution - Tier 3 - 2QU CoRE ¦ 1QU LoRE | Red Flag Warning - Small Fires | Contamination | Aggregated | 2032 | 1.8346e-07 | 184.1265 | 3.3781e-05 | 2032 | Mitigation | 0.95 | 45 | 0 | esc | 0.00097009 | 1.7798e-10 | 0.00097009 | 1.7798e-10 | 0.0027785 | 1.0692e-10 | 0 | 0
[120 empty] | 7.3.3.17.5 (Remote Grid) Updates to grid topology to minimize risk of ignition in HFTDs Remote GridWLDFRContaminationAggregated | WLDFR | HFTD - Distribution - Tier 3 - 2QU CoRE ¦ 1QU LoRE | Red Flag Warning - Small Fires | Contamination | Aggregated | 2033 | 1.8346e-07 | 184.1265 | 3.3781e-05 | 2033 | Mitigation | 0.95 | 45 | 0 | esc | 0.00097009 | 1.7798e-10 | 0.00097009 | 1.7798e-10 | 0.0027785 | 1.0692e-10 | 0 | 0
[120 empty] | 7.3.3.17.5 (Remote Grid) Updates to grid topology to minimize risk of ignition in HFTDs Remote GridWLDFRContaminationAggregated | WLDFR | HFTD - Distribution - Tier 3 - 2QU CoRE ¦ 1QU LoRE | Red Flag Warning - Small Fires | Contamination | Aggregated | 2034 | 1.8346e-07 | 184.1265 | 3.3781e-05 | 2034 | Mitigation | 0.95 | 45 | 0 | esc | 0.00097009 | 1.7798e-10 | 0.00097009 | 1.7798e-10 | 0.0027785 | 1.0692e-10 | 0.0093087 | 6.7836e-08
[120 empty] | 7.3.3.17.5 (Remote Grid) Updates to grid topology to minimize risk of ignition in HFTDs Remote GridWLDFRContaminationAggregated | WLDFR | HFTD - Distribution - Tier 3 - 2QU CoRE ¦ 1QU LoRE | Red Flag Warning - Small Fires | Contamination | Aggregated | 2035 | 1.8346e-07 | 184.1265 | 3.3781e-05 | 2035 | Mitigation | 0.95 | 45 | 0 | esc | 0.00097009 | 1.7798e-10 | 0.00097009 | 1.7798e-10 | 0.0027785 | 1.0692e-10 | 0.0093087 | 6.7836e-08
[120 empty] | 7.3.3.17.5 (Remote Grid) Updates to grid topology to minimize risk of ignition in HFTDs Remote GridWLDFRContaminationAggregated | WLDFR | HFTD - Distribution - Tier 3 - 2QU CoRE ¦ 1QU LoRE | Red Flag Warning - Small Fires | Contamination | Aggregated | 2036 | 1.8346e-07 | 184.1265 | 3.3781e-05 | 2036 | Mitigation | 0.95 | 45 | 0 | esc | 0.00097009 | 1.7798e-10 | 0.00097009 | 1.7798e-10 | 0.0027785 | 1.0692e-10 | 0.0093087 | 6.7836e-08
[120 empty] | 7.3.3.17.5 (Remote Grid) Updates to grid topology to minimize risk of ignition in HFTDs Remote GridWLDFRContaminationAggregated | WLDFR | HFTD - Distribution - Tier 3 - 2QU CoRE ¦ 1QU LoRE | Red Flag Warning - Small Fires | Contamination | Aggregated | 2037 | 1.8346e-07 | 184.1265 | 3.3781e-05 | 2037 | Mitigation | 0.95 | 45 | 0 | esc | 0.00097009 | 1.7798e-10 | 0.00097009 | 1.7798e-10 | 0.0027785 | 1.0692e-10 | 0.0093087 | 6.7836e-08
[120 empty] | 7.3.3.17.5 (Remote Grid) Updates to grid topology to minimize risk of ignition in HFTDs Remote GridWLDFRContaminationAggregated | WLDFR | HFTD - Distribution - Tier 3 - 2QU CoRE ¦ 1QU LoRE | Red Flag Warning - Small Fires | Contamination | Aggregated | 2038 | 1.8346e-07 | 184.1265 | 3.3781e-05 | 2038 | Mitigation | 0.95 | 45 | 0 | esc | 0.00097009 | 1.7798e-10 | 0.00097009 | 1.7798e-10 | 0.0027785 | 1.0692e-10 | 0.0093087 | 6.7836e-08
[120 empty] | 7.3.3.17.5 (Remote Grid) Updates to grid topology to minimize risk of ignition in HFTDs Remote GridWLDFRContaminationAggregated | WLDFR | HFTD - Distribution - Tier 3 - 2QU CoRE ¦ 1QU LoRE | Red Flag Warning - Small Fires | Contamination | Aggregated | 2039 | 1.8346e-07 | 184.1265 | 3.3781e-05 | 2039 | Mitigation | 0.95 | 45 | 0 | esc | 0.00097009 | 1.7798e-10 | 0.00097009 | 1.7798e-10 | 0.0027785 | 1.0692e-10 | 0.0093087 | 6.7836e-08
[120 empty] | 7.3.3.17.5 (Remote Grid) Updates to grid topology to minimize risk of ignition in HFTDs Remote GridWLDFRContaminationAggregated | WLDFR | HFTD - Distribution - Tier 3 - 2QU CoRE ¦ 1QU LoRE | Red Flag Warning - Small Fires | Contamination | Aggregated | 2040 | 1.8346e-07 | 184.1265 | 3.3781e-05 | 2040 | Mitigation | 0.95 | 45 | 0 | esc | 0.00097009 | 1.7798e-10 | 0.00097009 | 1.7798e-10 | 0.0027785 | 1.0692e-10 | 0.0093087 | 6.7836e-08
[120 empty] | 7.3.3.17.5 (Remote Grid) Updates to grid topology to minimize risk of ignition in HFTDs Remote GridWLDFRContaminationAggregated | WLDFR | HFTD - Distribution - Tier 3 - 2QU CoRE ¦ 1QU LoRE | Red Flag Warning - Small Fires | Contamination | Aggregated | 2041 | 1.8346e-07 | 184.1265 | 3.3781e-05 | 2041 | Mitigation | 0.95 | 45 | 0 | esc | 0.00097009 | 1.7798e-10 | 0.00097009 | 1.7798e-10 | 0.0027785 | 1.0692e-10 | 0.0093087 | 6.7836e-08
[120 empty] | 7.3.3.17.5 (Remote Grid) Updates to grid topology to minimize risk of ignition in HFTDs Remote GridWLDFRContaminationAggregated | WLDFR | HFTD - Distribution - Tier 3 - 2QU CoRE ¦ 1QU LoRE | Red Flag Warning - Small Fires | Contamination | Aggregated | 2042 | 1.8346e-07 | 184.1265 | 3.3781e-05 | 2042 | Mitigation | 0.95 | 45 | 0 | esc | 0.00097009 | 1.7798e-10 | 0.00097009 | 1.7798e-10 | 0.0027785 | 1.0692e-10 | 0.0093087 | 6.7836e-08
[120 empty] | 7.3.3.17.5 (Remote Grid) Updates to grid topology to minimize risk of ignition in HFTDs Remote GridWLDFRContaminationAggregated | WLDFR | HFTD - Distribution - Tier 3 - 2QU CoRE ¦ 1QU LoRE | Red Flag Warning - Small Fires | Contamination | Aggregated | 2043 | 1.8346e-07 | 184.1265 | 3.3781e-05 | 2043 | Mitigation | 0.95 | 45 | 0 | esc | 0.00097009 | 1.7798e-10 | 0.00097009 | 1.7798e-10 | 0.0027785 | 1.0692e-10 | 0.0093087 | 6.7836e-08
[120 empty] | 7.3.3.17.5 (Remote Grid) Updates to grid topology to minimize risk of ignition in HFTDs Remote GridWLDFRContaminationAggregated | WLDFR | HFTD - Distribution - Tier 3 - 2QU CoRE ¦ 1QU LoRE | Red Flag Warning - Small Fires | Contamination | Aggregated | 2044 | 1.8346e-07 | 184.1265 | 3.3781e-05 | 2044 | Mitigation | 0.95 | 45 | 0 | esc | 0.00097009 | 1.7798e-10 | 0.00097009 | 1.7798e-10 | 0.0027785 | 1.0692e-10 | 0.0093087 | 6.7836e-08
[120 empty] | 7.3.3.17.5 (Remote Grid) Updates to grid topology to minimize risk of ignition in HFTDs Remote GridWLDFRContaminationAggregated | WLDFR | HFTD - Distribution - Tier 3 - 2QU CoRE ¦ 1QU LoRE | Red Flag Warning - Small Fires | Contamination | Aggregated | 2045 | 1.8346e-07 | 184.1265 | 3.3781e-05 | 2045 | Mitigation | 0.95 | 45 | 0 | esc | 0.00097009 | 1.7798e-10 | 0.00097009 | 1.7798e-10 | 0.0027785 | 1.0692e-10 | 0.0093087 | 6.7836e-08
[120 empty] | 7.3.3.17.5 (Remote Grid) Updates to grid topology to minimize risk of ignition in HFTDs Remote GridWLDFRContaminationAggregated | WLDFR | HFTD - Distribution - Tier 3 - 2QU CoRE ¦ 1QU LoRE | Red Flag Warning - Small Fires | Contamination | Aggregated | 2046 | 1.8346e-07 | 184.1265 | 3.3781e-05 | 2046 | Mitigation | 0.95 | 45 | 0 | esc | 0.00097009 | 1.7798e-10 | 0.00097009 | 1.7798e-10 | 0.0027785 | 1.0692e-10 | 0.0093087 | 6.7836e-08
[120 empty] | 7.3.3.17.5 (Remote Grid) Updates to grid topology to minimize risk of ignition in HFTDs Remote GridWLDFRContaminationAggregated | WLDFR | HFTD - Distribution - Tier 3 - 2QU CoRE ¦ 1QU LoRE | Red Flag Warning - Small Fires | Contamination | Aggregated | 2047 | 1.8346e-07 | 184.1265 | 3.3781e-05 | 2047 | Mitigation | 0.95 | 45 | 0 | esc | 0.00097009 | 1.7798e-10 | 0.00097009 | 1.7798e-10 | 0.0027785 | 1.0692e-10 | 0.0093087 | 6.7836e-08
[120 empty] | 7.3.3.17.5 (Remote Grid) Updates to grid topology to minimize risk of ignition in HFTDs Remote GridWLDFRContaminationAggregated | WLDFR | HFTD - Distribution - Tier 3 - 2QU CoRE ¦ 1QU LoRE | Red Flag Warning - Small Fires | Contamination | Aggregated | 2048 | 1.8346e-07 | 184.1265 | 3.3781e-05 | 2048 | Mitigation | 0.95 | 45 | 0 | esc | 0.00097009 | 1.7798e-10 | 0.00097009 | 1.7798e-10 | 0.0027785 | 1.0692e-10 | 0.0093087 | 6.7836e-08
[120 empty] | 7.3.3.17.5 (Remote Grid) Updates to grid topology to minimize risk of ignition in HFTDs Remote GridWLDFRContaminationAggregated | WLDFR | HFTD - Distribution - Tier 3 - 2QU CoRE ¦ 1QU LoRE | Red Flag Warning - Small Fires | Contamination | Aggregated | 2049 | 1.8346e-07 | 184.1265 | 3.3781e-05 | 2049 | Mitigation | 0.95 | 45 | 0 | esc | 0.00097009 | 1.7798e-10 | 0.00097009 | 1.7798e-10 | 0.0027785 | 1.0692e-10 | 0.0093087 | 6.7836e-08
[120 empty] | 7.3.3.17.5 (Remote Grid) Updates to grid topology to minimize risk of ignition in HFTDs Remote GridWLDFRContaminationAggregated | WLDFR | HFTD - Distribution - Tier 3 - 2QU CoRE ¦ 1QU LoRE | Red Flag Warning - Small Fires | Contamination | Aggregated | 2050 | 1.8346e-07 | 184.1265 | 3.3781e-05 | 2050 | Mitigation | 0.95 | 45 | 0 | esc | 0.00097009 | 1.7798e-10 | 0.00097009 | 1.7798e-10 | 0 | 0 | 0.0093087 | 6.7836e-08
[120 empty] | 7.3.3.17.5 (Remote Grid) Updates to grid topology to minimize risk of ignition in HFTDs Remote GridWLDFRContaminationAggregated | WLDFR | HFTD - Distribution - Tier 3 - 2QU CoRE ¦ 1QU LoRE | Red Flag Warning - Small Fires | Contamination | Aggregated | 2051 | 1.8346e-07 | 184.1265 | 3.3781e-05 | 2051 | Mitigation | 0.95 | 45 | 0 | esc | 0.00097009 | 1.7798e-10 | 0.00097009 | 1.7798e-10 | 0.0027785 | 2.3799e-10 | 0.0093087 | 6.7836e-08
[120 empty] | 7.3.3.17.5 (Remote Grid) Updates to grid topology to minimize risk of ignition in HFTDs Remote GridWLDFRContaminationAggregated | WLDFR | HFTD - Distribution - Tier 3 - 2QU CoRE ¦ 1QU LoRE | Red Flag Warning - Small Fires | Contamination | Aggregated | 2052 | 1.8346e-07 | 184.1265 | 3.3781e-05 | 2052 | Mitigation | 0.95 | 45 | 0 | esc | 0.00097009 | 1.7798e-10 | 0.00097009 | 1.7798e-10 | 0.0027785 | 2.3799e-10 | 0.0093087 | 6.7836e-08
[120 empty] | 7.3.3.17.5 (Remote Grid) Updates to grid topology to minimize risk of ignition in HFTDs Remote GridWLDFRContaminationAggregated | WLDFR | HFTD - Distribution - Tier 3 - 2QU CoRE ¦ 1QU LoRE | Red Flag Warning - Small Fires | Contamination | Aggregated | 2053 | 1.8346e-07 | 184.1265 | 3.3781e-05 | 2053 | Mitigation | 0.95 | 45 | 0 | esc | 0.00097009 | 1.7798e-10 | 0.00097009 | 1.7798e-10 | 0.0027785 | 2.3799e-10 | 0.0093087 | 6.7836e-08
[120 empty] | 7.3.3.17.5 (Remote Grid) Updates to grid topology to minimize risk of ignition in HFTDs Remote GridWLDFRContaminationAggregated | WLDFR | HFTD - Distribution - Tier 3 - 2QU CoRE ¦ 1QU LoRE | Red Flag Warning - Small Fires | Contamination | Aggregated | 2054 | 1.8346e-07 | 184.1265 | 3.3781e-05 | 2054 | Mitigation | 0.95 | 45 | 0 | esc | 0.00097009 | 1.7798e-10 | 0.00097009 | 1.7798e-10 | 0.0027785 | 2.3799e-10 | 0.0093087 | 6.7836e-08
[120 empty] | 7.3.3.17.5 (Remote Grid) Updates to grid topology to minimize risk of ignition in HFTDs Remote GridWLDFRContaminationAggregated | WLDFR | HFTD - Distribution - Tier 3 - 2QU CoRE ¦ 1QU LoRE | Red Flag Warning - Small Fires | Contamination | Aggregated | 2055 | 1.8346e-07 | 184.1265 | 3.3781e-05 | 2055 | Mitigation | 0.95 | 45 | 0 | esc | 0.00097009 | 1.7798e-10 | 0.00097009 | 1.7798e-10 | 0.0027785 | 2.3799e-10 | 0.0093087 | 6.7836e-08
[120 empty] | 7.3.3.17.5 (Remote Grid) Updates to grid topology to minimize risk of ignition in HFTDs Remote GridWLDFRContaminationAggregated | WLDFR | HFTD - Distribution - Tier 3 - 2QU CoRE ¦ 1QU LoRE | Red Flag Warning - Small Fires | Contamination | Aggregated | 2056 | 1.8346e-07 | 184.1265 | 3.3781e-05 | 2056 | Mitigation | 0.95 | 45 | 0 | esc | 0.00097009 | 1.7798e-10 | 0.00097009 | 1.7798e-10 | 0.0027785 | 2.3799e-10 | 0.0093087 | 6.7836e-08
[120 empty] | 7.3.3.17.5 (Remote Grid) Updates to grid topology to minimize risk of ignition in HFTDs Remote GridWLDFRContaminationAggregated | WLDFR | HFTD - Distribution - Tier 3 - 2QU CoRE ¦ 1QU LoRE | Red Flag Warning - Small Fires | Contamination | Aggregated | 2057 | 1.8346e-07 | 184.1265 | 3.3781e-05 | 2057 | Mitigation | 0.95 | 45 | 0 | esc | 0.00097009 | 1.7798e-10 | 0.00097009 | 1.7798e-10 | 0.0027785 | 2.3799e-10 | 0.0093087 | 6.7836e-08
[120 empty] | 7.3.3.17.5 (Remote Grid) Updates to grid topology to minimize risk of ignition in HFTDs Remote GridWLDFRContaminationAggregated | WLDFR | HFTD - Distribution - Tier 3 - 2QU CoRE ¦ 1QU LoRE | Red Flag Warning - Small Fires | Contamination | Aggregated | 2058 | 1.8346e-07 | 184.1265 | 3.3781e-05 | 2058 | Mitigation | 0.95 | 45 | 0 | esc | 0.00097009 | 1.7798e-10 | 0.00097009 | 1.7798e-10 | 0.0027785 | 2.3799e-10 | 0.0093087 | 6.7836e-08
[120 empty] | 7.3.3.17.5 (Remote Grid) Updates to grid topology to minimize risk of ignition in HFTDs Remote GridWLDFRContaminationAggregated | WLDFR | HFTD - Distribution - Tier 3 - 2QU CoRE ¦ 1QU LoRE | Red Flag Warning - Small Fires | Contamination | Aggregated | 2059 | 1.8346e-07 | 184.1265 | 3.3781e-05 | 2059 | Mitigation | 0.95 | 45 | 0 | esc | 0.00097009 | 1.7798e-10 | 0.00097009 | 1.7798e-10 | 0.0027785 | 2.3799e-10 | 0.0093087 | 6.7836e-08
[120 empty] | 7.3.3.17.5 (Remote Grid) Updates to grid topology to minimize risk of ignition in HFTDs Remote GridWLDFRContaminationAggregated | WLDFR | HFTD - Distribution - Tier 3 - 2QU CoRE ¦ 1QU LoRE | Red Flag Warning - Small Fires | Contamination | Aggregated | 2060 | 1.8346e-07 | 184.1265 | 3.3781e-05 | 2060 | Mitigation | 0.95 | 45 | 0 | esc | 0.00097009 | 1.7798e-10 | 0.00097009 | 1.7798e-10 | 0.0027785 | 2.3799e-10 | 0.0093087 | 6.7836e-08
[120 empty] | 7.3.3.17.5 (Remote Grid) Updates to grid topology to minimize risk of ignition in HFTDs Remote GridWLDFRContaminationAggregated | WLDFR | HFTD - Distribution - Tier 3 - 2QU CoRE ¦ 1QU LoRE | Red Flag Warning - Small Fires | Contamination | Aggregated | 2061 | 1.8346e-07 | 184.1265 | 3.3781e-05 | 2061 | Mitigation | 0.95 | 45 | 0 | esc | 0.00097009 | 1.7798e-10 | 0.00097009 | 1.7798e-10 | 0.0027785 | 2.3799e-10 | 0.0093087 | 6.7836e-08
[120 empty] | 7.3.3.17.5 (Remote Grid) Updates to grid topology to minimize risk of ignition in HFTDs Remote GridWLDFRContaminationAggregated | WLDFR | HFTD - Distribution - Tier 3 - 2QU CoRE ¦ 1QU LoRE | Red Flag Warning - Small Fires | Contamination | Aggregated | 2062 | 1.8346e-07 | 184.1265 | 3.3781e-05 | 2062 | Mitigation | 0.95 | 45 | 0 | esc | 0.00097009 | 1.7798e-10 | 0.00097009 | 1.7798e-10 | 0.0027785 | 2.3799e-10 | 0.0093087 | 6.7836e-08
[120 empty] | 7.3.3.17.5 (Remote Grid) Updates to grid topology to minimize risk of ignition in HFTDs Remote GridWLDFRContaminationAggregated | WLDFR | HFTD - Distribution - Tier 3 - 2QU CoRE ¦ 1QU LoRE | Red Flag Warning - Small Fires | Contamination | Aggregated | 2063 | 1.8346e-07 | 184.1265 | 3.3781e-05 | 2063 | Mitigation | 0.95 | 45 | 0 | esc | 0.00097009 | 1.7798e-10 | 0.00097009 | 1.7798e-10 | 0.0027785 | 2.3799e-10 | 0.0093087 | 6.7836e-08
[120 empty] | 7.3.3.17.5 (Remote Grid) Updates to grid topology to minimize risk of ignition in HFTDs Remote GridWLDFRContaminationAggregated | WLDFR | HFTD - Distribution - Tier 3 - 2QU CoRE ¦ 1QU LoRE | Red Flag Warning - Small Fires | Contamination | Aggregated | 2064 | 1.8346e-07 | 184.1265 | 3.3781e-05 | 2064 | Mitigation | 0.95 | 45 | 0 | esc | 0.00097009 | 1.7798e-10 | 0.00097009 | 1.7798e-10 | 0.0027785 | 2.3799e-10 | 0 | 0
[120 empty] | 7.3.3.17.5 (Remote Grid) Updates to grid topology to minimize risk of ignition in HFTDs Remote GridWLDFRContaminationAggregated | WLDFR | HFTD - Distribution - Tier 3 - 2QU CoRE ¦ 1QU LoRE | Red Flag Warning - Small Fires | Contamination | Aggregated | 2065 | 1.8346e-07 | 184.1265 | 3.3781e-05 | 2065 | Mitigation | 0.95 | 45 | 0 | esc | 0.00097009 | 1.7798e-10 | 0.00097009 | 1.7798e-10 | 0.0027785 | 2.3799e-10 | 0 | 0
[120 empty] | 7.3.3.17.5 (Remote Grid) Updates to grid topology to minimize risk of ignition in HFTDs Remote GridWLDFRContaminationAggregated | WLDFR | HFTD - Distribution - Tier 3 - 2QU CoRE ¦ 1QU LoRE | Red Flag Warning - Small Fires | Contamination | Aggregated | 2066 | 1.8346e-07 | 184.1265 | 3.3781e-05 | 2066 | Mitigation | 0.95 | 45 | 0 | esc | 0.00097009 | 1.7798e-10 | 0.00097009 | 1.7798e-10 | 0.0027785 | 2.3799e-10 | 0.0083522 | 1.602e-08
[120 empty] | 7.3.3.17.5 (Remote Grid) Updates to grid topology to minimize risk of ignition in HFTDs Remote GridWLDFRContaminationAggregated | WLDFR | HFTD - Distribution - Tier 3 - 2QU CoRE ¦ 1QU LoRE | Red Flag Warning - Small Fires | Contamination | Aggregated | 2067 | 1.8346e-07 | 184.1265 | 3.3781e-05 | 2067 | Mitigation | 0.95 | 45 | 0 | esc | 0 | 0 | 0.00097009 | 1.7798e-10 | 0.0027785 | 2.3799e-10 | 0.0083522 | 1.602e-08
[120 empty] | 7.3.3.17.5 (Remote Grid) Updates to grid topology to minimize risk of ignition in HFTDs Remote GridWLDFREquipment / facility failureAggregated | WLDFR | HFTD - Distribution - Tier 3 - 2QU CoRE ¦ 1QU LoRE | Red Flag Warning - Small Fires | Equipment / facility failure | Aggregated | 2022 | 0.00013603 | 184.1265 | 0.025047 | 2022 | Mitigation | 0.95 | 45 | 0 | esc | 0.00097009 | 1.3196e-07 | 0 | 0 | 0.0027785 | 2.3799e-10 | 0.0083522 | 1.602e-08
[120 empty] | 7.3.3.17.5 (Remote Grid) Updates to grid topology to minimize risk of ignition in HFTDs Remote GridWLDFREquipment / facility failureAggregated | WLDFR | HFTD - Distribution - Tier 3 - 2QU CoRE ¦ 1QU LoRE | Red Flag Warning - Small Fires | Equipment / facility failure | Aggregated | 2023 | 0.00013603 | 184.1265 | 0.025047 | 2023 | Mitigation | 0.95 | 45 | 0 | esc | 0.00097009 | 1.3196e-07 | 0.00097009 | 1.3196e-07 | 0.0027785 | 2.3799e-10 | 0.0083522 | 1.602e-08
[120 empty] | 7.3.3.17.5 (Remote Grid) Updates to grid topology to minimize risk of ignition in HFTDs Remote GridWLDFREquipment / facility failureAggregated | WLDFR | HFTD - Distribution - Tier 3 - 2QU CoRE ¦ 1QU LoRE | Red Flag Warning - Small Fires | Equipment / facility failure | Aggregated | 2024 | 0.00013603 | 184.1265 | 0.025047 | 2024 | Mitigation | 0.95 | 45 | 0 | esc | 0.00097009 | 1.3196e-07 | 0.00097009 | 1.3196e-07 | 0.0027785 | 2.3799e-10 | 0.0083522 | 1.602e-08
[120 empty] | 7.3.3.17.5 (Remote Grid) Updates to grid topology to minimize risk of ignition in HFTDs Remote GridWLDFREquipment / facility failureAggregated | WLDFR | HFTD - Distribution - Tier 3 - 2QU CoRE ¦ 1QU LoRE | Red Flag Warning - Small Fires | Equipment / facility failure | Aggregated | 2025 | 0.00013603 | 184.1265 | 0.025047 | 2025 | Mitigation | 0.95 | 45 | 0 | esc | 0.00097009 | 1.3196e-07 | 0.00097009 | 1.3196e-07 | 0.0027785 | 2.3799e-10 | 0.0083522 | 1.602e-08
[120 empty] | 7.3.3.17.5 (Remote Grid) Updates to grid topology to minimize risk of ignition in HFTDs Remote GridWLDFREquipment / facility failureAggregated | WLDFR | HFTD - Distribution - Tier 3 - 2QU CoRE ¦ 1QU LoRE | Red Flag Warning - Small Fires | Equipment / facility failure | Aggregated | 2026 | 0.00013603 | 184.1265 | 0.025047 | 2026 | Mitigation | 0.95 | 45 | 0 | esc | 0.00097009 | 1.3196e-07 | 0.00097009 | 1.3196e-07 | 0.0027785 | 2.3799e-10 | 0.0083522 | 1.602e-08
[120 empty] | 7.3.3.17.5 (Remote Grid) Updates to grid topology to minimize risk of ignition in HFTDs Remote GridWLDFREquipment / facility failureAggregated | WLDFR | HFTD - Distribution - Tier 3 - 2QU CoRE ¦ 1QU LoRE | Red Flag Warning - Small Fires | Equipment / facility failure | Aggregated | 2027 | 0.00013603 | 184.1265 | 0.025047 | 2027 | Mitigation | 0.95 | 45 | 0 | esc | 0.00097009 | 1.3196e-07 | 0.00097009 | 1.3196e-07 | 0.0027785 | 2.3799e-10 | 0.0083522 | 1.602e-08
[120 empty] | 7.3.3.17.5 (Remote Grid) Updates to grid topology to minimize risk of ignition in HFTDs Remote GridWLDFREquipment / facility failureAggregated | WLDFR | HFTD - Distribution - Tier 3 - 2QU CoRE ¦ 1QU LoRE | Red Flag Warning - Small Fires | Equipment / facility failure | Aggregated | 2028 | 0.00013603 | 184.1265 | 0.025047 | 2028 | Mitigation | 0.95 | 45 | 0 | esc | 0.00097009 | 1.3196e-07 | 0.00097009 | 1.3196e-07 | 0.0027785 | 2.3799e-10 | 0.0083522 | 1.602e-08
[120 empty] | 7.3.3.17.5 (Remote Grid) Updates to grid topology to minimize risk of ignition in HFTDs Remote GridWLDFREquipment / facility failureAggregated | WLDFR | HFTD - Distribution - Tier 3 - 2QU CoRE ¦ 1QU LoRE | Red Flag Warning - Small Fires | Equipment / facility failure | Aggregated | 2029 | 0.00013603 | 184.1265 | 0.025047 | 2029 | Mitigation | 0.95 | 45 | 0 | esc | 0.00097009 | 1.3196e-07 | 0.00097009 | 1.3196e-07 | 0.0027785 | 2.3799e-10 | 0.0083522 | 1.602e-08
[120 empty] | 7.3.3.17.5 (Remote Grid) Updates to grid topology to minimize risk of ignition in HFTDs Remote GridWLDFREquipment / facility failureAggregated | WLDFR | HFTD - Distribution - Tier 3 - 2QU CoRE ¦ 1QU LoRE | Red Flag Warning - Small Fires | Equipment / facility failure | Aggregated | 2030 | 0.00013603 | 184.1265 | 0.025047 | 2030 | Mitigation | 0.95 | 45 | 0 | esc | 0.00097009 | 1.3196e-07 | 0.00097009 | 1.3196e-07 | 0.0027785 | 2.3799e-10 | 0.0083522 | 1.602e-08
[120 empty] | 7.3.3.17.5 (Remote Grid) Updates to grid topology to minimize risk of ignition in HFTDs Remote GridWLDFREquipment / facility failureAggregated | WLDFR | HFTD - Distribution - Tier 3 - 2QU CoRE ¦ 1QU LoRE | Red Flag Warning - Small Fires | Equipment / facility failure | Aggregated | 2031 | 0.00013603 | 184.1265 | 0.025047 | 2031 | Mitigation | 0.95 | 45 | 0 | esc | 0.00097009 | 1.3196e-07 | 0.00097009 | 1.3196e-07 | 0.0027785 | 2.3799e-10 | 0.0083522 | 1.602e-08
[120 empty] | 7.3.3.17.5 (Remote Grid) Updates to grid topology to minimize risk of ignition in HFTDs Remote GridWLDFREquipment / facility failureAggregated | WLDFR | HFTD - Distribution - Tier 3 - 2QU CoRE ¦ 1QU LoRE | Red Flag Warning - Small Fires | Equipment / facility failure | Aggregated | 2032 | 0.00013603 | 184.1265 | 0.025047 | 2032 | Mitigation | 0.95 | 45 | 0 | esc | 0.00097009 | 1.3196e-07 | 0.00097009 | 1.3196e-07 | 0.0027785 | 2.3799e-10 | 0.0083522 | 1.602e-08
[120 empty] | 7.3.3.17.5 (Remote Grid) Updates to grid topology to minimize risk of ignition in HFTDs Remote GridWLDFREquipment / facility failureAggregated | WLDFR | HFTD - Distribution - Tier 3 - 2QU CoRE ¦ 1QU LoRE | Red Flag Warning - Small Fires | Equipment / facility failure | Aggregated | 2033 | 0.00013603 | 184.1265 | 0.025047 | 2033 | Mitigation | 0.95 | 45 | 0 | esc | 0.00097009 | 1.3196e-07 | 0.00097009 | 1.3196e-07 | 0.0027785 | 2.3799e-10 | 0.0083522 | 1.602e-08
[120 empty] | 7.3.3.17.5 (Remote Grid) Updates to grid topology to minimize risk of ignition in HFTDs Remote GridWLDFREquipment / facility failureAggregated | WLDFR | HFTD - Distribution - Tier 3 - 2QU CoRE ¦ 1QU LoRE | Red Flag Warning - Small Fires | Equipment / facility failure | Aggregated | 2034 | 0.00013603 | 184.1265 | 0.025047 | 2034 | Mitigation | 0.95 | 45 | 0 | esc | 0.00097009 | 1.3196e-07 | 0.00097009 | 1.3196e-07 | 0.0027785 | 2.3799e-10 | 0.0083522 | 1.602e-08
[120 empty] | 7.3.3.17.5 (Remote Grid) Updates to grid topology to minimize risk of ignition in HFTDs Remote GridWLDFREquipment / facility failureAggregated | WLDFR | HFTD - Distribution - Tier 3 - 2QU CoRE ¦ 1QU LoRE | Red Flag Warning - Small Fires | Equipment / facility failure | Aggregated | 2035 | 0.00013603 | 184.1265 | 0.025047 | 2035 | Mitigation | 0.95 | 45 | 0 | esc | 0.00097009 | 1.3196e-07 | 0.00097009 | 1.3196e-07 | 0.0027785 | 2.3799e-10 | 0.0083522 | 1.602e-08
[120 empty] | 7.3.3.17.5 (Remote Grid) Updates to grid topology to minimize risk of ignition in HFTDs Remote GridWLDFREquipment / facility failureAggregated | WLDFR | HFTD - Distribution - Tier 3 - 2QU CoRE ¦ 1QU LoRE | Red Flag Warning - Small Fires | Equipment / facility failure | Aggregated | 2036 | 0.00013603 | 184.1265 | 0.025047 | 2036 | Mitigation | 0.95 | 45 | 0 | esc | 0.00097009 | 1.3196e-07 | 0.00097009 | 1.3196e-07 | 0.0027785 | 2.3799e-10 | 0.0083522 | 1.602e-08
[120 empty] | 7.3.3.17.5 (Remote Grid) Updates to grid topology to minimize risk of ignition in HFTDs Remote GridWLDFREquipment / facility failureAggregated | WLDFR | HFTD - Distribution - Tier 3 - 2QU CoRE ¦ 1QU LoRE | Red Flag Warning - Small Fires | Equipment / facility failure | Aggregated | 2037 | 0.00013603 | 184.1265 | 0.025047 | 2037 | Mitigation | 0.95 | 45 | 0 | esc | 0.00097009 | 1.3196e-07 | 0.00097009 | 1.3196e-07 | 0.0027785 | 2.3799e-10 | 0.0083522 | 1.602e-08
[120 empty] | 7.3.3.17.5 (Remote Grid) Updates to grid topology to minimize risk of ignition in HFTDs Remote GridWLDFREquipment / facility failureAggregated | WLDFR | HFTD - Distribution - Tier 3 - 2QU CoRE ¦ 1QU LoRE | Red Flag Warning - Small Fires | Equipment / facility failure | Aggregated | 2038 | 0.00013603 | 184.1265 | 0.025047 | 2038 | Mitigation | 0.95 | 45 | 0 | esc | 0.00097009 | 1.3196e-07 | 0.00097009 | 1.3196e-07 | 0.0027785 | 2.3799e-10 | 0.0083522 | 1.602e-08
[120 empty] | 7.3.3.17.5 (Remote Grid) Updates to grid topology to minimize risk of ignition in HFTDs Remote GridWLDFREquipment / facility failureAggregated | WLDFR | HFTD - Distribution - Tier 3 - 2QU CoRE ¦ 1QU LoRE | Red Flag Warning - Small Fires | Equipment / facility failure | Aggregated | 2039 | 0.00013603 | 184.1265 | 0.025047 | 2039 | Mitigation | 0.95 | 45 | 0 | esc | 0.00097009 | 1.3196e-07 | 0.00097009 | 1.3196e-07 | 0.0027785 | 2.3799e-10 | 0.0083522 | 1.602e-08
[120 empty] | 7.3.3.17.5 (Remote Grid) Updates to grid topology to minimize risk of ignition in HFTDs Remote GridWLDFREquipment / facility failureAggregated | WLDFR | HFTD - Distribution - Tier 3 - 2QU CoRE ¦ 1QU LoRE | Red Flag Warning - Small Fires | Equipment / facility failure | Aggregated | 2040 | 0.00013603 | 184.1265 | 0.025047 | 2040 | Mitigation | 0.95 | 45 | 0 | esc | 0.00097009 | 1.3196e-07 | 0.00097009 | 1.3196e-07 | 0.0027785 | 2.3799e-10 | 0.0083522 | 1.602e-08
[120 empty] | 7.3.3.17.5 (Remote Grid) Updates to grid topology to minimize risk of ignition in HFTDs Remote GridWLDFREquipment / facility failureAggregated | WLDFR | HFTD - Distribution - Tier 3 - 2QU CoRE ¦ 1QU LoRE | Red Flag Warning - Small Fires | Equipment / facility failure | Aggregated | 2041 | 0.00013603 | 184.1265 | 0.025047 | 2041 | Mitigation | 0.95 | 45 | 0 | esc | 0.00097009 | 1.3196e-07 | 0.00097009 | 1.3196e-07 | 0.0027785 | 2.3799e-10 | 0.0083522 | 1.602e-08
[120 empty] | 7.3.3.17.5 (Remote Grid) Updates to grid topology to minimize risk of ignition in HFTDs Remote GridWLDFREquipment / facility failureAggregated | WLDFR | HFTD - Distribution - Tier 3 - 2QU CoRE ¦ 1QU LoRE | Red Flag Warning - Small Fires | Equipment / facility failure | Aggregated | 2042 | 0.00013603 | 184.1265 | 0.025047 | 2042 | Mitigation | 0.95 | 45 | 0 | esc | 0.00097009 | 1.3196e-07 | 0.00097009 | 1.3196e-07 | 0.0027785 | 2.3799e-10 | 0.0083522 | 1.602e-08
[120 empty] | 7.3.3.17.5 (Remote Grid) Updates to grid topology to minimize risk of ignition in HFTDs Remote GridWLDFREquipment / facility failureAggregated | WLDFR | HFTD - Distribution - Tier 3 - 2QU CoRE ¦ 1QU LoRE | Red Flag Warning - Small Fires | Equipment / facility failure | Aggregated | 2043 | 0.00013603 | 184.1265 | 0.025047 | 2043 | Mitigation | 0.95 | 45 | 0 | esc | 0.00097009 | 1.3196e-07 | 0.00097009 | 1.3196e-07 | 0.0027785 | 2.3799e-10 | 0.0083522 | 1.602e-08
[120 empty] | 7.3.3.17.5 (Remote Grid) Updates to grid topology to minimize risk of ignition in HFTDs Remote GridWLDFREquipment / facility failureAggregated | WLDFR | HFTD - Distribution - Tier 3 - 2QU CoRE ¦ 1QU LoRE | Red Flag Warning - Small Fires | Equipment / facility failure | Aggregated | 2044 | 0.00013603 | 184.1265 | 0.025047 | 2044 | Mitigation | 0.95 | 45 | 0 | esc | 0.00097009 | 1.3196e-07 | 0.00097009 | 1.3196e-07 | 0.0027785 | 2.3799e-10 | 0.0083522 | 1.602e-08
[120 empty] | 7.3.3.17.5 (Remote Grid) Updates to grid topology to minimize risk of ignition in HFTDs Remote GridWLDFREquipment / facility failureAggregated | WLDFR | HFTD - Distribution - Tier 3 - 2QU CoRE ¦ 1QU LoRE | Red Flag Warning - Small Fires | Equipment / facility failure | Aggregated | 2045 | 0.00013603 | 184.1265 | 0.025047 | 2045 | Mitigation | 0.95 | 45 | 0 | esc | 0.00097009 | 1.3196e-07 | 0.00097009 | 1.3196e-07 | 0.0027785 | 2.3799e-10 | 0.0083522 | 1.602e-08
[120 empty] | 7.3.3.17.5 (Remote Grid) Updates to grid topology to minimize risk of ignition in HFTDs Remote GridWLDFREquipment / facility failureAggregated | WLDFR | HFTD - Distribution - Tier 3 - 2QU CoRE ¦ 1QU LoRE | Red Flag Warning - Small Fires | Equipment / facility failure | Aggregated | 2046 | 0.00013603 | 184.1265 | 0.025047 | 2046 | Mitigation | 0.95 | 45 | 0 | esc | 0.00097009 | 1.3196e-07 | 0.00097009 | 1.3196e-07 | 0.0027785 | 2.3799e-10 | 0.0083522 | 1.602e-08
[120 empty] | 7.3.3.17.5 (Remote Grid) Updates to grid topology to minimize risk of ignition in HFTDs Remote GridWLDFREquipment / facility failureAggregated | WLDFR | HFTD - Distribution - Tier 3 - 2QU CoRE ¦ 1QU LoRE | Red Flag Warning - Small Fires | Equipment / facility failure | Aggregated | 2047 | 0.00013603 | 184.1265 | 0.025047 | 2047 | Mitigation | 0.95 | 45 | 0 | esc | 0.00097009 | 1.3196e-07 | 0.00097009 | 1.3196e-07 | 0.0027785 | 2.3799e-10 | 0.0083522 | 1.602e-08
[120 empty] | 7.3.3.17.5 (Remote Grid) Updates to grid topology to minimize risk of ignition in HFTDs Remote GridWLDFREquipment / facility failureAggregated | WLDFR | HFTD - Distribution - Tier 3 - 2QU CoRE ¦ 1QU LoRE | Red Flag Warning - Small Fires | Equipment / facility failure | Aggregated | 2048 | 0.00013603 | 184.1265 | 0.025047 | 2048 | Mitigation | 0.95 | 45 | 0 | esc | 0.00097009 | 1.3196e-07 | 0.00097009 | 1.3196e-07 | 0.0027785 | 2.3799e-10 | 0.0083522 | 1.602e-08
[120 empty] | 7.3.3.17.5 (Remote Grid) Updates to grid topology to minimize risk of ignition in HFTDs Remote GridWLDFREquipment / facility failureAggregated | WLDFR | HFTD - Distribution - Tier 3 - 2QU CoRE ¦ 1QU LoRE | Red Flag Warning - Small Fires | Equipment / facility failure | Aggregated | 2049 | 0.00013603 | 184.1265 | 0.025047 | 2049 | Mitigation | 0.95 | 45 | 0 | esc | 0.00097009 | 1.3196e-07 | 0.00097009 | 1.3196e-07 | 0.0027785 | 2.3799e-10 | 0.0083522 | 1.602e-08
[120 empty] | 7.3.3.17.5 (Remote Grid) Updates to grid topology to minimize risk of ignition in HFTDs Remote GridWLDFREquipment / facility failureAggregated | WLDFR | HFTD - Distribution - Tier 3 - 2QU CoRE ¦ 1QU LoRE | Red Flag Warning - Small Fires | Equipment / facility failure | Aggregated | 2050 | 0.00013603 | 184.1265 | 0.025047 | 2050 | Mitigation | 0.95 | 45 | 0 | esc | 0.00097009 | 1.3196e-07 | 0.00097009 | 1.3196e-07 | 0.0027785 | 2.3799e-10 | 0 | 0
[120 empty] | 7.3.3.17.5 (Remote Grid) Updates to grid topology to minimize risk of ignition in HFTDs Remote GridWLDFREquipment / facility failureAggregated | WLDFR | HFTD - Distribution - Tier 3 - 2QU CoRE ¦ 1QU LoRE | Red Flag Warning - Small Fires | Equipment / facility failure | Aggregated | 2051 | 0.00013603 | 184.1265 | 0.025047 | 2051 | Mitigation | 0.95 | 45 | 0 | esc | 0.00097009 | 1.3196e-07 | 0.00097009 | 1.3196e-07 | 0.0027785 | 2.3799e-10 | 0 | 0
[120 empty] | 7.3.3.17.5 (Remote Grid) Updates to grid topology to minimize risk of ignition in HFTDs Remote GridWLDFREquipment / facility failureAggregated | WLDFR | HFTD - Distribution - Tier 3 - 2QU CoRE ¦ 1QU LoRE | Red Flag Warning - Small Fires | Equipment / facility failure | Aggregated | 2052 | 0.00013603 | 184.1265 | 0.025047 | 2052 | Mitigation | 0.95 | 45 | 0 | esc | 0.00097009 | 1.3196e-07 | 0.00097009 | 1.3196e-07 | 0.0027785 | 2.3799e-10 | 0.0092336 | 1.8643e-09
[120 empty] | 7.3.3.17.5 (Remote Grid) Updates to grid topology to minimize risk of ignition in HFTDs Remote GridWLDFREquipment / facility failureAggregated | WLDFR | HFTD - Distribution - Tier 3 - 2QU CoRE ¦ 1QU LoRE | Red Flag Warning - Small Fires | Equipment / facility failure | Aggregated | 2053 | 0.00013603 | 184.1265 | 0.025047 | 2053 | Mitigation | 0.95 | 45 | 0 | esc | 0.00097009 | 1.3196e-07 | 0.00097009 | 1.3196e-07 | 0.0027785 | 2.3799e-10 | 0.0092336 | 1.8643e-09
[120 empty] | 7.3.3.17.5 (Remote Grid) Updates to grid topology to minimize risk of ignition in HFTDs Remote GridWLDFREquipment / facility failureAggregated | WLDFR | HFTD - Distribution - Tier 3 - 2QU CoRE ¦ 1QU LoRE | Red Flag Warning - Small Fires | Equipment / facility failure | Aggregated | 2054 | 0.00013603 | 184.1265 | 0.025047 | 2054 | Mitigation | 0.95 | 45 | 0 | esc | 0.00097009 | 1.3196e-07 | 0.00097009 | 1.3196e-07 | 0 | 0 | 0.0092336 | 1.8643e-09
[120 empty] | 7.3.3.17.5 (Remote Grid) Updates to grid topology to minimize risk of ignition in HFTDs Remote GridWLDFREquipment / facility failureAggregated | WLDFR | HFTD - Distribution - Tier 3 - 2QU CoRE ¦ 1QU LoRE | Red Flag Warning - Small Fires | Equipment / facility failure | Aggregated | 2055 | 0.00013603 | 184.1265 | 0.025047 | 2055 | Mitigation | 0.95 | 45 | 0 | esc | 0.00097009 | 1.3196e-07 | 0.00097009 | 1.3196e-07 | 0.0027785 | 2.3593e-10 | 0.0092336 | 1.8643e-09
[120 empty] | 7.3.3.17.5 (Remote Grid) Updates to grid topology to minimize risk of ignition in HFTDs Remote GridWLDFREquipment / facility failureAggregated | WLDFR | HFTD - Distribution - Tier 3 - 2QU CoRE ¦ 1QU LoRE | Red Flag Warning - Small Fires | Equipment / facility failure | Aggregated | 2056 | 0.00013603 | 184.1265 | 0.025047 | 2056 | Mitigation | 0.95 | 45 | 0 | esc | 0.00097009 | 1.3196e-07 | 0.00097009 | 1.3196e-07 | 0.0027785 | 2.3593e-10 | 0.0092336 | 1.8643e-09
[120 empty] | 7.3.3.17.5 (Remote Grid) Updates to grid topology to minimize risk of ignition in HFTDs Remote GridWLDFREquipment / facility failureAggregated | WLDFR | HFTD - Distribution - Tier 3 - 2QU CoRE ¦ 1QU LoRE | Red Flag Warning - Small Fires | Equipment / facility failure | Aggregated | 2057 | 0.00013603 | 184.1265 | 0.025047 | 2057 | Mitigation | 0.95 | 45 | 0 | esc | 0.00097009 | 1.3196e-07 | 0.00097009 | 1.3196e-07 | 0.0027785 | 2.3593e-10 | 0.0092336 | 1.8643e-09
[120 empty] | 7.3.3.17.5 (Remote Grid) Updates to grid topology to minimize risk of ignition in HFTDs Remote GridWLDFREquipment / facility failureAggregated | WLDFR | HFTD - Distribution - Tier 3 - 2QU CoRE ¦ 1QU LoRE | Red Flag Warning - Small Fires | Equipment / facility failure | Aggregated | 2058 | 0.00013603 | 184.1265 | 0.025047 | 2058 | Mitigation | 0.95 | 45 | 0 | esc | 0.00097009 | 1.3196e-07 | 0.00097009 | 1.3196e-07 | 0.0027785 | 2.3593e-10 | 0.0092336 | 1.8643e-09
[120 empty] | 7.3.3.17.5 (Remote Grid) Updates to grid topology to minimize risk of ignition in HFTDs Remote GridWLDFREquipment / facility failureAggregated | WLDFR | HFTD - Distribution - Tier 3 - 2QU CoRE ¦ 1QU LoRE | Red Flag Warning - Small Fires | Equipment / facility failure | Aggregated | 2059 | 0.00013603 | 184.1265 | 0.025047 | 2059 | Mitigation | 0.95 | 45 | 0 | esc | 0.00097009 | 1.3196e-07 | 0.00097009 | 1.3196e-07 | 0.0027785 | 2.3593e-10 | 0.0092336 | 1.8643e-09
[120 empty] | 7.3.3.17.5 (Remote Grid) Updates to grid topology to minimize risk of ignition in HFTDs Remote GridWLDFREquipment / facility failureAggregated | WLDFR | HFTD - Distribution - Tier 3 - 2QU CoRE ¦ 1QU LoRE | Red Flag Warning - Small Fires | Equipment / facility failure | Aggregated | 2060 | 0.00013603 | 184.1265 | 0.025047 | 2060 | Mitigation | 0.95 | 45 | 0 | esc | 0.00097009 | 1.3196e-07 | 0.00097009 | 1.3196e-07 | 0.0027785 | 2.3593e-10 | 0.0092336 | 1.8643e-09
[120 empty] | 7.3.3.17.5 (Remote Grid) Updates to grid topology to minimize risk of ignition in HFTDs Remote GridWLDFREquipment / facility failureAggregated | WLDFR | HFTD - Distribution - Tier 3 - 2QU CoRE ¦ 1QU LoRE | Red Flag Warning - Small Fires | Equipment / facility failure | Aggregated | 2061 | 0.00013603 | 184.1265 | 0.025047 | 2061 | Mitigation | 0.95 | 45 | 0 | esc | 0.00097009 | 1.3196e-07 | 0.00097009 | 1.3196e-07 | 0.0027785 | 2.3593e-10 | 0.0092336 | 1.8643e-09
[120 empty] | 7.3.3.17.5 (Remote Grid) Updates to grid topology to minimize risk of ignition in HFTDs Remote GridWLDFREquipment / facility failureAggregated | WLDFR | HFTD - Distribution - Tier 3 - 2QU CoRE ¦ 1QU LoRE | Red Flag Warning - Small Fires | Equipment / facility failure | Aggregated | 2062 | 0.00013603 | 184.1265 | 0.025047 | 2062 | Mitigation | 0.95 | 45 | 0 | esc | 0.00097009 | 1.3196e-07 | 0.00097009 | 1.3196e-07 | 0.0027785 | 2.3593e-10 | 0.0092336 | 1.8643e-09
[120 empty] | 7.3.3.17.5 (Remote Grid) Updates to grid topology to minimize risk of ignition in HFTDs Remote GridWLDFREquipment / facility failureAggregated | WLDFR | HFTD - Distribution - Tier 3 - 2QU CoRE ¦ 1QU LoRE | Red Flag Warning - Small Fires | Equipment / facility failure | Aggregated | 2063 | 0.00013603 | 184.1265 | 0.025047 | 2063 | Mitigation | 0.95 | 45 | 0 | esc | 0.00097009 | 1.3196e-07 | 0.00097009 | 1.3196e-07 | 0.0027785 | 2.3593e-10 | 0.0092336 | 1.8643e-09
[120 empty] | 7.3.3.17.5 (Remote Grid) Updates to grid topology to minimize risk of ignition in HFTDs Remote GridWLDFREquipment / facility failureAggregated | WLDFR | HFTD - Distribution - Tier 3 - 2QU CoRE ¦ 1QU LoRE | Red Flag Warning - Small Fires | Equipment / facility failure | Aggregated | 2064 | 0.00013603 | 184.1265 | 0.025047 | 2064 | Mitigation | 0.95 | 45 | 0 | esc | 0.00097009 | 1.3196e-07 | 0.00097009 | 1.3196e-07 | 0.0027785 | 2.3593e-10 | 0.0092336 | 1.8643e-09
[120 empty] | 7.3.3.17.5 (Remote Grid) Updates to grid topology to minimize risk of ignition in HFTDs Remote GridWLDFREquipment / facility failureAggregated | WLDFR | HFTD - Distribution - Tier 3 - 2QU CoRE ¦ 1QU LoRE | Red Flag Warning - Small Fires | Equipment / facility failure | Aggregated | 2065 | 0.00013603 | 184.1265 | 0.025047 | 2065 | Mitigation | 0.95 | 45 | 0 | esc | 0.00097009 | 1.3196e-07 | 0.00097009 | 1.3196e-07 | 0.0027785 | 2.3593e-10 | 0.0092336 | 1.8643e-09
[120 empty] | 7.3.3.17.5 (Remote Grid) Updates to grid topology to minimize risk of ignition in HFTDs Remote GridWLDFREquipment / facility failureAggregated | WLDFR | HFTD - Distribution - Tier 3 - 2QU CoRE ¦ 1QU LoRE | Red Flag Warning - Small Fires | Equipment / facility failure | Aggregated | 2066 | 0.00013603 | 184.1265 | 0.025047 | 2066 | Mitigation | 0.95 | 45 | 0 | esc | 0.00097009 | 1.3196e-07 | 0.00097009 | 1.3196e-07 | 0.0027785 | 2.3593e-10 | 0.0092336 | 1.8643e-09
[120 empty] | 7.3.3.17.5 (Remote Grid) Updates to grid topology to minimize risk of ignition in HFTDs Remote GridWLDFREquipment / facility failureAggregated | WLDFR | HFTD - Distribution - Tier 3 - 2QU CoRE ¦ 1QU LoRE | Red Flag Warning - Small Fires | Equipment / facility failure | Aggregated | 2067 | 0.00013603 | 184.1265 | 0.025047 | 2067 | Mitigation | 0.95 | 45 | 0 | esc | 0 | 0 | 0.00097009 | 1.3196e-07 | 0.0027785 | 2.3593e-10 | 0.0092336 | 1.8643e-09
[120 empty] | 7.3.3.17.5 (Remote Grid) Updates to grid topology to minimize risk of ignition in HFTDs Remote GridWLDFRVegetation ContactAggregated | WLDFR | HFTD - Distribution - Tier 3 - 2QU CoRE ¦ 1QU LoRE | Red Flag Warning - Small Fires | Vegetation Contact | Aggregated | 2022 | 0.00097384 | 184.1265 | 0.17931 | 2022 | Mitigation | 0.95 | 45 | 0 | esc | 0.00097009 | 9.4471e-07 | 0 | 0 | 0.0027785 | 2.3593e-10 | 0.0092336 | 1.8643e-09
[120 empty] | 7.3.3.17.5 (Remote Grid) Updates to grid topology to minimize risk of ignition in HFTDs Remote GridWLDFRVegetation ContactAggregated | WLDFR | HFTD - Distribution - Tier 3 - 2QU CoRE ¦ 1QU LoRE | Red Flag Warning - Small Fires | Vegetation Contact | Aggregated | 2023 | 0.00097384 | 184.1265 | 0.17931 | 2023 | Mitigation | 0.95 | 45 | 0 | esc | 0.00097009 | 9.4471e-07 | 0.00097009 | 9.4471e-07 | 0.0027785 | 2.3593e-10 | 0.0092336 | 1.8643e-09
[120 empty] | 7.3.3.17.5 (Remote Grid) Updates to grid topology to minimize risk of ignition in HFTDs Remote GridWLDFRVegetation ContactAggregated | WLDFR | HFTD - Distribution - Tier 3 - 2QU CoRE ¦ 1QU LoRE | Red Flag Warning - Small Fires | Vegetation Contact | Aggregated | 2024 | 0.00097384 | 184.1265 | 0.17931 | 2024 | Mitigation | 0.95 | 45 | 0 | esc | 0.00097009 | 9.4471e-07 | 0.00097009 | 9.4471e-07 | 0.0027785 | 2.3593e-10 | 0.0092336 | 1.8643e-09
[120 empty] | 7.3.3.17.5 (Remote Grid) Updates to grid topology to minimize risk of ignition in HFTDs Remote GridWLDFRVegetation ContactAggregated | WLDFR | HFTD - Distribution - Tier 3 - 2QU CoRE ¦ 1QU LoRE | Red Flag Warning - Small Fires | Vegetation Contact | Aggregated | 2025 | 0.00097384 | 184.1265 | 0.17931 | 2025 | Mitigation | 0.95 | 45 | 0 | esc | 0.00097009 | 9.4471e-07 | 0.00097009 | 9.4471e-07 | 0.0027785 | 2.3593e-10 | 0.0092336 | 1.8643e-09
[120 empty] | 7.3.3.17.5 (Remote Grid) Updates to grid topology to minimize risk of ignition in HFTDs Remote GridWLDFRVegetation ContactAggregated | WLDFR | HFTD - Distribution - Tier 3 - 2QU CoRE ¦ 1QU LoRE | Red Flag Warning - Small Fires | Vegetation Contact | Aggregated | 2026 | 0.00097384 | 184.1265 | 0.17931 | 2026 | Mitigation | 0.95 | 45 | 0 | esc | 0.00097009 | 9.4471e-07 | 0.00097009 | 9.4471e-07 | 0.0027785 | 2.3593e-10 | 0.0092336 | 1.8643e-09
[120 empty] | 7.3.3.17.5 (Remote Grid) Updates to grid topology to minimize risk of ignition in HFTDs Remote GridWLDFRVegetation ContactAggregated | WLDFR | HFTD - Distribution - Tier 3 - 2QU CoRE ¦ 1QU LoRE | Red Flag Warning - Small Fires | Vegetation Contact | Aggregated | 2027 | 0.00097384 | 184.1265 | 0.17931 | 2027 | Mitigation | 0.95 | 45 | 0 | esc | 0.00097009 | 9.4471e-07 | 0.00097009 | 9.4471e-07 | 0.0027785 | 2.3593e-10 | 0.0092336 | 1.8643e-09
[120 empty] | 7.3.3.17.5 (Remote Grid) Updates to grid topology to minimize risk of ignition in HFTDs Remote GridWLDFRVegetation ContactAggregated | WLDFR | HFTD - Distribution - Tier 3 - 2QU CoRE ¦ 1QU LoRE | Red Flag Warning - Small Fires | Vegetation Contact | Aggregated | 2028 | 0.00097384 | 184.1265 | 0.17931 | 2028 | Mitigation | 0.95 | 45 | 0 | esc | 0.00097009 | 9.4471e-07 | 0.00097009 | 9.4471e-07 | 0.0027785 | 2.3593e-10 | 0.0092336 | 1.8643e-09
[120 empty] | 7.3.3.17.5 (Remote Grid) Updates to grid topology to minimize risk of ignition in HFTDs Remote GridWLDFRVegetation ContactAggregated | WLDFR | HFTD - Distribution - Tier 3 - 2QU CoRE ¦ 1QU LoRE | Red Flag Warning - Small Fires | Vegetation Contact | Aggregated | 2029 | 0.00097384 | 184.1265 | 0.17931 | 2029 | Mitigation | 0.95 | 45 | 0 | esc | 0.00097009 | 9.4471e-07 | 0.00097009 | 9.4471e-07 | 0.0027785 | 2.3593e-10 | 0.0092336 | 1.8643e-09
[120 empty] | 7.3.3.17.5 (Remote Grid) Updates to grid topology to minimize risk of ignition in HFTDs Remote GridWLDFRVegetation ContactAggregated | WLDFR | HFTD - Distribution - Tier 3 - 2QU CoRE ¦ 1QU LoRE | Red Flag Warning - Small Fires | Vegetation Contact | Aggregated | 2030 | 0.00097384 | 184.1265 | 0.17931 | 2030 | Mitigation | 0.95 | 45 | 0 | esc | 0.00097009 | 9.4471e-07 | 0.00097009 | 9.4471e-07 | 0.0027785 | 2.3593e-10 | 0.0092336 | 1.8643e-09
[120 empty] | 7.3.3.17.5 (Remote Grid) Updates to grid topology to minimize risk of ignition in HFTDs Remote GridWLDFRVegetation ContactAggregated | WLDFR | HFTD - Distribution - Tier 3 - 2QU CoRE ¦ 1QU LoRE | Red Flag Warning - Small Fires | Vegetation Contact | Aggregated | 2031 | 0.00097384 | 184.1265 | 0.17931 | 2031 | Mitigation | 0.95 | 45 | 0 | esc | 0.00097009 | 9.4471e-07 | 0.00097009 | 9.4471e-07 | 0.0027785 | 2.3593e-10 | 0.0092336 | 1.8643e-09
[120 empty] | 7.3.3.17.5 (Remote Grid) Updates to grid topology to minimize risk of ignition in HFTDs Remote GridWLDFRVegetation ContactAggregated | WLDFR | HFTD - Distribution - Tier 3 - 2QU CoRE ¦ 1QU LoRE | Red Flag Warning - Small Fires | Vegetation Contact | Aggregated | 2032 | 0.00097384 | 184.1265 | 0.17931 | 2032 | Mitigation | 0.95 | 45 | 0 | esc | 0.00097009 | 9.4471e-07 | 0.00097009 | 9.4471e-07 | 0.0027785 | 2.3593e-10 | 0.0092336 | 1.8643e-09
[120 empty] | 7.3.3.17.5 (Remote Grid) Updates to grid topology to minimize risk of ignition in HFTDs Remote GridWLDFRVegetation ContactAggregated | WLDFR | HFTD - Distribution - Tier 3 - 2QU CoRE ¦ 1QU LoRE | Red Flag Warning - Small Fires | Vegetation Contact | Aggregated | 2033 | 0.00097384 | 184.1265 | 0.17931 | 2033 | Mitigation | 0.95 | 45 | 0 | esc | 0.00097009 | 9.4471e-07 | 0.00097009 | 9.4471e-07 | 0.0027785 | 2.3593e-10 | 0.0092336 | 1.8643e-09
[120 empty] | 7.3.3.17.5 (Remote Grid) Updates to grid topology to minimize risk of ignition in HFTDs Remote GridWLDFRVegetation ContactAggregated | WLDFR | HFTD - Distribution - Tier 3 - 2QU CoRE ¦ 1QU LoRE | Red Flag Warning - Small Fires | Vegetation Contact | Aggregated | 2034 | 0.00097384 | 184.1265 | 0.17931 | 2034 | Mitigation | 0.95 | 45 | 0 | esc | 0.00097009 | 9.4471e-07 | 0.00097009 | 9.4471e-07 | 0.0027785 | 2.3593e-10 | 0.0092336 | 1.8643e-09
[120 empty] | 7.3.3.17.5 (Remote Grid) Updates to grid topology to minimize risk of ignition in HFTDs Remote GridWLDFRVegetation ContactAggregated | WLDFR | HFTD - Distribution - Tier 3 - 2QU CoRE ¦ 1QU LoRE | Red Flag Warning - Small Fires | Vegetation Contact | Aggregated | 2035 | 0.00097384 | 184.1265 | 0.17931 | 2035 | Mitigation | 0.95 | 45 | 0 | esc | 0.00097009 | 9.4471e-07 | 0.00097009 | 9.4471e-07 | 0.0027785 | 2.3593e-10 | 0.0092336 | 1.8643e-09
[120 empty] | 7.3.3.17.5 (Remote Grid) Updates to grid topology to minimize risk of ignition in HFTDs Remote GridWLDFRVegetation ContactAggregated | WLDFR | HFTD - Distribution - Tier 3 - 2QU CoRE ¦ 1QU LoRE | Red Flag Warning - Small Fires | Vegetation Contact | Aggregated | 2036 | 0.00097384 | 184.1265 | 0.17931 | 2036 | Mitigation | 0.95 | 45 | 0 | esc | 0.00097009 | 9.4471e-07 | 0.00097009 | 9.4471e-07 | 0.0027785 | 2.3593e-10 | 0 | 0
[120 empty] | 7.3.3.17.5 (Remote Grid) Updates to grid topology to minimize risk of ignition in HFTDs Remote GridWLDFRVegetation ContactAggregated | WLDFR | HFTD - Distribution - Tier 3 - 2QU CoRE ¦ 1QU LoRE | Red Flag Warning - Small Fires | Vegetation Contact | Aggregated | 2037 | 0.00097384 | 184.1265 | 0.17931 | 2037 | Mitigation | 0.95 | 45 | 0 | esc | 0.00097009 | 9.4471e-07 | 0.00097009 | 9.4471e-07 | 0.0027785 | 2.3593e-10 | 0 | 0
[120 empty] | 7.3.3.17.5 (Remote Grid) Updates to grid topology to minimize risk of ignition in HFTDs Remote GridWLDFRVegetation ContactAggregated | WLDFR | HFTD - Distribution - Tier 3 - 2QU CoRE ¦ 1QU LoRE | Red Flag Warning - Small Fires | Vegetation Contact | Aggregated | 2038 | 0.00097384 | 184.1265 | 0.17931 | 2038 | Mitigation | 0.95 | 45 | 0 | esc | 0.00097009 | 9.4471e-07 | 0.00097009 | 9.4471e-07 | 0.0027785 | 2.3593e-10 | 0.0033164 | 3.2659e-08
[120 empty] | 7.3.3.17.5 (Remote Grid) Updates to grid topology to minimize risk of ignition in HFTDs Remote GridWLDFRVegetation ContactAggregated | WLDFR | HFTD - Distribution - Tier 3 - 2QU CoRE ¦ 1QU LoRE | Red Flag Warning - Small Fires | Vegetation Contact | Aggregated | 2039 | 0.00097384 | 184.1265 | 0.17931 | 2039 | Mitigation | 0.95 | 45 | 0 | esc | 0.00097009 | 9.4471e-07 | 0.00097009 | 9.4471e-07 | 0.0027785 | 2.3593e-10 | 0.0033164 | 3.2659e-08
[120 empty] | 7.3.3.17.5 (Remote Grid) Updates to grid topology to minimize risk of ignition in HFTDs Remote GridWLDFRVegetation ContactAggregated | WLDFR | HFTD - Distribution - Tier 3 - 2QU CoRE ¦ 1QU LoRE | Red Flag Warning - Small Fires | Vegetation Contact | Aggregated | 2040 | 0.00097384 | 184.1265 | 0.17931 | 2040 | Mitigation | 0.95 | 45 | 0 | esc | 0.00097009 | 9.4471e-07 | 0.00097009 | 9.4471e-07 | 0.0027785 | 2.3593e-10 | 0.0033164 | 3.2659e-08
[120 empty] | 7.3.3.17.5 (Remote Grid) Updates to grid topology to minimize risk of ignition in HFTDs Remote GridWLDFRVegetation ContactAggregated | WLDFR | HFTD - Distribution - Tier 3 - 2QU CoRE ¦ 1QU LoRE | Red Flag Warning - Small Fires | Vegetation Contact | Aggregated | 2041 | 0.00097384 | 184.1265 | 0.17931 | 2041 | Mitigation | 0.95 | 45 | 0 | esc | 0.00097009 | 9.4471e-07 | 0.00097009 | 9.4471e-07 | 0.0027785 | 2.3593e-10 | 0.0033164 | 3.2659e-08
[120 empty] | 7.3.3.17.5 (Remote Grid) Updates to grid topology to minimize risk of ignition in HFTDs Remote GridWLDFRVegetation ContactAggregated | WLDFR | HFTD - Distribution - Tier 3 - 2QU CoRE ¦ 1QU LoRE | Red Flag Warning - Small Fires | Vegetation Contact | Aggregated | 2042 | 0.00097384 | 184.1265 | 0.17931 | 2042 | Mitigation | 0.95 | 45 | 0 | esc | 0.00097009 | 9.4471e-07 | 0.00097009 | 9.4471e-07 | 0.0027785 | 2.3593e-10 | 0.0033164 | 3.2659e-08
[120 empty] | 7.3.3.17.5 (Remote Grid) Updates to grid topology to minimize risk of ignition in HFTDs Remote GridWLDFRVegetation ContactAggregated | WLDFR | HFTD - Distribution - Tier 3 - 2QU CoRE ¦ 1QU LoRE | Red Flag Warning - Small Fires | Vegetation Contact | Aggregated | 2043 | 0.00097384 | 184.1265 | 0.17931 | 2043 | Mitigation | 0.95 | 45 | 0 | esc | 0.00097009 | 9.4471e-07 | 0.00097009 | 9.4471e-07 | 0.0027785 | 2.3593e-10 | 0.0033164 | 3.2659e-08
[120 empty] | 7.3.3.17.5 (Remote Grid) Updates to grid topology to minimize risk of ignition in HFTDs Remote GridWLDFRVegetation ContactAggregated | WLDFR | HFTD - Distribution - Tier 3 - 2QU CoRE ¦ 1QU LoRE | Red Flag Warning - Small Fires | Vegetation Contact | Aggregated | 2044 | 0.00097384 | 184.1265 | 0.17931 | 2044 | Mitigation | 0.95 | 45 | 0 | esc | 0.00097009 | 9.4471e-07 | 0.00097009 | 9.4471e-07 | 0.0027785 | 2.3593e-10 | 0.0033164 | 3.2659e-08
[120 empty] | 7.3.3.17.5 (Remote Grid) Updates to grid topology to minimize risk of ignition in HFTDs Remote GridWLDFRVegetation ContactAggregated | WLDFR | HFTD - Distribution - Tier 3 - 2QU CoRE ¦ 1QU LoRE | Red Flag Warning - Small Fires | Vegetation Contact | Aggregated | 2045 | 0.00097384 | 184.1265 | 0.17931 | 2045 | Mitigation | 0.95 | 45 | 0 | esc | 0.00097009 | 9.4471e-07 | 0.00097009 | 9.4471e-07 | 0.0027785 | 2.3593e-10 | 0.0033164 | 3.2659e-08
[120 empty] | 7.3.3.17.5 (Remote Grid) Updates to grid topology to minimize risk of ignition in HFTDs Remote GridWLDFRVegetation ContactAggregated | WLDFR | HFTD - Distribution - Tier 3 - 2QU CoRE ¦ 1QU LoRE | Red Flag Warning - Small Fires | Vegetation Contact | Aggregated | 2046 | 0.00097384 | 184.1265 | 0.17931 | 2046 | Mitigation | 0.95 | 45 | 0 | esc | 0.00097009 | 9.4471e-07 | 0.00097009 | 9.4471e-07 | 0.0027785 | 2.3593e-10 | 0.0033164 | 3.2659e-08
[120 empty] | 7.3.3.17.5 (Remote Grid) Updates to grid topology to minimize risk of ignition in HFTDs Remote GridWLDFRVegetation ContactAggregated | WLDFR | HFTD - Distribution - Tier 3 - 2QU CoRE ¦ 1QU LoRE | Red Flag Warning - Small Fires | Vegetation Contact | Aggregated | 2047 | 0.00097384 | 184.1265 | 0.17931 | 2047 | Mitigation | 0.95 | 45 | 0 | esc | 0.00097009 | 9.4471e-07 | 0.00097009 | 9.4471e-07 | 0.0027785 | 2.3593e-10 | 0.0033164 | 3.2659e-08
[120 empty] | 7.3.3.17.5 (Remote Grid) Updates to grid topology to minimize risk of ignition in HFTDs Remote GridWLDFRVegetation ContactAggregated | WLDFR | HFTD - Distribution - Tier 3 - 2QU CoRE ¦ 1QU LoRE | Red Flag Warning - Small Fires | Vegetation Contact | Aggregated | 2048 | 0.00097384 | 184.1265 | 0.17931 | 2048 | Mitigation | 0.95 | 45 | 0 | esc | 0.00097009 | 9.4471e-07 | 0.00097009 | 9.4471e-07 | 0.0027785 | 2.3593e-10 | 0.0033164 | 3.2659e-08
[120 empty] | 7.3.3.17.5 (Remote Grid) Updates to grid topology to minimize risk of ignition in HFTDs Remote GridWLDFRVegetation ContactAggregated | WLDFR | HFTD - Distribution - Tier 3 - 2QU CoRE ¦ 1QU LoRE | Red Flag Warning - Small Fires | Vegetation Contact | Aggregated | 2049 | 0.00097384 | 184.1265 | 0.17931 | 2049 | Mitigation | 0.95 | 45 | 0 | esc | 0.00097009 | 9.4471e-07 | 0.00097009 | 9.4471e-07 | 0.0027785 | 2.3593e-10 | 0.0033164 | 3.2659e-08
[120 empty] | 7.3.3.17.5 (Remote Grid) Updates to grid topology to minimize risk of ignition in HFTDs Remote GridWLDFRVegetation ContactAggregated | WLDFR | HFTD - Distribution - Tier 3 - 2QU CoRE ¦ 1QU LoRE | Red Flag Warning - Small Fires | Vegetation Contact | Aggregated | 2050 | 0.00097384 | 184.1265 | 0.17931 | 2050 | Mitigation | 0.95 | 45 | 0 | esc | 0.00097009 | 9.4471e-07 | 0.00097009 | 9.4471e-07 | 0.0027785 | 2.3593e-10 | 0.0033164 | 3.2659e-08
[120 empty] | 7.3.3.17.5 (Remote Grid) Updates to grid topology to minimize risk of ignition in HFTDs Remote GridWLDFRVegetation ContactAggregated | WLDFR | HFTD - Distribution - Tier 3 - 2QU CoRE ¦ 1QU LoRE | Red Flag Warning - Small Fires | Vegetation Contact | Aggregated | 2051 | 0.00097384 | 184.1265 | 0.17931 | 2051 | Mitigation | 0.95 | 45 | 0 | esc | 0.00097009 | 9.4471e-07 | 0.00097009 | 9.4471e-07 | 0.0027785 | 2.3593e-10 | 0.0033164 | 3.2659e-08
[120 empty] | 7.3.3.17.5 (Remote Grid) Updates to grid topology to minimize risk of ignition in HFTDs Remote GridWLDFRVegetation ContactAggregated | WLDFR | HFTD - Distribution - Tier 3 - 2QU CoRE ¦ 1QU LoRE | Red Flag Warning - Small Fires | Vegetation Contact | Aggregated | 2052 | 0.00097384 | 184.1265 | 0.17931 | 2052 | Mitigation | 0.95 | 45 | 0 | esc | 0.00097009 | 9.4471e-07 | 0.00097009 | 9.4471e-07 | 0.0027785 | 2.3593e-10 | 0.0033164 | 3.2659e-08
[120 empty] | 7.3.3.17.5 (Remote Grid) Updates to grid topology to minimize risk of ignition in HFTDs Remote GridWLDFRVegetation ContactAggregated | WLDFR | HFTD - Distribution - Tier 3 - 2QU CoRE ¦ 1QU LoRE | Red Flag Warning - Small Fires | Vegetation Contact | Aggregated | 2053 | 0.00097384 | 184.1265 | 0.17931 | 2053 | Mitigation | 0.95 | 45 | 0 | esc | 0.00097009 | 9.4471e-07 | 0.00097009 | 9.4471e-07 | 0.0027785 | 2.3593e-10 | 0.0033164 | 3.2659e-08
[120 empty] | 7.3.3.17.5 (Remote Grid) Updates to grid topology to minimize risk of ignition in HFTDs Remote GridWLDFRVegetation ContactAggregated | WLDFR | HFTD - Distribution - Tier 3 - 2QU CoRE ¦ 1QU LoRE | Red Flag Warning - Small Fires | Vegetation Contact | Aggregated | 2054 | 0.00097384 | 184.1265 | 0.17931 | 2054 | Mitigation | 0.95 | 45 | 0 | esc | 0.00097009 | 9.4471e-07 | 0.00097009 | 9.4471e-07 | 0.0027785 | 2.3593e-10 | 0.0033164 | 3.2659e-08
[120 empty] | 7.3.3.17.5 (Remote Grid) Updates to grid topology to minimize risk of ignition in HFTDs Remote GridWLDFRVegetation ContactAggregated | WLDFR | HFTD - Distribution - Tier 3 - 2QU CoRE ¦ 1QU LoRE | Red Flag Warning - Small Fires | Vegetation Contact | Aggregated | 2055 | 0.00097384 | 184.1265 | 0.17931 | 2055 | Mitigation | 0.95 | 45 | 0 | esc | 0.00097009 | 9.4471e-07 | 0.00097009 | 9.4471e-07 | 0.0027785 | 2.3593e-10 | 0.0033164 | 3.2659e-08
[120 empty] | 7.3.3.17.5 (Remote Grid) Updates to grid topology to minimize risk of ignition in HFTDs Remote GridWLDFRVegetation ContactAggregated | WLDFR | HFTD - Distribution - Tier 3 - 2QU CoRE ¦ 1QU LoRE | Red Flag Warning - Small Fires | Vegetation Contact | Aggregated | 2056 | 0.00097384 | 184.1265 | 0.17931 | 2056 | Mitigation | 0.95 | 45 | 0 | esc | 0.00097009 | 9.4471e-07 | 0.00097009 | 9.4471e-07 | 0.0027785 | 2.3593e-10 | 0.0033164 | 3.2659e-08
[120 empty] | 7.3.3.17.5 (Remote Grid) Updates to grid topology to minimize risk of ignition in HFTDs Remote GridWLDFRVegetation ContactAggregated | WLDFR | HFTD - Distribution - Tier 3 - 2QU CoRE ¦ 1QU LoRE | Red Flag Warning - Small Fires | Vegetation Contact | Aggregated | 2057 | 0.00097384 | 184.1265 | 0.17931 | 2057 | Mitigation | 0.95 | 45 | 0 | esc | 0.00097009 | 9.4471e-07 | 0.00097009 | 9.4471e-07 | 0.0027785 | 2.3593e-10 | 0.0033164 | 3.2659e-08
[120 empty] | 7.3.3.17.5 (Remote Grid) Updates to grid topology to minimize risk of ignition in HFTDs Remote GridWLDFRVegetation ContactAggregated | WLDFR | HFTD - Distribution - Tier 3 - 2QU CoRE ¦ 1QU LoRE | Red Flag Warning - Small Fires | Vegetation Contact | Aggregated | 2058 | 0.00097384 | 184.1265 | 0.17931 | 2058 | Mitigation | 0.95 | 45 | 0 | esc | 0.00097009 | 9.4471e-07 | 0.00097009 | 9.4471e-07 | 0 | 0 | 0.0033164 | 3.2659e-08
[120 empty] | 7.3.3.17.5 (Remote Grid) Updates to grid topology to minimize risk of ignition in HFTDs Remote GridWLDFRVegetation ContactAggregated | WLDFR | HFTD - Distribution - Tier 3 - 2QU CoRE ¦ 1QU LoRE | Red Flag Warning - Small Fires | Vegetation Contact | Aggregated | 2059 | 0.00097384 | 184.1265 | 0.17931 | 2059 | Mitigation | 0.95 | 45 | 0 | esc | 0.00097009 | 9.4471e-07 | 0.00097009 | 9.4471e-07 | 0.0027785 | 6.2883e-12 | 0.0033164 | 3.2659e-08
[120 empty] | 7.3.3.17.5 (Remote Grid) Updates to grid topology to minimize risk of ignition in HFTDs Remote GridWLDFRVegetation ContactAggregated | WLDFR | HFTD - Distribution - Tier 3 - 2QU CoRE ¦ 1QU LoRE | Red Flag Warning - Small Fires | Vegetation Contact | Aggregated | 2060 | 0.00097384 | 184.1265 | 0.17931 | 2060 | Mitigation | 0.95 | 45 | 0 | esc | 0.00097009 | 9.4471e-07 | 0.00097009 | 9.4471e-07 | 0.0027785 | 6.2883e-12 | 0.0033164 | 3.2659e-08
[120 empty] | 7.3.3.17.5 (Remote Grid) Updates to grid topology to minimize risk of ignition in HFTDs Remote GridWLDFRVegetation ContactAggregated | WLDFR | HFTD - Distribution - Tier 3 - 2QU CoRE ¦ 1QU LoRE | Red Flag Warning - Small Fires | Vegetation Contact | Aggregated | 2061 | 0.00097384 | 184.1265 | 0.17931 | 2061 | Mitigation | 0.95 | 45 | 0 | esc | 0.00097009 | 9.4471e-07 | 0.00097009 | 9.4471e-07 | 0.0027785 | 6.2883e-12 | 0.0033164 | 3.2659e-08
[120 empty] | 7.3.3.17.5 (Remote Grid) Updates to grid topology to minimize risk of ignition in HFTDs Remote GridWLDFRVegetation ContactAggregated | WLDFR | HFTD - Distribution - Tier 3 - 2QU CoRE ¦ 1QU LoRE | Red Flag Warning - Small Fires | Vegetation Contact | Aggregated | 2062 | 0.00097384 | 184.1265 | 0.17931 | 2062 | Mitigation | 0.95 | 45 | 0 | esc | 0.00097009 | 9.4471e-07 | 0.00097009 | 9.4471e-07 | 0.0027785 | 6.2883e-12 | 0.0033164 | 3.2659e-08
[120 empty] | 7.3.3.17.5 (Remote Grid) Updates to grid topology to minimize risk of ignition in HFTDs Remote GridWLDFRVegetation ContactAggregated | WLDFR | HFTD - Distribution - Tier 3 - 2QU CoRE ¦ 1QU LoRE | Red Flag Warning - Small Fires | Vegetation Contact | Aggregated | 2063 | 0.00097384 | 184.1265 | 0.17931 | 2063 | Mitigation | 0.95 | 45 | 0 | esc | 0.00097009 | 9.4471e-07 | 0.00097009 | 9.4471e-07 | 0.0027785 | 6.2883e-12 | 0.0033164 | 3.2659e-08
[120 empty] | 7.3.3.17.5 (Remote Grid) Updates to grid topology to minimize risk of ignition in HFTDs Remote GridWLDFRVegetation ContactAggregated | WLDFR | HFTD - Distribution - Tier 3 - 2QU CoRE ¦ 1QU LoRE | Red Flag Warning - Small Fires | Vegetation Contact | Aggregated | 2064 | 0.00097384 | 184.1265 | 0.17931 | 2064 | Mitigation | 0.95 | 45 | 0 | esc | 0.00097009 | 9.4471e-07 | 0.00097009 | 9.4471e-07 | 0.0027785 | 6.2883e-12 | 0.0033164 | 3.2659e-08
[120 empty] | 7.3.3.17.5 (Remote Grid) Updates to grid topology to minimize risk of ignition in HFTDs Remote GridWLDFRVegetation ContactAggregated | WLDFR | HFTD - Distribution - Tier 3 - 2QU CoRE ¦ 1QU LoRE | Red Flag Warning - Small Fires | Vegetation Contact | Aggregated | 2065 | 0.00097384 | 184.1265 | 0.17931 | 2065 | Mitigation | 0.95 | 45 | 0 | esc | 0.00097009 | 9.4471e-07 | 0.00097009 | 9.4471e-07 | 0.0027785 | 6.2883e-12 | 0.0033164 | 3.2659e-08
[120 empty] | 7.3.3.17.5 (Remote Grid) Updates to grid topology to minimize risk of ignition in HFTDs Remote GridWLDFRVegetation ContactAggregated | WLDFR | HFTD - Distribution - Tier 3 - 2QU CoRE ¦ 1QU LoRE | Red Flag Warning - Small Fires | Vegetation Contact | Aggregated | 2066 | 0.00097384 | 184.1265 | 0.17931 | 2066 | Mitigation | 0.95 | 45 | 0 | esc | 0.00097009 | 9.4471e-07 | 0.00097009 | 9.4471e-07 | 0.0027785 | 6.2883e-12 | 0.0033164 | 3.2659e-08
[120 empty] | 7.3.3.17.5 (Remote Grid) Updates to grid topology to minimize risk of ignition in HFTDs Remote GridWLDFRVegetation ContactAggregated | WLDFR | HFTD - Distribution - Tier 3 - 2QU CoRE ¦ 1QU LoRE | Red Flag Warning - Small Fires | Vegetation Contact | Aggregated | 2067 | 0.00097384 | 184.1265 | 0.17931 | 2067 | Mitigation | 0.95 | 45 | 0 | esc | 0 | 0 | 0.00097009 | 9.4471e-07 | 0.0027785 | 6.2883e-12 | 0.0033164 | 3.2659e-08
[120 empty] | 7.3.3.17.5 (Remote Grid) Updates to grid topology to minimize risk of ignition in HFTDs Remote GridWLDFRWire-to-wire contactAggregated | WLDFR | HFTD - Distribution - Tier 3 - 2QU CoRE ¦ 1QU LoRE | Red Flag Warning - Small Fires | Wire-to-wire contact | Aggregated | 2022 | 7.9229e-06 | 184.1265 | 0.0014588 | 2022 | Mitigation | 0.95 | 45 | 0 | esc | 0.00097009 | 7.6858e-09 | 0 | 0 | 0.0027785 | 6.2883e-12 | 0 | 0
[120 empty] | 7.3.3.17.5 (Remote Grid) Updates to grid topology to minimize risk of ignition in HFTDs Remote GridWLDFRWire-to-wire contactAggregated | WLDFR | HFTD - Distribution - Tier 3 - 2QU CoRE ¦ 1QU LoRE | Red Flag Warning - Small Fires | Wire-to-wire contact | Aggregated | 2023 | 7.9229e-06 | 184.1265 | 0.0014588 | 2023 | Mitigation | 0.95 | 45 | 0 | esc | 0.00097009 | 7.6858e-09 | 0.00097009 | 7.6858e-09 | 0.0027785 | 6.2883e-12 | 0 | 0
[120 empty] | 7.3.3.17.5 (Remote Grid) Updates to grid topology to minimize risk of ignition in HFTDs Remote GridWLDFRWire-to-wire contactAggregated | WLDFR | HFTD - Distribution - Tier 3 - 2QU CoRE ¦ 1QU LoRE | Red Flag Warning - Small Fires | Wire-to-wire contact | Aggregated | 2024 | 7.9229e-06 | 184.1265 | 0.0014588 | 2024 | Mitigation | 0.95 | 45 | 0 | esc | 0.00097009 | 7.6858e-09 | 0.00097009 | 7.6858e-09 | 0.0027785 | 6.2883e-12 | 0.012804 | 7.3288e-08
[120 empty] | 7.3.3.17.5 (Remote Grid) Updates to grid topology to minimize risk of ignition in HFTDs Remote GridWLDFRWire-to-wire contactAggregated | WLDFR | HFTD - Distribution - Tier 3 - 2QU CoRE ¦ 1QU LoRE | Red Flag Warning - Small Fires | Wire-to-wire contact | Aggregated | 2025 | 7.9229e-06 | 184.1265 | 0.0014588 | 2025 | Mitigation | 0.95 | 45 | 0 | esc | 0.00097009 | 7.6858e-09 | 0.00097009 | 7.6858e-09 | 0.0027785 | 6.2883e-12 | 0.012804 | 7.3288e-08
[120 empty] | 7.3.3.17.5 (Remote Grid) Updates to grid topology to minimize risk of ignition in HFTDs Remote GridWLDFRWire-to-wire contactAggregated | WLDFR | HFTD - Distribution - Tier 3 - 2QU CoRE ¦ 1QU LoRE | Red Flag Warning - Small Fires | Wire-to-wire contact | Aggregated | 2026 | 7.9229e-06 | 184.1265 | 0.0014588 | 2026 | Mitigation | 0.95 | 45 | 0 | esc | 0.00097009 | 7.6858e-09 | 0.00097009 | 7.6858e-09 | 0.0027785 | 6.2883e-12 | 0.012804 | 7.3288e-08
[120 empty] | 7.3.3.17.5 (Remote Grid) Updates to grid topology to minimize risk of ignition in HFTDs Remote GridWLDFRWire-to-wire contactAggregated | WLDFR | HFTD - Distribution - Tier 3 - 2QU CoRE ¦ 1QU LoRE | Red Flag Warning - Small Fires | Wire-to-wire contact | Aggregated | 2027 | 7.9229e-06 | 184.1265 | 0.0014588 | 2027 | Mitigation | 0.95 | 45 | 0 | esc | 0.00097009 | 7.6858e-09 | 0.00097009 | 7.6858e-09 | 0.0027785 | 6.2883e-12 | 0.012804 | 7.3288e-08
[120 empty] | 7.3.3.17.5 (Remote Grid) Updates to grid topology to minimize risk of ignition in HFTDs Remote GridWLDFRWire-to-wire contactAggregated | WLDFR | HFTD - Distribution - Tier 3 - 2QU CoRE ¦ 1QU LoRE | Red Flag Warning - Small Fires | Wire-to-wire contact | Aggregated | 2028 | 7.9229e-06 | 184.1265 | 0.0014588 | 2028 | Mitigation | 0.95 | 45 | 0 | esc | 0.00097009 | 7.6858e-09 | 0.00097009 | 7.6858e-09 | 0.0027785 | 6.2883e-12 | 0.012804 | 7.3288e-08
[120 empty] | 7.3.3.17.5 (Remote Grid) Updates to grid topology to minimize risk of ignition in HFTDs Remote GridWLDFRWire-to-wire contactAggregated | WLDFR | HFTD - Distribution - Tier 3 - 2QU CoRE ¦ 1QU LoRE | Red Flag Warning - Small Fires | Wire-to-wire contact | Aggregated | 2029 | 7.9229e-06 | 184.1265 | 0.0014588 | 2029 | Mitigation | 0.95 | 45 | 0 | esc | 0.00097009 | 7.6858e-09 | 0.00097009 | 7.6858e-09 | 0.0027785 | 6.2883e-12 | 0.012804 | 7.3288e-08
[120 empty] | 7.3.3.17.5 (Remote Grid) Updates to grid topology to minimize risk of ignition in HFTDs Remote GridWLDFRWire-to-wire contactAggregated | WLDFR | HFTD - Distribution - Tier 3 - 2QU CoRE ¦ 1QU LoRE | Red Flag Warning - Small Fires | Wire-to-wire contact | Aggregated | 2030 | 7.9229e-06 | 184.1265 | 0.0014588 | 2030 | Mitigation | 0.95 | 45 | 0 | esc | 0.00097009 | 7.6858e-09 | 0.00097009 | 7.6858e-09 | 0.0027785 | 6.2883e-12 | 0.012804 | 7.3288e-08
[120 empty] | 7.3.3.17.5 (Remote Grid) Updates to grid topology to minimize risk of ignition in HFTDs Remote GridWLDFRWire-to-wire contactAggregated | WLDFR | HFTD - Distribution - Tier 3 - 2QU CoRE ¦ 1QU LoRE | Red Flag Warning - Small Fires | Wire-to-wire contact | Aggregated | 2031 | 7.9229e-06 | 184.1265 | 0.0014588 | 2031 | Mitigation | 0.95 | 45 | 0 | esc | 0.00097009 | 7.6858e-09 | 0.00097009 | 7.6858e-09 | 0.0027785 | 6.2883e-12 | 0.012804 | 7.3288e-08
[120 empty] | 7.3.3.17.5 (Remote Grid) Updates to grid topology to minimize risk of ignition in HFTDs Remote GridWLDFRWire-to-wire contactAggregated | WLDFR | HFTD - Distribution - Tier 3 - 2QU CoRE ¦ 1QU LoRE | Red Flag Warning - Small Fires | Wire-to-wire contact | Aggregated | 2032 | 7.9229e-06 | 184.1265 | 0.0014588 | 2032 | Mitigation | 0.95 | 45 | 0 | esc | 0.00097009 | 7.6858e-09 | 0.00097009 | 7.6858e-09 | 0.0027785 | 6.2883e-12 | 0.012804 | 7.3288e-08
[120 empty] | 7.3.3.17.5 (Remote Grid) Updates to grid topology to minimize risk of ignition in HFTDs Remote GridWLDFRWire-to-wire contactAggregated | WLDFR | HFTD - Distribution - Tier 3 - 2QU CoRE ¦ 1QU LoRE | Red Flag Warning - Small Fires | Wire-to-wire contact | Aggregated | 2033 | 7.9229e-06 | 184.1265 | 0.0014588 | 2033 | Mitigation | 0.95 | 45 | 0 | esc | 0.00097009 | 7.6858e-09 | 0.00097009 | 7.6858e-09 | 0.0027785 | 6.2883e-12 | 0.012804 | 7.3288e-08
[120 empty] | 7.3.3.17.5 (Remote Grid) Updates to grid topology to minimize risk of ignition in HFTDs Remote GridWLDFRWire-to-wire contactAggregated | WLDFR | HFTD - Distribution - Tier 3 - 2QU CoRE ¦ 1QU LoRE | Red Flag Warning - Small Fires | Wire-to-wire contact | Aggregated | 2034 | 7.9229e-06 | 184.1265 | 0.0014588 | 2034 | Mitigation | 0.95 | 45 | 0 | esc | 0.00097009 | 7.6858e-09 | 0.00097009 | 7.6858e-09 | 0.0027785 | 6.2883e-12 | 0.012804 | 7.3288e-08
[120 empty] | 7.3.3.17.5 (Remote Grid) Updates to grid topology to minimize risk of ignition in HFTDs Remote GridWLDFRWire-to-wire contactAggregated | WLDFR | HFTD - Distribution - Tier 3 - 2QU CoRE ¦ 1QU LoRE | Red Flag Warning - Small Fires | Wire-to-wire contact | Aggregated | 2035 | 7.9229e-06 | 184.1265 | 0.0014588 | 2035 | Mitigation | 0.95 | 45 | 0 | esc | 0.00097009 | 7.6858e-09 | 0.00097009 | 7.6858e-09 | 0.0027785 | 6.2883e-12 | 0.012804 | 7.3288e-08
[120 empty] | 7.3.3.17.5 (Remote Grid) Updates to grid topology to minimize risk of ignition in HFTDs Remote GridWLDFRWire-to-wire contactAggregated | WLDFR | HFTD - Distribution - Tier 3 - 2QU CoRE ¦ 1QU LoRE | Red Flag Warning - Small Fires | Wire-to-wire contact | Aggregated | 2036 | 7.9229e-06 | 184.1265 | 0.0014588 | 2036 | Mitigation | 0.95 | 45 | 0 | esc | 0.00097009 | 7.6858e-09 | 0.00097009 | 7.6858e-09 | 0.0027785 | 6.2883e-12 | 0.012804 | 7.3288e-08
[120 empty] | 7.3.3.17.5 (Remote Grid) Updates to grid topology to minimize risk of ignition in HFTDs Remote GridWLDFRWire-to-wire contactAggregated | WLDFR | HFTD - Distribution - Tier 3 - 2QU CoRE ¦ 1QU LoRE | Red Flag Warning - Small Fires | Wire-to-wire contact | Aggregated | 2037 | 7.9229e-06 | 184.1265 | 0.0014588 | 2037 | Mitigation | 0.95 | 45 | 0 | esc | 0.00097009 | 7.6858e-09 | 0.00097009 | 7.6858e-09 | 0.0027785 | 6.2883e-12 | 0.012804 | 7.3288e-08
[120 empty] | 7.3.3.17.5 (Remote Grid) Updates to grid topology to minimize risk of ignition in HFTDs Remote GridWLDFRWire-to-wire contactAggregated | WLDFR | HFTD - Distribution - Tier 3 - 2QU CoRE ¦ 1QU LoRE | Red Flag Warning - Small Fires | Wire-to-wire contact | Aggregated | 2038 | 7.9229e-06 | 184.1265 | 0.0014588 | 2038 | Mitigation | 0.95 | 45 | 0 | esc | 0.00097009 | 7.6858e-09 | 0.00097009 | 7.6858e-09 | 0.0027785 | 6.2883e-12 | 0.012804 | 7.3288e-08
[120 empty] | 7.3.3.17.5 (Remote Grid) Updates to grid topology to minimize risk of ignition in HFTDs Remote GridWLDFRWire-to-wire contactAggregated | WLDFR | HFTD - Distribution - Tier 3 - 2QU CoRE ¦ 1QU LoRE | Red Flag Warning - Small Fires | Wire-to-wire contact | Aggregated | 2039 | 7.9229e-06 | 184.1265 | 0.0014588 | 2039 | Mitigation | 0.95 | 45 | 0 | esc | 0.00097009 | 7.6858e-09 | 0.00097009 | 7.6858e-09 | 0.0027785 | 6.2883e-12 | 0.012804 | 7.3288e-08
[120 empty] | 7.3.3.17.5 (Remote Grid) Updates to grid topology to minimize risk of ignition in HFTDs Remote GridWLDFRWire-to-wire contactAggregated | WLDFR | HFTD - Distribution - Tier 3 - 2QU CoRE ¦ 1QU LoRE | Red Flag Warning - Small Fires | Wire-to-wire contact | Aggregated | 2040 | 7.9229e-06 | 184.1265 | 0.0014588 | 2040 | Mitigation | 0.95 | 45 | 0 | esc | 0.00097009 | 7.6858e-09 | 0.00097009 | 7.6858e-09 | 0.0027785 | 6.2883e-12 | 0.012804 | 7.3288e-08
[120 empty] | 7.3.3.17.5 (Remote Grid) Updates to grid topology to minimize risk of ignition in HFTDs Remote GridWLDFRWire-to-wire contactAggregated | WLDFR | HFTD - Distribution - Tier 3 - 2QU CoRE ¦ 1QU LoRE | Red Flag Warning - Small Fires | Wire-to-wire contact | Aggregated | 2041 | 7.9229e-06 | 184.1265 | 0.0014588 | 2041 | Mitigation | 0.95 | 45 | 0 | esc | 0.00097009 | 7.6858e-09 | 0.00097009 | 7.6858e-09 | 0.0027785 | 6.2883e-12 | 0.012804 | 7.3288e-08
[120 empty] | 7.3.3.17.5 (Remote Grid) Updates to grid topology to minimize risk of ignition in HFTDs Remote GridWLDFRWire-to-wire contactAggregated | WLDFR | HFTD - Distribution - Tier 3 - 2QU CoRE ¦ 1QU LoRE | Red Flag Warning - Small Fires | Wire-to-wire contact | Aggregated | 2042 | 7.9229e-06 | 184.1265 | 0.0014588 | 2042 | Mitigation | 0.95 | 45 | 0 | esc | 0.00097009 | 7.6858e-09 | 0.00097009 | 7.6858e-09 | 0.0027785 | 6.2883e-12 | 0.012804 | 7.3288e-08
[120 empty] | 7.3.3.17.5 (Remote Grid) Updates to grid topology to minimize risk of ignition in HFTDs Remote GridWLDFRWire-to-wire contactAggregated | WLDFR | HFTD - Distribution - Tier 3 - 2QU CoRE ¦ 1QU LoRE | Red Flag Warning - Small Fires | Wire-to-wire contact | Aggregated | 2043 | 7.9229e-06 | 184.1265 | 0.0014588 | 2043 | Mitigation | 0.95 | 45 | 0 | esc | 0.00097009 | 7.6858e-09 | 0.00097009 | 7.6858e-09 | 0.0027785 | 6.2883e-12 | 0.012804 | 7.3288e-08
[120 empty] | 7.3.3.17.5 (Remote Grid) Updates to grid topology to minimize risk of ignition in HFTDs Remote GridWLDFRWire-to-wire contactAggregated | WLDFR | HFTD - Distribution - Tier 3 - 2QU CoRE ¦ 1QU LoRE | Red Flag Warning - Small Fires | Wire-to-wire contact | Aggregated | 2044 | 7.9229e-06 | 184.1265 | 0.0014588 | 2044 | Mitigation | 0.95 | 45 | 0 | esc | 0.00097009 | 7.6858e-09 | 0.00097009 | 7.6858e-09 | 0.0027785 | 6.2883e-12 | 0.012804 | 7.3288e-08
[120 empty] | 7.3.3.17.5 (Remote Grid) Updates to grid topology to minimize risk of ignition in HFTDs Remote GridWLDFRWire-to-wire contactAggregated | WLDFR | HFTD - Distribution - Tier 3 - 2QU CoRE ¦ 1QU LoRE | Red Flag Warning - Small Fires | Wire-to-wire contact | Aggregated | 2045 | 7.9229e-06 | 184.1265 | 0.0014588 | 2045 | Mitigation | 0.95 | 45 | 0 | esc | 0.00097009 | 7.6858e-09 | 0.00097009 | 7.6858e-09 | 0.0027785 | 6.2883e-12 | 0.012804 | 7.3288e-08
[120 empty] | 7.3.3.17.5 (Remote Grid) Updates to grid topology to minimize risk of ignition in HFTDs Remote GridWLDFRWire-to-wire contactAggregated | WLDFR | HFTD - Distribution - Tier 3 - 2QU CoRE ¦ 1QU LoRE | Red Flag Warning - Small Fires | Wire-to-wire contact | Aggregated | 2046 | 7.9229e-06 | 184.1265 | 0.0014588 | 2046 | Mitigation | 0.95 | 45 | 0 | esc | 0.00097009 | 7.6858e-09 | 0.00097009 | 7.6858e-09 | 0.0027785 | 6.2883e-12 | 0.012804 | 7.3288e-08
[120 empty] | 7.3.3.17.5 (Remote Grid) Updates to grid topology to minimize risk of ignition in HFTDs Remote GridWLDFRWire-to-wire contactAggregated | WLDFR | HFTD - Distribution - Tier 3 - 2QU CoRE ¦ 1QU LoRE | Red Flag Warning - Small Fires | Wire-to-wire contact | Aggregated | 2047 | 7.9229e-06 | 184.1265 | 0.0014588 | 2047 | Mitigation | 0.95 | 45 | 0 | esc | 0.00097009 | 7.6858e-09 | 0.00097009 | 7.6858e-09 | 0.0027785 | 6.2883e-12 | 0.012804 | 7.3288e-08
[120 empty] | 7.3.3.17.5 (Remote Grid) Updates to grid topology to minimize risk of ignition in HFTDs Remote GridWLDFRWire-to-wire contactAggregated | WLDFR | HFTD - Distribution - Tier 3 - 2QU CoRE ¦ 1QU LoRE | Red Flag Warning - Small Fires | Wire-to-wire contact | Aggregated | 2048 | 7.9229e-06 | 184.1265 | 0.0014588 | 2048 | Mitigation | 0.95 | 45 | 0 | esc | 0.00097009 | 7.6858e-09 | 0.00097009 | 7.6858e-09 | 0.0027785 | 6.2883e-12 | 0.012804 | 7.3288e-08
[120 empty] | 7.3.3.17.5 (Remote Grid) Updates to grid topology to minimize risk of ignition in HFTDs Remote GridWLDFRWire-to-wire contactAggregated | WLDFR | HFTD - Distribution - Tier 3 - 2QU CoRE ¦ 1QU LoRE | Red Flag Warning - Small Fires | Wire-to-wire contact | Aggregated | 2049 | 7.9229e-06 | 184.1265 | 0.0014588 | 2049 | Mitigation | 0.95 | 45 | 0 | esc | 0.00097009 | 7.6858e-09 | 0.00097009 | 7.6858e-09 | 0.0027785 | 6.2883e-12 | 0.012804 | 7.3288e-08
[120 empty] | 7.3.3.17.5 (Remote Grid) Updates to grid topology to minimize risk of ignition in HFTDs Remote GridWLDFRWire-to-wire contactAggregated | WLDFR | HFTD - Distribution - Tier 3 - 2QU CoRE ¦ 1QU LoRE | Red Flag Warning - Small Fires | Wire-to-wire contact | Aggregated | 2050 | 7.9229e-06 | 184.1265 | 0.0014588 | 2050 | Mitigation | 0.95 | 45 | 0 | esc | 0.00097009 | 7.6858e-09 | 0.00097009 | 7.6858e-09 | 0.0027785 | 6.2883e-12 | 0.012804 | 7.3288e-08
[120 empty] | 7.3.3.17.5 (Remote Grid) Updates to grid topology to minimize risk of ignition in HFTDs Remote GridWLDFRWire-to-wire contactAggregated | WLDFR | HFTD - Distribution - Tier 3 - 2QU CoRE ¦ 1QU LoRE | Red Flag Warning - Small Fires | Wire-to-wire contact | Aggregated | 2051 | 7.9229e-06 | 184.1265 | 0.0014588 | 2051 | Mitigation | 0.95 | 45 | 0 | esc | 0.00097009 | 7.6858e-09 | 0.00097009 | 7.6858e-09 | 0.0027785 | 6.2883e-12 | 0.012804 | 7.3288e-08
[120 empty] | 7.3.3.17.5 (Remote Grid) Updates to grid topology to minimize risk of ignition in HFTDs Remote GridWLDFRWire-to-wire contactAggregated | WLDFR | HFTD - Distribution - Tier 3 - 2QU CoRE ¦ 1QU LoRE | Red Flag Warning - Small Fires | Wire-to-wire contact | Aggregated | 2052 | 7.9229e-06 | 184.1265 | 0.0014588 | 2052 | Mitigation | 0.95 | 45 | 0 | esc | 0.00097009 | 7.6858e-09 | 0.00097009 | 7.6858e-09 | 0.0027785 | 6.2883e-12 | 0.012804 | 7.3288e-08
[120 empty] | 7.3.3.17.5 (Remote Grid) Updates to grid topology to minimize risk of ignition in HFTDs Remote GridWLDFRWire-to-wire contactAggregated | WLDFR | HFTD - Distribution - Tier 3 - 2QU CoRE ¦ 1QU LoRE | Red Flag Warning - Small Fires | Wire-to-wire contact | Aggregated | 2053 | 7.9229e-06 | 184.1265 | 0.0014588 | 2053 | Mitigation | 0.95 | 45 | 0 | esc | 0.00097009 | 7.6858e-09 | 0.00097009 | 7.6858e-09 | 0.0027785 | 6.2883e-12 | 0.012804 | 7.3288e-08
[120 empty] | 7.3.3.17.5 (Remote Grid) Updates to grid topology to minimize risk of ignition in HFTDs Remote GridWLDFRWire-to-wire contactAggregated | WLDFR | HFTD - Distribution - Tier 3 - 2QU CoRE ¦ 1QU LoRE | Red Flag Warning - Small Fires | Wire-to-wire contact | Aggregated | 2054 | 7.9229e-06 | 184.1265 | 0.0014588 | 2054 | Mitigation | 0.95 | 45 | 0 | esc | 0.00097009 | 7.6858e-09 | 0.00097009 | 7.6858e-09 | 0.0027785 | 6.2883e-12 | 0 | 0
[120 empty] | 7.3.3.17.5 (Remote Grid) Updates to grid topology to minimize risk of ignition in HFTDs Remote GridWLDFRWire-to-wire contactAggregated | WLDFR | HFTD - Distribution - Tier 3 - 2QU CoRE ¦ 1QU LoRE | Red Flag Warning - Small Fires | Wire-to-wire contact | Aggregated | 2055 | 7.9229e-06 | 184.1265 | 0.0014588 | 2055 | Mitigation | 0.95 | 45 | 0 | esc | 0.00097009 | 7.6858e-09 | 0.00097009 | 7.6858e-09 | 0.0027785 | 6.2883e-12 | 0 | 0
[120 empty] | 7.3.3.17.5 (Remote Grid) Updates to grid topology to minimize risk of ignition in HFTDs Remote GridWLDFRWire-to-wire contactAggregated | WLDFR | HFTD - Distribution - Tier 3 - 2QU CoRE ¦ 1QU LoRE | Red Flag Warning - Small Fires | Wire-to-wire contact | Aggregated | 2056 | 7.9229e-06 | 184.1265 | 0.0014588 | 2056 | Mitigation | 0.95 | 45 | 0 | esc | 0.00097009 | 7.6858e-09 | 0.00097009 | 7.6858e-09 | 0.0027785 | 6.2883e-12 | 0.014899 | 8.1682e-09
[120 empty] | 7.3.3.17.5 (Remote Grid) Updates to grid topology to minimize risk of ignition in HFTDs Remote GridWLDFRWire-to-wire contactAggregated | WLDFR | HFTD - Distribution - Tier 3 - 2QU CoRE ¦ 1QU LoRE | Red Flag Warning - Small Fires | Wire-to-wire contact | Aggregated | 2057 | 7.9229e-06 | 184.1265 | 0.0014588 | 2057 | Mitigation | 0.95 | 45 | 0 | esc | 0.00097009 | 7.6858e-09 | 0.00097009 | 7.6858e-09 | 0.0027785 | 6.2883e-12 | 0.014899 | 8.1682e-09
[120 empty] | 7.3.3.17.5 (Remote Grid) Updates to grid topology to minimize risk of ignition in HFTDs Remote GridWLDFRWire-to-wire contactAggregated | WLDFR | HFTD - Distribution - Tier 3 - 2QU CoRE ¦ 1QU LoRE | Red Flag Warning - Small Fires | Wire-to-wire contact | Aggregated | 2058 | 7.9229e-06 | 184.1265 | 0.0014588 | 2058 | Mitigation | 0.95 | 45 | 0 | esc | 0.00097009 | 7.6858e-09 | 0.00097009 | 7.6858e-09 | 0.0027785 | 6.2883e-12 | 0.014899 | 8.1682e-09
[120 empty] | 7.3.3.17.5 (Remote Grid) Updates to grid topology to minimize risk of ignition in HFTDs Remote GridWLDFRWire-to-wire contactAggregated | WLDFR | HFTD - Distribution - Tier 3 - 2QU CoRE ¦ 1QU LoRE | Red Flag Warning - Small Fires | Wire-to-wire contact | Aggregated | 2059 | 7.9229e-06 | 184.1265 | 0.0014588 | 2059 | Mitigation | 0.95 | 45 | 0 | esc | 0.00097009 | 7.6858e-09 | 0.00097009 | 7.6858e-09 | 0.0027785 | 6.2883e-12 | 0.014899 | 8.1682e-09
[120 empty] | 7.3.3.17.5 (Remote Grid) Updates to grid topology to minimize risk of ignition in HFTDs Remote GridWLDFRWire-to-wire contactAggregated | WLDFR | HFTD - Distribution - Tier 3 - 2QU CoRE ¦ 1QU LoRE | Red Flag Warning - Small Fires | Wire-to-wire contact | Aggregated | 2060 | 7.9229e-06 | 184.1265 | 0.0014588 | 2060 | Mitigation | 0.95 | 45 | 0 | esc | 0.00097009 | 7.6858e-09 | 0.00097009 | 7.6858e-09 | 0.0027785 | 6.2883e-12 | 0.014899 | 8.1682e-09
[120 empty] | 7.3.3.17.5 (Remote Grid) Updates to grid topology to minimize risk of ignition in HFTDs Remote GridWLDFRWire-to-wire contactAggregated | WLDFR | HFTD - Distribution - Tier 3 - 2QU CoRE ¦ 1QU LoRE | Red Flag Warning - Small Fires | Wire-to-wire contact | Aggregated | 2061 | 7.9229e-06 | 184.1265 | 0.0014588 | 2061 | Mitigation | 0.95 | 45 | 0 | esc | 0.00097009 | 7.6858e-09 | 0.00097009 | 7.6858e-09 | 0.0027785 | 6.2883e-12 | 0.014899 | 8.1682e-09
[120 empty] | 7.3.3.17.5 (Remote Grid) Updates to grid topology to minimize risk of ignition in HFTDs Remote GridWLDFRWire-to-wire contactAggregated | WLDFR | HFTD - Distribution - Tier 3 - 2QU CoRE ¦ 1QU LoRE | Red Flag Warning - Small Fires | Wire-to-wire contact | Aggregated | 2062 | 7.9229e-06 | 184.1265 | 0.0014588 | 2062 | Mitigation | 0.95 | 45 | 0 | esc | 0.00097009 | 7.6858e-09 | 0.00097009 | 7.6858e-09 | 0 | 0 | 0.014899 | 8.1682e-09
[120 empty] | 7.3.3.17.5 (Remote Grid) Updates to grid topology to minimize risk of ignition in HFTDs Remote GridWLDFRWire-to-wire contactAggregated | WLDFR | HFTD - Distribution - Tier 3 - 2QU CoRE ¦ 1QU LoRE | Red Flag Warning - Small Fires | Wire-to-wire contact | Aggregated | 2063 | 7.9229e-06 | 184.1265 | 0.0014588 | 2063 | Mitigation | 0.95 | 45 | 0 | esc | 0.00097009 | 7.6858e-09 | 0.00097009 | 7.6858e-09 | 0.0027785 | 8.4338e-11 | 0.014899 | 8.1682e-09
[120 empty] | 7.3.3.17.5 (Remote Grid) Updates to grid topology to minimize risk of ignition in HFTDs Remote GridWLDFRWire-to-wire contactAggregated | WLDFR | HFTD - Distribution - Tier 3 - 2QU CoRE ¦ 1QU LoRE | Red Flag Warning - Small Fires | Wire-to-wire contact | Aggregated | 2064 | 7.9229e-06 | 184.1265 | 0.0014588 | 2064 | Mitigation | 0.95 | 45 | 0 | esc | 0.00097009 | 7.6858e-09 | 0.00097009 | 7.6858e-09 | 0.0027785 | 8.4338e-11 | 0.014899 | 8.1682e-09
[120 empty] | 7.3.3.17.5 (Remote Grid) Updates to grid topology to minimize risk of ignition in HFTDs Remote GridWLDFRWire-to-wire contactAggregated | WLDFR | HFTD - Distribution - Tier 3 - 2QU CoRE ¦ 1QU LoRE | Red Flag Warning - Small Fires | Wire-to-wire contact | Aggregated | 2065 | 7.9229e-06 | 184.1265 | 0.0014588 | 2065 | Mitigation | 0.95 | 45 | 0 | esc | 0.00097009 | 7.6858e-09 | 0.00097009 | 7.6858e-09 | 0.0027785 | 8.4338e-11 | 0.014899 | 8.1682e-09
[120 empty] | 7.3.3.17.5 (Remote Grid) Updates to grid topology to minimize risk of ignition in HFTDs Remote GridWLDFRWire-to-wire contactAggregated | WLDFR | HFTD - Distribution - Tier 3 - 2QU CoRE ¦ 1QU LoRE | Red Flag Warning - Small Fires | Wire-to-wire contact | Aggregated | 2066 | 7.9229e-06 | 184.1265 | 0.0014588 | 2066 | Mitigation | 0.95 | 45 | 0 | esc | 0.00097009 | 7.6858e-09 | 0.00097009 | 7.6858e-09 | 0.0027785 | 8.4338e-11 | 0.014899 | 8.1682e-09
[120 empty] | 7.3.3.17.5 (Remote Grid) Updates to grid topology to minimize risk of ignition in HFTDs Remote GridWLDFRWire-to-wire contactAggregated | WLDFR | HFTD - Distribution - Tier 3 - 2QU CoRE ¦ 1QU LoRE | Red Flag Warning - Small Fires | Wire-to-wire contact | Aggregated | 2067 | 7.9229e-06 | 184.1265 | 0.0014588 | 2067 | Mitigation | 0.95 | 45 | 0 | esc | 0 | 0 | 0.00097009 | 7.6858e-09 | 0.0027785 | 8.4338e-11 | 0.014899 | 8.1682e-09
[120 empty] | 7.3.3.17.5 (Remote Grid) Updates to grid topology to minimize risk of ignition in HFTDs Remote GridWLDFRContact from objectAggregated | WLDFR | HFTD - Distribution - Tier 3 - 2QU CoRE ¦ 2QU LoRE | Non-Red Flag Warning - Catastrophic Fires | Contact from object | Aggregated | 2022 | 1.2528e-06 | 264.4574 | 0.00033131 | 2022 | Mitigation | 0.95 | 45 | 0 | esc | 0.00097009 | 1.2153e-09 | 0 | 0 | 0.0027785 | 8.4338e-11 | 0.014899 | 8.1682e-09
[120 empty] | 7.3.3.17.5 (Remote Grid) Updates to grid topology to minimize risk of ignition in HFTDs Remote GridWLDFRContact from objectAggregated | WLDFR | HFTD - Distribution - Tier 3 - 2QU CoRE ¦ 2QU LoRE | Non-Red Flag Warning - Catastrophic Fires | Contact from object | Aggregated | 2023 | 1.2528e-06 | 264.4574 | 0.00033131 | 2023 | Mitigation | 0.95 | 45 | 0 | esc | 0.00097009 | 1.2153e-09 | 0.00097009 | 1.2153e-09 | 0.0027785 | 8.4338e-11 | 0.014899 | 8.1682e-09
[120 empty] | 7.3.3.17.5 (Remote Grid) Updates to grid topology to minimize risk of ignition in HFTDs Remote GridWLDFRContact from objectAggregated | WLDFR | HFTD - Distribution - Tier 3 - 2QU CoRE ¦ 2QU LoRE | Non-Red Flag Warning - Catastrophic Fires | Contact from object | Aggregated | 2024 | 1.2528e-06 | 264.4574 | 0.00033131 | 2024 | Mitigation | 0.95 | 45 | 0 | esc | 0.00097009 | 1.2153e-09 | 0.00097009 | 1.2153e-09 | 0.0027785 | 8.4338e-11 | 0.014899 | 8.1682e-09
[120 empty] | 7.3.3.17.5 (Remote Grid) Updates to grid topology to minimize risk of ignition in HFTDs Remote GridWLDFRContact from objectAggregated | WLDFR | HFTD - Distribution - Tier 3 - 2QU CoRE ¦ 2QU LoRE | Non-Red Flag Warning - Catastrophic Fires | Contact from object | Aggregated | 2025 | 1.2528e-06 | 264.4574 | 0.00033131 | 2025 | Mitigation | 0.95 | 45 | 0 | esc | 0.00097009 | 1.2153e-09 | 0.00097009 | 1.2153e-09 | 0.0027785 | 8.4338e-11 | 0.014899 | 8.1682e-09
[120 empty] | 7.3.3.17.5 (Remote Grid) Updates to grid topology to minimize risk of ignition in HFTDs Remote GridWLDFRContact from objectAggregated | WLDFR | HFTD - Distribution - Tier 3 - 2QU CoRE ¦ 2QU LoRE | Non-Red Flag Warning - Catastrophic Fires | Contact from object | Aggregated | 2026 | 1.2528e-06 | 264.4574 | 0.00033131 | 2026 | Mitigation | 0.95 | 45 | 0 | esc | 0.00097009 | 1.2153e-09 | 0.00097009 | 1.2153e-09 | 0.0027785 | 8.4338e-11 | 0.014899 | 8.1682e-09
[120 empty] | 7.3.3.17.5 (Remote Grid) Updates to grid topology to minimize risk of ignition in HFTDs Remote GridWLDFRContact from objectAggregated | WLDFR | HFTD - Distribution - Tier 3 - 2QU CoRE ¦ 2QU LoRE | Non-Red Flag Warning - Catastrophic Fires | Contact from object | Aggregated | 2027 | 1.2528e-06 | 264.4574 | 0.00033131 | 2027 | Mitigation | 0.95 | 45 | 0 | esc | 0.00097009 | 1.2153e-09 | 0.00097009 | 1.2153e-09 | 0.0027785 | 8.4338e-11 | 0.014899 | 8.1682e-09
[120 empty] | 7.3.3.17.5 (Remote Grid) Updates to grid topology to minimize risk of ignition in HFTDs Remote GridWLDFRContact from objectAggregated | WLDFR | HFTD - Distribution - Tier 3 - 2QU CoRE ¦ 2QU LoRE | Non-Red Flag Warning - Catastrophic Fires | Contact from object | Aggregated | 2028 | 1.2528e-06 | 264.4574 | 0.00033131 | 2028 | Mitigation | 0.95 | 45 | 0 | esc | 0.00097009 | 1.2153e-09 | 0.00097009 | 1.2153e-09 | 0.0027785 | 8.4338e-11 | 0.014899 | 8.1682e-09
[120 empty] | 7.3.3.17.5 (Remote Grid) Updates to grid topology to minimize risk of ignition in HFTDs Remote GridWLDFRContact from objectAggregated | WLDFR | HFTD - Distribution - Tier 3 - 2QU CoRE ¦ 2QU LoRE | Non-Red Flag Warning - Catastrophic Fires | Contact from object | Aggregated | 2029 | 1.2528e-06 | 264.4574 | 0.00033131 | 2029 | Mitigation | 0.95 | 45 | 0 | esc | 0.00097009 | 1.2153e-09 | 0.00097009 | 1.2153e-09 | 0.0027785 | 8.4338e-11 | 0.014899 | 8.1682e-09
[120 empty] | 7.3.3.17.5 (Remote Grid) Updates to grid topology to minimize risk of ignition in HFTDs Remote GridWLDFRContact from objectAggregated | WLDFR | HFTD - Distribution - Tier 3 - 2QU CoRE ¦ 2QU LoRE | Non-Red Flag Warning - Catastrophic Fires | Contact from object | Aggregated | 2030 | 1.2528e-06 | 264.4574 | 0.00033131 | 2030 | Mitigation | 0.95 | 45 | 0 | esc | 0.00097009 | 1.2153e-09 | 0.00097009 | 1.2153e-09 | 0.0027785 | 8.4338e-11 | 0.014899 | 8.1682e-09
[120 empty] | 7.3.3.17.5 (Remote Grid) Updates to grid topology to minimize risk of ignition in HFTDs Remote GridWLDFRContact from objectAggregated | WLDFR | HFTD - Distribution - Tier 3 - 2QU CoRE ¦ 2QU LoRE | Non-Red Flag Warning - Catastrophic Fires | Contact from object | Aggregated | 2031 | 1.2528e-06 | 264.4574 | 0.00033131 | 2031 | Mitigation | 0.95 | 45 | 0 | esc | 0.00097009 | 1.2153e-09 | 0.00097009 | 1.2153e-09 | 0.0027785 | 8.4338e-11 | 0.014899 | 8.1682e-09
[120 empty] | 7.3.3.17.5 (Remote Grid) Updates to grid topology to minimize risk of ignition in HFTDs Remote GridWLDFRContact from objectAggregated | WLDFR | HFTD - Distribution - Tier 3 - 2QU CoRE ¦ 2QU LoRE | Non-Red Flag Warning - Catastrophic Fires | Contact from object | Aggregated | 2032 | 1.2528e-06 | 264.4574 | 0.00033131 | 2032 | Mitigation | 0.95 | 45 | 0 | esc | 0.00097009 | 1.2153e-09 | 0.00097009 | 1.2153e-09 | 0.0027785 | 8.4338e-11 | 0.014899 | 8.1682e-09
[120 empty] | 7.3.3.17.5 (Remote Grid) Updates to grid topology to minimize risk of ignition in HFTDs Remote GridWLDFRContact from objectAggregated | WLDFR | HFTD - Distribution - Tier 3 - 2QU CoRE ¦ 2QU LoRE | Non-Red Flag Warning - Catastrophic Fires | Contact from object | Aggregated | 2033 | 1.2528e-06 | 264.4574 | 0.00033131 | 2033 | Mitigation | 0.95 | 45 | 0 | esc | 0.00097009 | 1.2153e-09 | 0.00097009 | 1.2153e-09 | 0.0027785 | 8.4338e-11 | 0.014899 | 8.1682e-09
[120 empty] | 7.3.3.17.5 (Remote Grid) Updates to grid topology to minimize risk of ignition in HFTDs Remote GridWLDFRContact from objectAggregated | WLDFR | HFTD - Distribution - Tier 3 - 2QU CoRE ¦ 2QU LoRE | Non-Red Flag Warning - Catastrophic Fires | Contact from object | Aggregated | 2034 | 1.2528e-06 | 264.4574 | 0.00033131 | 2034 | Mitigation | 0.95 | 45 | 0 | esc | 0.00097009 | 1.2153e-09 | 0.00097009 | 1.2153e-09 | 0.0027785 | 8.4338e-11 | 0.014899 | 8.1682e-09
[120 empty] | 7.3.3.17.5 (Remote Grid) Updates to grid topology to minimize risk of ignition in HFTDs Remote GridWLDFRContact from objectAggregated | WLDFR | HFTD - Distribution - Tier 3 - 2QU CoRE ¦ 2QU LoRE | Non-Red Flag Warning - Catastrophic Fires | Contact from object | Aggregated | 2035 | 1.2528e-06 | 264.4574 | 0.00033131 | 2035 | Mitigation | 0.95 | 45 | 0 | esc | 0.00097009 | 1.2153e-09 | 0.00097009 | 1.2153e-09 | 0.0027785 | 8.4338e-11 | 0.014899 | 8.1682e-09
[120 empty] | 7.3.3.17.5 (Remote Grid) Updates to grid topology to minimize risk of ignition in HFTDs Remote GridWLDFRContact from objectAggregated | WLDFR | HFTD - Distribution - Tier 3 - 2QU CoRE ¦ 2QU LoRE | Non-Red Flag Warning - Catastrophic Fires | Contact from object | Aggregated | 2036 | 1.2528e-06 | 264.4574 | 0.00033131 | 2036 | Mitigation | 0.95 | 45 | 0 | esc | 0.00097009 | 1.2153e-09 | 0.00097009 | 1.2153e-09 | 0.0027785 | 8.4338e-11 | 0.014899 | 8.1682e-09
[120 empty] | 7.3.3.17.5 (Remote Grid) Updates to grid topology to minimize risk of ignition in HFTDs Remote GridWLDFRContact from objectAggregated | WLDFR | HFTD - Distribution - Tier 3 - 2QU CoRE ¦ 2QU LoRE | Non-Red Flag Warning - Catastrophic Fires | Contact from object | Aggregated | 2037 | 1.2528e-06 | 264.4574 | 0.00033131 | 2037 | Mitigation | 0.95 | 45 | 0 | esc | 0.00097009 | 1.2153e-09 | 0.00097009 | 1.2153e-09 | 0.0027785 | 8.4338e-11 | 0.014899 | 8.1682e-09
[120 empty] | 7.3.3.17.5 (Remote Grid) Updates to grid topology to minimize risk of ignition in HFTDs Remote GridWLDFRContact from objectAggregated | WLDFR | HFTD - Distribution - Tier 3 - 2QU CoRE ¦ 2QU LoRE | Non-Red Flag Warning - Catastrophic Fires | Contact from object | Aggregated | 2038 | 1.2528e-06 | 264.4574 | 0.00033131 | 2038 | Mitigation | 0.95 | 45 | 0 | esc | 0.00097009 | 1.2153e-09 | 0.00097009 | 1.2153e-09 | 0.0027785 | 8.4338e-11 | 0.014899 | 8.1682e-09
[120 empty] | 7.3.3.17.5 (Remote Grid) Updates to grid topology to minimize risk of ignition in HFTDs Remote GridWLDFRContact from objectAggregated | WLDFR | HFTD - Distribution - Tier 3 - 2QU CoRE ¦ 2QU LoRE | Non-Red Flag Warning - Catastrophic Fires | Contact from object | Aggregated | 2039 | 1.2528e-06 | 264.4574 | 0.00033131 | 2039 | Mitigation | 0.95 | 45 | 0 | esc | 0.00097009 | 1.2153e-09 | 0.00097009 | 1.2153e-09 | 0.0027785 | 8.4338e-11 | 0.014899 | 8.1682e-09
[120 empty] | 7.3.3.17.5 (Remote Grid) Updates to grid topology to minimize risk of ignition in HFTDs Remote GridWLDFRContact from objectAggregated | WLDFR | HFTD - Distribution - Tier 3 - 2QU CoRE ¦ 2QU LoRE | Non-Red Flag Warning - Catastrophic Fires | Contact from object | Aggregated | 2040 | 1.2528e-06 | 264.4574 | 0.00033131 | 2040 | Mitigation | 0.95 | 45 | 0 | esc | 0.00097009 | 1.2153e-09 | 0.00097009 | 1.2153e-09 | 0.0027785 | 8.4338e-11 | 0 | 0
[120 empty] | 7.3.3.17.5 (Remote Grid) Updates to grid topology to minimize risk of ignition in HFTDs Remote GridWLDFRContact from objectAggregated | WLDFR | HFTD - Distribution - Tier 3 - 2QU CoRE ¦ 2QU LoRE | Non-Red Flag Warning - Catastrophic Fires | Contact from object | Aggregated | 2041 | 1.2528e-06 | 264.4574 | 0.00033131 | 2041 | Mitigation | 0.95 | 45 | 0 | esc | 0.00097009 | 1.2153e-09 | 0.00097009 | 1.2153e-09 | 0.0027785 | 8.4338e-11 | 0 | 0
[120 empty] | 7.3.3.17.5 (Remote Grid) Updates to grid topology to minimize risk of ignition in HFTDs Remote GridWLDFRContact from objectAggregated | WLDFR | HFTD - Distribution - Tier 3 - 2QU CoRE ¦ 2QU LoRE | Non-Red Flag Warning - Catastrophic Fires | Contact from object | Aggregated | 2042 | 1.2528e-06 | 264.4574 | 0.00033131 | 2042 | Mitigation | 0.95 | 45 | 0 | esc | 0.00097009 | 1.2153e-09 | 0.00097009 | 1.2153e-09 | 0.0027785 | 8.4338e-11 | 0.008942 | 3.9349e-08
[120 empty] | 7.3.3.17.5 (Remote Grid) Updates to grid topology to minimize risk of ignition in HFTDs Remote GridWLDFRContact from objectAggregated | WLDFR | HFTD - Distribution - Tier 3 - 2QU CoRE ¦ 2QU LoRE | Non-Red Flag Warning - Catastrophic Fires | Contact from object | Aggregated | 2043 | 1.2528e-06 | 264.4574 | 0.00033131 | 2043 | Mitigation | 0.95 | 45 | 0 | esc | 0.00097009 | 1.2153e-09 | 0.00097009 | 1.2153e-09 | 0.0027785 | 8.4338e-11 | 0.008942 | 3.9349e-08
[120 empty] | 7.3.3.17.5 (Remote Grid) Updates to grid topology to minimize risk of ignition in HFTDs Remote GridWLDFRContact from objectAggregated | WLDFR | HFTD - Distribution - Tier 3 - 2QU CoRE ¦ 2QU LoRE | Non-Red Flag Warning - Catastrophic Fires | Contact from object | Aggregated | 2044 | 1.2528e-06 | 264.4574 | 0.00033131 | 2044 | Mitigation | 0.95 | 45 | 0 | esc | 0.00097009 | 1.2153e-09 | 0.00097009 | 1.2153e-09 | 0.0027785 | 8.4338e-11 | 0.008942 | 3.9349e-08
[120 empty] | 7.3.3.17.5 (Remote Grid) Updates to grid topology to minimize risk of ignition in HFTDs Remote GridWLDFRContact from objectAggregated | WLDFR | HFTD - Distribution - Tier 3 - 2QU CoRE ¦ 2QU LoRE | Non-Red Flag Warning - Catastrophic Fires | Contact from object | Aggregated | 2045 | 1.2528e-06 | 264.4574 | 0.00033131 | 2045 | Mitigation | 0.95 | 45 | 0 | esc | 0.00097009 | 1.2153e-09 | 0.00097009 | 1.2153e-09 | 0.0027785 | 8.4338e-11 | 0.008942 | 3.9349e-08
[120 empty] | 7.3.3.17.5 (Remote Grid) Updates to grid topology to minimize risk of ignition in HFTDs Remote GridWLDFRContact from objectAggregated | WLDFR | HFTD - Distribution - Tier 3 - 2QU CoRE ¦ 2QU LoRE | Non-Red Flag Warning - Catastrophic Fires | Contact from object | Aggregated | 2046 | 1.2528e-06 | 264.4574 | 0.00033131 | 2046 | Mitigation | 0.95 | 45 | 0 | esc | 0.00097009 | 1.2153e-09 | 0.00097009 | 1.2153e-09 | 0.0027785 | 8.4338e-11 | 0.008942 | 3.9349e-08
[120 empty] | 7.3.3.17.5 (Remote Grid) Updates to grid topology to minimize risk of ignition in HFTDs Remote GridWLDFRContact from objectAggregated | WLDFR | HFTD - Distribution - Tier 3 - 2QU CoRE ¦ 2QU LoRE | Non-Red Flag Warning - Catastrophic Fires | Contact from object | Aggregated | 2047 | 1.2528e-06 | 264.4574 | 0.00033131 | 2047 | Mitigation | 0.95 | 45 | 0 | esc | 0.00097009 | 1.2153e-09 | 0.00097009 | 1.2153e-09 | 0.0027785 | 8.4338e-11 | 0.008942 | 3.9349e-08
[120 empty] | 7.3.3.17.5 (Remote Grid) Updates to grid topology to minimize risk of ignition in HFTDs Remote GridWLDFRContact from objectAggregated | WLDFR | HFTD - Distribution - Tier 3 - 2QU CoRE ¦ 2QU LoRE | Non-Red Flag Warning - Catastrophic Fires | Contact from object | Aggregated | 2048 | 1.2528e-06 | 264.4574 | 0.00033131 | 2048 | Mitigation | 0.95 | 45 | 0 | esc | 0.00097009 | 1.2153e-09 | 0.00097009 | 1.2153e-09 | 0.0027785 | 8.4338e-11 | 0.008942 | 3.9349e-08
[120 empty] | 7.3.3.17.5 (Remote Grid) Updates to grid topology to minimize risk of ignition in HFTDs Remote GridWLDFRContact from objectAggregated | WLDFR | HFTD - Distribution - Tier 3 - 2QU CoRE ¦ 2QU LoRE | Non-Red Flag Warning - Catastrophic Fires | Contact from object | Aggregated | 2049 | 1.2528e-06 | 264.4574 | 0.00033131 | 2049 | Mitigation | 0.95 | 45 | 0 | esc | 0.00097009 | 1.2153e-09 | 0.00097009 | 1.2153e-09 | 0.0027785 | 8.4338e-11 | 0.008942 | 3.9349e-08
[120 empty] | 7.3.3.17.5 (Remote Grid) Updates to grid topology to minimize risk of ignition in HFTDs Remote GridWLDFRContact from objectAggregated | WLDFR | HFTD - Distribution - Tier 3 - 2QU CoRE ¦ 2QU LoRE | Non-Red Flag Warning - Catastrophic Fires | Contact from object | Aggregated | 2050 | 1.2528e-06 | 264.4574 | 0.00033131 | 2050 | Mitigation | 0.95 | 45 | 0 | esc | 0.00097009 | 1.2153e-09 | 0.00097009 | 1.2153e-09 | 0.0027785 | 8.4338e-11 | 0.008942 | 3.9349e-08
[120 empty] | 7.3.3.17.5 (Remote Grid) Updates to grid topology to minimize risk of ignition in HFTDs Remote GridWLDFRContact from objectAggregated | WLDFR | HFTD - Distribution - Tier 3 - 2QU CoRE ¦ 2QU LoRE | Non-Red Flag Warning - Catastrophic Fires | Contact from object | Aggregated | 2051 | 1.2528e-06 | 264.4574 | 0.00033131 | 2051 | Mitigation | 0.95 | 45 | 0 | esc | 0.00097009 | 1.2153e-09 | 0.00097009 | 1.2153e-09 | 0.0027785 | 8.4338e-11 | 0.008942 | 3.9349e-08
[120 empty] | 7.3.3.17.5 (Remote Grid) Updates to grid topology to minimize risk of ignition in HFTDs Remote GridWLDFRContact from objectAggregated | WLDFR | HFTD - Distribution - Tier 3 - 2QU CoRE ¦ 2QU LoRE | Non-Red Flag Warning - Catastrophic Fires | Contact from object | Aggregated | 2052 | 1.2528e-06 | 264.4574 | 0.00033131 | 2052 | Mitigation | 0.95 | 45 | 0 | esc | 0.00097009 | 1.2153e-09 | 0.00097009 | 1.2153e-09 | 0.0027785 | 8.4338e-11 | 0.008942 | 3.9349e-08
[120 empty] | 7.3.3.17.5 (Remote Grid) Updates to grid topology to minimize risk of ignition in HFTDs Remote GridWLDFRContact from objectAggregated | WLDFR | HFTD - Distribution - Tier 3 - 2QU CoRE ¦ 2QU LoRE | Non-Red Flag Warning - Catastrophic Fires | Contact from object | Aggregated | 2053 | 1.2528e-06 | 264.4574 | 0.00033131 | 2053 | Mitigation | 0.95 | 45 | 0 | esc | 0.00097009 | 1.2153e-09 | 0.00097009 | 1.2153e-09 | 0.0027785 | 8.4338e-11 | 0.008942 | 3.9349e-08
[120 empty] | 7.3.3.17.5 (Remote Grid) Updates to grid topology to minimize risk of ignition in HFTDs Remote GridWLDFRContact from objectAggregated | WLDFR | HFTD - Distribution - Tier 3 - 2QU CoRE ¦ 2QU LoRE | Non-Red Flag Warning - Catastrophic Fires | Contact from object | Aggregated | 2054 | 1.2528e-06 | 264.4574 | 0.00033131 | 2054 | Mitigation | 0.95 | 45 | 0 | esc | 0.00097009 | 1.2153e-09 | 0.00097009 | 1.2153e-09 | 0.0027785 | 8.4338e-11 | 0.008942 | 3.9349e-08
[120 empty] | 7.3.3.17.5 (Remote Grid) Updates to grid topology to minimize risk of ignition in HFTDs Remote GridWLDFRContact from objectAggregated | WLDFR | HFTD - Distribution - Tier 3 - 2QU CoRE ¦ 2QU LoRE | Non-Red Flag Warning - Catastrophic Fires | Contact from object | Aggregated | 2055 | 1.2528e-06 | 264.4574 | 0.00033131 | 2055 | Mitigation | 0.95 | 45 | 0 | esc | 0.00097009 | 1.2153e-09 | 0.00097009 | 1.2153e-09 | 0.0027785 | 8.4338e-11 | 0.008942 | 3.9349e-08
[120 empty] | 7.3.3.17.5 (Remote Grid) Updates to grid topology to minimize risk of ignition in HFTDs Remote GridWLDFRContact from objectAggregated | WLDFR | HFTD - Distribution - Tier 3 - 2QU CoRE ¦ 2QU LoRE | Non-Red Flag Warning - Catastrophic Fires | Contact from object | Aggregated | 2056 | 1.2528e-06 | 264.4574 | 0.00033131 | 2056 | Mitigation | 0.95 | 45 | 0 | esc | 0.00097009 | 1.2153e-09 | 0.00097009 | 1.2153e-09 | 0.0027785 | 8.4338e-11 | 0.008942 | 3.9349e-08
[120 empty] | 7.3.3.17.5 (Remote Grid) Updates to grid topology to minimize risk of ignition in HFTDs Remote GridWLDFRContact from objectAggregated | WLDFR | HFTD - Distribution - Tier 3 - 2QU CoRE ¦ 2QU LoRE | Non-Red Flag Warning - Catastrophic Fires | Contact from object | Aggregated | 2057 | 1.2528e-06 | 264.4574 | 0.00033131 | 2057 | Mitigation | 0.95 | 45 | 0 | esc | 0.00097009 | 1.2153e-09 | 0.00097009 | 1.2153e-09 | 0.0027785 | 8.4338e-11 | 0.008942 | 3.9349e-08
[120 empty] | 7.3.3.17.5 (Remote Grid) Updates to grid topology to minimize risk of ignition in HFTDs Remote GridWLDFRContact from objectAggregated | WLDFR | HFTD - Distribution - Tier 3 - 2QU CoRE ¦ 2QU LoRE | Non-Red Flag Warning - Catastrophic Fires | Contact from object | Aggregated | 2058 | 1.2528e-06 | 264.4574 | 0.00033131 | 2058 | Mitigation | 0.95 | 45 | 0 | esc | 0.00097009 | 1.2153e-09 | 0.00097009 | 1.2153e-09 | 0.0027785 | 8.4338e-11 | 0.008942 | 3.9349e-08
[120 empty] | 7.3.3.17.5 (Remote Grid) Updates to grid topology to minimize risk of ignition in HFTDs Remote GridWLDFRContact from objectAggregated | WLDFR | HFTD - Distribution - Tier 3 - 2QU CoRE ¦ 2QU LoRE | Non-Red Flag Warning - Catastrophic Fires | Contact from object | Aggregated | 2059 | 1.2528e-06 | 264.4574 | 0.00033131 | 2059 | Mitigation | 0.95 | 45 | 0 | esc | 0.00097009 | 1.2153e-09 | 0.00097009 | 1.2153e-09 | 0.0027785 | 8.4338e-11 | 0.008942 | 3.9349e-08
[120 empty] | 7.3.3.17.5 (Remote Grid) Updates to grid topology to minimize risk of ignition in HFTDs Remote GridWLDFRContact from objectAggregated | WLDFR | HFTD - Distribution - Tier 3 - 2QU CoRE ¦ 2QU LoRE | Non-Red Flag Warning - Catastrophic Fires | Contact from object | Aggregated | 2060 | 1.2528e-06 | 264.4574 | 0.00033131 | 2060 | Mitigation | 0.95 | 45 | 0 | esc | 0.00097009 | 1.2153e-09 | 0.00097009 | 1.2153e-09 | 0.0027785 | 8.4338e-11 | 0.008942 | 3.9349e-08
[120 empty] | 7.3.3.17.5 (Remote Grid) Updates to grid topology to minimize risk of ignition in HFTDs Remote GridWLDFRContact from objectAggregated | WLDFR | HFTD - Distribution - Tier 3 - 2QU CoRE ¦ 2QU LoRE | Non-Red Flag Warning - Catastrophic Fires | Contact from object | Aggregated | 2061 | 1.2528e-06 | 264.4574 | 0.00033131 | 2061 | Mitigation | 0.95 | 45 | 0 | esc | 0.00097009 | 1.2153e-09 | 0.00097009 | 1.2153e-09 | 0.0027785 | 8.4338e-11 | 0.008942 | 3.9349e-08
[120 empty] | 7.3.3.17.5 (Remote Grid) Updates to grid topology to minimize risk of ignition in HFTDs Remote GridWLDFRContact from objectAggregated | WLDFR | HFTD - Distribution - Tier 3 - 2QU CoRE ¦ 2QU LoRE | Non-Red Flag Warning - Catastrophic Fires | Contact from object | Aggregated | 2062 | 1.2528e-06 | 264.4574 | 0.00033131 | 2062 | Mitigation | 0.95 | 45 | 0 | esc | 0.00097009 | 1.2153e-09 | 0.00097009 | 1.2153e-09 | 0.0027785 | 8.4338e-11 | 0.008942 | 3.9349e-08
[120 empty] | 7.3.3.17.5 (Remote Grid) Updates to grid topology to minimize risk of ignition in HFTDs Remote GridWLDFRContact from objectAggregated | WLDFR | HFTD - Distribution - Tier 3 - 2QU CoRE ¦ 2QU LoRE | Non-Red Flag Warning - Catastrophic Fires | Contact from object | Aggregated | 2063 | 1.2528e-06 | 264.4574 | 0.00033131 | 2063 | Mitigation | 0.95 | 45 | 0 | esc | 0.00097009 | 1.2153e-09 | 0.00097009 | 1.2153e-09 | 0.0027785 | 8.4338e-11 | 0.008942 | 3.9349e-08
[120 empty] | 7.3.3.17.5 (Remote Grid) Updates to grid topology to minimize risk of ignition in HFTDs Remote GridWLDFRContact from objectAggregated | WLDFR | HFTD - Distribution - Tier 3 - 2QU CoRE ¦ 2QU LoRE | Non-Red Flag Warning - Catastrophic Fires | Contact from object | Aggregated | 2064 | 1.2528e-06 | 264.4574 | 0.00033131 | 2064 | Mitigation | 0.95 | 45 | 0 | esc | 0.00097009 | 1.2153e-09 | 0.00097009 | 1.2153e-09 | 0.0027785 | 8.4338e-11 | 0.008942 | 3.9349e-08
[120 empty] | 7.3.3.17.5 (Remote Grid) Updates to grid topology to minimize risk of ignition in HFTDs Remote GridWLDFRContact from objectAggregated | WLDFR | HFTD - Distribution - Tier 3 - 2QU CoRE ¦ 2QU LoRE | Non-Red Flag Warning - Catastrophic Fires | Contact from object | Aggregated | 2065 | 1.2528e-06 | 264.4574 | 0.00033131 | 2065 | Mitigation | 0.95 | 45 | 0 | esc | 0.00097009 | 1.2153e-09 | 0.00097009 | 1.2153e-09 | 0.0027785 | 8.4338e-11 | 0.008942 | 3.9349e-08
[120 empty] | 7.3.3.17.5 (Remote Grid) Updates to grid topology to minimize risk of ignition in HFTDs Remote GridWLDFRContact from objectAggregated | WLDFR | HFTD - Distribution - Tier 3 - 2QU CoRE ¦ 2QU LoRE | Non-Red Flag Warning - Catastrophic Fires | Contact from object | Aggregated | 2066 | 1.2528e-06 | 264.4574 | 0.00033131 | 2066 | Mitigation | 0.95 | 45 | 0 | esc | 0.00097009 | 1.2153e-09 | 0.00097009 | 1.2153e-09 | 0 | 0 | 0.008942 | 3.9349e-08
[120 empty] | 7.3.3.17.5 (Remote Grid) Updates to grid topology to minimize risk of ignition in HFTDs Remote GridWLDFRContact from objectAggregated | WLDFR | HFTD - Distribution - Tier 3 - 2QU CoRE ¦ 2QU LoRE | Non-Red Flag Warning - Catastrophic Fires | Contact from object | Aggregated | 2067 | 1.2528e-06 | 264.4574 | 0.00033131 | 2067 | Mitigation | 0.95 | 45 | 0 | esc | 0 | 0 | 0.00097009 | 1.2153e-09 | 0.0027785 | 3.3209e-11 | 0.008942 | 3.9349e-08
[120 empty] | 7.3.3.17.5 (Remote Grid) Updates to grid topology to minimize risk of ignition in HFTDs Remote GridWLDFRContaminationAggregated | WLDFR | HFTD - Distribution - Tier 3 - 2QU CoRE ¦ 2QU LoRE | Non-Red Flag Warning - Catastrophic Fires | Contamination | Aggregated | 2022 | 3.0578e-08 | 264.4574 | 8.0866e-06 | 2022 | Mitigation | 0.95 | 45 | 0 | esc | 0.00097009 | 2.9663e-11 | 0 | 0 | 0.0027785 | 3.3209e-11 | 0.008942 | 3.9349e-08
[120 empty] | 7.3.3.17.5 (Remote Grid) Updates to grid topology to minimize risk of ignition in HFTDs Remote GridWLDFRContaminationAggregated | WLDFR | HFTD - Distribution - Tier 3 - 2QU CoRE ¦ 2QU LoRE | Non-Red Flag Warning - Catastrophic Fires | Contamination | Aggregated | 2023 | 3.0578e-08 | 264.4574 | 8.0866e-06 | 2023 | Mitigation | 0.95 | 45 | 0 | esc | 0.00097009 | 2.9663e-11 | 0.00097009 | 2.9663e-11 | 0.0027785 | 3.3209e-11 | 0.008942 | 3.9349e-08
[120 empty] | 7.3.3.17.5 (Remote Grid) Updates to grid topology to minimize risk of ignition in HFTDs Remote GridWLDFRContaminationAggregated | WLDFR | HFTD - Distribution - Tier 3 - 2QU CoRE ¦ 2QU LoRE | Non-Red Flag Warning - Catastrophic Fires | Contamination | Aggregated | 2024 | 3.0578e-08 | 264.4574 | 8.0866e-06 | 2024 | Mitigation | 0.95 | 45 | 0 | esc | 0.00097009 | 2.9663e-11 | 0.00097009 | 2.9663e-11 | 0.0027785 | 3.3209e-11 | 0.008942 | 3.9349e-08
[120 empty] | 7.3.3.17.5 (Remote Grid) Updates to grid topology to minimize risk of ignition in HFTDs Remote GridWLDFRContaminationAggregated | WLDFR | HFTD - Distribution - Tier 3 - 2QU CoRE ¦ 2QU LoRE | Non-Red Flag Warning - Catastrophic Fires | Contamination | Aggregated | 2025 | 3.0578e-08 | 264.4574 | 8.0866e-06 | 2025 | Mitigation | 0.95 | 45 | 0 | esc | 0.00097009 | 2.9663e-11 | 0.00097009 | 2.9663e-11 | 0.0027785 | 3.3209e-11 | 0.008942 | 3.9349e-08
[120 empty] | 7.3.3.17.5 (Remote Grid) Updates to grid topology to minimize risk of ignition in HFTDs Remote GridWLDFRContaminationAggregated | WLDFR | HFTD - Distribution - Tier 3 - 2QU CoRE ¦ 2QU LoRE | Non-Red Flag Warning - Catastrophic Fires | Contamination | Aggregated | 2026 | 3.0578e-08 | 264.4574 | 8.0866e-06 | 2026 | Mitigation | 0.95 | 45 | 0 | esc | 0.00097009 | 2.9663e-11 | 0.00097009 | 2.9663e-11 | 0.0027785 | 3.3209e-11 | 0 | 0
[120 empty] | 7.3.3.17.5 (Remote Grid) Updates to grid topology to minimize risk of ignition in HFTDs Remote GridWLDFRContaminationAggregated | WLDFR | HFTD - Distribution - Tier 3 - 2QU CoRE ¦ 2QU LoRE | Non-Red Flag Warning - Catastrophic Fires | Contamination | Aggregated | 2027 | 3.0578e-08 | 264.4574 | 8.0866e-06 | 2027 | Mitigation | 0.95 | 45 | 0 | esc | 0.00097009 | 2.9663e-11 | 0.00097009 | 2.9663e-11 | 0.0027785 | 3.3209e-11 | 0 | 0
[120 empty] | 7.3.3.17.5 (Remote Grid) Updates to grid topology to minimize risk of ignition in HFTDs Remote GridWLDFRContaminationAggregated | WLDFR | HFTD - Distribution - Tier 3 - 2QU CoRE ¦ 2QU LoRE | Non-Red Flag Warning - Catastrophic Fires | Contamination | Aggregated | 2028 | 3.0578e-08 | 264.4574 | 8.0866e-06 | 2028 | Mitigation | 0.95 | 45 | 0 | esc | 0.00097009 | 2.9663e-11 | 0.00097009 | 2.9663e-11 | 0.0027785 | 3.3209e-11 | 0.0088147 | 1.6043e-07
[120 empty] | 7.3.3.17.5 (Remote Grid) Updates to grid topology to minimize risk of ignition in HFTDs Remote GridWLDFRContaminationAggregated | WLDFR | HFTD - Distribution - Tier 3 - 2QU CoRE ¦ 2QU LoRE | Non-Red Flag Warning - Catastrophic Fires | Contamination | Aggregated | 2029 | 3.0578e-08 | 264.4574 | 8.0866e-06 | 2029 | Mitigation | 0.95 | 45 | 0 | esc | 0.00097009 | 2.9663e-11 | 0.00097009 | 2.9663e-11 | 0.0027785 | 3.3209e-11 | 0.0088147 | 1.6043e-07
[120 empty] | 7.3.3.17.5 (Remote Grid) Updates to grid topology to minimize risk of ignition in HFTDs Remote GridWLDFRContaminationAggregated | WLDFR | HFTD - Distribution - Tier 3 - 2QU CoRE ¦ 2QU LoRE | Non-Red Flag Warning - Catastrophic Fires | Contamination | Aggregated | 2030 | 3.0578e-08 | 264.4574 | 8.0866e-06 | 2030 | Mitigation | 0.95 | 45 | 0 | esc | 0.00097009 | 2.9663e-11 | 0.00097009 | 2.9663e-11 | 0.0027785 | 3.3209e-11 | 0.0088147 | 1.6043e-07
[120 empty] | 7.3.3.17.5 (Remote Grid) Updates to grid topology to minimize risk of ignition in HFTDs Remote GridWLDFRContaminationAggregated | WLDFR | HFTD - Distribution - Tier 3 - 2QU CoRE ¦ 2QU LoRE | Non-Red Flag Warning - Catastrophic Fires | Contamination | Aggregated | 2031 | 3.0578e-08 | 264.4574 | 8.0866e-06 | 2031 | Mitigation | 0.95 | 45 | 0 | esc | 0.00097009 | 2.9663e-11 | 0.00097009 | 2.9663e-11 | 0.0027785 | 3.3209e-11 | 0.0088147 | 1.6043e-07
[120 empty] | 7.3.3.17.5 (Remote Grid) Updates to grid topology to minimize risk of ignition in HFTDs Remote GridWLDFRContaminationAggregated | WLDFR | HFTD - Distribution - Tier 3 - 2QU CoRE ¦ 2QU LoRE | Non-Red Flag Warning - Catastrophic Fires | Contamination | Aggregated | 2032 | 3.0578e-08 | 264.4574 | 8.0866e-06 | 2032 | Mitigation | 0.95 | 45 | 0 | esc | 0.00097009 | 2.9663e-11 | 0.00097009 | 2.9663e-11 | 0.0027785 | 3.3209e-11 | 0.0088147 | 1.6043e-07
[120 empty] | 7.3.3.17.5 (Remote Grid) Updates to grid topology to minimize risk of ignition in HFTDs Remote GridWLDFRContaminationAggregated | WLDFR | HFTD - Distribution - Tier 3 - 2QU CoRE ¦ 2QU LoRE | Non-Red Flag Warning - Catastrophic Fires | Contamination | Aggregated | 2033 | 3.0578e-08 | 264.4574 | 8.0866e-06 | 2033 | Mitigation | 0.95 | 45 | 0 | esc | 0.00097009 | 2.9663e-11 | 0.00097009 | 2.9663e-11 | 0.0027785 | 3.3209e-11 | 0.0088147 | 1.6043e-07
[120 empty] | 7.3.3.17.5 (Remote Grid) Updates to grid topology to minimize risk of ignition in HFTDs Remote GridWLDFRContaminationAggregated | WLDFR | HFTD - Distribution - Tier 3 - 2QU CoRE ¦ 2QU LoRE | Non-Red Flag Warning - Catastrophic Fires | Contamination | Aggregated | 2034 | 3.0578e-08 | 264.4574 | 8.0866e-06 | 2034 | Mitigation | 0.95 | 45 | 0 | esc | 0.00097009 | 2.9663e-11 | 0.00097009 | 2.9663e-11 | 0.0027785 | 3.3209e-11 | 0.0088147 | 1.6043e-07
[120 empty] | 7.3.3.17.5 (Remote Grid) Updates to grid topology to minimize risk of ignition in HFTDs Remote GridWLDFRContaminationAggregated | WLDFR | HFTD - Distribution - Tier 3 - 2QU CoRE ¦ 2QU LoRE | Non-Red Flag Warning - Catastrophic Fires | Contamination | Aggregated | 2035 | 3.0578e-08 | 264.4574 | 8.0866e-06 | 2035 | Mitigation | 0.95 | 45 | 0 | esc | 0.00097009 | 2.9663e-11 | 0.00097009 | 2.9663e-11 | 0.0027785 | 3.3209e-11 | 0.0088147 | 1.6043e-07
[120 empty] | 7.3.3.17.5 (Remote Grid) Updates to grid topology to minimize risk of ignition in HFTDs Remote GridWLDFRContaminationAggregated | WLDFR | HFTD - Distribution - Tier 3 - 2QU CoRE ¦ 2QU LoRE | Non-Red Flag Warning - Catastrophic Fires | Contamination | Aggregated | 2036 | 3.0578e-08 | 264.4574 | 8.0866e-06 | 2036 | Mitigation | 0.95 | 45 | 0 | esc | 0.00097009 | 2.9663e-11 | 0.00097009 | 2.9663e-11 | 0.0027785 | 3.3209e-11 | 0.0088147 | 1.6043e-07
[120 empty] | 7.3.3.17.5 (Remote Grid) Updates to grid topology to minimize risk of ignition in HFTDs Remote GridWLDFRContaminationAggregated | WLDFR | HFTD - Distribution - Tier 3 - 2QU CoRE ¦ 2QU LoRE | Non-Red Flag Warning - Catastrophic Fires | Contamination | Aggregated | 2037 | 3.0578e-08 | 264.4574 | 8.0866e-06 | 2037 | Mitigation | 0.95 | 45 | 0 | esc | 0.00097009 | 2.9663e-11 | 0.00097009 | 2.9663e-11 | 0.0027785 | 3.3209e-11 | 0.0088147 | 1.6043e-07
[120 empty] | 7.3.3.17.5 (Remote Grid) Updates to grid topology to minimize risk of ignition in HFTDs Remote GridWLDFRContaminationAggregated | WLDFR | HFTD - Distribution - Tier 3 - 2QU CoRE ¦ 2QU LoRE | Non-Red Flag Warning - Catastrophic Fires | Contamination | Aggregated | 2038 | 3.0578e-08 | 264.4574 | 8.0866e-06 | 2038 | Mitigation | 0.95 | 45 | 0 | esc | 0.00097009 | 2.9663e-11 | 0.00097009 | 2.9663e-11 | 0.0027785 | 3.3209e-11 | 0.0088147 | 1.6043e-07
[120 empty] | 7.3.3.17.5 (Remote Grid) Updates to grid topology to minimize risk of ignition in HFTDs Remote GridWLDFRContaminationAggregated | WLDFR | HFTD - Distribution - Tier 3 - 2QU CoRE ¦ 2QU LoRE | Non-Red Flag Warning - Catastrophic Fires | Contamination | Aggregated | 2039 | 3.0578e-08 | 264.4574 | 8.0866e-06 | 2039 | Mitigation | 0.95 | 45 | 0 | esc | 0.00097009 | 2.9663e-11 | 0.00097009 | 2.9663e-11 | 0.0027785 | 3.3209e-11 | 0.0088147 | 1.6043e-07
[120 empty] | 7.3.3.17.5 (Remote Grid) Updates to grid topology to minimize risk of ignition in HFTDs Remote GridWLDFRContaminationAggregated | WLDFR | HFTD - Distribution - Tier 3 - 2QU CoRE ¦ 2QU LoRE | Non-Red Flag Warning - Catastrophic Fires | Contamination | Aggregated | 2040 | 3.0578e-08 | 264.4574 | 8.0866e-06 | 2040 | Mitigation | 0.95 | 45 | 0 | esc | 0.00097009 | 2.9663e-11 | 0.00097009 | 2.9663e-11 | 0.0027785 | 3.3209e-11 | 0.0088147 | 1.6043e-07
[120 empty] | 7.3.3.17.5 (Remote Grid) Updates to grid topology to minimize risk of ignition in HFTDs Remote GridWLDFRContaminationAggregated | WLDFR | HFTD - Distribution - Tier 3 - 2QU CoRE ¦ 2QU LoRE | Non-Red Flag Warning - Catastrophic Fires | Contamination | Aggregated | 2041 | 3.0578e-08 | 264.4574 | 8.0866e-06 | 2041 | Mitigation | 0.95 | 45 | 0 | esc | 0.00097009 | 2.9663e-11 | 0.00097009 | 2.9663e-11 | 0.0027785 | 3.3209e-11 | 0.0088147 | 1.6043e-07
[120 empty] | 7.3.3.17.5 (Remote Grid) Updates to grid topology to minimize risk of ignition in HFTDs Remote GridWLDFRContaminationAggregated | WLDFR | HFTD - Distribution - Tier 3 - 2QU CoRE ¦ 2QU LoRE | Non-Red Flag Warning - Catastrophic Fires | Contamination | Aggregated | 2042 | 3.0578e-08 | 264.4574 | 8.0866e-06 | 2042 | Mitigation | 0.95 | 45 | 0 | esc | 0.00097009 | 2.9663e-11 | 0.00097009 | 2.9663e-11 | 0.0027785 | 3.3209e-11 | 0.0088147 | 1.6043e-07
[120 empty] | 7.3.3.17.5 (Remote Grid) Updates to grid topology to minimize risk of ignition in HFTDs Remote GridWLDFRContaminationAggregated | WLDFR | HFTD - Distribution - Tier 3 - 2QU CoRE ¦ 2QU LoRE | Non-Red Flag Warning - Catastrophic Fires | Contamination | Aggregated | 2043 | 3.0578e-08 | 264.4574 | 8.0866e-06 | 2043 | Mitigation | 0.95 | 45 | 0 | esc | 0.00097009 | 2.9663e-11 | 0.00097009 | 2.9663e-11 | 0.0027785 | 3.3209e-11 | 0.0088147 | 1.6043e-07
[120 empty] | 7.3.3.17.5 (Remote Grid) Updates to grid topology to minimize risk of ignition in HFTDs Remote GridWLDFRContaminationAggregated | WLDFR | HFTD - Distribution - Tier 3 - 2QU CoRE ¦ 2QU LoRE | Non-Red Flag Warning - Catastrophic Fires | Contamination | Aggregated | 2044 | 3.0578e-08 | 264.4574 | 8.0866e-06 | 2044 | Mitigation | 0.95 | 45 | 0 | esc | 0.00097009 | 2.9663e-11 | 0.00097009 | 2.9663e-11 | 0.0027785 | 3.3209e-11 | 0.0088147 | 1.6043e-07
[120 empty] | 7.3.3.17.5 (Remote Grid) Updates to grid topology to minimize risk of ignition in HFTDs Remote GridWLDFRContaminationAggregated | WLDFR | HFTD - Distribution - Tier 3 - 2QU CoRE ¦ 2QU LoRE | Non-Red Flag Warning - Catastrophic Fires | Contamination | Aggregated | 2045 | 3.0578e-08 | 264.4574 | 8.0866e-06 | 2045 | Mitigation | 0.95 | 45 | 0 | esc | 0.00097009 | 2.9663e-11 | 0.00097009 | 2.9663e-11 | 0.0027785 | 3.3209e-11 | 0.0088147 | 1.6043e-07
[120 empty] | 7.3.3.17.5 (Remote Grid) Updates to grid topology to minimize risk of ignition in HFTDs Remote GridWLDFRContaminationAggregated | WLDFR | HFTD - Distribution - Tier 3 - 2QU CoRE ¦ 2QU LoRE | Non-Red Flag Warning - Catastrophic Fires | Contamination | Aggregated | 2046 | 3.0578e-08 | 264.4574 | 8.0866e-06 | 2046 | Mitigation | 0.95 | 45 | 0 | esc | 0.00097009 | 2.9663e-11 | 0.00097009 | 2.9663e-11 | 0.0027785 | 3.3209e-11 | 0.0088147 | 1.6043e-07
[120 empty] | 7.3.3.17.5 (Remote Grid) Updates to grid topology to minimize risk of ignition in HFTDs Remote GridWLDFRContaminationAggregated | WLDFR | HFTD - Distribution - Tier 3 - 2QU CoRE ¦ 2QU LoRE | Non-Red Flag Warning - Catastrophic Fires | Contamination | Aggregated | 2047 | 3.0578e-08 | 264.4574 | 8.0866e-06 | 2047 | Mitigation | 0.95 | 45 | 0 | esc | 0.00097009 | 2.9663e-11 | 0.00097009 | 2.9663e-11 | 0.0027785 | 3.3209e-11 | 0.0088147 | 1.6043e-07
[120 empty] | 7.3.3.17.5 (Remote Grid) Updates to grid topology to minimize risk of ignition in HFTDs Remote GridWLDFRContaminationAggregated | WLDFR | HFTD - Distribution - Tier 3 - 2QU CoRE ¦ 2QU LoRE | Non-Red Flag Warning - Catastrophic Fires | Contamination | Aggregated | 2048 | 3.0578e-08 | 264.4574 | 8.0866e-06 | 2048 | Mitigation | 0.95 | 45 | 0 | esc | 0.00097009 | 2.9663e-11 | 0.00097009 | 2.9663e-11 | 0.0027785 | 3.3209e-11 | 0.0088147 | 1.6043e-07
[120 empty] | 7.3.3.17.5 (Remote Grid) Updates to grid topology to minimize risk of ignition in HFTDs Remote GridWLDFRContaminationAggregated | WLDFR | HFTD - Distribution - Tier 3 - 2QU CoRE ¦ 2QU LoRE | Non-Red Flag Warning - Catastrophic Fires | Contamination | Aggregated | 2049 | 3.0578e-08 | 264.4574 | 8.0866e-06 | 2049 | Mitigation | 0.95 | 45 | 0 | esc | 0.00097009 | 2.9663e-11 | 0.00097009 | 2.9663e-11 | 0.0027785 | 3.3209e-11 | 0.0088147 | 1.6043e-07
[120 empty] | 7.3.3.17.5 (Remote Grid) Updates to grid topology to minimize risk of ignition in HFTDs Remote GridWLDFRContaminationAggregated | WLDFR | HFTD - Distribution - Tier 3 - 2QU CoRE ¦ 2QU LoRE | Non-Red Flag Warning - Catastrophic Fires | Contamination | Aggregated | 2050 | 3.0578e-08 | 264.4574 | 8.0866e-06 | 2050 | Mitigation | 0.95 | 45 | 0 | esc | 0.00097009 | 2.9663e-11 | 0.00097009 | 2.9663e-11 | 0.0027785 | 3.3209e-11 | 0.0088147 | 1.6043e-07
[120 empty] | 7.3.3.17.5 (Remote Grid) Updates to grid topology to minimize risk of ignition in HFTDs Remote GridWLDFRContaminationAggregated | WLDFR | HFTD - Distribution - Tier 3 - 2QU CoRE ¦ 2QU LoRE | Non-Red Flag Warning - Catastrophic Fires | Contamination | Aggregated | 2051 | 3.0578e-08 | 264.4574 | 8.0866e-06 | 2051 | Mitigation | 0.95 | 45 | 0 | esc | 0.00097009 | 2.9663e-11 | 0.00097009 | 2.9663e-11 | 0.0027785 | 3.3209e-11 | 0.0088147 | 1.6043e-07
[120 empty] | 7.3.3.17.5 (Remote Grid) Updates to grid topology to minimize risk of ignition in HFTDs Remote GridWLDFRContaminationAggregated | WLDFR | HFTD - Distribution - Tier 3 - 2QU CoRE ¦ 2QU LoRE | Non-Red Flag Warning - Catastrophic Fires | Contamination | Aggregated | 2052 | 3.0578e-08 | 264.4574 | 8.0866e-06 | 2052 | Mitigation | 0.95 | 45 | 0 | esc | 0.00097009 | 2.9663e-11 | 0.00097009 | 2.9663e-11 | 0.0027785 | 3.3209e-11 | 0.0088147 | 1.6043e-07
[120 empty] | 7.3.3.17.5 (Remote Grid) Updates to grid topology to minimize risk of ignition in HFTDs Remote GridWLDFRContaminationAggregated | WLDFR | HFTD - Distribution - Tier 3 - 2QU CoRE ¦ 2QU LoRE | Non-Red Flag Warning - Catastrophic Fires | Contamination | Aggregated | 2053 | 3.0578e-08 | 264.4574 | 8.0866e-06 | 2053 | Mitigation | 0.95 | 45 | 0 | esc | 0.00097009 | 2.9663e-11 | 0.00097009 | 2.9663e-11 | 0.0027785 | 3.3209e-11 | 0.0088147 | 1.6043e-07
[120 empty] | 7.3.3.17.5 (Remote Grid) Updates to grid topology to minimize risk of ignition in HFTDs Remote GridWLDFRContaminationAggregated | WLDFR | HFTD - Distribution - Tier 3 - 2QU CoRE ¦ 2QU LoRE | Non-Red Flag Warning - Catastrophic Fires | Contamination | Aggregated | 2054 | 3.0578e-08 | 264.4574 | 8.0866e-06 | 2054 | Mitigation | 0.95 | 45 | 0 | esc | 0.00097009 | 2.9663e-11 | 0.00097009 | 2.9663e-11 | 0.0027785 | 3.3209e-11 | 0.0088147 | 1.6043e-07
[120 empty] | 7.3.3.17.5 (Remote Grid) Updates to grid topology to minimize risk of ignition in HFTDs Remote GridWLDFRContaminationAggregated | WLDFR | HFTD - Distribution - Tier 3 - 2QU CoRE ¦ 2QU LoRE | Non-Red Flag Warning - Catastrophic Fires | Contamination | Aggregated | 2055 | 3.0578e-08 | 264.4574 | 8.0866e-06 | 2055 | Mitigation | 0.95 | 45 | 0 | esc | 0.00097009 | 2.9663e-11 | 0.00097009 | 2.9663e-11 | 0.0027785 | 3.3209e-11 | 0.0088147 | 1.6043e-07
[120 empty] | 7.3.3.17.5 (Remote Grid) Updates to grid topology to minimize risk of ignition in HFTDs Remote GridWLDFRContaminationAggregated | WLDFR | HFTD - Distribution - Tier 3 - 2QU CoRE ¦ 2QU LoRE | Non-Red Flag Warning - Catastrophic Fires | Contamination | Aggregated | 2056 | 3.0578e-08 | 264.4574 | 8.0866e-06 | 2056 | Mitigation | 0.95 | 45 | 0 | esc | 0.00097009 | 2.9663e-11 | 0.00097009 | 2.9663e-11 | 0.0027785 | 3.3209e-11 | 0.0088147 | 1.6043e-07
[120 empty] | 7.3.3.17.5 (Remote Grid) Updates to grid topology to minimize risk of ignition in HFTDs Remote GridWLDFRContaminationAggregated | WLDFR | HFTD - Distribution - Tier 3 - 2QU CoRE ¦ 2QU LoRE | Non-Red Flag Warning - Catastrophic Fires | Contamination | Aggregated | 2057 | 3.0578e-08 | 264.4574 | 8.0866e-06 | 2057 | Mitigation | 0.95 | 45 | 0 | esc | 0.00097009 | 2.9663e-11 | 0.00097009 | 2.9663e-11 | 0.0027785 | 3.3209e-11 | 0.0088147 | 1.6043e-07
[120 empty] | 7.3.3.17.5 (Remote Grid) Updates to grid topology to minimize risk of ignition in HFTDs Remote GridWLDFRContaminationAggregated | WLDFR | HFTD - Distribution - Tier 3 - 2QU CoRE ¦ 2QU LoRE | Non-Red Flag Warning - Catastrophic Fires | Contamination | Aggregated | 2058 | 3.0578e-08 | 264.4574 | 8.0866e-06 | 2058 | Mitigation | 0.95 | 45 | 0 | esc | 0.00097009 | 2.9663e-11 | 0.00097009 | 2.9663e-11 | 0.0027785 | 3.3209e-11 | 0 | 0
[120 empty] | 7.3.3.17.5 (Remote Grid) Updates to grid topology to minimize risk of ignition in HFTDs Remote GridWLDFRContaminationAggregated | WLDFR | HFTD - Distribution - Tier 3 - 2QU CoRE ¦ 2QU LoRE | Non-Red Flag Warning - Catastrophic Fires | Contamination | Aggregated | 2059 | 3.0578e-08 | 264.4574 | 8.0866e-06 | 2059 | Mitigation | 0.95 | 45 | 0 | esc | 0.00097009 | 2.9663e-11 | 0.00097009 | 2.9663e-11 | 0.0027785 | 3.3209e-11 | 0 | 0
[120 empty] | 7.3.3.17.5 (Remote Grid) Updates to grid topology to minimize risk of ignition in HFTDs Remote GridWLDFRContaminationAggregated | WLDFR | HFTD - Distribution - Tier 3 - 2QU CoRE ¦ 2QU LoRE | Non-Red Flag Warning - Catastrophic Fires | Contamination | Aggregated | 2060 | 3.0578e-08 | 264.4574 | 8.0866e-06 | 2060 | Mitigation | 0.95 | 45 | 0 | esc | 0.00097009 | 2.9663e-11 | 0.00097009 | 2.9663e-11 | 0.0027785 | 3.3209e-11 | 0.013543 | 6.188e-09
[120 empty] | 7.3.3.17.5 (Remote Grid) Updates to grid topology to minimize risk of ignition in HFTDs Remote GridWLDFRContaminationAggregated | WLDFR | HFTD - Distribution - Tier 3 - 2QU CoRE ¦ 2QU LoRE | Non-Red Flag Warning - Catastrophic Fires | Contamination | Aggregated | 2061 | 3.0578e-08 | 264.4574 | 8.0866e-06 | 2061 | Mitigation | 0.95 | 45 | 0 | esc | 0.00097009 | 2.9663e-11 | 0.00097009 | 2.9663e-11 | 0.0027785 | 3.3209e-11 | 0.013543 | 6.188e-09
[120 empty] | 7.3.3.17.5 (Remote Grid) Updates to grid topology to minimize risk of ignition in HFTDs Remote GridWLDFRContaminationAggregated | WLDFR | HFTD - Distribution - Tier 3 - 2QU CoRE ¦ 2QU LoRE | Non-Red Flag Warning - Catastrophic Fires | Contamination | Aggregated | 2062 | 3.0578e-08 | 264.4574 | 8.0866e-06 | 2062 | Mitigation | 0.95 | 45 | 0 | esc | 0.00097009 | 2.9663e-11 | 0.00097009 | 2.9663e-11 | 0.0027785 | 3.3209e-11 | 0.013543 | 6.188e-09
[120 empty] | 7.3.3.17.5 (Remote Grid) Updates to grid topology to minimize risk of ignition in HFTDs Remote GridWLDFRContaminationAggregated | WLDFR | HFTD - Distribution - Tier 3 - 2QU CoRE ¦ 2QU LoRE | Non-Red Flag Warning - Catastrophic Fires | Contamination | Aggregated | 2063 | 3.0578e-08 | 264.4574 | 8.0866e-06 | 2063 | Mitigation | 0.95 | 45 | 0 | esc | 0.00097009 | 2.9663e-11 | 0.00097009 | 2.9663e-11 | 0.0027785 | 3.3209e-11 | 0.013543 | 6.188e-09
[120 empty] | 7.3.3.17.5 (Remote Grid) Updates to grid topology to minimize risk of ignition in HFTDs Remote GridWLDFRContaminationAggregated | WLDFR | HFTD - Distribution - Tier 3 - 2QU CoRE ¦ 2QU LoRE | Non-Red Flag Warning - Catastrophic Fires | Contamination | Aggregated | 2064 | 3.0578e-08 | 264.4574 | 8.0866e-06 | 2064 | Mitigation | 0.95 | 45 | 0 | esc | 0.00097009 | 2.9663e-11 | 0.00097009 | 2.9663e-11 | 0.0027785 | 3.3209e-11 | 0.013543 | 6.188e-09
[120 empty] | 7.3.3.17.5 (Remote Grid) Updates to grid topology to minimize risk of ignition in HFTDs Remote GridWLDFRContaminationAggregated | WLDFR | HFTD - Distribution - Tier 3 - 2QU CoRE ¦ 2QU LoRE | Non-Red Flag Warning - Catastrophic Fires | Contamination | Aggregated | 2065 | 3.0578e-08 | 264.4574 | 8.0866e-06 | 2065 | Mitigation | 0.95 | 45 | 0 | esc | 0.00097009 | 2.9663e-11 | 0.00097009 | 2.9663e-11 | 0.0027785 | 3.3209e-11 | 0.013543 | 6.188e-09
[120 empty] | 7.3.3.17.5 (Remote Grid) Updates to grid topology to minimize risk of ignition in HFTDs Remote GridWLDFRContaminationAggregated | WLDFR | HFTD - Distribution - Tier 3 - 2QU CoRE ¦ 2QU LoRE | Non-Red Flag Warning - Catastrophic Fires | Contamination | Aggregated | 2066 | 3.0578e-08 | 264.4574 | 8.0866e-06 | 2066 | Mitigation | 0.95 | 45 | 0 | esc | 0.00097009 | 2.9663e-11 | 0.00097009 | 2.9663e-11 | 0.0027785 | 3.3209e-11 | 0.013543 | 6.188e-09
[120 empty] | 7.3.3.17.5 (Remote Grid) Updates to grid topology to minimize risk of ignition in HFTDs Remote GridWLDFRContaminationAggregated | WLDFR | HFTD - Distribution - Tier 3 - 2QU CoRE ¦ 2QU LoRE | Non-Red Flag Warning - Catastrophic Fires | Contamination | Aggregated | 2067 | 3.0578e-08 | 264.4574 | 8.0866e-06 | 2067 | Mitigation | 0.95 | 45 | 0 | esc | 0 | 0 | 0.00097009 | 2.9663e-11 | 0.0027785 | 3.3209e-11 | 0.013543 | 6.188e-09
[120 empty] | 7.3.3.17.5 (Remote Grid) Updates to grid topology to minimize risk of ignition in HFTDs Remote GridWLDFREquipment / facility failureAggregated | WLDFR | HFTD - Distribution - Tier 3 - 2QU CoRE ¦ 2QU LoRE | Non-Red Flag Warning - Catastrophic Fires | Equipment / facility failure | Aggregated | 2022 | 5.7568e-08 | 264.4574 | 1.5224e-05 | 2022 | Mitigation | 0.95 | 45 | 0 | esc | 0.00097009 | 5.5845e-11 | 0 | 0 | 0.0027785 | 3.3209e-11 | 0.013543 | 6.188e-09
[120 empty] | 7.3.3.17.5 (Remote Grid) Updates to grid topology to minimize risk of ignition in HFTDs Remote GridWLDFREquipment / facility failureAggregated | WLDFR | HFTD - Distribution - Tier 3 - 2QU CoRE ¦ 2QU LoRE | Non-Red Flag Warning - Catastrophic Fires | Equipment / facility failure | Aggregated | 2023 | 5.7568e-08 | 264.4574 | 1.5224e-05 | 2023 | Mitigation | 0.95 | 45 | 0 | esc | 0.00097009 | 5.5845e-11 | 0.00097009 | 5.5845e-11 | 0.0027785 | 3.3209e-11 | 0.013543 | 6.188e-09
[120 empty] | 7.3.3.17.5 (Remote Grid) Updates to grid topology to minimize risk of ignition in HFTDs Remote GridWLDFREquipment / facility failureAggregated | WLDFR | HFTD - Distribution - Tier 3 - 2QU CoRE ¦ 2QU LoRE | Non-Red Flag Warning - Catastrophic Fires | Equipment / facility failure | Aggregated | 2024 | 5.7568e-08 | 264.4574 | 1.5224e-05 | 2024 | Mitigation | 0.95 | 45 | 0 | esc | 0.00097009 | 5.5845e-11 | 0.00097009 | 5.5845e-11 | 0 | 0 | 0.013543 | 6.188e-09
[120 empty] | 7.3.3.17.5 (Remote Grid) Updates to grid topology to minimize risk of ignition in HFTDs Remote GridWLDFREquipment / facility failureAggregated | WLDFR | HFTD - Distribution - Tier 3 - 2QU CoRE ¦ 2QU LoRE | Non-Red Flag Warning - Catastrophic Fires | Equipment / facility failure | Aggregated | 2025 | 5.7568e-08 | 264.4574 | 1.5224e-05 | 2025 | Mitigation | 0.95 | 45 | 0 | esc | 0.00097009 | 5.5845e-11 | 0.00097009 | 5.5845e-11 | 0.0027785 | 9.3374e-11 | 0.013543 | 6.188e-09
[120 empty] | 7.3.3.17.5 (Remote Grid) Updates to grid topology to minimize risk of ignition in HFTDs Remote GridWLDFREquipment / facility failureAggregated | WLDFR | HFTD - Distribution - Tier 3 - 2QU CoRE ¦ 2QU LoRE | Non-Red Flag Warning - Catastrophic Fires | Equipment / facility failure | Aggregated | 2026 | 5.7568e-08 | 264.4574 | 1.5224e-05 | 2026 | Mitigation | 0.95 | 45 | 0 | esc | 0.00097009 | 5.5845e-11 | 0.00097009 | 5.5845e-11 | 0.0027785 | 9.3374e-11 | 0.013543 | 6.188e-09
[120 empty] | 7.3.3.17.5 (Remote Grid) Updates to grid topology to minimize risk of ignition in HFTDs Remote GridWLDFREquipment / facility failureAggregated | WLDFR | HFTD - Distribution - Tier 3 - 2QU CoRE ¦ 2QU LoRE | Non-Red Flag Warning - Catastrophic Fires | Equipment / facility failure | Aggregated | 2027 | 5.7568e-08 | 264.4574 | 1.5224e-05 | 2027 | Mitigation | 0.95 | 45 | 0 | esc | 0.00097009 | 5.5845e-11 | 0.00097009 | 5.5845e-11 | 0.0027785 | 9.3374e-11 | 0.013543 | 6.188e-09
[120 empty] | 7.3.3.17.5 (Remote Grid) Updates to grid topology to minimize risk of ignition in HFTDs Remote GridWLDFREquipment / facility failureAggregated | WLDFR | HFTD - Distribution - Tier 3 - 2QU CoRE ¦ 2QU LoRE | Non-Red Flag Warning - Catastrophic Fires | Equipment / facility failure | Aggregated | 2028 | 5.7568e-08 | 264.4574 | 1.5224e-05 | 2028 | Mitigation | 0.95 | 45 | 0 | esc | 0.00097009 | 5.5845e-11 | 0.00097009 | 5.5845e-11 | 0.0027785 | 9.3374e-11 | 0.013543 | 6.188e-09
[120 empty] | 7.3.3.17.5 (Remote Grid) Updates to grid topology to minimize risk of ignition in HFTDs Remote GridWLDFREquipment / facility failureAggregated | WLDFR | HFTD - Distribution - Tier 3 - 2QU CoRE ¦ 2QU LoRE | Non-Red Flag Warning - Catastrophic Fires | Equipment / facility failure | Aggregated | 2029 | 5.7568e-08 | 264.4574 | 1.5224e-05 | 2029 | Mitigation | 0.95 | 45 | 0 | esc | 0.00097009 | 5.5845e-11 | 0.00097009 | 5.5845e-11 | 0.0027785 | 9.3374e-11 | 0.013543 | 6.188e-09
[120 empty] | 7.3.3.17.5 (Remote Grid) Updates to grid topology to minimize risk of ignition in HFTDs Remote GridWLDFREquipment / facility failureAggregated | WLDFR | HFTD - Distribution - Tier 3 - 2QU CoRE ¦ 2QU LoRE | Non-Red Flag Warning - Catastrophic Fires | Equipment / facility failure | Aggregated | 2030 | 5.7568e-08 | 264.4574 | 1.5224e-05 | 2030 | Mitigation | 0.95 | 45 | 0 | esc | 0.00097009 | 5.5845e-11 | 0.00097009 | 5.5845e-11 | 0.0027785 | 9.3374e-11 | 0.013543 | 6.188e-09
[120 empty] | 7.3.3.17.5 (Remote Grid) Updates to grid topology to minimize risk of ignition in HFTDs Remote GridWLDFREquipment / facility failureAggregated | WLDFR | HFTD - Distribution - Tier 3 - 2QU CoRE ¦ 2QU LoRE | Non-Red Flag Warning - Catastrophic Fires | Equipment / facility failure | Aggregated | 2031 | 5.7568e-08 | 264.4574 | 1.5224e-05 | 2031 | Mitigation | 0.95 | 45 | 0 | esc | 0.00097009 | 5.5845e-11 | 0.00097009 | 5.5845e-11 | 0.0027785 | 9.3374e-11 | 0.013543 | 6.188e-09
[120 empty] | 7.3.3.17.5 (Remote Grid) Updates to grid topology to minimize risk of ignition in HFTDs Remote GridWLDFREquipment / facility failureAggregated | WLDFR | HFTD - Distribution - Tier 3 - 2QU CoRE ¦ 2QU LoRE | Non-Red Flag Warning - Catastrophic Fires | Equipment / facility failure | Aggregated | 2032 | 5.7568e-08 | 264.4574 | 1.5224e-05 | 2032 | Mitigation | 0.95 | 45 | 0 | esc | 0.00097009 | 5.5845e-11 | 0.00097009 | 5.5845e-11 | 0.0027785 | 9.3374e-11 | 0.013543 | 6.188e-09
[120 empty] | 7.3.3.17.5 (Remote Grid) Updates to grid topology to minimize risk of ignition in HFTDs Remote GridWLDFREquipment / facility failureAggregated | WLDFR | HFTD - Distribution - Tier 3 - 2QU CoRE ¦ 2QU LoRE | Non-Red Flag Warning - Catastrophic Fires | Equipment / facility failure | Aggregated | 2033 | 5.7568e-08 | 264.4574 | 1.5224e-05 | 2033 | Mitigation | 0.95 | 45 | 0 | esc | 0.00097009 | 5.5845e-11 | 0.00097009 | 5.5845e-11 | 0.0027785 | 9.3374e-11 | 0.013543 | 6.188e-09
[120 empty] | 7.3.3.17.5 (Remote Grid) Updates to grid topology to minimize risk of ignition in HFTDs Remote GridWLDFREquipment / facility failureAggregated | WLDFR | HFTD - Distribution - Tier 3 - 2QU CoRE ¦ 2QU LoRE | Non-Red Flag Warning - Catastrophic Fires | Equipment / facility failure | Aggregated | 2034 | 5.7568e-08 | 264.4574 | 1.5224e-05 | 2034 | Mitigation | 0.95 | 45 | 0 | esc | 0.00097009 | 5.5845e-11 | 0.00097009 | 5.5845e-11 | 0.0027785 | 9.3374e-11 | 0.013543 | 6.188e-09
[120 empty] | 7.3.3.17.5 (Remote Grid) Updates to grid topology to minimize risk of ignition in HFTDs Remote GridWLDFREquipment / facility failureAggregated | WLDFR | HFTD - Distribution - Tier 3 - 2QU CoRE ¦ 2QU LoRE | Non-Red Flag Warning - Catastrophic Fires | Equipment / facility failure | Aggregated | 2035 | 5.7568e-08 | 264.4574 | 1.5224e-05 | 2035 | Mitigation | 0.95 | 45 | 0 | esc | 0.00097009 | 5.5845e-11 | 0.00097009 | 5.5845e-11 | 0.0027785 | 9.3374e-11 | 0.013543 | 6.188e-09
[120 empty] | 7.3.3.17.5 (Remote Grid) Updates to grid topology to minimize risk of ignition in HFTDs Remote GridWLDFREquipment / facility failureAggregated | WLDFR | HFTD - Distribution - Tier 3 - 2QU CoRE ¦ 2QU LoRE | Non-Red Flag Warning - Catastrophic Fires | Equipment / facility failure | Aggregated | 2036 | 5.7568e-08 | 264.4574 | 1.5224e-05 | 2036 | Mitigation | 0.95 | 45 | 0 | esc | 0.00097009 | 5.5845e-11 | 0.00097009 | 5.5845e-11 | 0.0027785 | 9.3374e-11 | 0.013543 | 6.188e-09
[120 empty] | 7.3.3.17.5 (Remote Grid) Updates to grid topology to minimize risk of ignition in HFTDs Remote GridWLDFREquipment / facility failureAggregated | WLDFR | HFTD - Distribution - Tier 3 - 2QU CoRE ¦ 2QU LoRE | Non-Red Flag Warning - Catastrophic Fires | Equipment / facility failure | Aggregated | 2037 | 5.7568e-08 | 264.4574 | 1.5224e-05 | 2037 | Mitigation | 0.95 | 45 | 0 | esc | 0.00097009 | 5.5845e-11 | 0.00097009 | 5.5845e-11 | 0.0027785 | 9.3374e-11 | 0.013543 | 6.188e-09
[120 empty] | 7.3.3.17.5 (Remote Grid) Updates to grid topology to minimize risk of ignition in HFTDs Remote GridWLDFREquipment / facility failureAggregated | WLDFR | HFTD - Distribution - Tier 3 - 2QU CoRE ¦ 2QU LoRE | Non-Red Flag Warning - Catastrophic Fires | Equipment / facility failure | Aggregated | 2038 | 5.7568e-08 | 264.4574 | 1.5224e-05 | 2038 | Mitigation | 0.95 | 45 | 0 | esc | 0.00097009 | 5.5845e-11 | 0.00097009 | 5.5845e-11 | 0.0027785 | 9.3374e-11 | 0.013543 | 6.188e-09
[120 empty] | 7.3.3.17.5 (Remote Grid) Updates to grid topology to minimize risk of ignition in HFTDs Remote GridWLDFREquipment / facility failureAggregated | WLDFR | HFTD - Distribution - Tier 3 - 2QU CoRE ¦ 2QU LoRE | Non-Red Flag Warning - Catastrophic Fires | Equipment / facility failure | Aggregated | 2039 | 5.7568e-08 | 264.4574 | 1.5224e-05 | 2039 | Mitigation | 0.95 | 45 | 0 | esc | 0.00097009 | 5.5845e-11 | 0.00097009 | 5.5845e-11 | 0.0027785 | 9.3374e-11 | 0.013543 | 6.188e-09
[120 empty] | 7.3.3.17.5 (Remote Grid) Updates to grid topology to minimize risk of ignition in HFTDs Remote GridWLDFREquipment / facility failureAggregated | WLDFR | HFTD - Distribution - Tier 3 - 2QU CoRE ¦ 2QU LoRE | Non-Red Flag Warning - Catastrophic Fires | Equipment / facility failure | Aggregated | 2040 | 5.7568e-08 | 264.4574 | 1.5224e-05 | 2040 | Mitigation | 0.95 | 45 | 0 | esc | 0.00097009 | 5.5845e-11 | 0.00097009 | 5.5845e-11 | 0.0027785 | 9.3374e-11 | 0.013543 | 6.188e-09
[120 empty] | 7.3.3.17.5 (Remote Grid) Updates to grid topology to minimize risk of ignition in HFTDs Remote GridWLDFREquipment / facility failureAggregated | WLDFR | HFTD - Distribution - Tier 3 - 2QU CoRE ¦ 2QU LoRE | Non-Red Flag Warning - Catastrophic Fires | Equipment / facility failure | Aggregated | 2041 | 5.7568e-08 | 264.4574 | 1.5224e-05 | 2041 | Mitigation | 0.95 | 45 | 0 | esc | 0.00097009 | 5.5845e-11 | 0.00097009 | 5.5845e-11 | 0.0027785 | 9.3374e-11 | 0.013543 | 6.188e-09
[120 empty] | 7.3.3.17.5 (Remote Grid) Updates to grid topology to minimize risk of ignition in HFTDs Remote GridWLDFREquipment / facility failureAggregated | WLDFR | HFTD - Distribution - Tier 3 - 2QU CoRE ¦ 2QU LoRE | Non-Red Flag Warning - Catastrophic Fires | Equipment / facility failure | Aggregated | 2042 | 5.7568e-08 | 264.4574 | 1.5224e-05 | 2042 | Mitigation | 0.95 | 45 | 0 | esc | 0.00097009 | 5.5845e-11 | 0.00097009 | 5.5845e-11 | 0.0027785 | 9.3374e-11 | 0.013543 | 6.188e-09
[120 empty] | 7.3.3.17.5 (Remote Grid) Updates to grid topology to minimize risk of ignition in HFTDs Remote GridWLDFREquipment / facility failureAggregated | WLDFR | HFTD - Distribution - Tier 3 - 2QU CoRE ¦ 2QU LoRE | Non-Red Flag Warning - Catastrophic Fires | Equipment / facility failure | Aggregated | 2043 | 5.7568e-08 | 264.4574 | 1.5224e-05 | 2043 | Mitigation | 0.95 | 45 | 0 | esc | 0.00097009 | 5.5845e-11 | 0.00097009 | 5.5845e-11 | 0.0027785 | 9.3374e-11 | 0.013543 | 6.188e-09
[120 empty] | 7.3.3.17.5 (Remote Grid) Updates to grid topology to minimize risk of ignition in HFTDs Remote GridWLDFREquipment / facility failureAggregated | WLDFR | HFTD - Distribution - Tier 3 - 2QU CoRE ¦ 2QU LoRE | Non-Red Flag Warning - Catastrophic Fires | Equipment / facility failure | Aggregated | 2044 | 5.7568e-08 | 264.4574 | 1.5224e-05 | 2044 | Mitigation | 0.95 | 45 | 0 | esc | 0.00097009 | 5.5845e-11 | 0.00097009 | 5.5845e-11 | 0.0027785 | 9.3374e-11 | 0 | 0
[120 empty] | 7.3.3.17.5 (Remote Grid) Updates to grid topology to minimize risk of ignition in HFTDs Remote GridWLDFREquipment / facility failureAggregated | WLDFR | HFTD - Distribution - Tier 3 - 2QU CoRE ¦ 2QU LoRE | Non-Red Flag Warning - Catastrophic Fires | Equipment / facility failure | Aggregated | 2045 | 5.7568e-08 | 264.4574 | 1.5224e-05 | 2045 | Mitigation | 0.95 | 45 | 0 | esc | 0.00097009 | 5.5845e-11 | 0.00097009 | 5.5845e-11 | 0.0027785 | 9.3374e-11 | 0 | 0
[120 empty] | 7.3.3.17.5 (Remote Grid) Updates to grid topology to minimize risk of ignition in HFTDs Remote GridWLDFREquipment / facility failureAggregated | WLDFR | HFTD - Distribution - Tier 3 - 2QU CoRE ¦ 2QU LoRE | Non-Red Flag Warning - Catastrophic Fires | Equipment / facility failure | Aggregated | 2046 | 5.7568e-08 | 264.4574 | 1.5224e-05 | 2046 | Mitigation | 0.95 | 45 | 0 | esc | 0.00097009 | 5.5845e-11 | 0.00097009 | 5.5845e-11 | 0.0027785 | 9.3374e-11 | 0.0013359 | 4.8098e-09
[120 empty] | 7.3.3.17.5 (Remote Grid) Updates to grid topology to minimize risk of ignition in HFTDs Remote GridWLDFREquipment / facility failureAggregated | WLDFR | HFTD - Distribution - Tier 3 - 2QU CoRE ¦ 2QU LoRE | Non-Red Flag Warning - Catastrophic Fires | Equipment / facility failure | Aggregated | 2047 | 5.7568e-08 | 264.4574 | 1.5224e-05 | 2047 | Mitigation | 0.95 | 45 | 0 | esc | 0.00097009 | 5.5845e-11 | 0.00097009 | 5.5845e-11 | 0.0027785 | 9.3374e-11 | 0.0013359 | 4.8098e-09
[120 empty] | 7.3.3.17.5 (Remote Grid) Updates to grid topology to minimize risk of ignition in HFTDs Remote GridWLDFREquipment / facility failureAggregated | WLDFR | HFTD - Distribution - Tier 3 - 2QU CoRE ¦ 2QU LoRE | Non-Red Flag Warning - Catastrophic Fires | Equipment / facility failure | Aggregated | 2048 | 5.7568e-08 | 264.4574 | 1.5224e-05 | 2048 | Mitigation | 0.95 | 45 | 0 | esc | 0.00097009 | 5.5845e-11 | 0.00097009 | 5.5845e-11 | 0.0027785 | 9.3374e-11 | 0.0013359 | 4.8098e-09
[120 empty] | 7.3.3.17.5 (Remote Grid) Updates to grid topology to minimize risk of ignition in HFTDs Remote GridWLDFREquipment / facility failureAggregated | WLDFR | HFTD - Distribution - Tier 3 - 2QU CoRE ¦ 2QU LoRE | Non-Red Flag Warning - Catastrophic Fires | Equipment / facility failure | Aggregated | 2049 | 5.7568e-08 | 264.4574 | 1.5224e-05 | 2049 | Mitigation | 0.95 | 45 | 0 | esc | 0.00097009 | 5.5845e-11 | 0.00097009 | 5.5845e-11 | 0.0027785 | 9.3374e-11 | 0.0013359 | 4.8098e-09
[120 empty] | 7.3.3.17.5 (Remote Grid) Updates to grid topology to minimize risk of ignition in HFTDs Remote GridWLDFREquipment / facility failureAggregated | WLDFR | HFTD - Distribution - Tier 3 - 2QU CoRE ¦ 2QU LoRE | Non-Red Flag Warning - Catastrophic Fires | Equipment / facility failure | Aggregated | 2050 | 5.7568e-08 | 264.4574 | 1.5224e-05 | 2050 | Mitigation | 0.95 | 45 | 0 | esc | 0.00097009 | 5.5845e-11 | 0.00097009 | 5.5845e-11 | 0.0027785 | 9.3374e-11 | 0.0013359 | 4.8098e-09
[120 empty] | 7.3.3.17.5 (Remote Grid) Updates to grid topology to minimize risk of ignition in HFTDs Remote GridWLDFREquipment / facility failureAggregated | WLDFR | HFTD - Distribution - Tier 3 - 2QU CoRE ¦ 2QU LoRE | Non-Red Flag Warning - Catastrophic Fires | Equipment / facility failure | Aggregated | 2051 | 5.7568e-08 | 264.4574 | 1.5224e-05 | 2051 | Mitigation | 0.95 | 45 | 0 | esc | 0.00097009 | 5.5845e-11 | 0.00097009 | 5.5845e-11 | 0.0027785 | 9.3374e-11 | 0.0013359 | 4.8098e-09
[120 empty] | 7.3.3.17.5 (Remote Grid) Updates to grid topology to minimize risk of ignition in HFTDs Remote GridWLDFREquipment / facility failureAggregated | WLDFR | HFTD - Distribution - Tier 3 - 2QU CoRE ¦ 2QU LoRE | Non-Red Flag Warning - Catastrophic Fires | Equipment / facility failure | Aggregated | 2052 | 5.7568e-08 | 264.4574 | 1.5224e-05 | 2052 | Mitigation | 0.95 | 45 | 0 | esc | 0.00097009 | 5.5845e-11 | 0.00097009 | 5.5845e-11 | 0.0027785 | 9.3374e-11 | 0.0013359 | 4.8098e-09
[120 empty] | 7.3.3.17.5 (Remote Grid) Updates to grid topology to minimize risk of ignition in HFTDs Remote GridWLDFREquipment / facility failureAggregated | WLDFR | HFTD - Distribution - Tier 3 - 2QU CoRE ¦ 2QU LoRE | Non-Red Flag Warning - Catastrophic Fires | Equipment / facility failure | Aggregated | 2053 | 5.7568e-08 | 264.4574 | 1.5224e-05 | 2053 | Mitigation | 0.95 | 45 | 0 | esc | 0.00097009 | 5.5845e-11 | 0.00097009 | 5.5845e-11 | 0.0027785 | 9.3374e-11 | 0.0013359 | 4.8098e-09
[120 empty] | 7.3.3.17.5 (Remote Grid) Updates to grid topology to minimize risk of ignition in HFTDs Remote GridWLDFREquipment / facility failureAggregated | WLDFR | HFTD - Distribution - Tier 3 - 2QU CoRE ¦ 2QU LoRE | Non-Red Flag Warning - Catastrophic Fires | Equipment / facility failure | Aggregated | 2054 | 5.7568e-08 | 264.4574 | 1.5224e-05 | 2054 | Mitigation | 0.95 | 45 | 0 | esc | 0.00097009 | 5.5845e-11 | 0.00097009 | 5.5845e-11 | 0.0027785 | 9.3374e-11 | 0.0013359 | 4.8098e-09
[120 empty] | 7.3.3.17.5 (Remote Grid) Updates to grid topology to minimize risk of ignition in HFTDs Remote GridWLDFREquipment / facility failureAggregated | WLDFR | HFTD - Distribution - Tier 3 - 2QU CoRE ¦ 2QU LoRE | Non-Red Flag Warning - Catastrophic Fires | Equipment / facility failure | Aggregated | 2055 | 5.7568e-08 | 264.4574 | 1.5224e-05 | 2055 | Mitigation | 0.95 | 45 | 0 | esc | 0.00097009 | 5.5845e-11 | 0.00097009 | 5.5845e-11 | 0.0027785 | 9.3374e-11 | 0.0013359 | 4.8098e-09
[120 empty] | 7.3.3.17.5 (Remote Grid) Updates to grid topology to minimize risk of ignition in HFTDs Remote GridWLDFREquipment / facility failureAggregated | WLDFR | HFTD - Distribution - Tier 3 - 2QU CoRE ¦ 2QU LoRE | Non-Red Flag Warning - Catastrophic Fires | Equipment / facility failure | Aggregated | 2056 | 5.7568e-08 | 264.4574 | 1.5224e-05 | 2056 | Mitigation | 0.95 | 45 | 0 | esc | 0.00097009 | 5.5845e-11 | 0.00097009 | 5.5845e-11 | 0.0027785 | 9.3374e-11 | 0.0013359 | 4.8098e-09
[120 empty] | 7.3.3.17.5 (Remote Grid) Updates to grid topology to minimize risk of ignition in HFTDs Remote GridWLDFREquipment / facility failureAggregated | WLDFR | HFTD - Distribution - Tier 3 - 2QU CoRE ¦ 2QU LoRE | Non-Red Flag Warning - Catastrophic Fires | Equipment / facility failure | Aggregated | 2057 | 5.7568e-08 | 264.4574 | 1.5224e-05 | 2057 | Mitigation | 0.95 | 45 | 0 | esc | 0.00097009 | 5.5845e-11 | 0.00097009 | 5.5845e-11 | 0.0027785 | 9.3374e-11 | 0.0013359 | 4.8098e-09
[120 empty] | 7.3.3.17.5 (Remote Grid) Updates to grid topology to minimize risk of ignition in HFTDs Remote GridWLDFREquipment / facility failureAggregated | WLDFR | HFTD - Distribution - Tier 3 - 2QU CoRE ¦ 2QU LoRE | Non-Red Flag Warning - Catastrophic Fires | Equipment / facility failure | Aggregated | 2058 | 5.7568e-08 | 264.4574 | 1.5224e-05 | 2058 | Mitigation | 0.95 | 45 | 0 | esc | 0.00097009 | 5.5845e-11 | 0.00097009 | 5.5845e-11 | 0.0027785 | 9.3374e-11 | 0.0013359 | 4.8098e-09
[120 empty] | 7.3.3.17.5 (Remote Grid) Updates to grid topology to minimize risk of ignition in HFTDs Remote GridWLDFREquipment / facility failureAggregated | WLDFR | HFTD - Distribution - Tier 3 - 2QU CoRE ¦ 2QU LoRE | Non-Red Flag Warning - Catastrophic Fires | Equipment / facility failure | Aggregated | 2059 | 5.7568e-08 | 264.4574 | 1.5224e-05 | 2059 | Mitigation | 0.95 | 45 | 0 | esc | 0.00097009 | 5.5845e-11 | 0.00097009 | 5.5845e-11 | 0.0027785 | 9.3374e-11 | 0.0013359 | 4.8098e-09
[120 empty] | 7.3.3.17.5 (Remote Grid) Updates to grid topology to minimize risk of ignition in HFTDs Remote GridWLDFREquipment / facility failureAggregated | WLDFR | HFTD - Distribution - Tier 3 - 2QU CoRE ¦ 2QU LoRE | Non-Red Flag Warning - Catastrophic Fires | Equipment / facility failure | Aggregated | 2060 | 5.7568e-08 | 264.4574 | 1.5224e-05 | 2060 | Mitigation | 0.95 | 45 | 0 | esc | 0.00097009 | 5.5845e-11 | 0.00097009 | 5.5845e-11 | 0.0027785 | 9.3374e-11 | 0.0013359 | 4.8098e-09
[120 empty] | 7.3.3.17.5 (Remote Grid) Updates to grid topology to minimize risk of ignition in HFTDs Remote GridWLDFREquipment / facility failureAggregated | WLDFR | HFTD - Distribution - Tier 3 - 2QU CoRE ¦ 2QU LoRE | Non-Red Flag Warning - Catastrophic Fires | Equipment / facility failure | Aggregated | 2061 | 5.7568e-08 | 264.4574 | 1.5224e-05 | 2061 | Mitigation | 0.95 | 45 | 0 | esc | 0.00097009 | 5.5845e-11 | 0.00097009 | 5.5845e-11 | 0.0027785 | 9.3374e-11 | 0.0013359 | 4.8098e-09
[120 empty] | 7.3.3.17.5 (Remote Grid) Updates to grid topology to minimize risk of ignition in HFTDs Remote GridWLDFREquipment / facility failureAggregated | WLDFR | HFTD - Distribution - Tier 3 - 2QU CoRE ¦ 2QU LoRE | Non-Red Flag Warning - Catastrophic Fires | Equipment / facility failure | Aggregated | 2062 | 5.7568e-08 | 264.4574 | 1.5224e-05 | 2062 | Mitigation | 0.95 | 45 | 0 | esc | 0.00097009 | 5.5845e-11 | 0.00097009 | 5.5845e-11 | 0.0027785 | 9.3374e-11 | 0.0013359 | 4.8098e-09
[120 empty] | 7.3.3.17.5 (Remote Grid) Updates to grid topology to minimize risk of ignition in HFTDs Remote GridWLDFREquipment / facility failureAggregated | WLDFR | HFTD - Distribution - Tier 3 - 2QU CoRE ¦ 2QU LoRE | Non-Red Flag Warning - Catastrophic Fires | Equipment / facility failure | Aggregated | 2063 | 5.7568e-08 | 264.4574 | 1.5224e-05 | 2063 | Mitigation | 0.95 | 45 | 0 | esc | 0.00097009 | 5.5845e-11 | 0.00097009 | 5.5845e-11 | 0.0027785 | 9.3374e-11 | 0.0013359 | 4.8098e-09
[120 empty] | 7.3.3.17.5 (Remote Grid) Updates to grid topology to minimize risk of ignition in HFTDs Remote GridWLDFREquipment / facility failureAggregated | WLDFR | HFTD - Distribution - Tier 3 - 2QU CoRE ¦ 2QU LoRE | Non-Red Flag Warning - Catastrophic Fires | Equipment / facility failure | Aggregated | 2064 | 5.7568e-08 | 264.4574 | 1.5224e-05 | 2064 | Mitigation | 0.95 | 45 | 0 | esc | 0.00097009 | 5.5845e-11 | 0.00097009 | 5.5845e-11 | 0.0027785 | 9.3374e-11 | 0.0013359 | 4.8098e-09
[120 empty] | 7.3.3.17.5 (Remote Grid) Updates to grid topology to minimize risk of ignition in HFTDs Remote GridWLDFREquipment / facility failureAggregated | WLDFR | HFTD - Distribution - Tier 3 - 2QU CoRE ¦ 2QU LoRE | Non-Red Flag Warning - Catastrophic Fires | Equipment / facility failure | Aggregated | 2065 | 5.7568e-08 | 264.4574 | 1.5224e-05 | 2065 | Mitigation | 0.95 | 45 | 0 | esc | 0.00097009 | 5.5845e-11 | 0.00097009 | 5.5845e-11 | 0.0027785 | 9.3374e-11 | 0.0013359 | 4.8098e-09
[120 empty] | 7.3.3.17.5 (Remote Grid) Updates to grid topology to minimize risk of ignition in HFTDs Remote GridWLDFREquipment / facility failureAggregated | WLDFR | HFTD - Distribution - Tier 3 - 2QU CoRE ¦ 2QU LoRE | Non-Red Flag Warning - Catastrophic Fires | Equipment / facility failure | Aggregated | 2066 | 5.7568e-08 | 264.4574 | 1.5224e-05 | 2066 | Mitigation | 0.95 | 45 | 0 | esc | 0.00097009 | 5.5845e-11 | 0.00097009 | 5.5845e-11 | 0.0027785 | 9.3374e-11 | 0.0013359 | 4.8098e-09
[120 empty] | 7.3.3.17.5 (Remote Grid) Updates to grid topology to minimize risk of ignition in HFTDs Remote GridWLDFREquipment / facility failureAggregated | WLDFR | HFTD - Distribution - Tier 3 - 2QU CoRE ¦ 2QU LoRE | Non-Red Flag Warning - Catastrophic Fires | Equipment / facility failure | Aggregated | 2067 | 5.7568e-08 | 264.4574 | 1.5224e-05 | 2067 | Mitigation | 0.95 | 45 | 0 | esc | 0 | 0 | 0.00097009 | 5.5845e-11 | 0.0027785 | 9.3374e-11 | 0.0013359 | 4.8098e-09
[120 empty] | 7.3.3.17.5 (Remote Grid) Updates to grid topology to minimize risk of ignition in HFTDs Remote GridWLDFRVegetation ContactAggregated | WLDFR | HFTD - Distribution - Tier 3 - 2QU CoRE ¦ 2QU LoRE | Non-Red Flag Warning - Catastrophic Fires | Vegetation Contact | Aggregated | 2022 | 9.0242e-07 | 264.4574 | 0.00023865 | 2022 | Mitigation | 0.95 | 45 | 0 | esc | 0.00097009 | 8.7543e-10 | 0 | 0 | 0.0027785 | 9.3374e-11 | 0.0013359 | 4.8098e-09
[120 empty] | 7.3.3.17.5 (Remote Grid) Updates to grid topology to minimize risk of ignition in HFTDs Remote GridWLDFRVegetation ContactAggregated | WLDFR | HFTD - Distribution - Tier 3 - 2QU CoRE ¦ 2QU LoRE | Non-Red Flag Warning - Catastrophic Fires | Vegetation Contact | Aggregated | 2023 | 9.0242e-07 | 264.4574 | 0.00023865 | 2023 | Mitigation | 0.95 | 45 | 0 | esc | 0.00097009 | 8.7543e-10 | 0.00097009 | 8.7543e-10 | 0.0027785 | 9.3374e-11 | 0.0013359 | 4.8098e-09
[120 empty] | 7.3.3.17.5 (Remote Grid) Updates to grid topology to minimize risk of ignition in HFTDs Remote GridWLDFRVegetation ContactAggregated | WLDFR | HFTD - Distribution - Tier 3 - 2QU CoRE ¦ 2QU LoRE | Non-Red Flag Warning - Catastrophic Fires | Vegetation Contact | Aggregated | 2024 | 9.0242e-07 | 264.4574 | 0.00023865 | 2024 | Mitigation | 0.95 | 45 | 0 | esc | 0.00097009 | 8.7543e-10 | 0.00097009 | 8.7543e-10 | 0.0027785 | 9.3374e-11 | 0.0013359 | 4.8098e-09
[120 empty] | 7.3.3.17.5 (Remote Grid) Updates to grid topology to minimize risk of ignition in HFTDs Remote GridWLDFRVegetation ContactAggregated | WLDFR | HFTD - Distribution - Tier 3 - 2QU CoRE ¦ 2QU LoRE | Non-Red Flag Warning - Catastrophic Fires | Vegetation Contact | Aggregated | 2025 | 9.0242e-07 | 264.4574 | 0.00023865 | 2025 | Mitigation | 0.95 | 45 | 0 | esc | 0.00097009 | 8.7543e-10 | 0.00097009 | 8.7543e-10 | 0.0027785 | 9.3374e-11 | 0.0013359 | 4.8098e-09
[120 empty] | 7.3.3.17.5 (Remote Grid) Updates to grid topology to minimize risk of ignition in HFTDs Remote GridWLDFRVegetation ContactAggregated | WLDFR | HFTD - Distribution - Tier 3 - 2QU CoRE ¦ 2QU LoRE | Non-Red Flag Warning - Catastrophic Fires | Vegetation Contact | Aggregated | 2026 | 9.0242e-07 | 264.4574 | 0.00023865 | 2026 | Mitigation | 0.95 | 45 | 0 | esc | 0.00097009 | 8.7543e-10 | 0.00097009 | 8.7543e-10 | 0.0027785 | 9.3374e-11 | 0.0013359 | 4.8098e-09
[120 empty] | 7.3.3.17.5 (Remote Grid) Updates to grid topology to minimize risk of ignition in HFTDs Remote GridWLDFRVegetation ContactAggregated | WLDFR | HFTD - Distribution - Tier 3 - 2QU CoRE ¦ 2QU LoRE | Non-Red Flag Warning - Catastrophic Fires | Vegetation Contact | Aggregated | 2027 | 9.0242e-07 | 264.4574 | 0.00023865 | 2027 | Mitigation | 0.95 | 45 | 0 | esc | 0.00097009 | 8.7543e-10 | 0.00097009 | 8.7543e-10 | 0.0027785 | 9.3374e-11 | 0.0013359 | 4.8098e-09
[120 empty] | 7.3.3.17.5 (Remote Grid) Updates to grid topology to minimize risk of ignition in HFTDs Remote GridWLDFRVegetation ContactAggregated | WLDFR | HFTD - Distribution - Tier 3 - 2QU CoRE ¦ 2QU LoRE | Non-Red Flag Warning - Catastrophic Fires | Vegetation Contact | Aggregated | 2028 | 9.0242e-07 | 264.4574 | 0.00023865 | 2028 | Mitigation | 0.95 | 45 | 0 | esc | 0.00097009 | 8.7543e-10 | 0.00097009 | 8.7543e-10 | 0 | 0 | 0.0013359 | 4.8098e-09
[120 empty] | 7.3.3.17.5 (Remote Grid) Updates to grid topology to minimize risk of ignition in HFTDs Remote GridWLDFRVegetation ContactAggregated | WLDFR | HFTD - Distribution - Tier 3 - 2QU CoRE ¦ 2QU LoRE | Non-Red Flag Warning - Catastrophic Fires | Vegetation Contact | Aggregated | 2029 | 9.0242e-07 | 264.4574 | 0.00023865 | 2029 | Mitigation | 0.95 | 45 | 0 | esc | 0.00097009 | 8.7543e-10 | 0.00097009 | 8.7543e-10 | 0.0027785 | 7.8014e-12 | 0.0013359 | 4.8098e-09
[120 empty] | 7.3.3.17.5 (Remote Grid) Updates to grid topology to minimize risk of ignition in HFTDs Remote GridWLDFRVegetation ContactAggregated | WLDFR | HFTD - Distribution - Tier 3 - 2QU CoRE ¦ 2QU LoRE | Non-Red Flag Warning - Catastrophic Fires | Vegetation Contact | Aggregated | 2030 | 9.0242e-07 | 264.4574 | 0.00023865 | 2030 | Mitigation | 0.95 | 45 | 0 | esc | 0.00097009 | 8.7543e-10 | 0.00097009 | 8.7543e-10 | 0.0027785 | 7.8014e-12 | 0 | 0
[120 empty] | 7.3.3.17.5 (Remote Grid) Updates to grid topology to minimize risk of ignition in HFTDs Remote GridWLDFRVegetation ContactAggregated | WLDFR | HFTD - Distribution - Tier 3 - 2QU CoRE ¦ 2QU LoRE | Non-Red Flag Warning - Catastrophic Fires | Vegetation Contact | Aggregated | 2031 | 9.0242e-07 | 264.4574 | 0.00023865 | 2031 | Mitigation | 0.95 | 45 | 0 | esc | 0.00097009 | 8.7543e-10 | 0.00097009 | 8.7543e-10 | 0.0027785 | 7.8014e-12 | 0 | 0
[120 empty] | 7.3.3.17.5 (Remote Grid) Updates to grid topology to minimize risk of ignition in HFTDs Remote GridWLDFRVegetation ContactAggregated | WLDFR | HFTD - Distribution - Tier 3 - 2QU CoRE ¦ 2QU LoRE | Non-Red Flag Warning - Catastrophic Fires | Vegetation Contact | Aggregated | 2032 | 9.0242e-07 | 264.4574 | 0.00023865 | 2032 | Mitigation | 0.95 | 45 | 0 | esc | 0.00097009 | 8.7543e-10 | 0.00097009 | 8.7543e-10 | 0.0027785 | 7.8014e-12 | 0.0093813 | 4.4648e-07
[120 empty] | 7.3.3.17.5 (Remote Grid) Updates to grid topology to minimize risk of ignition in HFTDs Remote GridWLDFRVegetation ContactAggregated | WLDFR | HFTD - Distribution - Tier 3 - 2QU CoRE ¦ 2QU LoRE | Non-Red Flag Warning - Catastrophic Fires | Vegetation Contact | Aggregated | 2033 | 9.0242e-07 | 264.4574 | 0.00023865 | 2033 | Mitigation | 0.95 | 45 | 0 | esc | 0.00097009 | 8.7543e-10 | 0.00097009 | 8.7543e-10 | 0.0027785 | 7.8014e-12 | 0.0093813 | 4.4648e-07
[120 empty] | 7.3.3.17.5 (Remote Grid) Updates to grid topology to minimize risk of ignition in HFTDs Remote GridWLDFRVegetation ContactAggregated | WLDFR | HFTD - Distribution - Tier 3 - 2QU CoRE ¦ 2QU LoRE | Non-Red Flag Warning - Catastrophic Fires | Vegetation Contact | Aggregated | 2034 | 9.0242e-07 | 264.4574 | 0.00023865 | 2034 | Mitigation | 0.95 | 45 | 0 | esc | 0.00097009 | 8.7543e-10 | 0.00097009 | 8.7543e-10 | 0.0027785 | 7.8014e-12 | 0.0093813 | 4.4648e-07
[120 empty] | 7.3.3.17.5 (Remote Grid) Updates to grid topology to minimize risk of ignition in HFTDs Remote GridWLDFRVegetation ContactAggregated | WLDFR | HFTD - Distribution - Tier 3 - 2QU CoRE ¦ 2QU LoRE | Non-Red Flag Warning - Catastrophic Fires | Vegetation Contact | Aggregated | 2035 | 9.0242e-07 | 264.4574 | 0.00023865 | 2035 | Mitigation | 0.95 | 45 | 0 | esc | 0.00097009 | 8.7543e-10 | 0.00097009 | 8.7543e-10 | 0.0027785 | 7.8014e-12 | 0.0093813 | 4.4648e-07
[120 empty] | 7.3.3.17.5 (Remote Grid) Updates to grid topology to minimize risk of ignition in HFTDs Remote GridWLDFRVegetation ContactAggregated | WLDFR | HFTD - Distribution - Tier 3 - 2QU CoRE ¦ 2QU LoRE | Non-Red Flag Warning - Catastrophic Fires | Vegetation Contact | Aggregated | 2036 | 9.0242e-07 | 264.4574 | 0.00023865 | 2036 | Mitigation | 0.95 | 45 | 0 | esc | 0.00097009 | 8.7543e-10 | 0.00097009 | 8.7543e-10 | 0.0027785 | 7.8014e-12 | 0.0093813 | 4.4648e-07
[120 empty] | 7.3.3.17.5 (Remote Grid) Updates to grid topology to minimize risk of ignition in HFTDs Remote GridWLDFRVegetation ContactAggregated | WLDFR | HFTD - Distribution - Tier 3 - 2QU CoRE ¦ 2QU LoRE | Non-Red Flag Warning - Catastrophic Fires | Vegetation Contact | Aggregated | 2037 | 9.0242e-07 | 264.4574 | 0.00023865 | 2037 | Mitigation | 0.95 | 45 | 0 | esc | 0.00097009 | 8.7543e-10 | 0.00097009 | 8.7543e-10 | 0.0027785 | 7.8014e-12 | 0.0093813 | 4.4648e-07
[120 empty] | 7.3.3.17.5 (Remote Grid) Updates to grid topology to minimize risk of ignition in HFTDs Remote GridWLDFRVegetation ContactAggregated | WLDFR | HFTD - Distribution - Tier 3 - 2QU CoRE ¦ 2QU LoRE | Non-Red Flag Warning - Catastrophic Fires | Vegetation Contact | Aggregated | 2038 | 9.0242e-07 | 264.4574 | 0.00023865 | 2038 | Mitigation | 0.95 | 45 | 0 | esc | 0.00097009 | 8.7543e-10 | 0.00097009 | 8.7543e-10 | 0.0027785 | 7.8014e-12 | 0.0093813 | 4.4648e-07
[120 empty] | 7.3.3.17.5 (Remote Grid) Updates to grid topology to minimize risk of ignition in HFTDs Remote GridWLDFRVegetation ContactAggregated | WLDFR | HFTD - Distribution - Tier 3 - 2QU CoRE ¦ 2QU LoRE | Non-Red Flag Warning - Catastrophic Fires | Vegetation Contact | Aggregated | 2039 | 9.0242e-07 | 264.4574 | 0.00023865 | 2039 | Mitigation | 0.95 | 45 | 0 | esc | 0.00097009 | 8.7543e-10 | 0.00097009 | 8.7543e-10 | 0.0027785 | 7.8014e-12 | 0.0093813 | 4.4648e-07
[120 empty] | 7.3.3.17.5 (Remote Grid) Updates to grid topology to minimize risk of ignition in HFTDs Remote GridWLDFRVegetation ContactAggregated | WLDFR | HFTD - Distribution - Tier 3 - 2QU CoRE ¦ 2QU LoRE | Non-Red Flag Warning - Catastrophic Fires | Vegetation Contact | Aggregated | 2040 | 9.0242e-07 | 264.4574 | 0.00023865 | 2040 | Mitigation | 0.95 | 45 | 0 | esc | 0.00097009 | 8.7543e-10 | 0.00097009 | 8.7543e-10 | 0.0027785 | 7.8014e-12 | 0.0093813 | 4.4648e-07
[120 empty] | 7.3.3.17.5 (Remote Grid) Updates to grid topology to minimize risk of ignition in HFTDs Remote GridWLDFRVegetation ContactAggregated | WLDFR | HFTD - Distribution - Tier 3 - 2QU CoRE ¦ 2QU LoRE | Non-Red Flag Warning - Catastrophic Fires | Vegetation Contact | Aggregated | 2041 | 9.0242e-07 | 264.4574 | 0.00023865 | 2041 | Mitigation | 0.95 | 45 | 0 | esc | 0.00097009 | 8.7543e-10 | 0.00097009 | 8.7543e-10 | 0.0027785 | 7.8014e-12 | 0.0093813 | 4.4648e-07
[120 empty] | 7.3.3.17.5 (Remote Grid) Updates to grid topology to minimize risk of ignition in HFTDs Remote GridWLDFRVegetation ContactAggregated | WLDFR | HFTD - Distribution - Tier 3 - 2QU CoRE ¦ 2QU LoRE | Non-Red Flag Warning - Catastrophic Fires | Vegetation Contact | Aggregated | 2042 | 9.0242e-07 | 264.4574 | 0.00023865 | 2042 | Mitigation | 0.95 | 45 | 0 | esc | 0.00097009 | 8.7543e-10 | 0.00097009 | 8.7543e-10 | 0.0027785 | 7.8014e-12 | 0.0093813 | 4.4648e-07
[120 empty] | 7.3.3.17.5 (Remote Grid) Updates to grid topology to minimize risk of ignition in HFTDs Remote GridWLDFRVegetation ContactAggregated | WLDFR | HFTD - Distribution - Tier 3 - 2QU CoRE ¦ 2QU LoRE | Non-Red Flag Warning - Catastrophic Fires | Vegetation Contact | Aggregated | 2043 | 9.0242e-07 | 264.4574 | 0.00023865 | 2043 | Mitigation | 0.95 | 45 | 0 | esc | 0.00097009 | 8.7543e-10 | 0.00097009 | 8.7543e-10 | 0.0027785 | 7.8014e-12 | 0.0093813 | 4.4648e-07
[120 empty] | 7.3.3.17.5 (Remote Grid) Updates to grid topology to minimize risk of ignition in HFTDs Remote GridWLDFRVegetation ContactAggregated | WLDFR | HFTD - Distribution - Tier 3 - 2QU CoRE ¦ 2QU LoRE | Non-Red Flag Warning - Catastrophic Fires | Vegetation Contact | Aggregated | 2044 | 9.0242e-07 | 264.4574 | 0.00023865 | 2044 | Mitigation | 0.95 | 45 | 0 | esc | 0.00097009 | 8.7543e-10 | 0.00097009 | 8.7543e-10 | 0.0027785 | 7.8014e-12 | 0.0093813 | 4.4648e-07
[120 empty] | 7.3.3.17.5 (Remote Grid) Updates to grid topology to minimize risk of ignition in HFTDs Remote GridWLDFRVegetation ContactAggregated | WLDFR | HFTD - Distribution - Tier 3 - 2QU CoRE ¦ 2QU LoRE | Non-Red Flag Warning - Catastrophic Fires | Vegetation Contact | Aggregated | 2045 | 9.0242e-07 | 264.4574 | 0.00023865 | 2045 | Mitigation | 0.95 | 45 | 0 | esc | 0.00097009 | 8.7543e-10 | 0.00097009 | 8.7543e-10 | 0.0027785 | 7.8014e-12 | 0.0093813 | 4.4648e-07
[120 empty] | 7.3.3.17.5 (Remote Grid) Updates to grid topology to minimize risk of ignition in HFTDs Remote GridWLDFRVegetation ContactAggregated | WLDFR | HFTD - Distribution - Tier 3 - 2QU CoRE ¦ 2QU LoRE | Non-Red Flag Warning - Catastrophic Fires | Vegetation Contact | Aggregated | 2046 | 9.0242e-07 | 264.4574 | 0.00023865 | 2046 | Mitigation | 0.95 | 45 | 0 | esc | 0.00097009 | 8.7543e-10 | 0.00097009 | 8.7543e-10 | 0.0027785 | 7.8014e-12 | 0.0093813 | 4.4648e-07
[120 empty] | 7.3.3.17.5 (Remote Grid) Updates to grid topology to minimize risk of ignition in HFTDs Remote GridWLDFRVegetation ContactAggregated | WLDFR | HFTD - Distribution - Tier 3 - 2QU CoRE ¦ 2QU LoRE | Non-Red Flag Warning - Catastrophic Fires | Vegetation Contact | Aggregated | 2047 | 9.0242e-07 | 264.4574 | 0.00023865 | 2047 | Mitigation | 0.95 | 45 | 0 | esc | 0.00097009 | 8.7543e-10 | 0.00097009 | 8.7543e-10 | 0.0027785 | 7.8014e-12 | 0.0093813 | 4.4648e-07
[120 empty] | 7.3.3.17.5 (Remote Grid) Updates to grid topology to minimize risk of ignition in HFTDs Remote GridWLDFRVegetation ContactAggregated | WLDFR | HFTD - Distribution - Tier 3 - 2QU CoRE ¦ 2QU LoRE | Non-Red Flag Warning - Catastrophic Fires | Vegetation Contact | Aggregated | 2048 | 9.0242e-07 | 264.4574 | 0.00023865 | 2048 | Mitigation | 0.95 | 45 | 0 | esc | 0.00097009 | 8.7543e-10 | 0.00097009 | 8.7543e-10 | 0.0027785 | 7.8014e-12 | 0.0093813 | 4.4648e-07
[120 empty] | 7.3.3.17.5 (Remote Grid) Updates to grid topology to minimize risk of ignition in HFTDs Remote GridWLDFRVegetation ContactAggregated | WLDFR | HFTD - Distribution - Tier 3 - 2QU CoRE ¦ 2QU LoRE | Non-Red Flag Warning - Catastrophic Fires | Vegetation Contact | Aggregated | 2049 | 9.0242e-07 | 264.4574 | 0.00023865 | 2049 | Mitigation | 0.95 | 45 | 0 | esc | 0.00097009 | 8.7543e-10 | 0.00097009 | 8.7543e-10 | 0.0027785 | 7.8014e-12 | 0.0093813 | 4.4648e-07
[120 empty] | 7.3.3.17.5 (Remote Grid) Updates to grid topology to minimize risk of ignition in HFTDs Remote GridWLDFRVegetation ContactAggregated | WLDFR | HFTD - Distribution - Tier 3 - 2QU CoRE ¦ 2QU LoRE | Non-Red Flag Warning - Catastrophic Fires | Vegetation Contact | Aggregated | 2050 | 9.0242e-07 | 264.4574 | 0.00023865 | 2050 | Mitigation | 0.95 | 45 | 0 | esc | 0.00097009 | 8.7543e-10 | 0.00097009 | 8.7543e-10 | 0.0027785 | 7.8014e-12 | 0.0093813 | 4.4648e-07
[120 empty] | 7.3.3.17.5 (Remote Grid) Updates to grid topology to minimize risk of ignition in HFTDs Remote GridWLDFRVegetation ContactAggregated | WLDFR | HFTD - Distribution - Tier 3 - 2QU CoRE ¦ 2QU LoRE | Non-Red Flag Warning - Catastrophic Fires | Vegetation Contact | Aggregated | 2051 | 9.0242e-07 | 264.4574 | 0.00023865 | 2051 | Mitigation | 0.95 | 45 | 0 | esc | 0.00097009 | 8.7543e-10 | 0.00097009 | 8.7543e-10 | 0.0027785 | 7.8014e-12 | 0.0093813 | 4.4648e-07
[120 empty] | 7.3.3.17.5 (Remote Grid) Updates to grid topology to minimize risk of ignition in HFTDs Remote GridWLDFRVegetation ContactAggregated | WLDFR | HFTD - Distribution - Tier 3 - 2QU CoRE ¦ 2QU LoRE | Non-Red Flag Warning - Catastrophic Fires | Vegetation Contact | Aggregated | 2052 | 9.0242e-07 | 264.4574 | 0.00023865 | 2052 | Mitigation | 0.95 | 45 | 0 | esc | 0.00097009 | 8.7543e-10 | 0.00097009 | 8.7543e-10 | 0.0027785 | 7.8014e-12 | 0.0093813 | 4.4648e-07
[120 empty] | 7.3.3.17.5 (Remote Grid) Updates to grid topology to minimize risk of ignition in HFTDs Remote GridWLDFRVegetation ContactAggregated | WLDFR | HFTD - Distribution - Tier 3 - 2QU CoRE ¦ 2QU LoRE | Non-Red Flag Warning - Catastrophic Fires | Vegetation Contact | Aggregated | 2053 | 9.0242e-07 | 264.4574 | 0.00023865 | 2053 | Mitigation | 0.95 | 45 | 0 | esc | 0.00097009 | 8.7543e-10 | 0.00097009 | 8.7543e-10 | 0.0027785 | 7.8014e-12 | 0.0093813 | 4.4648e-07
[120 empty] | 7.3.3.17.5 (Remote Grid) Updates to grid topology to minimize risk of ignition in HFTDs Remote GridWLDFRVegetation ContactAggregated | WLDFR | HFTD - Distribution - Tier 3 - 2QU CoRE ¦ 2QU LoRE | Non-Red Flag Warning - Catastrophic Fires | Vegetation Contact | Aggregated | 2054 | 9.0242e-07 | 264.4574 | 0.00023865 | 2054 | Mitigation | 0.95 | 45 | 0 | esc | 0.00097009 | 8.7543e-10 | 0.00097009 | 8.7543e-10 | 0.0027785 | 7.8014e-12 | 0.0093813 | 4.4648e-07
[120 empty] | 7.3.3.17.5 (Remote Grid) Updates to grid topology to minimize risk of ignition in HFTDs Remote GridWLDFRVegetation ContactAggregated | WLDFR | HFTD - Distribution - Tier 3 - 2QU CoRE ¦ 2QU LoRE | Non-Red Flag Warning - Catastrophic Fires | Vegetation Contact | Aggregated | 2055 | 9.0242e-07 | 264.4574 | 0.00023865 | 2055 | Mitigation | 0.95 | 45 | 0 | esc | 0.00097009 | 8.7543e-10 | 0.00097009 | 8.7543e-10 | 0.0027785 | 7.8014e-12 | 0.0093813 | 4.4648e-07
[120 empty] | 7.3.3.17.5 (Remote Grid) Updates to grid topology to minimize risk of ignition in HFTDs Remote GridWLDFRVegetation ContactAggregated | WLDFR | HFTD - Distribution - Tier 3 - 2QU CoRE ¦ 2QU LoRE | Non-Red Flag Warning - Catastrophic Fires | Vegetation Contact | Aggregated | 2056 | 9.0242e-07 | 264.4574 | 0.00023865 | 2056 | Mitigation | 0.95 | 45 | 0 | esc | 0.00097009 | 8.7543e-10 | 0.00097009 | 8.7543e-10 | 0.0027785 | 7.8014e-12 | 0.0093813 | 4.4648e-07
[120 empty] | 7.3.3.17.5 (Remote Grid) Updates to grid topology to minimize risk of ignition in HFTDs Remote GridWLDFRVegetation ContactAggregated | WLDFR | HFTD - Distribution - Tier 3 - 2QU CoRE ¦ 2QU LoRE | Non-Red Flag Warning - Catastrophic Fires | Vegetation Contact | Aggregated | 2057 | 9.0242e-07 | 264.4574 | 0.00023865 | 2057 | Mitigation | 0.95 | 45 | 0 | esc | 0.00097009 | 8.7543e-10 | 0.00097009 | 8.7543e-10 | 0.0027785 | 7.8014e-12 | 0.0093813 | 4.4648e-07
[120 empty] | 7.3.3.17.5 (Remote Grid) Updates to grid topology to minimize risk of ignition in HFTDs Remote GridWLDFRVegetation ContactAggregated | WLDFR | HFTD - Distribution - Tier 3 - 2QU CoRE ¦ 2QU LoRE | Non-Red Flag Warning - Catastrophic Fires | Vegetation Contact | Aggregated | 2058 | 9.0242e-07 | 264.4574 | 0.00023865 | 2058 | Mitigation | 0.95 | 45 | 0 | esc | 0.00097009 | 8.7543e-10 | 0.00097009 | 8.7543e-10 | 0.0027785 | 7.8014e-12 | 0.0093813 | 4.4648e-07
[120 empty] | 7.3.3.17.5 (Remote Grid) Updates to grid topology to minimize risk of ignition in HFTDs Remote GridWLDFRVegetation ContactAggregated | WLDFR | HFTD - Distribution - Tier 3 - 2QU CoRE ¦ 2QU LoRE | Non-Red Flag Warning - Catastrophic Fires | Vegetation Contact | Aggregated | 2059 | 9.0242e-07 | 264.4574 | 0.00023865 | 2059 | Mitigation | 0.95 | 45 | 0 | esc | 0.00097009 | 8.7543e-10 | 0.00097009 | 8.7543e-10 | 0.0027785 | 7.8014e-12 | 0.0093813 | 4.4648e-07
[120 empty] | 7.3.3.17.5 (Remote Grid) Updates to grid topology to minimize risk of ignition in HFTDs Remote GridWLDFRVegetation ContactAggregated | WLDFR | HFTD - Distribution - Tier 3 - 2QU CoRE ¦ 2QU LoRE | Non-Red Flag Warning - Catastrophic Fires | Vegetation Contact | Aggregated | 2060 | 9.0242e-07 | 264.4574 | 0.00023865 | 2060 | Mitigation | 0.95 | 45 | 0 | esc | 0.00097009 | 8.7543e-10 | 0.00097009 | 8.7543e-10 | 0.0027785 | 7.8014e-12 | 0.0093813 | 4.4648e-07
[120 empty] | 7.3.3.17.5 (Remote Grid) Updates to grid topology to minimize risk of ignition in HFTDs Remote GridWLDFRVegetation ContactAggregated | WLDFR | HFTD - Distribution - Tier 3 - 2QU CoRE ¦ 2QU LoRE | Non-Red Flag Warning - Catastrophic Fires | Vegetation Contact | Aggregated | 2061 | 9.0242e-07 | 264.4574 | 0.00023865 | 2061 | Mitigation | 0.95 | 45 | 0 | esc | 0.00097009 | 8.7543e-10 | 0.00097009 | 8.7543e-10 | 0.0027785 | 7.8014e-12 | 0.0093813 | 4.4648e-07
[120 empty] | 7.3.3.17.5 (Remote Grid) Updates to grid topology to minimize risk of ignition in HFTDs Remote GridWLDFRVegetation ContactAggregated | WLDFR | HFTD - Distribution - Tier 3 - 2QU CoRE ¦ 2QU LoRE | Non-Red Flag Warning - Catastrophic Fires | Vegetation Contact | Aggregated | 2062 | 9.0242e-07 | 264.4574 | 0.00023865 | 2062 | Mitigation | 0.95 | 45 | 0 | esc | 0.00097009 | 8.7543e-10 | 0.00097009 | 8.7543e-10 | 0.0027785 | 7.8014e-12 | 0 | 0
[120 empty] | 7.3.3.17.5 (Remote Grid) Updates to grid topology to minimize risk of ignition in HFTDs Remote GridWLDFRVegetation ContactAggregated | WLDFR | HFTD - Distribution - Tier 3 - 2QU CoRE ¦ 2QU LoRE | Non-Red Flag Warning - Catastrophic Fires | Vegetation Contact | Aggregated | 2063 | 9.0242e-07 | 264.4574 | 0.00023865 | 2063 | Mitigation | 0.95 | 45 | 0 | esc | 0.00097009 | 8.7543e-10 | 0.00097009 | 8.7543e-10 | 0.0027785 | 7.8014e-12 | 0 | 0
[120 empty] | 7.3.3.17.5 (Remote Grid) Updates to grid topology to minimize risk of ignition in HFTDs Remote GridWLDFRVegetation ContactAggregated | WLDFR | HFTD - Distribution - Tier 3 - 2QU CoRE ¦ 2QU LoRE | Non-Red Flag Warning - Catastrophic Fires | Vegetation Contact | Aggregated | 2064 | 9.0242e-07 | 264.4574 | 0.00023865 | 2064 | Mitigation | 0.95 | 45 | 0 | esc | 0.00097009 | 8.7543e-10 | 0.00097009 | 8.7543e-10 | 0.0027785 | 7.8014e-12 | 0.014004 | 1.4101e-07
[120 empty] | 7.3.3.17.5 (Remote Grid) Updates to grid topology to minimize risk of ignition in HFTDs Remote GridWLDFRVegetation ContactAggregated | WLDFR | HFTD - Distribution - Tier 3 - 2QU CoRE ¦ 2QU LoRE | Non-Red Flag Warning - Catastrophic Fires | Vegetation Contact | Aggregated | 2065 | 9.0242e-07 | 264.4574 | 0.00023865 | 2065 | Mitigation | 0.95 | 45 | 0 | esc | 0.00097009 | 8.7543e-10 | 0.00097009 | 8.7543e-10 | 0.0027785 | 7.8014e-12 | 0.014004 | 1.4101e-07
[120 empty] | 7.3.3.17.5 (Remote Grid) Updates to grid topology to minimize risk of ignition in HFTDs Remote GridWLDFRVegetation ContactAggregated | WLDFR | HFTD - Distribution - Tier 3 - 2QU CoRE ¦ 2QU LoRE | Non-Red Flag Warning - Catastrophic Fires | Vegetation Contact | Aggregated | 2066 | 9.0242e-07 | 264.4574 | 0.00023865 | 2066 | Mitigation | 0.95 | 45 | 0 | esc | 0.00097009 | 8.7543e-10 | 0.00097009 | 8.7543e-10 | 0.0027785 | 7.8014e-12 | 0.014004 | 1.4101e-07
[120 empty] | 7.3.3.17.5 (Remote Grid) Updates to grid topology to minimize risk of ignition in HFTDs Remote GridWLDFRVegetation ContactAggregated | WLDFR | HFTD - Distribution - Tier 3 - 2QU CoRE ¦ 2QU LoRE | Non-Red Flag Warning - Catastrophic Fires | Vegetation Contact | Aggregated | 2067 | 9.0242e-07 | 264.4574 | 0.00023865 | 2067 | Mitigation | 0.95 | 45 | 0 | esc | 0 | 0 | 0.00097009 | 8.7543e-10 | 0.0027785 | 7.8014e-12 | 0.014004 | 1.4101e-07
[120 empty] | 7.3.3.17.5 (Remote Grid) Updates to grid topology to minimize risk of ignition in HFTDs Remote GridWLDFRWire-to-wire contactAggregated | WLDFR | HFTD - Distribution - Tier 3 - 2QU CoRE ¦ 2QU LoRE | Non-Red Flag Warning - Catastrophic Fires | Wire-to-wire contact | Aggregated | 2022 | 1.4985e-07 | 264.4574 | 3.963e-05 | 2022 | Mitigation | 0.95 | 45 | 0 | esc | 0.00097009 | 1.4537e-10 | 0 | 0 | 0.0027785 | 7.8014e-12 | 0.014004 | 1.4101e-07
[120 empty] | 7.3.3.17.5 (Remote Grid) Updates to grid topology to minimize risk of ignition in HFTDs Remote GridWLDFRWire-to-wire contactAggregated | WLDFR | HFTD - Distribution - Tier 3 - 2QU CoRE ¦ 2QU LoRE | Non-Red Flag Warning - Catastrophic Fires | Wire-to-wire contact | Aggregated | 2023 | 1.4985e-07 | 264.4574 | 3.963e-05 | 2023 | Mitigation | 0.95 | 45 | 0 | esc | 0.00097009 | 1.4537e-10 | 0.00097009 | 1.4537e-10 | 0.0027785 | 7.8014e-12 | 0.014004 | 1.4101e-07
[120 empty] | 7.3.3.17.5 (Remote Grid) Updates to grid topology to minimize risk of ignition in HFTDs Remote GridWLDFRWire-to-wire contactAggregated | WLDFR | HFTD - Distribution - Tier 3 - 2QU CoRE ¦ 2QU LoRE | Non-Red Flag Warning - Catastrophic Fires | Wire-to-wire contact | Aggregated | 2024 | 1.4985e-07 | 264.4574 | 3.963e-05 | 2024 | Mitigation | 0.95 | 45 | 0 | esc | 0.00097009 | 1.4537e-10 | 0.00097009 | 1.4537e-10 | 0.0027785 | 7.8014e-12 | 0.014004 | 1.4101e-07
[120 empty] | 7.3.3.17.5 (Remote Grid) Updates to grid topology to minimize risk of ignition in HFTDs Remote GridWLDFRWire-to-wire contactAggregated | WLDFR | HFTD - Distribution - Tier 3 - 2QU CoRE ¦ 2QU LoRE | Non-Red Flag Warning - Catastrophic Fires | Wire-to-wire contact | Aggregated | 2025 | 1.4985e-07 | 264.4574 | 3.963e-05 | 2025 | Mitigation | 0.95 | 45 | 0 | esc | 0.00097009 | 1.4537e-10 | 0.00097009 | 1.4537e-10 | 0.0027785 | 7.8014e-12 | 0.014004 | 1.4101e-07
[120 empty] | 7.3.3.17.5 (Remote Grid) Updates to grid topology to minimize risk of ignition in HFTDs Remote GridWLDFRWire-to-wire contactAggregated | WLDFR | HFTD - Distribution - Tier 3 - 2QU CoRE ¦ 2QU LoRE | Non-Red Flag Warning - Catastrophic Fires | Wire-to-wire contact | Aggregated | 2026 | 1.4985e-07 | 264.4574 | 3.963e-05 | 2026 | Mitigation | 0.95 | 45 | 0 | esc | 0.00097009 | 1.4537e-10 | 0.00097009 | 1.4537e-10 | 0.0027785 | 7.8014e-12 | 0.014004 | 1.4101e-07
[120 empty] | 7.3.3.17.5 (Remote Grid) Updates to grid topology to minimize risk of ignition in HFTDs Remote GridWLDFRWire-to-wire contactAggregated | WLDFR | HFTD - Distribution - Tier 3 - 2QU CoRE ¦ 2QU LoRE | Non-Red Flag Warning - Catastrophic Fires | Wire-to-wire contact | Aggregated | 2027 | 1.4985e-07 | 264.4574 | 3.963e-05 | 2027 | Mitigation | 0.95 | 45 | 0 | esc | 0.00097009 | 1.4537e-10 | 0.00097009 | 1.4537e-10 | 0.0027785 | 7.8014e-12 | 0.014004 | 1.4101e-07
[120 empty] | 7.3.3.17.5 (Remote Grid) Updates to grid topology to minimize risk of ignition in HFTDs Remote GridWLDFRWire-to-wire contactAggregated | WLDFR | HFTD - Distribution - Tier 3 - 2QU CoRE ¦ 2QU LoRE | Non-Red Flag Warning - Catastrophic Fires | Wire-to-wire contact | Aggregated | 2028 | 1.4985e-07 | 264.4574 | 3.963e-05 | 2028 | Mitigation | 0.95 | 45 | 0 | esc | 0.00097009 | 1.4537e-10 | 0.00097009 | 1.4537e-10 | 0.0027785 | 7.8014e-12 | 0.014004 | 1.4101e-07
[120 empty] | 7.3.3.17.5 (Remote Grid) Updates to grid topology to minimize risk of ignition in HFTDs Remote GridWLDFRWire-to-wire contactAggregated | WLDFR | HFTD - Distribution - Tier 3 - 2QU CoRE ¦ 2QU LoRE | Non-Red Flag Warning - Catastrophic Fires | Wire-to-wire contact | Aggregated | 2029 | 1.4985e-07 | 264.4574 | 3.963e-05 | 2029 | Mitigation | 0.95 | 45 | 0 | esc | 0.00097009 | 1.4537e-10 | 0.00097009 | 1.4537e-10 | 0.0027785 | 7.8014e-12 | 0.014004 | 1.4101e-07
[120 empty] | 7.3.3.17.5 (Remote Grid) Updates to grid topology to minimize risk of ignition in HFTDs Remote GridWLDFRWire-to-wire contactAggregated | WLDFR | HFTD - Distribution - Tier 3 - 2QU CoRE ¦ 2QU LoRE | Non-Red Flag Warning - Catastrophic Fires | Wire-to-wire contact | Aggregated | 2030 | 1.4985e-07 | 264.4574 | 3.963e-05 | 2030 | Mitigation | 0.95 | 45 | 0 | esc | 0.00097009 | 1.4537e-10 | 0.00097009 | 1.4537e-10 | 0.0027785 | 7.8014e-12 | 0.014004 | 1.4101e-07
[120 empty] | 7.3.3.17.5 (Remote Grid) Updates to grid topology to minimize risk of ignition in HFTDs Remote GridWLDFRWire-to-wire contactAggregated | WLDFR | HFTD - Distribution - Tier 3 - 2QU CoRE ¦ 2QU LoRE | Non-Red Flag Warning - Catastrophic Fires | Wire-to-wire contact | Aggregated | 2031 | 1.4985e-07 | 264.4574 | 3.963e-05 | 2031 | Mitigation | 0.95 | 45 | 0 | esc | 0.00097009 | 1.4537e-10 | 0.00097009 | 1.4537e-10 | 0.0027785 | 7.8014e-12 | 0.014004 | 1.4101e-07
[120 empty] | 7.3.3.17.5 (Remote Grid) Updates to grid topology to minimize risk of ignition in HFTDs Remote GridWLDFRWire-to-wire contactAggregated | WLDFR | HFTD - Distribution - Tier 3 - 2QU CoRE ¦ 2QU LoRE | Non-Red Flag Warning - Catastrophic Fires | Wire-to-wire contact | Aggregated | 2032 | 1.4985e-07 | 264.4574 | 3.963e-05 | 2032 | Mitigation | 0.95 | 45 | 0 | esc | 0.00097009 | 1.4537e-10 | 0.00097009 | 1.4537e-10 | 0 | 0 | 0.014004 | 1.4101e-07
[120 empty] | 7.3.3.17.5 (Remote Grid) Updates to grid topology to minimize risk of ignition in HFTDs Remote GridWLDFRWire-to-wire contactAggregated | WLDFR | HFTD - Distribution - Tier 3 - 2QU CoRE ¦ 2QU LoRE | Non-Red Flag Warning - Catastrophic Fires | Wire-to-wire contact | Aggregated | 2033 | 1.4985e-07 | 264.4574 | 3.963e-05 | 2033 | Mitigation | 0.95 | 45 | 0 | esc | 0.00097009 | 1.4537e-10 | 0.00097009 | 1.4537e-10 | 0.0027785 | 2.9979e-10 | 0.014004 | 1.4101e-07
[120 empty] | 7.3.3.17.5 (Remote Grid) Updates to grid topology to minimize risk of ignition in HFTDs Remote GridWLDFRWire-to-wire contactAggregated | WLDFR | HFTD - Distribution - Tier 3 - 2QU CoRE ¦ 2QU LoRE | Non-Red Flag Warning - Catastrophic Fires | Wire-to-wire contact | Aggregated | 2034 | 1.4985e-07 | 264.4574 | 3.963e-05 | 2034 | Mitigation | 0.95 | 45 | 0 | esc | 0.00097009 | 1.4537e-10 | 0.00097009 | 1.4537e-10 | 0.0027785 | 2.9979e-10 | 0.014004 | 1.4101e-07
[120 empty] | 7.3.3.17.5 (Remote Grid) Updates to grid topology to minimize risk of ignition in HFTDs Remote GridWLDFRWire-to-wire contactAggregated | WLDFR | HFTD - Distribution - Tier 3 - 2QU CoRE ¦ 2QU LoRE | Non-Red Flag Warning - Catastrophic Fires | Wire-to-wire contact | Aggregated | 2035 | 1.4985e-07 | 264.4574 | 3.963e-05 | 2035 | Mitigation | 0.95 | 45 | 0 | esc | 0.00097009 | 1.4537e-10 | 0.00097009 | 1.4537e-10 | 0.0027785 | 2.9979e-10 | 0.014004 | 1.4101e-07
[120 empty] | 7.3.3.17.5 (Remote Grid) Updates to grid topology to minimize risk of ignition in HFTDs Remote GridWLDFRWire-to-wire contactAggregated | WLDFR | HFTD - Distribution - Tier 3 - 2QU CoRE ¦ 2QU LoRE | Non-Red Flag Warning - Catastrophic Fires | Wire-to-wire contact | Aggregated | 2036 | 1.4985e-07 | 264.4574 | 3.963e-05 | 2036 | Mitigation | 0.95 | 45 | 0 | esc | 0.00097009 | 1.4537e-10 | 0.00097009 | 1.4537e-10 | 0.0027785 | 2.9979e-10 | 0.014004 | 1.4101e-07
[120 empty] | 7.3.3.17.5 (Remote Grid) Updates to grid topology to minimize risk of ignition in HFTDs Remote GridWLDFRWire-to-wire contactAggregated | WLDFR | HFTD - Distribution - Tier 3 - 2QU CoRE ¦ 2QU LoRE | Non-Red Flag Warning - Catastrophic Fires | Wire-to-wire contact | Aggregated | 2037 | 1.4985e-07 | 264.4574 | 3.963e-05 | 2037 | Mitigation | 0.95 | 45 | 0 | esc | 0.00097009 | 1.4537e-10 | 0.00097009 | 1.4537e-10 | 0.0027785 | 2.9979e-10 | 0.014004 | 1.4101e-07
[120 empty] | 7.3.3.17.5 (Remote Grid) Updates to grid topology to minimize risk of ignition in HFTDs Remote GridWLDFRWire-to-wire contactAggregated | WLDFR | HFTD - Distribution - Tier 3 - 2QU CoRE ¦ 2QU LoRE | Non-Red Flag Warning - Catastrophic Fires | Wire-to-wire contact | Aggregated | 2038 | 1.4985e-07 | 264.4574 | 3.963e-05 | 2038 | Mitigation | 0.95 | 45 | 0 | esc | 0.00097009 | 1.4537e-10 | 0.00097009 | 1.4537e-10 | 0.0027785 | 2.9979e-10 | 0.014004 | 1.4101e-07
[120 empty] | 7.3.3.17.5 (Remote Grid) Updates to grid topology to minimize risk of ignition in HFTDs Remote GridWLDFRWire-to-wire contactAggregated | WLDFR | HFTD - Distribution - Tier 3 - 2QU CoRE ¦ 2QU LoRE | Non-Red Flag Warning - Catastrophic Fires | Wire-to-wire contact | Aggregated | 2039 | 1.4985e-07 | 264.4574 | 3.963e-05 | 2039 | Mitigation | 0.95 | 45 | 0 | esc | 0.00097009 | 1.4537e-10 | 0.00097009 | 1.4537e-10 | 0.0027785 | 2.9979e-10 | 0.014004 | 1.4101e-07
[120 empty] | 7.3.3.17.5 (Remote Grid) Updates to grid topology to minimize risk of ignition in HFTDs Remote GridWLDFRWire-to-wire contactAggregated | WLDFR | HFTD - Distribution - Tier 3 - 2QU CoRE ¦ 2QU LoRE | Non-Red Flag Warning - Catastrophic Fires | Wire-to-wire contact | Aggregated | 2040 | 1.4985e-07 | 264.4574 | 3.963e-05 | 2040 | Mitigation | 0.95 | 45 | 0 | esc | 0.00097009 | 1.4537e-10 | 0.00097009 | 1.4537e-10 | 0.0027785 | 2.9979e-10 | 0.014004 | 1.4101e-07
[120 empty] | 7.3.3.17.5 (Remote Grid) Updates to grid topology to minimize risk of ignition in HFTDs Remote GridWLDFRWire-to-wire contactAggregated | WLDFR | HFTD - Distribution - Tier 3 - 2QU CoRE ¦ 2QU LoRE | Non-Red Flag Warning - Catastrophic Fires | Wire-to-wire contact | Aggregated | 2041 | 1.4985e-07 | 264.4574 | 3.963e-05 | 2041 | Mitigation | 0.95 | 45 | 0 | esc | 0.00097009 | 1.4537e-10 | 0.00097009 | 1.4537e-10 | 0.0027785 | 2.9979e-10 | 0.014004 | 1.4101e-07
[120 empty] | 7.3.3.17.5 (Remote Grid) Updates to grid topology to minimize risk of ignition in HFTDs Remote GridWLDFRWire-to-wire contactAggregated | WLDFR | HFTD - Distribution - Tier 3 - 2QU CoRE ¦ 2QU LoRE | Non-Red Flag Warning - Catastrophic Fires | Wire-to-wire contact | Aggregated | 2042 | 1.4985e-07 | 264.4574 | 3.963e-05 | 2042 | Mitigation | 0.95 | 45 | 0 | esc | 0.00097009 | 1.4537e-10 | 0.00097009 | 1.4537e-10 | 0.0027785 | 2.9979e-10 | 0.014004 | 1.4101e-07
[120 empty] | 7.3.3.17.5 (Remote Grid) Updates to grid topology to minimize risk of ignition in HFTDs Remote GridWLDFRWire-to-wire contactAggregated | WLDFR | HFTD - Distribution - Tier 3 - 2QU CoRE ¦ 2QU LoRE | Non-Red Flag Warning - Catastrophic Fires | Wire-to-wire contact | Aggregated | 2043 | 1.4985e-07 | 264.4574 | 3.963e-05 | 2043 | Mitigation | 0.95 | 45 | 0 | esc | 0.00097009 | 1.4537e-10 | 0.00097009 | 1.4537e-10 | 0.0027785 | 2.9979e-10 | 0.014004 | 1.4101e-07
[120 empty] | 7.3.3.17.5 (Remote Grid) Updates to grid topology to minimize risk of ignition in HFTDs Remote GridWLDFRWire-to-wire contactAggregated | WLDFR | HFTD - Distribution - Tier 3 - 2QU CoRE ¦ 2QU LoRE | Non-Red Flag Warning - Catastrophic Fires | Wire-to-wire contact | Aggregated | 2044 | 1.4985e-07 | 264.4574 | 3.963e-05 | 2044 | Mitigation | 0.95 | 45 | 0 | esc | 0.00097009 | 1.4537e-10 | 0.00097009 | 1.4537e-10 | 0.0027785 | 2.9979e-10 | 0.014004 | 1.4101e-07
[120 empty] | 7.3.3.17.5 (Remote Grid) Updates to grid topology to minimize risk of ignition in HFTDs Remote GridWLDFRWire-to-wire contactAggregated | WLDFR | HFTD - Distribution - Tier 3 - 2QU CoRE ¦ 2QU LoRE | Non-Red Flag Warning - Catastrophic Fires | Wire-to-wire contact | Aggregated | 2045 | 1.4985e-07 | 264.4574 | 3.963e-05 | 2045 | Mitigation | 0.95 | 45 | 0 | esc | 0.00097009 | 1.4537e-10 | 0.00097009 | 1.4537e-10 | 0.0027785 | 2.9979e-10 | 0.014004 | 1.4101e-07
[120 empty] | 7.3.3.17.5 (Remote Grid) Updates to grid topology to minimize risk of ignition in HFTDs Remote GridWLDFRWire-to-wire contactAggregated | WLDFR | HFTD - Distribution - Tier 3 - 2QU CoRE ¦ 2QU LoRE | Non-Red Flag Warning - Catastrophic Fires | Wire-to-wire contact | Aggregated | 2046 | 1.4985e-07 | 264.4574 | 3.963e-05 | 2046 | Mitigation | 0.95 | 45 | 0 | esc | 0.00097009 | 1.4537e-10 | 0.00097009 | 1.4537e-10 | 0.0027785 | 2.9979e-10 | 0.014004 | 1.4101e-07
[120 empty] | 7.3.3.17.5 (Remote Grid) Updates to grid topology to minimize risk of ignition in HFTDs Remote GridWLDFRWire-to-wire contactAggregated | WLDFR | HFTD - Distribution - Tier 3 - 2QU CoRE ¦ 2QU LoRE | Non-Red Flag Warning - Catastrophic Fires | Wire-to-wire contact | Aggregated | 2047 | 1.4985e-07 | 264.4574 | 3.963e-05 | 2047 | Mitigation | 0.95 | 45 | 0 | esc | 0.00097009 | 1.4537e-10 | 0.00097009 | 1.4537e-10 | 0.0027785 | 2.9979e-10 | 0.014004 | 1.4101e-07
[120 empty] | 7.3.3.17.5 (Remote Grid) Updates to grid topology to minimize risk of ignition in HFTDs Remote GridWLDFRWire-to-wire contactAggregated | WLDFR | HFTD - Distribution - Tier 3 - 2QU CoRE ¦ 2QU LoRE | Non-Red Flag Warning - Catastrophic Fires | Wire-to-wire contact | Aggregated | 2048 | 1.4985e-07 | 264.4574 | 3.963e-05 | 2048 | Mitigation | 0.95 | 45 | 0 | esc | 0.00097009 | 1.4537e-10 | 0.00097009 | 1.4537e-10 | 0.0027785 | 2.9979e-10 | 0 | 0
[120 empty] | 7.3.3.17.5 (Remote Grid) Updates to grid topology to minimize risk of ignition in HFTDs Remote GridWLDFRWire-to-wire contactAggregated | WLDFR | HFTD - Distribution - Tier 3 - 2QU CoRE ¦ 2QU LoRE | Non-Red Flag Warning - Catastrophic Fires | Wire-to-wire contact | Aggregated | 2049 | 1.4985e-07 | 264.4574 | 3.963e-05 | 2049 | Mitigation | 0.95 | 45 | 0 | esc | 0.00097009 | 1.4537e-10 | 0.00097009 | 1.4537e-10 | 0.0027785 | 2.9979e-10 | 0 | 0
[120 empty] | 7.3.3.17.5 (Remote Grid) Updates to grid topology to minimize risk of ignition in HFTDs Remote GridWLDFRWire-to-wire contactAggregated | WLDFR | HFTD - Distribution - Tier 3 - 2QU CoRE ¦ 2QU LoRE | Non-Red Flag Warning - Catastrophic Fires | Wire-to-wire contact | Aggregated | 2050 | 1.4985e-07 | 264.4574 | 3.963e-05 | 2050 | Mitigation | 0.95 | 45 | 0 | esc | 0.00097009 | 1.4537e-10 | 0.00097009 | 1.4537e-10 | 0.0027785 | 2.9979e-10 | 0.012777 | 2.1763e-07
[120 empty] | 7.3.3.17.5 (Remote Grid) Updates to grid topology to minimize risk of ignition in HFTDs Remote GridWLDFRWire-to-wire contactAggregated | WLDFR | HFTD - Distribution - Tier 3 - 2QU CoRE ¦ 2QU LoRE | Non-Red Flag Warning - Catastrophic Fires | Wire-to-wire contact | Aggregated | 2051 | 1.4985e-07 | 264.4574 | 3.963e-05 | 2051 | Mitigation | 0.95 | 45 | 0 | esc | 0.00097009 | 1.4537e-10 | 0.00097009 | 1.4537e-10 | 0.0027785 | 2.9979e-10 | 0.012777 | 2.1763e-07
[120 empty] | 7.3.3.17.5 (Remote Grid) Updates to grid topology to minimize risk of ignition in HFTDs Remote GridWLDFRWire-to-wire contactAggregated | WLDFR | HFTD - Distribution - Tier 3 - 2QU CoRE ¦ 2QU LoRE | Non-Red Flag Warning - Catastrophic Fires | Wire-to-wire contact | Aggregated | 2052 | 1.4985e-07 | 264.4574 | 3.963e-05 | 2052 | Mitigation | 0.95 | 45 | 0 | esc | 0.00097009 | 1.4537e-10 | 0.00097009 | 1.4537e-10 | 0.0027785 | 2.9979e-10 | 0.012777 | 2.1763e-07
[120 empty] | 7.3.3.17.5 (Remote Grid) Updates to grid topology to minimize risk of ignition in HFTDs Remote GridWLDFRWire-to-wire contactAggregated | WLDFR | HFTD - Distribution - Tier 3 - 2QU CoRE ¦ 2QU LoRE | Non-Red Flag Warning - Catastrophic Fires | Wire-to-wire contact | Aggregated | 2053 | 1.4985e-07 | 264.4574 | 3.963e-05 | 2053 | Mitigation | 0.95 | 45 | 0 | esc | 0.00097009 | 1.4537e-10 | 0.00097009 | 1.4537e-10 | 0.0027785 | 2.9979e-10 | 0.012777 | 2.1763e-07
[120 empty] | 7.3.3.17.5 (Remote Grid) Updates to grid topology to minimize risk of ignition in HFTDs Remote GridWLDFRWire-to-wire contactAggregated | WLDFR | HFTD - Distribution - Tier 3 - 2QU CoRE ¦ 2QU LoRE | Non-Red Flag Warning - Catastrophic Fires | Wire-to-wire contact | Aggregated | 2054 | 1.4985e-07 | 264.4574 | 3.963e-05 | 2054 | Mitigation | 0.95 | 45 | 0 | esc | 0.00097009 | 1.4537e-10 | 0.00097009 | 1.4537e-10 | 0.0027785 | 2.9979e-10 | 0.012777 | 2.1763e-07
[120 empty] | 7.3.3.17.5 (Remote Grid) Updates to grid topology to minimize risk of ignition in HFTDs Remote GridWLDFRWire-to-wire contactAggregated | WLDFR | HFTD - Distribution - Tier 3 - 2QU CoRE ¦ 2QU LoRE | Non-Red Flag Warning - Catastrophic Fires | Wire-to-wire contact | Aggregated | 2055 | 1.4985e-07 | 264.4574 | 3.963e-05 | 2055 | Mitigation | 0.95 | 45 | 0 | esc | 0.00097009 | 1.4537e-10 | 0.00097009 | 1.4537e-10 | 0.0027785 | 2.9979e-10 | 0.012777 | 2.1763e-07
[120 empty] | 7.3.3.17.5 (Remote Grid) Updates to grid topology to minimize risk of ignition in HFTDs Remote GridWLDFRWire-to-wire contactAggregated | WLDFR | HFTD - Distribution - Tier 3 - 2QU CoRE ¦ 2QU LoRE | Non-Red Flag Warning - Catastrophic Fires | Wire-to-wire contact | Aggregated | 2056 | 1.4985e-07 | 264.4574 | 3.963e-05 | 2056 | Mitigation | 0.95 | 45 | 0 | esc | 0.00097009 | 1.4537e-10 | 0.00097009 | 1.4537e-10 | 0.0027785 | 2.9979e-10 | 0.012777 | 2.1763e-07
[120 empty] | 7.3.3.17.5 (Remote Grid) Updates to grid topology to minimize risk of ignition in HFTDs Remote GridWLDFRWire-to-wire contactAggregated | WLDFR | HFTD - Distribution - Tier 3 - 2QU CoRE ¦ 2QU LoRE | Non-Red Flag Warning - Catastrophic Fires | Wire-to-wire contact | Aggregated | 2057 | 1.4985e-07 | 264.4574 | 3.963e-05 | 2057 | Mitigation | 0.95 | 45 | 0 | esc | 0.00097009 | 1.4537e-10 | 0.00097009 | 1.4537e-10 | 0.0027785 | 2.9979e-10 | 0.012777 | 2.1763e-07
[120 empty] | 7.3.3.17.5 (Remote Grid) Updates to grid topology to minimize risk of ignition in HFTDs Remote GridWLDFRWire-to-wire contactAggregated | WLDFR | HFTD - Distribution - Tier 3 - 2QU CoRE ¦ 2QU LoRE | Non-Red Flag Warning - Catastrophic Fires | Wire-to-wire contact | Aggregated | 2058 | 1.4985e-07 | 264.4574 | 3.963e-05 | 2058 | Mitigation | 0.95 | 45 | 0 | esc | 0.00097009 | 1.4537e-10 | 0.00097009 | 1.4537e-10 | 0.0027785 | 2.9979e-10 | 0.012777 | 2.1763e-07
[120 empty] | 7.3.3.17.5 (Remote Grid) Updates to grid topology to minimize risk of ignition in HFTDs Remote GridWLDFRWire-to-wire contactAggregated | WLDFR | HFTD - Distribution - Tier 3 - 2QU CoRE ¦ 2QU LoRE | Non-Red Flag Warning - Catastrophic Fires | Wire-to-wire contact | Aggregated | 2059 | 1.4985e-07 | 264.4574 | 3.963e-05 | 2059 | Mitigation | 0.95 | 45 | 0 | esc | 0.00097009 | 1.4537e-10 | 0.00097009 | 1.4537e-10 | 0.0027785 | 2.9979e-10 | 0.012777 | 2.1763e-07
[120 empty] | 7.3.3.17.5 (Remote Grid) Updates to grid topology to minimize risk of ignition in HFTDs Remote GridWLDFRWire-to-wire contactAggregated | WLDFR | HFTD - Distribution - Tier 3 - 2QU CoRE ¦ 2QU LoRE | Non-Red Flag Warning - Catastrophic Fires | Wire-to-wire contact | Aggregated | 2060 | 1.4985e-07 | 264.4574 | 3.963e-05 | 2060 | Mitigation | 0.95 | 45 | 0 | esc | 0.00097009 | 1.4537e-10 | 0.00097009 | 1.4537e-10 | 0.0027785 | 2.9979e-10 | 0.012777 | 2.1763e-07
[120 empty] | 7.3.3.17.5 (Remote Grid) Updates to grid topology to minimize risk of ignition in HFTDs Remote GridWLDFRWire-to-wire contactAggregated | WLDFR | HFTD - Distribution - Tier 3 - 2QU CoRE ¦ 2QU LoRE | Non-Red Flag Warning - Catastrophic Fires | Wire-to-wire contact | Aggregated | 2061 | 1.4985e-07 | 264.4574 | 3.963e-05 | 2061 | Mitigation | 0.95 | 45 | 0 | esc | 0.00097009 | 1.4537e-10 | 0.00097009 | 1.4537e-10 | 0.0027785 | 2.9979e-10 | 0.012777 | 2.1763e-07
[120 empty] | 7.3.3.17.5 (Remote Grid) Updates to grid topology to minimize risk of ignition in HFTDs Remote GridWLDFRWire-to-wire contactAggregated | WLDFR | HFTD - Distribution - Tier 3 - 2QU CoRE ¦ 2QU LoRE | Non-Red Flag Warning - Catastrophic Fires | Wire-to-wire contact | Aggregated | 2062 | 1.4985e-07 | 264.4574 | 3.963e-05 | 2062 | Mitigation | 0.95 | 45 | 0 | esc | 0.00097009 | 1.4537e-10 | 0.00097009 | 1.4537e-10 | 0.0027785 | 2.9979e-10 | 0.012777 | 2.1763e-07
[120 empty] | 7.3.3.17.5 (Remote Grid) Updates to grid topology to minimize risk of ignition in HFTDs Remote GridWLDFRWire-to-wire contactAggregated | WLDFR | HFTD - Distribution - Tier 3 - 2QU CoRE ¦ 2QU LoRE | Non-Red Flag Warning - Catastrophic Fires | Wire-to-wire contact | Aggregated | 2063 | 1.4985e-07 | 264.4574 | 3.963e-05 | 2063 | Mitigation | 0.95 | 45 | 0 | esc | 0.00097009 | 1.4537e-10 | 0.00097009 | 1.4537e-10 | 0.0027785 | 2.9979e-10 | 0.012777 | 2.1763e-07
[120 empty] | 7.3.3.17.5 (Remote Grid) Updates to grid topology to minimize risk of ignition in HFTDs Remote GridWLDFRWire-to-wire contactAggregated | WLDFR | HFTD - Distribution - Tier 3 - 2QU CoRE ¦ 2QU LoRE | Non-Red Flag Warning - Catastrophic Fires | Wire-to-wire contact | Aggregated | 2064 | 1.4985e-07 | 264.4574 | 3.963e-05 | 2064 | Mitigation | 0.95 | 45 | 0 | esc | 0.00097009 | 1.4537e-10 | 0.00097009 | 1.4537e-10 | 0.0027785 | 2.9979e-10 | 0.012777 | 2.1763e-07
[120 empty] | 7.3.3.17.5 (Remote Grid) Updates to grid topology to minimize risk of ignition in HFTDs Remote GridWLDFRWire-to-wire contactAggregated | WLDFR | HFTD - Distribution - Tier 3 - 2QU CoRE ¦ 2QU LoRE | Non-Red Flag Warning - Catastrophic Fires | Wire-to-wire contact | Aggregated | 2065 | 1.4985e-07 | 264.4574 | 3.963e-05 | 2065 | Mitigation | 0.95 | 45 | 0 | esc | 0.00097009 | 1.4537e-10 | 0.00097009 | 1.4537e-10 | 0.0027785 | 2.9979e-10 | 0.012777 | 2.1763e-07
[120 empty] | 7.3.3.17.5 (Remote Grid) Updates to grid topology to minimize risk of ignition in HFTDs Remote GridWLDFRWire-to-wire contactAggregated | WLDFR | HFTD - Distribution - Tier 3 - 2QU CoRE ¦ 2QU LoRE | Non-Red Flag Warning - Catastrophic Fires | Wire-to-wire contact | Aggregated | 2066 | 1.4985e-07 | 264.4574 | 3.963e-05 | 2066 | Mitigation | 0.95 | 45 | 0 | esc | 0.00097009 | 1.4537e-10 | 0.00097009 | 1.4537e-10 | 0.0027785 | 2.9979e-10 | 0.012777 | 2.1763e-07
[120 empty] | 7.3.3.17.5 (Remote Grid) Updates to grid topology to minimize risk of ignition in HFTDs Remote GridWLDFRWire-to-wire contactAggregated | WLDFR | HFTD - Distribution - Tier 3 - 2QU CoRE ¦ 2QU LoRE | Non-Red Flag Warning - Catastrophic Fires | Wire-to-wire contact | Aggregated | 2067 | 1.4985e-07 | 264.4574 | 3.963e-05 | 2067 | Mitigation | 0.95 | 45 | 0 | esc | 0 | 0 | 0.00097009 | 1.4537e-10 | 0.0027785 | 2.9979e-10 | 0.012777 | 2.1763e-07
[120 empty] | 7.3.3.17.5 (Remote Grid) Updates to grid topology to minimize risk of ignition in HFTDs Remote GridWLDFRContact from objectAggregated | WLDFR | HFTD - Distribution - Tier 3 - 2QU CoRE ¦ 2QU LoRE | Non-Red Flag Warning - Destructive Fires | Contact from object | Aggregated | 2022 | 7.526e-07 | 264.4574 | 0.00019903 | 2022 | Mitigation | 0.95 | 45 | 0 | esc | 0.00097009 | 7.3009e-10 | 0 | 0 | 0.0027785 | 2.9979e-10 | 0.012777 | 2.1763e-07
[120 empty] | 7.3.3.17.5 (Remote Grid) Updates to grid topology to minimize risk of ignition in HFTDs Remote GridWLDFRContact from objectAggregated | WLDFR | HFTD - Distribution - Tier 3 - 2QU CoRE ¦ 2QU LoRE | Non-Red Flag Warning - Destructive Fires | Contact from object | Aggregated | 2023 | 7.526e-07 | 264.4574 | 0.00019903 | 2023 | Mitigation | 0.95 | 45 | 0 | esc | 0.00097009 | 7.3009e-10 | 0.00097009 | 7.3009e-10 | 0.0027785 | 2.9979e-10 | 0.012777 | 2.1763e-07
[120 empty] | 7.3.3.17.5 (Remote Grid) Updates to grid topology to minimize risk of ignition in HFTDs Remote GridWLDFRContact from objectAggregated | WLDFR | HFTD - Distribution - Tier 3 - 2QU CoRE ¦ 2QU LoRE | Non-Red Flag Warning - Destructive Fires | Contact from object | Aggregated | 2024 | 7.526e-07 | 264.4574 | 0.00019903 | 2024 | Mitigation | 0.95 | 45 | 0 | esc | 0.00097009 | 7.3009e-10 | 0.00097009 | 7.3009e-10 | 0.0027785 | 2.9979e-10 | 0.012777 | 2.1763e-07
[120 empty] | 7.3.3.17.5 (Remote Grid) Updates to grid topology to minimize risk of ignition in HFTDs Remote GridWLDFRContact from objectAggregated | WLDFR | HFTD - Distribution - Tier 3 - 2QU CoRE ¦ 2QU LoRE | Non-Red Flag Warning - Destructive Fires | Contact from object | Aggregated | 2025 | 7.526e-07 | 264.4574 | 0.00019903 | 2025 | Mitigation | 0.95 | 45 | 0 | esc | 0.00097009 | 7.3009e-10 | 0.00097009 | 7.3009e-10 | 0.0027785 | 2.9979e-10 | 0.012777 | 2.1763e-07
[120 empty] | 7.3.3.17.5 (Remote Grid) Updates to grid topology to minimize risk of ignition in HFTDs Remote GridWLDFRContact from objectAggregated | WLDFR | HFTD - Distribution - Tier 3 - 2QU CoRE ¦ 2QU LoRE | Non-Red Flag Warning - Destructive Fires | Contact from object | Aggregated | 2026 | 7.526e-07 | 264.4574 | 0.00019903 | 2026 | Mitigation | 0.95 | 45 | 0 | esc | 0.00097009 | 7.3009e-10 | 0.00097009 | 7.3009e-10 | 0.0027785 | 2.9979e-10 | 0.012777 | 2.1763e-07
[120 empty] | 7.3.3.17.5 (Remote Grid) Updates to grid topology to minimize risk of ignition in HFTDs Remote GridWLDFRContact from objectAggregated | WLDFR | HFTD - Distribution - Tier 3 - 2QU CoRE ¦ 2QU LoRE | Non-Red Flag Warning - Destructive Fires | Contact from object | Aggregated | 2027 | 7.526e-07 | 264.4574 | 0.00019903 | 2027 | Mitigation | 0.95 | 45 | 0 | esc | 0.00097009 | 7.3009e-10 | 0.00097009 | 7.3009e-10 | 0.0027785 | 2.9979e-10 | 0.012777 | 2.1763e-07
[120 empty] | 7.3.3.17.5 (Remote Grid) Updates to grid topology to minimize risk of ignition in HFTDs Remote GridWLDFRContact from objectAggregated | WLDFR | HFTD - Distribution - Tier 3 - 2QU CoRE ¦ 2QU LoRE | Non-Red Flag Warning - Destructive Fires | Contact from object | Aggregated | 2028 | 7.526e-07 | 264.4574 | 0.00019903 | 2028 | Mitigation | 0.95 | 45 | 0 | esc | 0.00097009 | 7.3009e-10 | 0.00097009 | 7.3009e-10 | 0.0027785 | 2.9979e-10 | 0.012777 | 2.1763e-07
[120 empty] | 7.3.3.17.5 (Remote Grid) Updates to grid topology to minimize risk of ignition in HFTDs Remote GridWLDFRContact from objectAggregated | WLDFR | HFTD - Distribution - Tier 3 - 2QU CoRE ¦ 2QU LoRE | Non-Red Flag Warning - Destructive Fires | Contact from object | Aggregated | 2029 | 7.526e-07 | 264.4574 | 0.00019903 | 2029 | Mitigation | 0.95 | 45 | 0 | esc | 0.00097009 | 7.3009e-10 | 0.00097009 | 7.3009e-10 | 0.0027785 | 2.9979e-10 | 0.012777 | 2.1763e-07
[120 empty] | 7.3.3.17.5 (Remote Grid) Updates to grid topology to minimize risk of ignition in HFTDs Remote GridWLDFRContact from objectAggregated | WLDFR | HFTD - Distribution - Tier 3 - 2QU CoRE ¦ 2QU LoRE | Non-Red Flag Warning - Destructive Fires | Contact from object | Aggregated | 2030 | 7.526e-07 | 264.4574 | 0.00019903 | 2030 | Mitigation | 0.95 | 45 | 0 | esc | 0.00097009 | 7.3009e-10 | 0.00097009 | 7.3009e-10 | 0.0027785 | 2.9979e-10 | 0.012777 | 2.1763e-07
[120 empty] | 7.3.3.17.5 (Remote Grid) Updates to grid topology to minimize risk of ignition in HFTDs Remote GridWLDFRContact from objectAggregated | WLDFR | HFTD - Distribution - Tier 3 - 2QU CoRE ¦ 2QU LoRE | Non-Red Flag Warning - Destructive Fires | Contact from object | Aggregated | 2031 | 7.526e-07 | 264.4574 | 0.00019903 | 2031 | Mitigation | 0.95 | 45 | 0 | esc | 0.00097009 | 7.3009e-10 | 0.00097009 | 7.3009e-10 | 0.0027785 | 2.9979e-10 | 0.012777 | 2.1763e-07
[120 empty] | 7.3.3.17.5 (Remote Grid) Updates to grid topology to minimize risk of ignition in HFTDs Remote GridWLDFRContact from objectAggregated | WLDFR | HFTD - Distribution - Tier 3 - 2QU CoRE ¦ 2QU LoRE | Non-Red Flag Warning - Destructive Fires | Contact from object | Aggregated | 2032 | 7.526e-07 | 264.4574 | 0.00019903 | 2032 | Mitigation | 0.95 | 45 | 0 | esc | 0.00097009 | 7.3009e-10 | 0.00097009 | 7.3009e-10 | 0.0027785 | 2.9979e-10 | 0.012777 | 2.1763e-07
[120 empty] | 7.3.3.17.5 (Remote Grid) Updates to grid topology to minimize risk of ignition in HFTDs Remote GridWLDFRContact from objectAggregated | WLDFR | HFTD - Distribution - Tier 3 - 2QU CoRE ¦ 2QU LoRE | Non-Red Flag Warning - Destructive Fires | Contact from object | Aggregated | 2033 | 7.526e-07 | 264.4574 | 0.00019903 | 2033 | Mitigation | 0.95 | 45 | 0 | esc | 0.00097009 | 7.3009e-10 | 0.00097009 | 7.3009e-10 | 0.0027785 | 2.9979e-10 | 0.012777 | 2.1763e-07
[120 empty] | 7.3.3.17.5 (Remote Grid) Updates to grid topology to minimize risk of ignition in HFTDs Remote GridWLDFRContact from objectAggregated | WLDFR | HFTD - Distribution - Tier 3 - 2QU CoRE ¦ 2QU LoRE | Non-Red Flag Warning - Destructive Fires | Contact from object | Aggregated | 2034 | 7.526e-07 | 264.4574 | 0.00019903 | 2034 | Mitigation | 0.95 | 45 | 0 | esc | 0.00097009 | 7.3009e-10 | 0.00097009 | 7.3009e-10 | 0.0027785 | 2.9979e-10 | 0 | 0
[120 empty] | 7.3.3.17.5 (Remote Grid) Updates to grid topology to minimize risk of ignition in HFTDs Remote GridWLDFRContact from objectAggregated | WLDFR | HFTD - Distribution - Tier 3 - 2QU CoRE ¦ 2QU LoRE | Non-Red Flag Warning - Destructive Fires | Contact from object | Aggregated | 2035 | 7.526e-07 | 264.4574 | 0.00019903 | 2035 | Mitigation | 0.95 | 45 | 0 | esc | 0.00097009 | 7.3009e-10 | 0.00097009 | 7.3009e-10 | 0.0027785 | 2.9979e-10 | 0 | 0
[120 empty] | 7.3.3.17.5 (Remote Grid) Updates to grid topology to minimize risk of ignition in HFTDs Remote GridWLDFRContact from objectAggregated | WLDFR | HFTD - Distribution - Tier 3 - 2QU CoRE ¦ 2QU LoRE | Non-Red Flag Warning - Destructive Fires | Contact from object | Aggregated | 2036 | 7.526e-07 | 264.4574 | 0.00019903 | 2036 | Mitigation | 0.95 | 45 | 0 | esc | 0.00097009 | 7.3009e-10 | 0.00097009 | 7.3009e-10 | 0 | 0 | 0.012705 | 1.5861e-07
[120 empty] | 7.3.3.17.5 (Remote Grid) Updates to grid topology to minimize risk of ignition in HFTDs Remote GridWLDFRContact from objectAggregated | WLDFR | HFTD - Distribution - Tier 3 - 2QU CoRE ¦ 2QU LoRE | Non-Red Flag Warning - Destructive Fires | Contact from object | Aggregated | 2037 | 7.526e-07 | 264.4574 | 0.00019903 | 2037 | Mitigation | 0.95 | 45 | 0 | esc | 0.00097009 | 7.3009e-10 | 0.00097009 | 7.3009e-10 | 0.0027785 | 1.85e-10 | 0.012705 | 1.5861e-07
[120 empty] | 7.3.3.17.5 (Remote Grid) Updates to grid topology to minimize risk of ignition in HFTDs Remote GridWLDFRContact from objectAggregated | WLDFR | HFTD - Distribution - Tier 3 - 2QU CoRE ¦ 2QU LoRE | Non-Red Flag Warning - Destructive Fires | Contact from object | Aggregated | 2038 | 7.526e-07 | 264.4574 | 0.00019903 | 2038 | Mitigation | 0.95 | 45 | 0 | esc | 0.00097009 | 7.3009e-10 | 0.00097009 | 7.3009e-10 | 0.0027785 | 1.85e-10 | 0.012705 | 1.5861e-07
[120 empty] | 7.3.3.17.5 (Remote Grid) Updates to grid topology to minimize risk of ignition in HFTDs Remote GridWLDFRContact from objectAggregated | WLDFR | HFTD - Distribution - Tier 3 - 2QU CoRE ¦ 2QU LoRE | Non-Red Flag Warning - Destructive Fires | Contact from object | Aggregated | 2039 | 7.526e-07 | 264.4574 | 0.00019903 | 2039 | Mitigation | 0.95 | 45 | 0 | esc | 0.00097009 | 7.3009e-10 | 0.00097009 | 7.3009e-10 | 0.0027785 | 1.85e-10 | 0.012705 | 1.5861e-07
[120 empty] | 7.3.3.17.5 (Remote Grid) Updates to grid topology to minimize risk of ignition in HFTDs Remote GridWLDFRContact from objectAggregated | WLDFR | HFTD - Distribution - Tier 3 - 2QU CoRE ¦ 2QU LoRE | Non-Red Flag Warning - Destructive Fires | Contact from object | Aggregated | 2040 | 7.526e-07 | 264.4574 | 0.00019903 | 2040 | Mitigation | 0.95 | 45 | 0 | esc | 0.00097009 | 7.3009e-10 | 0.00097009 | 7.3009e-10 | 0.0027785 | 1.85e-10 | 0.012705 | 1.5861e-07
[120 empty] | 7.3.3.17.5 (Remote Grid) Updates to grid topology to minimize risk of ignition in HFTDs Remote GridWLDFRContact from objectAggregated | WLDFR | HFTD - Distribution - Tier 3 - 2QU CoRE ¦ 2QU LoRE | Non-Red Flag Warning - Destructive Fires | Contact from object | Aggregated | 2041 | 7.526e-07 | 264.4574 | 0.00019903 | 2041 | Mitigation | 0.95 | 45 | 0 | esc | 0.00097009 | 7.3009e-10 | 0.00097009 | 7.3009e-10 | 0.0027785 | 1.85e-10 | 0.012705 | 1.5861e-07
[120 empty] | 7.3.3.17.5 (Remote Grid) Updates to grid topology to minimize risk of ignition in HFTDs Remote GridWLDFRContact from objectAggregated | WLDFR | HFTD - Distribution - Tier 3 - 2QU CoRE ¦ 2QU LoRE | Non-Red Flag Warning - Destructive Fires | Contact from object | Aggregated | 2042 | 7.526e-07 | 264.4574 | 0.00019903 | 2042 | Mitigation | 0.95 | 45 | 0 | esc | 0.00097009 | 7.3009e-10 | 0.00097009 | 7.3009e-10 | 0.0027785 | 1.85e-10 | 0.012705 | 1.5861e-07
[120 empty] | 7.3.3.17.5 (Remote Grid) Updates to grid topology to minimize risk of ignition in HFTDs Remote GridWLDFRContact from objectAggregated | WLDFR | HFTD - Distribution - Tier 3 - 2QU CoRE ¦ 2QU LoRE | Non-Red Flag Warning - Destructive Fires | Contact from object | Aggregated | 2043 | 7.526e-07 | 264.4574 | 0.00019903 | 2043 | Mitigation | 0.95 | 45 | 0 | esc | 0.00097009 | 7.3009e-10 | 0.00097009 | 7.3009e-10 | 0.0027785 | 1.85e-10 | 0.012705 | 1.5861e-07
[120 empty] | 7.3.3.17.5 (Remote Grid) Updates to grid topology to minimize risk of ignition in HFTDs Remote GridWLDFRContact from objectAggregated | WLDFR | HFTD - Distribution - Tier 3 - 2QU CoRE ¦ 2QU LoRE | Non-Red Flag Warning - Destructive Fires | Contact from object | Aggregated | 2044 | 7.526e-07 | 264.4574 | 0.00019903 | 2044 | Mitigation | 0.95 | 45 | 0 | esc | 0.00097009 | 7.3009e-10 | 0.00097009 | 7.3009e-10 | 0.0027785 | 1.85e-10 | 0.012705 | 1.5861e-07
[120 empty] | 7.3.3.17.5 (Remote Grid) Updates to grid topology to minimize risk of ignition in HFTDs Remote GridWLDFRContact from objectAggregated | WLDFR | HFTD - Distribution - Tier 3 - 2QU CoRE ¦ 2QU LoRE | Non-Red Flag Warning - Destructive Fires | Contact from object | Aggregated | 2045 | 7.526e-07 | 264.4574 | 0.00019903 | 2045 | Mitigation | 0.95 | 45 | 0 | esc | 0.00097009 | 7.3009e-10 | 0.00097009 | 7.3009e-10 | 0.0027785 | 1.85e-10 | 0.012705 | 1.5861e-07
[120 empty] | 7.3.3.17.5 (Remote Grid) Updates to grid topology to minimize risk of ignition in HFTDs Remote GridWLDFRContact from objectAggregated | WLDFR | HFTD - Distribution - Tier 3 - 2QU CoRE ¦ 2QU LoRE | Non-Red Flag Warning - Destructive Fires | Contact from object | Aggregated | 2046 | 7.526e-07 | 264.4574 | 0.00019903 | 2046 | Mitigation | 0.95 | 45 | 0 | esc | 0.00097009 | 7.3009e-10 | 0.00097009 | 7.3009e-10 | 0.0027785 | 1.85e-10 | 0.012705 | 1.5861e-07
[120 empty] | 7.3.3.17.5 (Remote Grid) Updates to grid topology to minimize risk of ignition in HFTDs Remote GridWLDFRContact from objectAggregated | WLDFR | HFTD - Distribution - Tier 3 - 2QU CoRE ¦ 2QU LoRE | Non-Red Flag Warning - Destructive Fires | Contact from object | Aggregated | 2047 | 7.526e-07 | 264.4574 | 0.00019903 | 2047 | Mitigation | 0.95 | 45 | 0 | esc | 0.00097009 | 7.3009e-10 | 0.00097009 | 7.3009e-10 | 0.0027785 | 1.85e-10 | 0.012705 | 1.5861e-07
[120 empty] | 7.3.3.17.5 (Remote Grid) Updates to grid topology to minimize risk of ignition in HFTDs Remote GridWLDFRContact from objectAggregated | WLDFR | HFTD - Distribution - Tier 3 - 2QU CoRE ¦ 2QU LoRE | Non-Red Flag Warning - Destructive Fires | Contact from object | Aggregated | 2048 | 7.526e-07 | 264.4574 | 0.00019903 | 2048 | Mitigation | 0.95 | 45 | 0 | esc | 0.00097009 | 7.3009e-10 | 0.00097009 | 7.3009e-10 | 0.0027785 | 1.85e-10 | 0.012705 | 1.5861e-07
[120 empty] | 7.3.3.17.5 (Remote Grid) Updates to grid topology to minimize risk of ignition in HFTDs Remote GridWLDFRContact from objectAggregated | WLDFR | HFTD - Distribution - Tier 3 - 2QU CoRE ¦ 2QU LoRE | Non-Red Flag Warning - Destructive Fires | Contact from object | Aggregated | 2049 | 7.526e-07 | 264.4574 | 0.00019903 | 2049 | Mitigation | 0.95 | 45 | 0 | esc | 0.00097009 | 7.3009e-10 | 0.00097009 | 7.3009e-10 | 0.0027785 | 1.85e-10 | 0.012705 | 1.5861e-07
[120 empty] | 7.3.3.17.5 (Remote Grid) Updates to grid topology to minimize risk of ignition in HFTDs Remote GridWLDFRContact from objectAggregated | WLDFR | HFTD - Distribution - Tier 3 - 2QU CoRE ¦ 2QU LoRE | Non-Red Flag Warning - Destructive Fires | Contact from object | Aggregated | 2050 | 7.526e-07 | 264.4574 | 0.00019903 | 2050 | Mitigation | 0.95 | 45 | 0 | esc | 0.00097009 | 7.3009e-10 | 0.00097009 | 7.3009e-10 | 0.0027785 | 1.85e-10 | 0.012705 | 1.5861e-07
[120 empty] | 7.3.3.17.5 (Remote Grid) Updates to grid topology to minimize risk of ignition in HFTDs Remote GridWLDFRContact from objectAggregated | WLDFR | HFTD - Distribution - Tier 3 - 2QU CoRE ¦ 2QU LoRE | Non-Red Flag Warning - Destructive Fires | Contact from object | Aggregated | 2051 | 7.526e-07 | 264.4574 | 0.00019903 | 2051 | Mitigation | 0.95 | 45 | 0 | esc | 0.00097009 | 7.3009e-10 | 0.00097009 | 7.3009e-10 | 0.0027785 | 1.85e-10 | 0.012705 | 1.5861e-07
[120 empty] | 7.3.3.17.5 (Remote Grid) Updates to grid topology to minimize risk of ignition in HFTDs Remote GridWLDFRContact from objectAggregated | WLDFR | HFTD - Distribution - Tier 3 - 2QU CoRE ¦ 2QU LoRE | Non-Red Flag Warning - Destructive Fires | Contact from object | Aggregated | 2052 | 7.526e-07 | 264.4574 | 0.00019903 | 2052 | Mitigation | 0.95 | 45 | 0 | esc | 0.00097009 | 7.3009e-10 | 0.00097009 | 7.3009e-10 | 0.0027785 | 1.85e-10 | 0.012705 | 1.5861e-07
[120 empty] | 7.3.3.17.5 (Remote Grid) Updates to grid topology to minimize risk of ignition in HFTDs Remote GridWLDFRContact from objectAggregated | WLDFR | HFTD - Distribution - Tier 3 - 2QU CoRE ¦ 2QU LoRE | Non-Red Flag Warning - Destructive Fires | Contact from object | Aggregated | 2053 | 7.526e-07 | 264.4574 | 0.00019903 | 2053 | Mitigation | 0.95 | 45 | 0 | esc | 0.00097009 | 7.3009e-10 | 0.00097009 | 7.3009e-10 | 0.0027785 | 1.85e-10 | 0.012705 | 1.5861e-07
[120 empty] | 7.3.3.17.5 (Remote Grid) Updates to grid topology to minimize risk of ignition in HFTDs Remote GridWLDFRContact from objectAggregated | WLDFR | HFTD - Distribution - Tier 3 - 2QU CoRE ¦ 2QU LoRE | Non-Red Flag Warning - Destructive Fires | Contact from object | Aggregated | 2054 | 7.526e-07 | 264.4574 | 0.00019903 | 2054 | Mitigation | 0.95 | 45 | 0 | esc | 0.00097009 | 7.3009e-10 | 0.00097009 | 7.3009e-10 | 0.0027785 | 1.85e-10 | 0.012705 | 1.5861e-07
[120 empty] | 7.3.3.17.5 (Remote Grid) Updates to grid topology to minimize risk of ignition in HFTDs Remote GridWLDFRContact from objectAggregated | WLDFR | HFTD - Distribution - Tier 3 - 2QU CoRE ¦ 2QU LoRE | Non-Red Flag Warning - Destructive Fires | Contact from object | Aggregated | 2055 | 7.526e-07 | 264.4574 | 0.00019903 | 2055 | Mitigation | 0.95 | 45 | 0 | esc | 0.00097009 | 7.3009e-10 | 0.00097009 | 7.3009e-10 | 0.0027785 | 1.85e-10 | 0.012705 | 1.5861e-07
[120 empty] | 7.3.3.17.5 (Remote Grid) Updates to grid topology to minimize risk of ignition in HFTDs Remote GridWLDFRContact from objectAggregated | WLDFR | HFTD - Distribution - Tier 3 - 2QU CoRE ¦ 2QU LoRE | Non-Red Flag Warning - Destructive Fires | Contact from object | Aggregated | 2056 | 7.526e-07 | 264.4574 | 0.00019903 | 2056 | Mitigation | 0.95 | 45 | 0 | esc | 0.00097009 | 7.3009e-10 | 0.00097009 | 7.3009e-10 | 0.0027785 | 1.85e-10 | 0.012705 | 1.5861e-07
[120 empty] | 7.3.3.17.5 (Remote Grid) Updates to grid topology to minimize risk of ignition in HFTDs Remote GridWLDFRContact from objectAggregated | WLDFR | HFTD - Distribution - Tier 3 - 2QU CoRE ¦ 2QU LoRE | Non-Red Flag Warning - Destructive Fires | Contact from object | Aggregated | 2057 | 7.526e-07 | 264.4574 | 0.00019903 | 2057 | Mitigation | 0.95 | 45 | 0 | esc | 0.00097009 | 7.3009e-10 | 0.00097009 | 7.3009e-10 | 0.0027785 | 1.85e-10 | 0.012705 | 1.5861e-07
[120 empty] | 7.3.3.17.5 (Remote Grid) Updates to grid topology to minimize risk of ignition in HFTDs Remote GridWLDFRContact from objectAggregated | WLDFR | HFTD - Distribution - Tier 3 - 2QU CoRE ¦ 2QU LoRE | Non-Red Flag Warning - Destructive Fires | Contact from object | Aggregated | 2058 | 7.526e-07 | 264.4574 | 0.00019903 | 2058 | Mitigation | 0.95 | 45 | 0 | esc | 0.00097009 | 7.3009e-10 | 0.00097009 | 7.3009e-10 | 0.0027785 | 1.85e-10 | 0.012705 | 1.5861e-07
[120 empty] | 7.3.3.17.5 (Remote Grid) Updates to grid topology to minimize risk of ignition in HFTDs Remote GridWLDFRContact from objectAggregated | WLDFR | HFTD - Distribution - Tier 3 - 2QU CoRE ¦ 2QU LoRE | Non-Red Flag Warning - Destructive Fires | Contact from object | Aggregated | 2059 | 7.526e-07 | 264.4574 | 0.00019903 | 2059 | Mitigation | 0.95 | 45 | 0 | esc | 0.00097009 | 7.3009e-10 | 0.00097009 | 7.3009e-10 | 0.0027785 | 1.85e-10 | 0.012705 | 1.5861e-07
[120 empty] | 7.3.3.17.5 (Remote Grid) Updates to grid topology to minimize risk of ignition in HFTDs Remote GridWLDFRContact from objectAggregated | WLDFR | HFTD - Distribution - Tier 3 - 2QU CoRE ¦ 2QU LoRE | Non-Red Flag Warning - Destructive Fires | Contact from object | Aggregated | 2060 | 7.526e-07 | 264.4574 | 0.00019903 | 2060 | Mitigation | 0.95 | 45 | 0 | esc | 0.00097009 | 7.3009e-10 | 0.00097009 | 7.3009e-10 | 0.0027785 | 1.85e-10 | 0.012705 | 1.5861e-07
[120 empty] | 7.3.3.17.5 (Remote Grid) Updates to grid topology to minimize risk of ignition in HFTDs Remote GridWLDFRContact from objectAggregated | WLDFR | HFTD - Distribution - Tier 3 - 2QU CoRE ¦ 2QU LoRE | Non-Red Flag Warning - Destructive Fires | Contact from object | Aggregated | 2061 | 7.526e-07 | 264.4574 | 0.00019903 | 2061 | Mitigation | 0.95 | 45 | 0 | esc | 0.00097009 | 7.3009e-10 | 0.00097009 | 7.3009e-10 | 0.0027785 | 1.85e-10 | 0.012705 | 1.5861e-07
[120 empty] | 7.3.3.17.5 (Remote Grid) Updates to grid topology to minimize risk of ignition in HFTDs Remote GridWLDFRContact from objectAggregated | WLDFR | HFTD - Distribution - Tier 3 - 2QU CoRE ¦ 2QU LoRE | Non-Red Flag Warning - Destructive Fires | Contact from object | Aggregated | 2062 | 7.526e-07 | 264.4574 | 0.00019903 | 2062 | Mitigation | 0.95 | 45 | 0 | esc | 0.00097009 | 7.3009e-10 | 0.00097009 | 7.3009e-10 | 0.0027785 | 1.85e-10 | 0.012705 | 1.5861e-07
[120 empty] | 7.3.3.17.5 (Remote Grid) Updates to grid topology to minimize risk of ignition in HFTDs Remote GridWLDFRContact from objectAggregated | WLDFR | HFTD - Distribution - Tier 3 - 2QU CoRE ¦ 2QU LoRE | Non-Red Flag Warning - Destructive Fires | Contact from object | Aggregated | 2063 | 7.526e-07 | 264.4574 | 0.00019903 | 2063 | Mitigation | 0.95 | 45 | 0 | esc | 0.00097009 | 7.3009e-10 | 0.00097009 | 7.3009e-10 | 0.0027785 | 1.85e-10 | 0.012705 | 1.5861e-07
[120 empty] | 7.3.3.17.5 (Remote Grid) Updates to grid topology to minimize risk of ignition in HFTDs Remote GridWLDFRContact from objectAggregated | WLDFR | HFTD - Distribution - Tier 3 - 2QU CoRE ¦ 2QU LoRE | Non-Red Flag Warning - Destructive Fires | Contact from object | Aggregated | 2064 | 7.526e-07 | 264.4574 | 0.00019903 | 2064 | Mitigation | 0.95 | 45 | 0 | esc | 0.00097009 | 7.3009e-10 | 0.00097009 | 7.3009e-10 | 0.0027785 | 1.85e-10 | 0.012705 | 1.5861e-07
[120 empty] | 7.3.3.17.5 (Remote Grid) Updates to grid topology to minimize risk of ignition in HFTDs Remote GridWLDFRContact from objectAggregated | WLDFR | HFTD - Distribution - Tier 3 - 2QU CoRE ¦ 2QU LoRE | Non-Red Flag Warning - Destructive Fires | Contact from object | Aggregated | 2065 | 7.526e-07 | 264.4574 | 0.00019903 | 2065 | Mitigation | 0.95 | 45 | 0 | esc | 0.00097009 | 7.3009e-10 | 0.00097009 | 7.3009e-10 | 0.0027785 | 1.85e-10 | 0.012705 | 1.5861e-07
[120 empty] | 7.3.3.17.5 (Remote Grid) Updates to grid topology to minimize risk of ignition in HFTDs Remote GridWLDFRContact from objectAggregated | WLDFR | HFTD - Distribution - Tier 3 - 2QU CoRE ¦ 2QU LoRE | Non-Red Flag Warning - Destructive Fires | Contact from object | Aggregated | 2066 | 7.526e-07 | 264.4574 | 0.00019903 | 2066 | Mitigation | 0.95 | 45 | 0 | esc | 0.00097009 | 7.3009e-10 | 0.00097009 | 7.3009e-10 | 0.0027785 | 1.85e-10 | 0 | 0
[120 empty] | 7.3.3.17.5 (Remote Grid) Updates to grid topology to minimize risk of ignition in HFTDs Remote GridWLDFRContact from objectAggregated | WLDFR | HFTD - Distribution - Tier 3 - 2QU CoRE ¦ 2QU LoRE | Non-Red Flag Warning - Destructive Fires | Contact from object | Aggregated | 2067 | 7.526e-07 | 264.4574 | 0.00019903 | 2067 | Mitigation | 0.95 | 45 | 0 | esc | 0 | 0 | 0.00097009 | 7.3009e-10 | 0.0027785 | 1.85e-10 | 0 | 0
[120 empty] | 7.3.3.17.5 (Remote Grid) Updates to grid topology to minimize risk of ignition in HFTDs Remote GridWLDFRContaminationAggregated | WLDFR | HFTD - Distribution - Tier 3 - 2QU CoRE ¦ 2QU LoRE | Non-Red Flag Warning - Destructive Fires | Contamination | Aggregated | 2022 | 1.8263e-08 | 264.4574 | 4.8299e-06 | 2022 | Mitigation | 0.95 | 45 | 0 | esc | 0.00097009 | 1.7717e-11 | 0 | 0 | 0.0027785 | 1.85e-10 | 0.01662 | 1.2214e-08
[120 empty] | 7.3.3.17.5 (Remote Grid) Updates to grid topology to minimize risk of ignition in HFTDs Remote GridWLDFRContaminationAggregated | WLDFR | HFTD - Distribution - Tier 3 - 2QU CoRE ¦ 2QU LoRE | Non-Red Flag Warning - Destructive Fires | Contamination | Aggregated | 2023 | 1.8263e-08 | 264.4574 | 4.8299e-06 | 2023 | Mitigation | 0.95 | 45 | 0 | esc | 0.00097009 | 1.7717e-11 | 0.00097009 | 1.7717e-11 | 0.0027785 | 1.85e-10 | 0.01662 | 1.2214e-08
[120 empty] | 7.3.3.17.5 (Remote Grid) Updates to grid topology to minimize risk of ignition in HFTDs Remote GridWLDFRContaminationAggregated | WLDFR | HFTD - Distribution - Tier 3 - 2QU CoRE ¦ 2QU LoRE | Non-Red Flag Warning - Destructive Fires | Contamination | Aggregated | 2024 | 1.8263e-08 | 264.4574 | 4.8299e-06 | 2024 | Mitigation | 0.95 | 45 | 0 | esc | 0.00097009 | 1.7717e-11 | 0.00097009 | 1.7717e-11 | 0.0027785 | 1.85e-10 | 0.01662 | 1.2214e-08
[120 empty] | 7.3.3.17.5 (Remote Grid) Updates to grid topology to minimize risk of ignition in HFTDs Remote GridWLDFRContaminationAggregated | WLDFR | HFTD - Distribution - Tier 3 - 2QU CoRE ¦ 2QU LoRE | Non-Red Flag Warning - Destructive Fires | Contamination | Aggregated | 2025 | 1.8263e-08 | 264.4574 | 4.8299e-06 | 2025 | Mitigation | 0.95 | 45 | 0 | esc | 0.00097009 | 1.7717e-11 | 0.00097009 | 1.7717e-11 | 0.0027785 | 1.85e-10 | 0.01662 | 1.2214e-08
[120 empty] | 7.3.3.17.5 (Remote Grid) Updates to grid topology to minimize risk of ignition in HFTDs Remote GridWLDFRContaminationAggregated | WLDFR | HFTD - Distribution - Tier 3 - 2QU CoRE ¦ 2QU LoRE | Non-Red Flag Warning - Destructive Fires | Contamination | Aggregated | 2026 | 1.8263e-08 | 264.4574 | 4.8299e-06 | 2026 | Mitigation | 0.95 | 45 | 0 | esc | 0.00097009 | 1.7717e-11 | 0.00097009 | 1.7717e-11 | 0.0027785 | 1.85e-10 | 0.01662 | 1.2214e-08
[120 empty] | 7.3.3.17.5 (Remote Grid) Updates to grid topology to minimize risk of ignition in HFTDs Remote GridWLDFRContaminationAggregated | WLDFR | HFTD - Distribution - Tier 3 - 2QU CoRE ¦ 2QU LoRE | Non-Red Flag Warning - Destructive Fires | Contamination | Aggregated | 2027 | 1.8263e-08 | 264.4574 | 4.8299e-06 | 2027 | Mitigation | 0.95 | 45 | 0 | esc | 0.00097009 | 1.7717e-11 | 0.00097009 | 1.7717e-11 | 0.0027785 | 1.85e-10 | 0.01662 | 1.2214e-08
[120 empty] | 7.3.3.17.5 (Remote Grid) Updates to grid topology to minimize risk of ignition in HFTDs Remote GridWLDFRContaminationAggregated | WLDFR | HFTD - Distribution - Tier 3 - 2QU CoRE ¦ 2QU LoRE | Non-Red Flag Warning - Destructive Fires | Contamination | Aggregated | 2028 | 1.8263e-08 | 264.4574 | 4.8299e-06 | 2028 | Mitigation | 0.95 | 45 | 0 | esc | 0.00097009 | 1.7717e-11 | 0.00097009 | 1.7717e-11 | 0.0027785 | 1.85e-10 | 0.01662 | 1.2214e-08
[120 empty] | 7.3.3.17.5 (Remote Grid) Updates to grid topology to minimize risk of ignition in HFTDs Remote GridWLDFRContaminationAggregated | WLDFR | HFTD - Distribution - Tier 3 - 2QU CoRE ¦ 2QU LoRE | Non-Red Flag Warning - Destructive Fires | Contamination | Aggregated | 2029 | 1.8263e-08 | 264.4574 | 4.8299e-06 | 2029 | Mitigation | 0.95 | 45 | 0 | esc | 0.00097009 | 1.7717e-11 | 0.00097009 | 1.7717e-11 | 0.0027785 | 1.85e-10 | 0.01662 | 1.2214e-08
[120 empty] | 7.3.3.17.5 (Remote Grid) Updates to grid topology to minimize risk of ignition in HFTDs Remote GridWLDFRContaminationAggregated | WLDFR | HFTD - Distribution - Tier 3 - 2QU CoRE ¦ 2QU LoRE | Non-Red Flag Warning - Destructive Fires | Contamination | Aggregated | 2030 | 1.8263e-08 | 264.4574 | 4.8299e-06 | 2030 | Mitigation | 0.95 | 45 | 0 | esc | 0.00097009 | 1.7717e-11 | 0.00097009 | 1.7717e-11 | 0.0027785 | 1.85e-10 | 0.01662 | 1.2214e-08
[120 empty] | 7.3.3.17.5 (Remote Grid) Updates to grid topology to minimize risk of ignition in HFTDs Remote GridWLDFRContaminationAggregated | WLDFR | HFTD - Distribution - Tier 3 - 2QU CoRE ¦ 2QU LoRE | Non-Red Flag Warning - Destructive Fires | Contamination | Aggregated | 2031 | 1.8263e-08 | 264.4574 | 4.8299e-06 | 2031 | Mitigation | 0.95 | 45 | 0 | esc | 0.00097009 | 1.7717e-11 | 0.00097009 | 1.7717e-11 | 0.0027785 | 1.85e-10 | 0.01662 | 1.2214e-08
[120 empty] | 7.3.3.17.5 (Remote Grid) Updates to grid topology to minimize risk of ignition in HFTDs Remote GridWLDFRContaminationAggregated | WLDFR | HFTD - Distribution - Tier 3 - 2QU CoRE ¦ 2QU LoRE | Non-Red Flag Warning - Destructive Fires | Contamination | Aggregated | 2032 | 1.8263e-08 | 264.4574 | 4.8299e-06 | 2032 | Mitigation | 0.95 | 45 | 0 | esc | 0.00097009 | 1.7717e-11 | 0.00097009 | 1.7717e-11 | 0.0027785 | 1.85e-10 | 0.01662 | 1.2214e-08
[120 empty] | 7.3.3.17.5 (Remote Grid) Updates to grid topology to minimize risk of ignition in HFTDs Remote GridWLDFRContaminationAggregated | WLDFR | HFTD - Distribution - Tier 3 - 2QU CoRE ¦ 2QU LoRE | Non-Red Flag Warning - Destructive Fires | Contamination | Aggregated | 2033 | 1.8263e-08 | 264.4574 | 4.8299e-06 | 2033 | Mitigation | 0.95 | 45 | 0 | esc | 0.00097009 | 1.7717e-11 | 0.00097009 | 1.7717e-11 | 0.0027785 | 1.85e-10 | 0.01662 | 1.2214e-08
[120 empty] | 7.3.3.17.5 (Remote Grid) Updates to grid topology to minimize risk of ignition in HFTDs Remote GridWLDFRContaminationAggregated | WLDFR | HFTD - Distribution - Tier 3 - 2QU CoRE ¦ 2QU LoRE | Non-Red Flag Warning - Destructive Fires | Contamination | Aggregated | 2034 | 1.8263e-08 | 264.4574 | 4.8299e-06 | 2034 | Mitigation | 0.95 | 45 | 0 | esc | 0.00097009 | 1.7717e-11 | 0.00097009 | 1.7717e-11 | 0.0027785 | 1.85e-10 | 0.01662 | 1.2214e-08
[120 empty] | 7.3.3.17.5 (Remote Grid) Updates to grid topology to minimize risk of ignition in HFTDs Remote GridWLDFRContaminationAggregated | WLDFR | HFTD - Distribution - Tier 3 - 2QU CoRE ¦ 2QU LoRE | Non-Red Flag Warning - Destructive Fires | Contamination | Aggregated | 2035 | 1.8263e-08 | 264.4574 | 4.8299e-06 | 2035 | Mitigation | 0.95 | 45 | 0 | esc | 0.00097009 | 1.7717e-11 | 0.00097009 | 1.7717e-11 | 0.0027785 | 1.85e-10 | 0.01662 | 1.2214e-08
[120 empty] | 7.3.3.17.5 (Remote Grid) Updates to grid topology to minimize risk of ignition in HFTDs Remote GridWLDFRContaminationAggregated | WLDFR | HFTD - Distribution - Tier 3 - 2QU CoRE ¦ 2QU LoRE | Non-Red Flag Warning - Destructive Fires | Contamination | Aggregated | 2036 | 1.8263e-08 | 264.4574 | 4.8299e-06 | 2036 | Mitigation | 0.95 | 45 | 0 | esc | 0.00097009 | 1.7717e-11 | 0.00097009 | 1.7717e-11 | 0.0027785 | 1.85e-10 | 0.01662 | 1.2214e-08
[120 empty] | 7.3.3.17.5 (Remote Grid) Updates to grid topology to minimize risk of ignition in HFTDs Remote GridWLDFRContaminationAggregated | WLDFR | HFTD - Distribution - Tier 3 - 2QU CoRE ¦ 2QU LoRE | Non-Red Flag Warning - Destructive Fires | Contamination | Aggregated | 2037 | 1.8263e-08 | 264.4574 | 4.8299e-06 | 2037 | Mitigation | 0.95 | 45 | 0 | esc | 0.00097009 | 1.7717e-11 | 0.00097009 | 1.7717e-11 | 0.0027785 | 1.85e-10 | 0.01662 | 1.2214e-08
[120 empty] | 7.3.3.17.5 (Remote Grid) Updates to grid topology to minimize risk of ignition in HFTDs Remote GridWLDFRContaminationAggregated | WLDFR | HFTD - Distribution - Tier 3 - 2QU CoRE ¦ 2QU LoRE | Non-Red Flag Warning - Destructive Fires | Contamination | Aggregated | 2038 | 1.8263e-08 | 264.4574 | 4.8299e-06 | 2038 | Mitigation | 0.95 | 45 | 0 | esc | 0.00097009 | 1.7717e-11 | 0.00097009 | 1.7717e-11 | 0.0027785 | 1.85e-10 | 0.01662 | 1.2214e-08
[120 empty] | 7.3.3.17.5 (Remote Grid) Updates to grid topology to minimize risk of ignition in HFTDs Remote GridWLDFRContaminationAggregated | WLDFR | HFTD - Distribution - Tier 3 - 2QU CoRE ¦ 2QU LoRE | Non-Red Flag Warning - Destructive Fires | Contamination | Aggregated | 2039 | 1.8263e-08 | 264.4574 | 4.8299e-06 | 2039 | Mitigation | 0.95 | 45 | 0 | esc | 0.00097009 | 1.7717e-11 | 0.00097009 | 1.7717e-11 | 0.0027785 | 1.85e-10 | 0.01662 | 1.2214e-08
[120 empty] | 7.3.3.17.5 (Remote Grid) Updates to grid topology to minimize risk of ignition in HFTDs Remote GridWLDFRContaminationAggregated | WLDFR | HFTD - Distribution - Tier 3 - 2QU CoRE ¦ 2QU LoRE | Non-Red Flag Warning - Destructive Fires | Contamination | Aggregated | 2040 | 1.8263e-08 | 264.4574 | 4.8299e-06 | 2040 | Mitigation | 0.95 | 45 | 0 | esc | 0.00097009 | 1.7717e-11 | 0.00097009 | 1.7717e-11 | 0 | 0 | 0.01662 | 1.2214e-08
[120 empty] | 7.3.3.17.5 (Remote Grid) Updates to grid topology to minimize risk of ignition in HFTDs Remote GridWLDFRContaminationAggregated | WLDFR | HFTD - Distribution - Tier 3 - 2QU CoRE ¦ 2QU LoRE | Non-Red Flag Warning - Destructive Fires | Contamination | Aggregated | 2041 | 1.8263e-08 | 264.4574 | 4.8299e-06 | 2041 | Mitigation | 0.95 | 45 | 0 | esc | 0.00097009 | 1.7717e-11 | 0.00097009 | 1.7717e-11 | 0.0027785 | 5.4281e-09 | 0.01662 | 1.2214e-08
[120 empty] | 7.3.3.17.5 (Remote Grid) Updates to grid topology to minimize risk of ignition in HFTDs Remote GridWLDFRContaminationAggregated | WLDFR | HFTD - Distribution - Tier 3 - 2QU CoRE ¦ 2QU LoRE | Non-Red Flag Warning - Destructive Fires | Contamination | Aggregated | 2042 | 1.8263e-08 | 264.4574 | 4.8299e-06 | 2042 | Mitigation | 0.95 | 45 | 0 | esc | 0.00097009 | 1.7717e-11 | 0.00097009 | 1.7717e-11 | 0.0027785 | 5.4281e-09 | 0.01662 | 1.2214e-08
[120 empty] | 7.3.3.17.5 (Remote Grid) Updates to grid topology to minimize risk of ignition in HFTDs Remote GridWLDFRContaminationAggregated | WLDFR | HFTD - Distribution - Tier 3 - 2QU CoRE ¦ 2QU LoRE | Non-Red Flag Warning - Destructive Fires | Contamination | Aggregated | 2043 | 1.8263e-08 | 264.4574 | 4.8299e-06 | 2043 | Mitigation | 0.95 | 45 | 0 | esc | 0.00097009 | 1.7717e-11 | 0.00097009 | 1.7717e-11 | 0.0027785 | 5.4281e-09 | 0.01662 | 1.2214e-08
[120 empty] | 7.3.3.17.5 (Remote Grid) Updates to grid topology to minimize risk of ignition in HFTDs Remote GridWLDFRContaminationAggregated | WLDFR | HFTD - Distribution - Tier 3 - 2QU CoRE ¦ 2QU LoRE | Non-Red Flag Warning - Destructive Fires | Contamination | Aggregated | 2044 | 1.8263e-08 | 264.4574 | 4.8299e-06 | 2044 | Mitigation | 0.95 | 45 | 0 | esc | 0.00097009 | 1.7717e-11 | 0.00097009 | 1.7717e-11 | 0.0027785 | 5.4281e-09 | 0.01662 | 1.2214e-08
[120 empty] | 7.3.3.17.5 (Remote Grid) Updates to grid topology to minimize risk of ignition in HFTDs Remote GridWLDFRContaminationAggregated | WLDFR | HFTD - Distribution - Tier 3 - 2QU CoRE ¦ 2QU LoRE | Non-Red Flag Warning - Destructive Fires | Contamination | Aggregated | 2045 | 1.8263e-08 | 264.4574 | 4.8299e-06 | 2045 | Mitigation | 0.95 | 45 | 0 | esc | 0.00097009 | 1.7717e-11 | 0.00097009 | 1.7717e-11 | 0.0027785 | 5.4281e-09 | 0.01662 | 1.2214e-08
[120 empty] | 7.3.3.17.5 (Remote Grid) Updates to grid topology to minimize risk of ignition in HFTDs Remote GridWLDFRContaminationAggregated | WLDFR | HFTD - Distribution - Tier 3 - 2QU CoRE ¦ 2QU LoRE | Non-Red Flag Warning - Destructive Fires | Contamination | Aggregated | 2046 | 1.8263e-08 | 264.4574 | 4.8299e-06 | 2046 | Mitigation | 0.95 | 45 | 0 | esc | 0.00097009 | 1.7717e-11 | 0.00097009 | 1.7717e-11 | 0.0027785 | 5.4281e-09 | 0.01662 | 1.2214e-08
[120 empty] | 7.3.3.17.5 (Remote Grid) Updates to grid topology to minimize risk of ignition in HFTDs Remote GridWLDFRContaminationAggregated | WLDFR | HFTD - Distribution - Tier 3 - 2QU CoRE ¦ 2QU LoRE | Non-Red Flag Warning - Destructive Fires | Contamination | Aggregated | 2047 | 1.8263e-08 | 264.4574 | 4.8299e-06 | 2047 | Mitigation | 0.95 | 45 | 0 | esc | 0.00097009 | 1.7717e-11 | 0.00097009 | 1.7717e-11 | 0.0027785 | 5.4281e-09 | 0.01662 | 1.2214e-08
[120 empty] | 7.3.3.17.5 (Remote Grid) Updates to grid topology to minimize risk of ignition in HFTDs Remote GridWLDFRContaminationAggregated | WLDFR | HFTD - Distribution - Tier 3 - 2QU CoRE ¦ 2QU LoRE | Non-Red Flag Warning - Destructive Fires | Contamination | Aggregated | 2048 | 1.8263e-08 | 264.4574 | 4.8299e-06 | 2048 | Mitigation | 0.95 | 45 | 0 | esc | 0.00097009 | 1.7717e-11 | 0.00097009 | 1.7717e-11 | 0.0027785 | 5.4281e-09 | 0.01662 | 1.2214e-08
[120 empty] | 7.3.3.17.5 (Remote Grid) Updates to grid topology to minimize risk of ignition in HFTDs Remote GridWLDFRContaminationAggregated | WLDFR | HFTD - Distribution - Tier 3 - 2QU CoRE ¦ 2QU LoRE | Non-Red Flag Warning - Destructive Fires | Contamination | Aggregated | 2049 | 1.8263e-08 | 264.4574 | 4.8299e-06 | 2049 | Mitigation | 0.95 | 45 | 0 | esc | 0.00097009 | 1.7717e-11 | 0.00097009 | 1.7717e-11 | 0.0027785 | 5.4281e-09 | 0.01662 | 1.2214e-08
[120 empty] | 7.3.3.17.5 (Remote Grid) Updates to grid topology to minimize risk of ignition in HFTDs Remote GridWLDFRContaminationAggregated | WLDFR | HFTD - Distribution - Tier 3 - 2QU CoRE ¦ 2QU LoRE | Non-Red Flag Warning - Destructive Fires | Contamination | Aggregated | 2050 | 1.8263e-08 | 264.4574 | 4.8299e-06 | 2050 | Mitigation | 0.95 | 45 | 0 | esc | 0.00097009 | 1.7717e-11 | 0.00097009 | 1.7717e-11 | 0.0027785 | 5.4281e-09 | 0.01662 | 1.2214e-08
[120 empty] | 7.3.3.17.5 (Remote Grid) Updates to grid topology to minimize risk of ignition in HFTDs Remote GridWLDFRContaminationAggregated | WLDFR | HFTD - Distribution - Tier 3 - 2QU CoRE ¦ 2QU LoRE | Non-Red Flag Warning - Destructive Fires | Contamination | Aggregated | 2051 | 1.8263e-08 | 264.4574 | 4.8299e-06 | 2051 | Mitigation | 0.95 | 45 | 0 | esc | 0.00097009 | 1.7717e-11 | 0.00097009 | 1.7717e-11 | 0.0027785 | 5.4281e-09 | 0.01662 | 1.2214e-08
[120 empty] | 7.3.3.17.5 (Remote Grid) Updates to grid topology to minimize risk of ignition in HFTDs Remote GridWLDFRContaminationAggregated | WLDFR | HFTD - Distribution - Tier 3 - 2QU CoRE ¦ 2QU LoRE | Non-Red Flag Warning - Destructive Fires | Contamination | Aggregated | 2052 | 1.8263e-08 | 264.4574 | 4.8299e-06 | 2052 | Mitigation | 0.95 | 45 | 0 | esc | 0.00097009 | 1.7717e-11 | 0.00097009 | 1.7717e-11 | 0.0027785 | 5.4281e-09 | 0 | 0
[120 empty] | 7.3.3.17.5 (Remote Grid) Updates to grid topology to minimize risk of ignition in HFTDs Remote GridWLDFRContaminationAggregated | WLDFR | HFTD - Distribution - Tier 3 - 2QU CoRE ¦ 2QU LoRE | Non-Red Flag Warning - Destructive Fires | Contamination | Aggregated | 2053 | 1.8263e-08 | 264.4574 | 4.8299e-06 | 2053 | Mitigation | 0.95 | 45 | 0 | esc | 0.00097009 | 1.7717e-11 | 0.00097009 | 1.7717e-11 | 0.0027785 | 5.4281e-09 | 0 | 0
[120 empty] | 7.3.3.17.5 (Remote Grid) Updates to grid topology to minimize risk of ignition in HFTDs Remote GridWLDFRContaminationAggregated | WLDFR | HFTD - Distribution - Tier 3 - 2QU CoRE ¦ 2QU LoRE | Non-Red Flag Warning - Destructive Fires | Contamination | Aggregated | 2054 | 1.8263e-08 | 264.4574 | 4.8299e-06 | 2054 | Mitigation | 0.95 | 45 | 0 | esc | 0.00097009 | 1.7717e-11 | 0.00097009 | 1.7717e-11 | 0.0027785 | 5.4281e-09 | 0.0080352 | 1.1123e-07
[120 empty] | 7.3.3.17.5 (Remote Grid) Updates to grid topology to minimize risk of ignition in HFTDs Remote GridWLDFRContaminationAggregated | WLDFR | HFTD - Distribution - Tier 3 - 2QU CoRE ¦ 2QU LoRE | Non-Red Flag Warning - Destructive Fires | Contamination | Aggregated | 2055 | 1.8263e-08 | 264.4574 | 4.8299e-06 | 2055 | Mitigation | 0.95 | 45 | 0 | esc | 0.00097009 | 1.7717e-11 | 0.00097009 | 1.7717e-11 | 0.0027785 | 5.4281e-09 | 0.0080352 | 1.1123e-07
[120 empty] | 7.3.3.17.5 (Remote Grid) Updates to grid topology to minimize risk of ignition in HFTDs Remote GridWLDFRContaminationAggregated | WLDFR | HFTD - Distribution - Tier 3 - 2QU CoRE ¦ 2QU LoRE | Non-Red Flag Warning - Destructive Fires | Contamination | Aggregated | 2056 | 1.8263e-08 | 264.4574 | 4.8299e-06 | 2056 | Mitigation | 0.95 | 45 | 0 | esc | 0.00097009 | 1.7717e-11 | 0.00097009 | 1.7717e-11 | 0.0027785 | 5.4281e-09 | 0.0080352 | 1.1123e-07
[120 empty] | 7.3.3.17.5 (Remote Grid) Updates to grid topology to minimize risk of ignition in HFTDs Remote GridWLDFRContaminationAggregated | WLDFR | HFTD - Distribution - Tier 3 - 2QU CoRE ¦ 2QU LoRE | Non-Red Flag Warning - Destructive Fires | Contamination | Aggregated | 2057 | 1.8263e-08 | 264.4574 | 4.8299e-06 | 2057 | Mitigation | 0.95 | 45 | 0 | esc | 0.00097009 | 1.7717e-11 | 0.00097009 | 1.7717e-11 | 0.0027785 | 5.4281e-09 | 0.0080352 | 1.1123e-07
[120 empty] | 7.3.3.17.5 (Remote Grid) Updates to grid topology to minimize risk of ignition in HFTDs Remote GridWLDFRContaminationAggregated | WLDFR | HFTD - Distribution - Tier 3 - 2QU CoRE ¦ 2QU LoRE | Non-Red Flag Warning - Destructive Fires | Contamination | Aggregated | 2058 | 1.8263e-08 | 264.4574 | 4.8299e-06 | 2058 | Mitigation | 0.95 | 45 | 0 | esc | 0.00097009 | 1.7717e-11 | 0.00097009 | 1.7717e-11 | 0.0027785 | 5.4281e-09 | 0.0080352 | 1.1123e-07
[120 empty] | 7.3.3.17.5 (Remote Grid) Updates to grid topology to minimize risk of ignition in HFTDs Remote GridWLDFRContaminationAggregated | WLDFR | HFTD - Distribution - Tier 3 - 2QU CoRE ¦ 2QU LoRE | Non-Red Flag Warning - Destructive Fires | Contamination | Aggregated | 2059 | 1.8263e-08 | 264.4574 | 4.8299e-06 | 2059 | Mitigation | 0.95 | 45 | 0 | esc | 0.00097009 | 1.7717e-11 | 0.00097009 | 1.7717e-11 | 0.0027785 | 5.4281e-09 | 0.0080352 | 1.1123e-07
[120 empty] | 7.3.3.17.5 (Remote Grid) Updates to grid topology to minimize risk of ignition in HFTDs Remote GridWLDFRContaminationAggregated | WLDFR | HFTD - Distribution - Tier 3 - 2QU CoRE ¦ 2QU LoRE | Non-Red Flag Warning - Destructive Fires | Contamination | Aggregated | 2060 | 1.8263e-08 | 264.4574 | 4.8299e-06 | 2060 | Mitigation | 0.95 | 45 | 0 | esc | 0.00097009 | 1.7717e-11 | 0.00097009 | 1.7717e-11 | 0.0027785 | 5.4281e-09 | 0.0080352 | 1.1123e-07
[120 empty] | 7.3.3.17.5 (Remote Grid) Updates to grid topology to minimize risk of ignition in HFTDs Remote GridWLDFRContaminationAggregated | WLDFR | HFTD - Distribution - Tier 3 - 2QU CoRE ¦ 2QU LoRE | Non-Red Flag Warning - Destructive Fires | Contamination | Aggregated | 2061 | 1.8263e-08 | 264.4574 | 4.8299e-06 | 2061 | Mitigation | 0.95 | 45 | 0 | esc | 0.00097009 | 1.7717e-11 | 0.00097009 | 1.7717e-11 | 0.0027785 | 5.4281e-09 | 0.0080352 | 1.1123e-07
[120 empty] | 7.3.3.17.5 (Remote Grid) Updates to grid topology to minimize risk of ignition in HFTDs Remote GridWLDFRContaminationAggregated | WLDFR | HFTD - Distribution - Tier 3 - 2QU CoRE ¦ 2QU LoRE | Non-Red Flag Warning - Destructive Fires | Contamination | Aggregated | 2062 | 1.8263e-08 | 264.4574 | 4.8299e-06 | 2062 | Mitigation | 0.95 | 45 | 0 | esc | 0.00097009 | 1.7717e-11 | 0.00097009 | 1.7717e-11 | 0.0027785 | 5.4281e-09 | 0.0080352 | 1.1123e-07
[120 empty] | 7.3.3.17.5 (Remote Grid) Updates to grid topology to minimize risk of ignition in HFTDs Remote GridWLDFRContaminationAggregated | WLDFR | HFTD - Distribution - Tier 3 - 2QU CoRE ¦ 2QU LoRE | Non-Red Flag Warning - Destructive Fires | Contamination | Aggregated | 2063 | 1.8263e-08 | 264.4574 | 4.8299e-06 | 2063 | Mitigation | 0.95 | 45 | 0 | esc | 0.00097009 | 1.7717e-11 | 0.00097009 | 1.7717e-11 | 0.0027785 | 5.4281e-09 | 0.0080352 | 1.1123e-07
[120 empty] | 7.3.3.17.5 (Remote Grid) Updates to grid topology to minimize risk of ignition in HFTDs Remote GridWLDFRContaminationAggregated | WLDFR | HFTD - Distribution - Tier 3 - 2QU CoRE ¦ 2QU LoRE | Non-Red Flag Warning - Destructive Fires | Contamination | Aggregated | 2064 | 1.8263e-08 | 264.4574 | 4.8299e-06 | 2064 | Mitigation | 0.95 | 45 | 0 | esc | 0.00097009 | 1.7717e-11 | 0.00097009 | 1.7717e-11 | 0.0027785 | 5.4281e-09 | 0.0080352 | 1.1123e-07
[120 empty] | 7.3.3.17.5 (Remote Grid) Updates to grid topology to minimize risk of ignition in HFTDs Remote GridWLDFRContaminationAggregated | WLDFR | HFTD - Distribution - Tier 3 - 2QU CoRE ¦ 2QU LoRE | Non-Red Flag Warning - Destructive Fires | Contamination | Aggregated | 2065 | 1.8263e-08 | 264.4574 | 4.8299e-06 | 2065 | Mitigation | 0.95 | 45 | 0 | esc | 0.00097009 | 1.7717e-11 | 0.00097009 | 1.7717e-11 | 0.0027785 | 5.4281e-09 | 0.0080352 | 1.1123e-07
[120 empty] | 7.3.3.17.5 (Remote Grid) Updates to grid topology to minimize risk of ignition in HFTDs Remote GridWLDFRContaminationAggregated | WLDFR | HFTD - Distribution - Tier 3 - 2QU CoRE ¦ 2QU LoRE | Non-Red Flag Warning - Destructive Fires | Contamination | Aggregated | 2066 | 1.8263e-08 | 264.4574 | 4.8299e-06 | 2066 | Mitigation | 0.95 | 45 | 0 | esc | 0.00097009 | 1.7717e-11 | 0.00097009 | 1.7717e-11 | 0.0027785 | 5.4281e-09 | 0.0080352 | 1.1123e-07
[120 empty] | 7.3.3.17.5 (Remote Grid) Updates to grid topology to minimize risk of ignition in HFTDs Remote GridWLDFRContaminationAggregated | WLDFR | HFTD - Distribution - Tier 3 - 2QU CoRE ¦ 2QU LoRE | Non-Red Flag Warning - Destructive Fires | Contamination | Aggregated | 2067 | 1.8263e-08 | 264.4574 | 4.8299e-06 | 2067 | Mitigation | 0.95 | 45 | 0 | esc | 0 | 0 | 0.00097009 | 1.7717e-11 | 0.0027785 | 5.4281e-09 | 0.0080352 | 1.1123e-07
[120 empty] | 7.3.3.17.5 (Remote Grid) Updates to grid topology to minimize risk of ignition in HFTDs Remote GridWLDFREquipment / facility failureAggregated | WLDFR | HFTD - Distribution - Tier 3 - 2QU CoRE ¦ 2QU LoRE | Non-Red Flag Warning - Destructive Fires | Equipment / facility failure | Aggregated | 2022 | 1.94e-07 | 264.4574 | 5.1304e-05 | 2022 | Mitigation | 0.95 | 45 | 0 | esc | 0.00097009 | 1.8819e-10 | 0 | 0 | 0.0027785 | 5.4281e-09 | 0.0080352 | 1.1123e-07
[120 empty] | 7.3.3.17.5 (Remote Grid) Updates to grid topology to minimize risk of ignition in HFTDs Remote GridWLDFREquipment / facility failureAggregated | WLDFR | HFTD - Distribution - Tier 3 - 2QU CoRE ¦ 2QU LoRE | Non-Red Flag Warning - Destructive Fires | Equipment / facility failure | Aggregated | 2023 | 1.94e-07 | 264.4574 | 5.1304e-05 | 2023 | Mitigation | 0.95 | 45 | 0 | esc | 0.00097009 | 1.8819e-10 | 0.00097009 | 1.8819e-10 | 0.0027785 | 5.4281e-09 | 0.0080352 | 1.1123e-07
[120 empty] | 7.3.3.17.5 (Remote Grid) Updates to grid topology to minimize risk of ignition in HFTDs Remote GridWLDFREquipment / facility failureAggregated | WLDFR | HFTD - Distribution - Tier 3 - 2QU CoRE ¦ 2QU LoRE | Non-Red Flag Warning - Destructive Fires | Equipment / facility failure | Aggregated | 2024 | 1.94e-07 | 264.4574 | 5.1304e-05 | 2024 | Mitigation | 0.95 | 45 | 0 | esc | 0.00097009 | 1.8819e-10 | 0.00097009 | 1.8819e-10 | 0.0027785 | 5.4281e-09 | 0.0080352 | 1.1123e-07
[120 empty] | 7.3.3.17.5 (Remote Grid) Updates to grid topology to minimize risk of ignition in HFTDs Remote GridWLDFREquipment / facility failureAggregated | WLDFR | HFTD - Distribution - Tier 3 - 2QU CoRE ¦ 2QU LoRE | Non-Red Flag Warning - Destructive Fires | Equipment / facility failure | Aggregated | 2025 | 1.94e-07 | 264.4574 | 5.1304e-05 | 2025 | Mitigation | 0.95 | 45 | 0 | esc | 0.00097009 | 1.8819e-10 | 0.00097009 | 1.8819e-10 | 0.0027785 | 5.4281e-09 | 0.0080352 | 1.1123e-07
[120 empty] | 7.3.3.17.5 (Remote Grid) Updates to grid topology to minimize risk of ignition in HFTDs Remote GridWLDFREquipment / facility failureAggregated | WLDFR | HFTD - Distribution - Tier 3 - 2QU CoRE ¦ 2QU LoRE | Non-Red Flag Warning - Destructive Fires | Equipment / facility failure | Aggregated | 2026 | 1.94e-07 | 264.4574 | 5.1304e-05 | 2026 | Mitigation | 0.95 | 45 | 0 | esc | 0.00097009 | 1.8819e-10 | 0.00097009 | 1.8819e-10 | 0.0027785 | 5.4281e-09 | 0.0080352 | 1.1123e-07
[120 empty] | 7.3.3.17.5 (Remote Grid) Updates to grid topology to minimize risk of ignition in HFTDs Remote GridWLDFREquipment / facility failureAggregated | WLDFR | HFTD - Distribution - Tier 3 - 2QU CoRE ¦ 2QU LoRE | Non-Red Flag Warning - Destructive Fires | Equipment / facility failure | Aggregated | 2027 | 1.94e-07 | 264.4574 | 5.1304e-05 | 2027 | Mitigation | 0.95 | 45 | 0 | esc | 0.00097009 | 1.8819e-10 | 0.00097009 | 1.8819e-10 | 0.0027785 | 5.4281e-09 | 0.0080352 | 1.1123e-07
[120 empty] | 7.3.3.17.5 (Remote Grid) Updates to grid topology to minimize risk of ignition in HFTDs Remote GridWLDFREquipment / facility failureAggregated | WLDFR | HFTD - Distribution - Tier 3 - 2QU CoRE ¦ 2QU LoRE | Non-Red Flag Warning - Destructive Fires | Equipment / facility failure | Aggregated | 2028 | 1.94e-07 | 264.4574 | 5.1304e-05 | 2028 | Mitigation | 0.95 | 45 | 0 | esc | 0.00097009 | 1.8819e-10 | 0.00097009 | 1.8819e-10 | 0.0027785 | 5.4281e-09 | 0.0080352 | 1.1123e-07
[120 empty] | 7.3.3.17.5 (Remote Grid) Updates to grid topology to minimize risk of ignition in HFTDs Remote GridWLDFREquipment / facility failureAggregated | WLDFR | HFTD - Distribution - Tier 3 - 2QU CoRE ¦ 2QU LoRE | Non-Red Flag Warning - Destructive Fires | Equipment / facility failure | Aggregated | 2029 | 1.94e-07 | 264.4574 | 5.1304e-05 | 2029 | Mitigation | 0.95 | 45 | 0 | esc | 0.00097009 | 1.8819e-10 | 0.00097009 | 1.8819e-10 | 0.0027785 | 5.4281e-09 | 0.0080352 | 1.1123e-07
[120 empty] | 7.3.3.17.5 (Remote Grid) Updates to grid topology to minimize risk of ignition in HFTDs Remote GridWLDFREquipment / facility failureAggregated | WLDFR | HFTD - Distribution - Tier 3 - 2QU CoRE ¦ 2QU LoRE | Non-Red Flag Warning - Destructive Fires | Equipment / facility failure | Aggregated | 2030 | 1.94e-07 | 264.4574 | 5.1304e-05 | 2030 | Mitigation | 0.95 | 45 | 0 | esc | 0.00097009 | 1.8819e-10 | 0.00097009 | 1.8819e-10 | 0.0027785 | 5.4281e-09 | 0.0080352 | 1.1123e-07
[120 empty] | 7.3.3.17.5 (Remote Grid) Updates to grid topology to minimize risk of ignition in HFTDs Remote GridWLDFREquipment / facility failureAggregated | WLDFR | HFTD - Distribution - Tier 3 - 2QU CoRE ¦ 2QU LoRE | Non-Red Flag Warning - Destructive Fires | Equipment / facility failure | Aggregated | 2031 | 1.94e-07 | 264.4574 | 5.1304e-05 | 2031 | Mitigation | 0.95 | 45 | 0 | esc | 0.00097009 | 1.8819e-10 | 0.00097009 | 1.8819e-10 | 0.0027785 | 5.4281e-09 | 0.0080352 | 1.1123e-07
[120 empty] | 7.3.3.17.5 (Remote Grid) Updates to grid topology to minimize risk of ignition in HFTDs Remote GridWLDFREquipment / facility failureAggregated | WLDFR | HFTD - Distribution - Tier 3 - 2QU CoRE ¦ 2QU LoRE | Non-Red Flag Warning - Destructive Fires | Equipment / facility failure | Aggregated | 2032 | 1.94e-07 | 264.4574 | 5.1304e-05 | 2032 | Mitigation | 0.95 | 45 | 0 | esc | 0.00097009 | 1.8819e-10 | 0.00097009 | 1.8819e-10 | 0.0027785 | 5.4281e-09 | 0.0080352 | 1.1123e-07
[120 empty] | 7.3.3.17.5 (Remote Grid) Updates to grid topology to minimize risk of ignition in HFTDs Remote GridWLDFREquipment / facility failureAggregated | WLDFR | HFTD - Distribution - Tier 3 - 2QU CoRE ¦ 2QU LoRE | Non-Red Flag Warning - Destructive Fires | Equipment / facility failure | Aggregated | 2033 | 1.94e-07 | 264.4574 | 5.1304e-05 | 2033 | Mitigation | 0.95 | 45 | 0 | esc | 0.00097009 | 1.8819e-10 | 0.00097009 | 1.8819e-10 | 0.0027785 | 5.4281e-09 | 0.0080352 | 1.1123e-07
[120 empty] | 7.3.3.17.5 (Remote Grid) Updates to grid topology to minimize risk of ignition in HFTDs Remote GridWLDFREquipment / facility failureAggregated | WLDFR | HFTD - Distribution - Tier 3 - 2QU CoRE ¦ 2QU LoRE | Non-Red Flag Warning - Destructive Fires | Equipment / facility failure | Aggregated | 2034 | 1.94e-07 | 264.4574 | 5.1304e-05 | 2034 | Mitigation | 0.95 | 45 | 0 | esc | 0.00097009 | 1.8819e-10 | 0.00097009 | 1.8819e-10 | 0.0027785 | 5.4281e-09 | 0.0080352 | 1.1123e-07
[120 empty] | 7.3.3.17.5 (Remote Grid) Updates to grid topology to minimize risk of ignition in HFTDs Remote GridWLDFREquipment / facility failureAggregated | WLDFR | HFTD - Distribution - Tier 3 - 2QU CoRE ¦ 2QU LoRE | Non-Red Flag Warning - Destructive Fires | Equipment / facility failure | Aggregated | 2035 | 1.94e-07 | 264.4574 | 5.1304e-05 | 2035 | Mitigation | 0.95 | 45 | 0 | esc | 0.00097009 | 1.8819e-10 | 0.00097009 | 1.8819e-10 | 0.0027785 | 5.4281e-09 | 0.0080352 | 1.1123e-07
[120 empty] | 7.3.3.17.5 (Remote Grid) Updates to grid topology to minimize risk of ignition in HFTDs Remote GridWLDFREquipment / facility failureAggregated | WLDFR | HFTD - Distribution - Tier 3 - 2QU CoRE ¦ 2QU LoRE | Non-Red Flag Warning - Destructive Fires | Equipment / facility failure | Aggregated | 2036 | 1.94e-07 | 264.4574 | 5.1304e-05 | 2036 | Mitigation | 0.95 | 45 | 0 | esc | 0.00097009 | 1.8819e-10 | 0.00097009 | 1.8819e-10 | 0.0027785 | 5.4281e-09 | 0.0080352 | 1.1123e-07
[120 empty] | 7.3.3.17.5 (Remote Grid) Updates to grid topology to minimize risk of ignition in HFTDs Remote GridWLDFREquipment / facility failureAggregated | WLDFR | HFTD - Distribution - Tier 3 - 2QU CoRE ¦ 2QU LoRE | Non-Red Flag Warning - Destructive Fires | Equipment / facility failure | Aggregated | 2037 | 1.94e-07 | 264.4574 | 5.1304e-05 | 2037 | Mitigation | 0.95 | 45 | 0 | esc | 0.00097009 | 1.8819e-10 | 0.00097009 | 1.8819e-10 | 0.0027785 | 5.4281e-09 | 0.0080352 | 1.1123e-07
[120 empty] | 7.3.3.17.5 (Remote Grid) Updates to grid topology to minimize risk of ignition in HFTDs Remote GridWLDFREquipment / facility failureAggregated | WLDFR | HFTD - Distribution - Tier 3 - 2QU CoRE ¦ 2QU LoRE | Non-Red Flag Warning - Destructive Fires | Equipment / facility failure | Aggregated | 2038 | 1.94e-07 | 264.4574 | 5.1304e-05 | 2038 | Mitigation | 0.95 | 45 | 0 | esc | 0.00097009 | 1.8819e-10 | 0.00097009 | 1.8819e-10 | 0.0027785 | 5.4281e-09 | 0 | 0
[120 empty] | 7.3.3.17.5 (Remote Grid) Updates to grid topology to minimize risk of ignition in HFTDs Remote GridWLDFREquipment / facility failureAggregated | WLDFR | HFTD - Distribution - Tier 3 - 2QU CoRE ¦ 2QU LoRE | Non-Red Flag Warning - Destructive Fires | Equipment / facility failure | Aggregated | 2039 | 1.94e-07 | 264.4574 | 5.1304e-05 | 2039 | Mitigation | 0.95 | 45 | 0 | esc | 0.00097009 | 1.8819e-10 | 0.00097009 | 1.8819e-10 | 0.0027785 | 5.4281e-09 | 0 | 0
[120 empty] | 7.3.3.17.5 (Remote Grid) Updates to grid topology to minimize risk of ignition in HFTDs Remote GridWLDFREquipment / facility failureAggregated | WLDFR | HFTD - Distribution - Tier 3 - 2QU CoRE ¦ 2QU LoRE | Non-Red Flag Warning - Destructive Fires | Equipment / facility failure | Aggregated | 2040 | 1.94e-07 | 264.4574 | 5.1304e-05 | 2040 | Mitigation | 0.95 | 45 | 0 | esc | 0.00097009 | 1.8819e-10 | 0.00097009 | 1.8819e-10 | 0.0027785 | 5.4281e-09 | 0.010315 | 5.9179e-08
[120 empty] | 7.3.3.17.5 (Remote Grid) Updates to grid topology to minimize risk of ignition in HFTDs Remote GridWLDFREquipment / facility failureAggregated | WLDFR | HFTD - Distribution - Tier 3 - 2QU CoRE ¦ 2QU LoRE | Non-Red Flag Warning - Destructive Fires | Equipment / facility failure | Aggregated | 2041 | 1.94e-07 | 264.4574 | 5.1304e-05 | 2041 | Mitigation | 0.95 | 45 | 0 | esc | 0.00097009 | 1.8819e-10 | 0.00097009 | 1.8819e-10 | 0.0027785 | 5.4281e-09 | 0.010315 | 5.9179e-08
[120 empty] | 7.3.3.17.5 (Remote Grid) Updates to grid topology to minimize risk of ignition in HFTDs Remote GridWLDFREquipment / facility failureAggregated | WLDFR | HFTD - Distribution - Tier 3 - 2QU CoRE ¦ 2QU LoRE | Non-Red Flag Warning - Destructive Fires | Equipment / facility failure | Aggregated | 2042 | 1.94e-07 | 264.4574 | 5.1304e-05 | 2042 | Mitigation | 0.95 | 45 | 0 | esc | 0.00097009 | 1.8819e-10 | 0.00097009 | 1.8819e-10 | 0.0027785 | 5.4281e-09 | 0.010315 | 5.9179e-08
[120 empty] | 7.3.3.17.5 (Remote Grid) Updates to grid topology to minimize risk of ignition in HFTDs Remote GridWLDFREquipment / facility failureAggregated | WLDFR | HFTD - Distribution - Tier 3 - 2QU CoRE ¦ 2QU LoRE | Non-Red Flag Warning - Destructive Fires | Equipment / facility failure | Aggregated | 2043 | 1.94e-07 | 264.4574 | 5.1304e-05 | 2043 | Mitigation | 0.95 | 45 | 0 | esc | 0.00097009 | 1.8819e-10 | 0.00097009 | 1.8819e-10 | 0.0027785 | 5.4281e-09 | 0.010315 | 5.9179e-08
[120 empty] | 7.3.3.17.5 (Remote Grid) Updates to grid topology to minimize risk of ignition in HFTDs Remote GridWLDFREquipment / facility failureAggregated | WLDFR | HFTD - Distribution - Tier 3 - 2QU CoRE ¦ 2QU LoRE | Non-Red Flag Warning - Destructive Fires | Equipment / facility failure | Aggregated | 2044 | 1.94e-07 | 264.4574 | 5.1304e-05 | 2044 | Mitigation | 0.95 | 45 | 0 | esc | 0.00097009 | 1.8819e-10 | 0.00097009 | 1.8819e-10 | 0 | 0 | 0.010315 | 5.9179e-08
[120 empty] | 7.3.3.17.5 (Remote Grid) Updates to grid topology to minimize risk of ignition in HFTDs Remote GridWLDFREquipment / facility failureAggregated | WLDFR | HFTD - Distribution - Tier 3 - 2QU CoRE ¦ 2QU LoRE | Non-Red Flag Warning - Destructive Fires | Equipment / facility failure | Aggregated | 2045 | 1.94e-07 | 264.4574 | 5.1304e-05 | 2045 | Mitigation | 0.95 | 45 | 0 | esc | 0.00097009 | 1.8819e-10 | 0.00097009 | 1.8819e-10 | 0.0027785 | 1.4638e-10 | 0.010315 | 5.9179e-08
[120 empty] | 7.3.3.17.5 (Remote Grid) Updates to grid topology to minimize risk of ignition in HFTDs Remote GridWLDFREquipment / facility failureAggregated | WLDFR | HFTD - Distribution - Tier 3 - 2QU CoRE ¦ 2QU LoRE | Non-Red Flag Warning - Destructive Fires | Equipment / facility failure | Aggregated | 2046 | 1.94e-07 | 264.4574 | 5.1304e-05 | 2046 | Mitigation | 0.95 | 45 | 0 | esc | 0.00097009 | 1.8819e-10 | 0.00097009 | 1.8819e-10 | 0.0027785 | 1.4638e-10 | 0.010315 | 5.9179e-08
[120 empty] | 7.3.3.17.5 (Remote Grid) Updates to grid topology to minimize risk of ignition in HFTDs Remote GridWLDFREquipment / facility failureAggregated | WLDFR | HFTD - Distribution - Tier 3 - 2QU CoRE ¦ 2QU LoRE | Non-Red Flag Warning - Destructive Fires | Equipment / facility failure | Aggregated | 2047 | 1.94e-07 | 264.4574 | 5.1304e-05 | 2047 | Mitigation | 0.95 | 45 | 0 | esc | 0.00097009 | 1.8819e-10 | 0.00097009 | 1.8819e-10 | 0.0027785 | 1.4638e-10 | 0.010315 | 5.9179e-08
[120 empty] | 7.3.3.17.5 (Remote Grid) Updates to grid topology to minimize risk of ignition in HFTDs Remote GridWLDFREquipment / facility failureAggregated | WLDFR | HFTD - Distribution - Tier 3 - 2QU CoRE ¦ 2QU LoRE | Non-Red Flag Warning - Destructive Fires | Equipment / facility failure | Aggregated | 2048 | 1.94e-07 | 264.4574 | 5.1304e-05 | 2048 | Mitigation | 0.95 | 45 | 0 | esc | 0.00097009 | 1.8819e-10 | 0.00097009 | 1.8819e-10 | 0.0027785 | 1.4638e-10 | 0.010315 | 5.9179e-08
[120 empty] | 7.3.3.17.5 (Remote Grid) Updates to grid topology to minimize risk of ignition in HFTDs Remote GridWLDFREquipment / facility failureAggregated | WLDFR | HFTD - Distribution - Tier 3 - 2QU CoRE ¦ 2QU LoRE | Non-Red Flag Warning - Destructive Fires | Equipment / facility failure | Aggregated | 2049 | 1.94e-07 | 264.4574 | 5.1304e-05 | 2049 | Mitigation | 0.95 | 45 | 0 | esc | 0.00097009 | 1.8819e-10 | 0.00097009 | 1.8819e-10 | 0.0027785 | 1.4638e-10 | 0.010315 | 5.9179e-08
[120 empty] | 7.3.3.17.5 (Remote Grid) Updates to grid topology to minimize risk of ignition in HFTDs Remote GridWLDFREquipment / facility failureAggregated | WLDFR | HFTD - Distribution - Tier 3 - 2QU CoRE ¦ 2QU LoRE | Non-Red Flag Warning - Destructive Fires | Equipment / facility failure | Aggregated | 2050 | 1.94e-07 | 264.4574 | 5.1304e-05 | 2050 | Mitigation | 0.95 | 45 | 0 | esc | 0.00097009 | 1.8819e-10 | 0.00097009 | 1.8819e-10 | 0.0027785 | 1.4638e-10 | 0.010315 | 5.9179e-08
[120 empty] | 7.3.3.17.5 (Remote Grid) Updates to grid topology to minimize risk of ignition in HFTDs Remote GridWLDFREquipment / facility failureAggregated | WLDFR | HFTD - Distribution - Tier 3 - 2QU CoRE ¦ 2QU LoRE | Non-Red Flag Warning - Destructive Fires | Equipment / facility failure | Aggregated | 2051 | 1.94e-07 | 264.4574 | 5.1304e-05 | 2051 | Mitigation | 0.95 | 45 | 0 | esc | 0.00097009 | 1.8819e-10 | 0.00097009 | 1.8819e-10 | 0.0027785 | 1.4638e-10 | 0.010315 | 5.9179e-08
[120 empty] | 7.3.3.17.5 (Remote Grid) Updates to grid topology to minimize risk of ignition in HFTDs Remote GridWLDFREquipment / facility failureAggregated | WLDFR | HFTD - Distribution - Tier 3 - 2QU CoRE ¦ 2QU LoRE | Non-Red Flag Warning - Destructive Fires | Equipment / facility failure | Aggregated | 2052 | 1.94e-07 | 264.4574 | 5.1304e-05 | 2052 | Mitigation | 0.95 | 45 | 0 | esc | 0.00097009 | 1.8819e-10 | 0.00097009 | 1.8819e-10 | 0.0027785 | 1.4638e-10 | 0.010315 | 5.9179e-08
[120 empty] | 7.3.3.17.5 (Remote Grid) Updates to grid topology to minimize risk of ignition in HFTDs Remote GridWLDFREquipment / facility failureAggregated | WLDFR | HFTD - Distribution - Tier 3 - 2QU CoRE ¦ 2QU LoRE | Non-Red Flag Warning - Destructive Fires | Equipment / facility failure | Aggregated | 2053 | 1.94e-07 | 264.4574 | 5.1304e-05 | 2053 | Mitigation | 0.95 | 45 | 0 | esc | 0.00097009 | 1.8819e-10 | 0.00097009 | 1.8819e-10 | 0.0027785 | 1.4638e-10 | 0.010315 | 5.9179e-08
[120 empty] | 7.3.3.17.5 (Remote Grid) Updates to grid topology to minimize risk of ignition in HFTDs Remote GridWLDFREquipment / facility failureAggregated | WLDFR | HFTD - Distribution - Tier 3 - 2QU CoRE ¦ 2QU LoRE | Non-Red Flag Warning - Destructive Fires | Equipment / facility failure | Aggregated | 2054 | 1.94e-07 | 264.4574 | 5.1304e-05 | 2054 | Mitigation | 0.95 | 45 | 0 | esc | 0.00097009 | 1.8819e-10 | 0.00097009 | 1.8819e-10 | 0.0027785 | 1.4638e-10 | 0.010315 | 5.9179e-08
[120 empty] | 7.3.3.17.5 (Remote Grid) Updates to grid topology to minimize risk of ignition in HFTDs Remote GridWLDFREquipment / facility failureAggregated | WLDFR | HFTD - Distribution - Tier 3 - 2QU CoRE ¦ 2QU LoRE | Non-Red Flag Warning - Destructive Fires | Equipment / facility failure | Aggregated | 2055 | 1.94e-07 | 264.4574 | 5.1304e-05 | 2055 | Mitigation | 0.95 | 45 | 0 | esc | 0.00097009 | 1.8819e-10 | 0.00097009 | 1.8819e-10 | 0.0027785 | 1.4638e-10 | 0.010315 | 5.9179e-08
[120 empty] | 7.3.3.17.5 (Remote Grid) Updates to grid topology to minimize risk of ignition in HFTDs Remote GridWLDFREquipment / facility failureAggregated | WLDFR | HFTD - Distribution - Tier 3 - 2QU CoRE ¦ 2QU LoRE | Non-Red Flag Warning - Destructive Fires | Equipment / facility failure | Aggregated | 2056 | 1.94e-07 | 264.4574 | 5.1304e-05 | 2056 | Mitigation | 0.95 | 45 | 0 | esc | 0.00097009 | 1.8819e-10 | 0.00097009 | 1.8819e-10 | 0.0027785 | 1.4638e-10 | 0.010315 | 5.9179e-08
[120 empty] | 7.3.3.17.5 (Remote Grid) Updates to grid topology to minimize risk of ignition in HFTDs Remote GridWLDFREquipment / facility failureAggregated | WLDFR | HFTD - Distribution - Tier 3 - 2QU CoRE ¦ 2QU LoRE | Non-Red Flag Warning - Destructive Fires | Equipment / facility failure | Aggregated | 2057 | 1.94e-07 | 264.4574 | 5.1304e-05 | 2057 | Mitigation | 0.95 | 45 | 0 | esc | 0.00097009 | 1.8819e-10 | 0.00097009 | 1.8819e-10 | 0.0027785 | 1.4638e-10 | 0.010315 | 5.9179e-08
[120 empty] | 7.3.3.17.5 (Remote Grid) Updates to grid topology to minimize risk of ignition in HFTDs Remote GridWLDFREquipment / facility failureAggregated | WLDFR | HFTD - Distribution - Tier 3 - 2QU CoRE ¦ 2QU LoRE | Non-Red Flag Warning - Destructive Fires | Equipment / facility failure | Aggregated | 2058 | 1.94e-07 | 264.4574 | 5.1304e-05 | 2058 | Mitigation | 0.95 | 45 | 0 | esc | 0.00097009 | 1.8819e-10 | 0.00097009 | 1.8819e-10 | 0.0027785 | 1.4638e-10 | 0.010315 | 5.9179e-08
[120 empty] | 7.3.3.17.5 (Remote Grid) Updates to grid topology to minimize risk of ignition in HFTDs Remote GridWLDFREquipment / facility failureAggregated | WLDFR | HFTD - Distribution - Tier 3 - 2QU CoRE ¦ 2QU LoRE | Non-Red Flag Warning - Destructive Fires | Equipment / facility failure | Aggregated | 2059 | 1.94e-07 | 264.4574 | 5.1304e-05 | 2059 | Mitigation | 0.95 | 45 | 0 | esc | 0.00097009 | 1.8819e-10 | 0.00097009 | 1.8819e-10 | 0.0027785 | 1.4638e-10 | 0.010315 | 5.9179e-08
[120 empty] | 7.3.3.17.5 (Remote Grid) Updates to grid topology to minimize risk of ignition in HFTDs Remote GridWLDFREquipment / facility failureAggregated | WLDFR | HFTD - Distribution - Tier 3 - 2QU CoRE ¦ 2QU LoRE | Non-Red Flag Warning - Destructive Fires | Equipment / facility failure | Aggregated | 2060 | 1.94e-07 | 264.4574 | 5.1304e-05 | 2060 | Mitigation | 0.95 | 45 | 0 | esc | 0.00097009 | 1.8819e-10 | 0.00097009 | 1.8819e-10 | 0.0027785 | 1.4638e-10 | 0.010315 | 5.9179e-08
[120 empty] | 7.3.3.17.5 (Remote Grid) Updates to grid topology to minimize risk of ignition in HFTDs Remote GridWLDFREquipment / facility failureAggregated | WLDFR | HFTD - Distribution - Tier 3 - 2QU CoRE ¦ 2QU LoRE | Non-Red Flag Warning - Destructive Fires | Equipment / facility failure | Aggregated | 2061 | 1.94e-07 | 264.4574 | 5.1304e-05 | 2061 | Mitigation | 0.95 | 45 | 0 | esc | 0.00097009 | 1.8819e-10 | 0.00097009 | 1.8819e-10 | 0.0027785 | 1.4638e-10 | 0.010315 | 5.9179e-08
[120 empty] | 7.3.3.17.5 (Remote Grid) Updates to grid topology to minimize risk of ignition in HFTDs Remote GridWLDFREquipment / facility failureAggregated | WLDFR | HFTD - Distribution - Tier 3 - 2QU CoRE ¦ 2QU LoRE | Non-Red Flag Warning - Destructive Fires | Equipment / facility failure | Aggregated | 2062 | 1.94e-07 | 264.4574 | 5.1304e-05 | 2062 | Mitigation | 0.95 | 45 | 0 | esc | 0.00097009 | 1.8819e-10 | 0.00097009 | 1.8819e-10 | 0.0027785 | 1.4638e-10 | 0.010315 | 5.9179e-08
[120 empty] | 7.3.3.17.5 (Remote Grid) Updates to grid topology to minimize risk of ignition in HFTDs Remote GridWLDFREquipment / facility failureAggregated | WLDFR | HFTD - Distribution - Tier 3 - 2QU CoRE ¦ 2QU LoRE | Non-Red Flag Warning - Destructive Fires | Equipment / facility failure | Aggregated | 2063 | 1.94e-07 | 264.4574 | 5.1304e-05 | 2063 | Mitigation | 0.95 | 45 | 0 | esc | 0.00097009 | 1.8819e-10 | 0.00097009 | 1.8819e-10 | 0.0027785 | 1.4638e-10 | 0.010315 | 5.9179e-08
[120 empty] | 7.3.3.17.5 (Remote Grid) Updates to grid topology to minimize risk of ignition in HFTDs Remote GridWLDFREquipment / facility failureAggregated | WLDFR | HFTD - Distribution - Tier 3 - 2QU CoRE ¦ 2QU LoRE | Non-Red Flag Warning - Destructive Fires | Equipment / facility failure | Aggregated | 2064 | 1.94e-07 | 264.4574 | 5.1304e-05 | 2064 | Mitigation | 0.95 | 45 | 0 | esc | 0.00097009 | 1.8819e-10 | 0.00097009 | 1.8819e-10 | 0.0027785 | 1.4638e-10 | 0.010315 | 5.9179e-08
[120 empty] | 7.3.3.17.5 (Remote Grid) Updates to grid topology to minimize risk of ignition in HFTDs Remote GridWLDFREquipment / facility failureAggregated | WLDFR | HFTD - Distribution - Tier 3 - 2QU CoRE ¦ 2QU LoRE | Non-Red Flag Warning - Destructive Fires | Equipment / facility failure | Aggregated | 2065 | 1.94e-07 | 264.4574 | 5.1304e-05 | 2065 | Mitigation | 0.95 | 45 | 0 | esc | 0.00097009 | 1.8819e-10 | 0.00097009 | 1.8819e-10 | 0.0027785 | 1.4638e-10 | 0.010315 | 5.9179e-08
[120 empty] | 7.3.3.17.5 (Remote Grid) Updates to grid topology to minimize risk of ignition in HFTDs Remote GridWLDFREquipment / facility failureAggregated | WLDFR | HFTD - Distribution - Tier 3 - 2QU CoRE ¦ 2QU LoRE | Non-Red Flag Warning - Destructive Fires | Equipment / facility failure | Aggregated | 2066 | 1.94e-07 | 264.4574 | 5.1304e-05 | 2066 | Mitigation | 0.95 | 45 | 0 | esc | 0.00097009 | 1.8819e-10 | 0.00097009 | 1.8819e-10 | 0.0027785 | 1.4638e-10 | 0.010315 | 5.9179e-08
[120 empty] | 7.3.3.17.5 (Remote Grid) Updates to grid topology to minimize risk of ignition in HFTDs Remote GridWLDFREquipment / facility failureAggregated | WLDFR | HFTD - Distribution - Tier 3 - 2QU CoRE ¦ 2QU LoRE | Non-Red Flag Warning - Destructive Fires | Equipment / facility failure | Aggregated | 2067 | 1.94e-07 | 264.4574 | 5.1304e-05 | 2067 | Mitigation | 0.95 | 45 | 0 | esc | 0 | 0 | 0.00097009 | 1.8819e-10 | 0.0027785 | 1.4638e-10 | 0.010315 | 5.9179e-08
[120 empty] | 7.3.3.17.5 (Remote Grid) Updates to grid topology to minimize risk of ignition in HFTDs Remote GridWLDFRVegetation ContactAggregated | WLDFR | HFTD - Distribution - Tier 3 - 2QU CoRE ¦ 2QU LoRE | Non-Red Flag Warning - Destructive Fires | Vegetation Contact | Aggregated | 2022 | 2.1349e-06 | 264.4574 | 0.00056459 | 2022 | Mitigation | 0.95 | 45 | 0 | esc | 0.00097009 | 2.071e-09 | 0 | 0 | 0.0027785 | 1.4638e-10 | 0.010315 | 5.9179e-08
[120 empty] | 7.3.3.17.5 (Remote Grid) Updates to grid topology to minimize risk of ignition in HFTDs Remote GridWLDFRVegetation ContactAggregated | WLDFR | HFTD - Distribution - Tier 3 - 2QU CoRE ¦ 2QU LoRE | Non-Red Flag Warning - Destructive Fires | Vegetation Contact | Aggregated | 2023 | 2.1349e-06 | 264.4574 | 0.00056459 | 2023 | Mitigation | 0.95 | 45 | 0 | esc | 0.00097009 | 2.071e-09 | 0.00097009 | 2.071e-09 | 0.0027785 | 1.4638e-10 | 0.010315 | 5.9179e-08
[120 empty] | 7.3.3.17.5 (Remote Grid) Updates to grid topology to minimize risk of ignition in HFTDs Remote GridWLDFRVegetation ContactAggregated | WLDFR | HFTD - Distribution - Tier 3 - 2QU CoRE ¦ 2QU LoRE | Non-Red Flag Warning - Destructive Fires | Vegetation Contact | Aggregated | 2024 | 2.1349e-06 | 264.4574 | 0.00056459 | 2024 | Mitigation | 0.95 | 45 | 0 | esc | 0.00097009 | 2.071e-09 | 0.00097009 | 2.071e-09 | 0.0027785 | 1.4638e-10 | 0 | 0
[120 empty] | 7.3.3.17.5 (Remote Grid) Updates to grid topology to minimize risk of ignition in HFTDs Remote GridWLDFRVegetation ContactAggregated | WLDFR | HFTD - Distribution - Tier 3 - 2QU CoRE ¦ 2QU LoRE | Non-Red Flag Warning - Destructive Fires | Vegetation Contact | Aggregated | 2025 | 2.1349e-06 | 264.4574 | 0.00056459 | 2025 | Mitigation | 0.95 | 45 | 0 | esc | 0.00097009 | 2.071e-09 | 0.00097009 | 2.071e-09 | 0.0027785 | 1.4638e-10 | 0 | 0
[120 empty] | 7.3.3.17.5 (Remote Grid) Updates to grid topology to minimize risk of ignition in HFTDs Remote GridWLDFRVegetation ContactAggregated | WLDFR | HFTD - Distribution - Tier 3 - 2QU CoRE ¦ 2QU LoRE | Non-Red Flag Warning - Destructive Fires | Vegetation Contact | Aggregated | 2026 | 2.1349e-06 | 264.4574 | 0.00056459 | 2026 | Mitigation | 0.95 | 45 | 0 | esc | 0.00097009 | 2.071e-09 | 0.00097009 | 2.071e-09 | 0.0027785 | 1.4638e-10 | 0.013666 | 5.0657e-08
[120 empty] | 7.3.3.17.5 (Remote Grid) Updates to grid topology to minimize risk of ignition in HFTDs Remote GridWLDFRVegetation ContactAggregated | WLDFR | HFTD - Distribution - Tier 3 - 2QU CoRE ¦ 2QU LoRE | Non-Red Flag Warning - Destructive Fires | Vegetation Contact | Aggregated | 2027 | 2.1349e-06 | 264.4574 | 0.00056459 | 2027 | Mitigation | 0.95 | 45 | 0 | esc | 0.00097009 | 2.071e-09 | 0.00097009 | 2.071e-09 | 0.0027785 | 1.4638e-10 | 0.013666 | 5.0657e-08
[120 empty] | 7.3.3.17.5 (Remote Grid) Updates to grid topology to minimize risk of ignition in HFTDs Remote GridWLDFRVegetation ContactAggregated | WLDFR | HFTD - Distribution - Tier 3 - 2QU CoRE ¦ 2QU LoRE | Non-Red Flag Warning - Destructive Fires | Vegetation Contact | Aggregated | 2028 | 2.1349e-06 | 264.4574 | 0.00056459 | 2028 | Mitigation | 0.95 | 45 | 0 | esc | 0.00097009 | 2.071e-09 | 0.00097009 | 2.071e-09 | 0.0027785 | 1.4638e-10 | 0.013666 | 5.0657e-08
[120 empty] | 7.3.3.17.5 (Remote Grid) Updates to grid topology to minimize risk of ignition in HFTDs Remote GridWLDFRVegetation ContactAggregated | WLDFR | HFTD - Distribution - Tier 3 - 2QU CoRE ¦ 2QU LoRE | Non-Red Flag Warning - Destructive Fires | Vegetation Contact | Aggregated | 2029 | 2.1349e-06 | 264.4574 | 0.00056459 | 2029 | Mitigation | 0.95 | 45 | 0 | esc | 0.00097009 | 2.071e-09 | 0.00097009 | 2.071e-09 | 0.0027785 | 1.4638e-10 | 0.013666 | 5.0657e-08
[120 empty] | 7.3.3.17.5 (Remote Grid) Updates to grid topology to minimize risk of ignition in HFTDs Remote GridWLDFRVegetation ContactAggregated | WLDFR | HFTD - Distribution - Tier 3 - 2QU CoRE ¦ 2QU LoRE | Non-Red Flag Warning - Destructive Fires | Vegetation Contact | Aggregated | 2030 | 2.1349e-06 | 264.4574 | 0.00056459 | 2030 | Mitigation | 0.95 | 45 | 0 | esc | 0.00097009 | 2.071e-09 | 0.00097009 | 2.071e-09 | 0.0027785 | 1.4638e-10 | 0.013666 | 5.0657e-08
[120 empty] | 7.3.3.17.5 (Remote Grid) Updates to grid topology to minimize risk of ignition in HFTDs Remote GridWLDFRVegetation ContactAggregated | WLDFR | HFTD - Distribution - Tier 3 - 2QU CoRE ¦ 2QU LoRE | Non-Red Flag Warning - Destructive Fires | Vegetation Contact | Aggregated | 2031 | 2.1349e-06 | 264.4574 | 0.00056459 | 2031 | Mitigation | 0.95 | 45 | 0 | esc | 0.00097009 | 2.071e-09 | 0.00097009 | 2.071e-09 | 0.0027785 | 1.4638e-10 | 0.013666 | 5.0657e-08
[120 empty] | 7.3.3.17.5 (Remote Grid) Updates to grid topology to minimize risk of ignition in HFTDs Remote GridWLDFRVegetation ContactAggregated | WLDFR | HFTD - Distribution - Tier 3 - 2QU CoRE ¦ 2QU LoRE | Non-Red Flag Warning - Destructive Fires | Vegetation Contact | Aggregated | 2032 | 2.1349e-06 | 264.4574 | 0.00056459 | 2032 | Mitigation | 0.95 | 45 | 0 | esc | 0.00097009 | 2.071e-09 | 0.00097009 | 2.071e-09 | 0.0027785 | 1.4638e-10 | 0.013666 | 5.0657e-08
[120 empty] | 7.3.3.17.5 (Remote Grid) Updates to grid topology to minimize risk of ignition in HFTDs Remote GridWLDFRVegetation ContactAggregated | WLDFR | HFTD - Distribution - Tier 3 - 2QU CoRE ¦ 2QU LoRE | Non-Red Flag Warning - Destructive Fires | Vegetation Contact | Aggregated | 2033 | 2.1349e-06 | 264.4574 | 0.00056459 | 2033 | Mitigation | 0.95 | 45 | 0 | esc | 0.00097009 | 2.071e-09 | 0.00097009 | 2.071e-09 | 0.0027785 | 1.4638e-10 | 0.013666 | 5.0657e-08
[120 empty] | 7.3.3.17.5 (Remote Grid) Updates to grid topology to minimize risk of ignition in HFTDs Remote GridWLDFRVegetation ContactAggregated | WLDFR | HFTD - Distribution - Tier 3 - 2QU CoRE ¦ 2QU LoRE | Non-Red Flag Warning - Destructive Fires | Vegetation Contact | Aggregated | 2034 | 2.1349e-06 | 264.4574 | 0.00056459 | 2034 | Mitigation | 0.95 | 45 | 0 | esc | 0.00097009 | 2.071e-09 | 0.00097009 | 2.071e-09 | 0.0027785 | 1.4638e-10 | 0.013666 | 5.0657e-08
[120 empty] | 7.3.3.17.5 (Remote Grid) Updates to grid topology to minimize risk of ignition in HFTDs Remote GridWLDFRVegetation ContactAggregated | WLDFR | HFTD - Distribution - Tier 3 - 2QU CoRE ¦ 2QU LoRE | Non-Red Flag Warning - Destructive Fires | Vegetation Contact | Aggregated | 2035 | 2.1349e-06 | 264.4574 | 0.00056459 | 2035 | Mitigation | 0.95 | 45 | 0 | esc | 0.00097009 | 2.071e-09 | 0.00097009 | 2.071e-09 | 0.0027785 | 1.4638e-10 | 0.013666 | 5.0657e-08
[120 empty] | 7.3.3.17.5 (Remote Grid) Updates to grid topology to minimize risk of ignition in HFTDs Remote GridWLDFRVegetation ContactAggregated | WLDFR | HFTD - Distribution - Tier 3 - 2QU CoRE ¦ 2QU LoRE | Non-Red Flag Warning - Destructive Fires | Vegetation Contact | Aggregated | 2036 | 2.1349e-06 | 264.4574 | 0.00056459 | 2036 | Mitigation | 0.95 | 45 | 0 | esc | 0.00097009 | 2.071e-09 | 0.00097009 | 2.071e-09 | 0.0027785 | 1.4638e-10 | 0.013666 | 5.0657e-08
[120 empty] | 7.3.3.17.5 (Remote Grid) Updates to grid topology to minimize risk of ignition in HFTDs Remote GridWLDFRVegetation ContactAggregated | WLDFR | HFTD - Distribution - Tier 3 - 2QU CoRE ¦ 2QU LoRE | Non-Red Flag Warning - Destructive Fires | Vegetation Contact | Aggregated | 2037 | 2.1349e-06 | 264.4574 | 0.00056459 | 2037 | Mitigation | 0.95 | 45 | 0 | esc | 0.00097009 | 2.071e-09 | 0.00097009 | 2.071e-09 | 0.0027785 | 1.4638e-10 | 0.013666 | 5.0657e-08
[120 empty] | 7.3.3.17.5 (Remote Grid) Updates to grid topology to minimize risk of ignition in HFTDs Remote GridWLDFRVegetation ContactAggregated | WLDFR | HFTD - Distribution - Tier 3 - 2QU CoRE ¦ 2QU LoRE | Non-Red Flag Warning - Destructive Fires | Vegetation Contact | Aggregated | 2038 | 2.1349e-06 | 264.4574 | 0.00056459 | 2038 | Mitigation | 0.95 | 45 | 0 | esc | 0.00097009 | 2.071e-09 | 0.00097009 | 2.071e-09 | 0.0027785 | 1.4638e-10 | 0.013666 | 5.0657e-08
[120 empty] | 7.3.3.17.5 (Remote Grid) Updates to grid topology to minimize risk of ignition in HFTDs Remote GridWLDFRVegetation ContactAggregated | WLDFR | HFTD - Distribution - Tier 3 - 2QU CoRE ¦ 2QU LoRE | Non-Red Flag Warning - Destructive Fires | Vegetation Contact | Aggregated | 2039 | 2.1349e-06 | 264.4574 | 0.00056459 | 2039 | Mitigation | 0.95 | 45 | 0 | esc | 0.00097009 | 2.071e-09 | 0.00097009 | 2.071e-09 | 0.0027785 | 1.4638e-10 | 0.013666 | 5.0657e-08
[120 empty] | 7.3.3.17.5 (Remote Grid) Updates to grid topology to minimize risk of ignition in HFTDs Remote GridWLDFRVegetation ContactAggregated | WLDFR | HFTD - Distribution - Tier 3 - 2QU CoRE ¦ 2QU LoRE | Non-Red Flag Warning - Destructive Fires | Vegetation Contact | Aggregated | 2040 | 2.1349e-06 | 264.4574 | 0.00056459 | 2040 | Mitigation | 0.95 | 45 | 0 | esc | 0.00097009 | 2.071e-09 | 0.00097009 | 2.071e-09 | 0.0027785 | 1.4638e-10 | 0.013666 | 5.0657e-08
[120 empty] | 7.3.3.17.5 (Remote Grid) Updates to grid topology to minimize risk of ignition in HFTDs Remote GridWLDFRVegetation ContactAggregated | WLDFR | HFTD - Distribution - Tier 3 - 2QU CoRE ¦ 2QU LoRE | Non-Red Flag Warning - Destructive Fires | Vegetation Contact | Aggregated | 2041 | 2.1349e-06 | 264.4574 | 0.00056459 | 2041 | Mitigation | 0.95 | 45 | 0 | esc | 0.00097009 | 2.071e-09 | 0.00097009 | 2.071e-09 | 0.0027785 | 1.4638e-10 | 0.013666 | 5.0657e-08
[120 empty] | 7.3.3.17.5 (Remote Grid) Updates to grid topology to minimize risk of ignition in HFTDs Remote GridWLDFRVegetation ContactAggregated | WLDFR | HFTD - Distribution - Tier 3 - 2QU CoRE ¦ 2QU LoRE | Non-Red Flag Warning - Destructive Fires | Vegetation Contact | Aggregated | 2042 | 2.1349e-06 | 264.4574 | 0.00056459 | 2042 | Mitigation | 0.95 | 45 | 0 | esc | 0.00097009 | 2.071e-09 | 0.00097009 | 2.071e-09 | 0.0027785 | 1.4638e-10 | 0.013666 | 5.0657e-08
[120 empty] | 7.3.3.17.5 (Remote Grid) Updates to grid topology to minimize risk of ignition in HFTDs Remote GridWLDFRVegetation ContactAggregated | WLDFR | HFTD - Distribution - Tier 3 - 2QU CoRE ¦ 2QU LoRE | Non-Red Flag Warning - Destructive Fires | Vegetation Contact | Aggregated | 2043 | 2.1349e-06 | 264.4574 | 0.00056459 | 2043 | Mitigation | 0.95 | 45 | 0 | esc | 0.00097009 | 2.071e-09 | 0.00097009 | 2.071e-09 | 0.0027785 | 1.4638e-10 | 0.013666 | 5.0657e-08
[120 empty] | 7.3.3.17.5 (Remote Grid) Updates to grid topology to minimize risk of ignition in HFTDs Remote GridWLDFRVegetation ContactAggregated | WLDFR | HFTD - Distribution - Tier 3 - 2QU CoRE ¦ 2QU LoRE | Non-Red Flag Warning - Destructive Fires | Vegetation Contact | Aggregated | 2044 | 2.1349e-06 | 264.4574 | 0.00056459 | 2044 | Mitigation | 0.95 | 45 | 0 | esc | 0.00097009 | 2.071e-09 | 0.00097009 | 2.071e-09 | 0.0027785 | 1.4638e-10 | 0.013666 | 5.0657e-08
[120 empty] | 7.3.3.17.5 (Remote Grid) Updates to grid topology to minimize risk of ignition in HFTDs Remote GridWLDFRVegetation ContactAggregated | WLDFR | HFTD - Distribution - Tier 3 - 2QU CoRE ¦ 2QU LoRE | Non-Red Flag Warning - Destructive Fires | Vegetation Contact | Aggregated | 2045 | 2.1349e-06 | 264.4574 | 0.00056459 | 2045 | Mitigation | 0.95 | 45 | 0 | esc | 0.00097009 | 2.071e-09 | 0.00097009 | 2.071e-09 | 0.0027785 | 1.4638e-10 | 0.013666 | 5.0657e-08
[120 empty] | 7.3.3.17.5 (Remote Grid) Updates to grid topology to minimize risk of ignition in HFTDs Remote GridWLDFRVegetation ContactAggregated | WLDFR | HFTD - Distribution - Tier 3 - 2QU CoRE ¦ 2QU LoRE | Non-Red Flag Warning - Destructive Fires | Vegetation Contact | Aggregated | 2046 | 2.1349e-06 | 264.4574 | 0.00056459 | 2046 | Mitigation | 0.95 | 45 | 0 | esc | 0.00097009 | 2.071e-09 | 0.00097009 | 2.071e-09 | 0.0027785 | 1.4638e-10 | 0.013666 | 5.0657e-08
[120 empty] | 7.3.3.17.5 (Remote Grid) Updates to grid topology to minimize risk of ignition in HFTDs Remote GridWLDFRVegetation ContactAggregated | WLDFR | HFTD - Distribution - Tier 3 - 2QU CoRE ¦ 2QU LoRE | Non-Red Flag Warning - Destructive Fires | Vegetation Contact | Aggregated | 2047 | 2.1349e-06 | 264.4574 | 0.00056459 | 2047 | Mitigation | 0.95 | 45 | 0 | esc | 0.00097009 | 2.071e-09 | 0.00097009 | 2.071e-09 | 0.0027785 | 1.4638e-10 | 0.013666 | 5.0657e-08
[120 empty] | 7.3.3.17.5 (Remote Grid) Updates to grid topology to minimize risk of ignition in HFTDs Remote GridWLDFRVegetation ContactAggregated | WLDFR | HFTD - Distribution - Tier 3 - 2QU CoRE ¦ 2QU LoRE | Non-Red Flag Warning - Destructive Fires | Vegetation Contact | Aggregated | 2048 | 2.1349e-06 | 264.4574 | 0.00056459 | 2048 | Mitigation | 0.95 | 45 | 0 | esc | 0.00097009 | 2.071e-09 | 0.00097009 | 2.071e-09 | 0 | 0 | 0.013666 | 5.0657e-08
[120 empty] | 7.3.3.17.5 (Remote Grid) Updates to grid topology to minimize risk of ignition in HFTDs Remote GridWLDFRVegetation ContactAggregated | WLDFR | HFTD - Distribution - Tier 3 - 2QU CoRE ¦ 2QU LoRE | Non-Red Flag Warning - Destructive Fires | Vegetation Contact | Aggregated | 2049 | 2.1349e-06 | 264.4574 | 0.00056459 | 2049 | Mitigation | 0.95 | 45 | 0 | esc | 0.00097009 | 2.071e-09 | 0.00097009 | 2.071e-09 | 0.0027785 | 3.0798e-09 | 0.013666 | 5.0657e-08
[120 empty] | 7.3.3.17.5 (Remote Grid) Updates to grid topology to minimize risk of ignition in HFTDs Remote GridWLDFRVegetation ContactAggregated | WLDFR | HFTD - Distribution - Tier 3 - 2QU CoRE ¦ 2QU LoRE | Non-Red Flag Warning - Destructive Fires | Vegetation Contact | Aggregated | 2050 | 2.1349e-06 | 264.4574 | 0.00056459 | 2050 | Mitigation | 0.95 | 45 | 0 | esc | 0.00097009 | 2.071e-09 | 0.00097009 | 2.071e-09 | 0.0027785 | 3.0798e-09 | 0.013666 | 5.0657e-08
[120 empty] | 7.3.3.17.5 (Remote Grid) Updates to grid topology to minimize risk of ignition in HFTDs Remote GridWLDFRVegetation ContactAggregated | WLDFR | HFTD - Distribution - Tier 3 - 2QU CoRE ¦ 2QU LoRE | Non-Red Flag Warning - Destructive Fires | Vegetation Contact | Aggregated | 2051 | 2.1349e-06 | 264.4574 | 0.00056459 | 2051 | Mitigation | 0.95 | 45 | 0 | esc | 0.00097009 | 2.071e-09 | 0.00097009 | 2.071e-09 | 0.0027785 | 3.0798e-09 | 0.013666 | 5.0657e-08
[120 empty] | 7.3.3.17.5 (Remote Grid) Updates to grid topology to minimize risk of ignition in HFTDs Remote GridWLDFRVegetation ContactAggregated | WLDFR | HFTD - Distribution - Tier 3 - 2QU CoRE ¦ 2QU LoRE | Non-Red Flag Warning - Destructive Fires | Vegetation Contact | Aggregated | 2052 | 2.1349e-06 | 264.4574 | 0.00056459 | 2052 | Mitigation | 0.95 | 45 | 0 | esc | 0.00097009 | 2.071e-09 | 0.00097009 | 2.071e-09 | 0.0027785 | 3.0798e-09 | 0.013666 | 5.0657e-08
[120 empty] | 7.3.3.17.5 (Remote Grid) Updates to grid topology to minimize risk of ignition in HFTDs Remote GridWLDFRVegetation ContactAggregated | WLDFR | HFTD - Distribution - Tier 3 - 2QU CoRE ¦ 2QU LoRE | Non-Red Flag Warning - Destructive Fires | Vegetation Contact | Aggregated | 2053 | 2.1349e-06 | 264.4574 | 0.00056459 | 2053 | Mitigation | 0.95 | 45 | 0 | esc | 0.00097009 | 2.071e-09 | 0.00097009 | 2.071e-09 | 0.0027785 | 3.0798e-09 | 0.013666 | 5.0657e-08
[120 empty] | 7.3.3.17.5 (Remote Grid) Updates to grid topology to minimize risk of ignition in HFTDs Remote GridWLDFRVegetation ContactAggregated | WLDFR | HFTD - Distribution - Tier 3 - 2QU CoRE ¦ 2QU LoRE | Non-Red Flag Warning - Destructive Fires | Vegetation Contact | Aggregated | 2054 | 2.1349e-06 | 264.4574 | 0.00056459 | 2054 | Mitigation | 0.95 | 45 | 0 | esc | 0.00097009 | 2.071e-09 | 0.00097009 | 2.071e-09 | 0.0027785 | 3.0798e-09 | 0.013666 | 5.0657e-08
[120 empty] | 7.3.3.17.5 (Remote Grid) Updates to grid topology to minimize risk of ignition in HFTDs Remote GridWLDFRVegetation ContactAggregated | WLDFR | HFTD - Distribution - Tier 3 - 2QU CoRE ¦ 2QU LoRE | Non-Red Flag Warning - Destructive Fires | Vegetation Contact | Aggregated | 2055 | 2.1349e-06 | 264.4574 | 0.00056459 | 2055 | Mitigation | 0.95 | 45 | 0 | esc | 0.00097009 | 2.071e-09 | 0.00097009 | 2.071e-09 | 0.0027785 | 3.0798e-09 | 0.013666 | 5.0657e-08
[120 empty] | 7.3.3.17.5 (Remote Grid) Updates to grid topology to minimize risk of ignition in HFTDs Remote GridWLDFRVegetation ContactAggregated | WLDFR | HFTD - Distribution - Tier 3 - 2QU CoRE ¦ 2QU LoRE | Non-Red Flag Warning - Destructive Fires | Vegetation Contact | Aggregated | 2056 | 2.1349e-06 | 264.4574 | 0.00056459 | 2056 | Mitigation | 0.95 | 45 | 0 | esc | 0.00097009 | 2.071e-09 | 0.00097009 | 2.071e-09 | 0.0027785 | 3.0798e-09 | 0 | 0
[120 empty] | 7.3.3.17.5 (Remote Grid) Updates to grid topology to minimize risk of ignition in HFTDs Remote GridWLDFRVegetation ContactAggregated | WLDFR | HFTD - Distribution - Tier 3 - 2QU CoRE ¦ 2QU LoRE | Non-Red Flag Warning - Destructive Fires | Vegetation Contact | Aggregated | 2057 | 2.1349e-06 | 264.4574 | 0.00056459 | 2057 | Mitigation | 0.95 | 45 | 0 | esc | 0.00097009 | 2.071e-09 | 0.00097009 | 2.071e-09 | 0.0027785 | 3.0798e-09 | 0 | 0
[120 empty] | 7.3.3.17.5 (Remote Grid) Updates to grid topology to minimize risk of ignition in HFTDs Remote GridWLDFRVegetation ContactAggregated | WLDFR | HFTD - Distribution - Tier 3 - 2QU CoRE ¦ 2QU LoRE | Non-Red Flag Warning - Destructive Fires | Vegetation Contact | Aggregated | 2058 | 2.1349e-06 | 264.4574 | 0.00056459 | 2058 | Mitigation | 0.95 | 45 | 0 | esc | 0.00097009 | 2.071e-09 | 0.00097009 | 2.071e-09 | 0.0027785 | 3.0798e-09 | 0.0063316 | 2.5889e-09
[120 empty] | 7.3.3.17.5 (Remote Grid) Updates to grid topology to minimize risk of ignition in HFTDs Remote GridWLDFRVegetation ContactAggregated | WLDFR | HFTD - Distribution - Tier 3 - 2QU CoRE ¦ 2QU LoRE | Non-Red Flag Warning - Destructive Fires | Vegetation Contact | Aggregated | 2059 | 2.1349e-06 | 264.4574 | 0.00056459 | 2059 | Mitigation | 0.95 | 45 | 0 | esc | 0.00097009 | 2.071e-09 | 0.00097009 | 2.071e-09 | 0.0027785 | 3.0798e-09 | 0.0063316 | 2.5889e-09
[120 empty] | 7.3.3.17.5 (Remote Grid) Updates to grid topology to minimize risk of ignition in HFTDs Remote GridWLDFRVegetation ContactAggregated | WLDFR | HFTD - Distribution - Tier 3 - 2QU CoRE ¦ 2QU LoRE | Non-Red Flag Warning - Destructive Fires | Vegetation Contact | Aggregated | 2060 | 2.1349e-06 | 264.4574 | 0.00056459 | 2060 | Mitigation | 0.95 | 45 | 0 | esc | 0.00097009 | 2.071e-09 | 0.00097009 | 2.071e-09 | 0.0027785 | 3.0798e-09 | 0.0063316 | 2.5889e-09
[120 empty] | 7.3.3.17.5 (Remote Grid) Updates to grid topology to minimize risk of ignition in HFTDs Remote GridWLDFRVegetation ContactAggregated | WLDFR | HFTD - Distribution - Tier 3 - 2QU CoRE ¦ 2QU LoRE | Non-Red Flag Warning - Destructive Fires | Vegetation Contact | Aggregated | 2061 | 2.1349e-06 | 264.4574 | 0.00056459 | 2061 | Mitigation | 0.95 | 45 | 0 | esc | 0.00097009 | 2.071e-09 | 0.00097009 | 2.071e-09 | 0.0027785 | 3.0798e-09 | 0.0063316 | 2.5889e-09
[120 empty] | 7.3.3.17.5 (Remote Grid) Updates to grid topology to minimize risk of ignition in HFTDs Remote GridWLDFRVegetation ContactAggregated | WLDFR | HFTD - Distribution - Tier 3 - 2QU CoRE ¦ 2QU LoRE | Non-Red Flag Warning - Destructive Fires | Vegetation Contact | Aggregated | 2062 | 2.1349e-06 | 264.4574 | 0.00056459 | 2062 | Mitigation | 0.95 | 45 | 0 | esc | 0.00097009 | 2.071e-09 | 0.00097009 | 2.071e-09 | 0.0027785 | 3.0798e-09 | 0.0063316 | 2.5889e-09
[120 empty] | 7.3.3.17.5 (Remote Grid) Updates to grid topology to minimize risk of ignition in HFTDs Remote GridWLDFRVegetation ContactAggregated | WLDFR | HFTD - Distribution - Tier 3 - 2QU CoRE ¦ 2QU LoRE | Non-Red Flag Warning - Destructive Fires | Vegetation Contact | Aggregated | 2063 | 2.1349e-06 | 264.4574 | 0.00056459 | 2063 | Mitigation | 0.95 | 45 | 0 | esc | 0.00097009 | 2.071e-09 | 0.00097009 | 2.071e-09 | 0.0027785 | 3.0798e-09 | 0.0063316 | 2.5889e-09
[120 empty] | 7.3.3.17.5 (Remote Grid) Updates to grid topology to minimize risk of ignition in HFTDs Remote GridWLDFRVegetation ContactAggregated | WLDFR | HFTD - Distribution - Tier 3 - 2QU CoRE ¦ 2QU LoRE | Non-Red Flag Warning - Destructive Fires | Vegetation Contact | Aggregated | 2064 | 2.1349e-06 | 264.4574 | 0.00056459 | 2064 | Mitigation | 0.95 | 45 | 0 | esc | 0.00097009 | 2.071e-09 | 0.00097009 | 2.071e-09 | 0.0027785 | 3.0798e-09 | 0.0063316 | 2.5889e-09
[120 empty] | 7.3.3.17.5 (Remote Grid) Updates to grid topology to minimize risk of ignition in HFTDs Remote GridWLDFRVegetation ContactAggregated | WLDFR | HFTD - Distribution - Tier 3 - 2QU CoRE ¦ 2QU LoRE | Non-Red Flag Warning - Destructive Fires | Vegetation Contact | Aggregated | 2065 | 2.1349e-06 | 264.4574 | 0.00056459 | 2065 | Mitigation | 0.95 | 45 | 0 | esc | 0.00097009 | 2.071e-09 | 0.00097009 | 2.071e-09 | 0.0027785 | 3.0798e-09 | 0.0063316 | 2.5889e-09
[120 empty] | 7.3.3.17.5 (Remote Grid) Updates to grid topology to minimize risk of ignition in HFTDs Remote GridWLDFRVegetation ContactAggregated | WLDFR | HFTD - Distribution - Tier 3 - 2QU CoRE ¦ 2QU LoRE | Non-Red Flag Warning - Destructive Fires | Vegetation Contact | Aggregated | 2066 | 2.1349e-06 | 264.4574 | 0.00056459 | 2066 | Mitigation | 0.95 | 45 | 0 | esc | 0.00097009 | 2.071e-09 | 0.00097009 | 2.071e-09 | 0.0027785 | 3.0798e-09 | 0.0063316 | 2.5889e-09
[120 empty] | 7.3.3.17.5 (Remote Grid) Updates to grid topology to minimize risk of ignition in HFTDs Remote GridWLDFRVegetation ContactAggregated | WLDFR | HFTD - Distribution - Tier 3 - 2QU CoRE ¦ 2QU LoRE | Non-Red Flag Warning - Destructive Fires | Vegetation Contact | Aggregated | 2067 | 2.1349e-06 | 264.4574 | 0.00056459 | 2067 | Mitigation | 0.95 | 45 | 0 | esc | 0 | 0 | 0.00097009 | 2.071e-09 | 0.0027785 | 3.0798e-09 | 0.0063316 | 2.5889e-09
[120 empty] | 7.3.3.17.5 (Remote Grid) Updates to grid topology to minimize risk of ignition in HFTDs Remote GridWLDFRWire-to-wire contactAggregated | WLDFR | HFTD - Distribution - Tier 3 - 2QU CoRE ¦ 2QU LoRE | Non-Red Flag Warning - Destructive Fires | Wire-to-wire contact | Aggregated | 2022 | 1.1367e-07 | 264.4574 | 3.006e-05 | 2022 | Mitigation | 0.95 | 45 | 0 | esc | 0.00097009 | 1.1027e-10 | 0 | 0 | 0.0027785 | 3.0798e-09 | 0.0063316 | 2.5889e-09
[120 empty] | 7.3.3.17.5 (Remote Grid) Updates to grid topology to minimize risk of ignition in HFTDs Remote GridWLDFRWire-to-wire contactAggregated | WLDFR | HFTD - Distribution - Tier 3 - 2QU CoRE ¦ 2QU LoRE | Non-Red Flag Warning - Destructive Fires | Wire-to-wire contact | Aggregated | 2023 | 1.1367e-07 | 264.4574 | 3.006e-05 | 2023 | Mitigation | 0.95 | 45 | 0 | esc | 0.00097009 | 1.1027e-10 | 0.00097009 | 1.1027e-10 | 0.0027785 | 3.0798e-09 | 0.0063316 | 2.5889e-09
[120 empty] | 7.3.3.17.5 (Remote Grid) Updates to grid topology to minimize risk of ignition in HFTDs Remote GridWLDFRWire-to-wire contactAggregated | WLDFR | HFTD - Distribution - Tier 3 - 2QU CoRE ¦ 2QU LoRE | Non-Red Flag Warning - Destructive Fires | Wire-to-wire contact | Aggregated | 2024 | 1.1367e-07 | 264.4574 | 3.006e-05 | 2024 | Mitigation | 0.95 | 45 | 0 | esc | 0.00097009 | 1.1027e-10 | 0.00097009 | 1.1027e-10 | 0.0027785 | 3.0798e-09 | 0.0063316 | 2.5889e-09
[120 empty] | 7.3.3.17.5 (Remote Grid) Updates to grid topology to minimize risk of ignition in HFTDs Remote GridWLDFRWire-to-wire contactAggregated | WLDFR | HFTD - Distribution - Tier 3 - 2QU CoRE ¦ 2QU LoRE | Non-Red Flag Warning - Destructive Fires | Wire-to-wire contact | Aggregated | 2025 | 1.1367e-07 | 264.4574 | 3.006e-05 | 2025 | Mitigation | 0.95 | 45 | 0 | esc | 0.00097009 | 1.1027e-10 | 0.00097009 | 1.1027e-10 | 0.0027785 | 3.0798e-09 | 0.0063316 | 2.5889e-09
[120 empty] | 7.3.3.17.5 (Remote Grid) Updates to grid topology to minimize risk of ignition in HFTDs Remote GridWLDFRWire-to-wire contactAggregated | WLDFR | HFTD - Distribution - Tier 3 - 2QU CoRE ¦ 2QU LoRE | Non-Red Flag Warning - Destructive Fires | Wire-to-wire contact | Aggregated | 2026 | 1.1367e-07 | 264.4574 | 3.006e-05 | 2026 | Mitigation | 0.95 | 45 | 0 | esc | 0.00097009 | 1.1027e-10 | 0.00097009 | 1.1027e-10 | 0.0027785 | 3.0798e-09 | 0.0063316 | 2.5889e-09
[120 empty] | 7.3.3.17.5 (Remote Grid) Updates to grid topology to minimize risk of ignition in HFTDs Remote GridWLDFRWire-to-wire contactAggregated | WLDFR | HFTD - Distribution - Tier 3 - 2QU CoRE ¦ 2QU LoRE | Non-Red Flag Warning - Destructive Fires | Wire-to-wire contact | Aggregated | 2027 | 1.1367e-07 | 264.4574 | 3.006e-05 | 2027 | Mitigation | 0.95 | 45 | 0 | esc | 0.00097009 | 1.1027e-10 | 0.00097009 | 1.1027e-10 | 0.0027785 | 3.0798e-09 | 0.0063316 | 2.5889e-09
[120 empty] | 7.3.3.17.5 (Remote Grid) Updates to grid topology to minimize risk of ignition in HFTDs Remote GridWLDFRWire-to-wire contactAggregated | WLDFR | HFTD - Distribution - Tier 3 - 2QU CoRE ¦ 2QU LoRE | Non-Red Flag Warning - Destructive Fires | Wire-to-wire contact | Aggregated | 2028 | 1.1367e-07 | 264.4574 | 3.006e-05 | 2028 | Mitigation | 0.95 | 45 | 0 | esc | 0.00097009 | 1.1027e-10 | 0.00097009 | 1.1027e-10 | 0.0027785 | 3.0798e-09 | 0.0063316 | 2.5889e-09
[120 empty] | 7.3.3.17.5 (Remote Grid) Updates to grid topology to minimize risk of ignition in HFTDs Remote GridWLDFRWire-to-wire contactAggregated | WLDFR | HFTD - Distribution - Tier 3 - 2QU CoRE ¦ 2QU LoRE | Non-Red Flag Warning - Destructive Fires | Wire-to-wire contact | Aggregated | 2029 | 1.1367e-07 | 264.4574 | 3.006e-05 | 2029 | Mitigation | 0.95 | 45 | 0 | esc | 0.00097009 | 1.1027e-10 | 0.00097009 | 1.1027e-10 | 0.0027785 | 3.0798e-09 | 0.0063316 | 2.5889e-09
[120 empty] | 7.3.3.17.5 (Remote Grid) Updates to grid topology to minimize risk of ignition in HFTDs Remote GridWLDFRWire-to-wire contactAggregated | WLDFR | HFTD - Distribution - Tier 3 - 2QU CoRE ¦ 2QU LoRE | Non-Red Flag Warning - Destructive Fires | Wire-to-wire contact | Aggregated | 2030 | 1.1367e-07 | 264.4574 | 3.006e-05 | 2030 | Mitigation | 0.95 | 45 | 0 | esc | 0.00097009 | 1.1027e-10 | 0.00097009 | 1.1027e-10 | 0.0027785 | 3.0798e-09 | 0.0063316 | 2.5889e-09
[120 empty] | 7.3.3.17.5 (Remote Grid) Updates to grid topology to minimize risk of ignition in HFTDs Remote GridWLDFRWire-to-wire contactAggregated | WLDFR | HFTD - Distribution - Tier 3 - 2QU CoRE ¦ 2QU LoRE | Non-Red Flag Warning - Destructive Fires | Wire-to-wire contact | Aggregated | 2031 | 1.1367e-07 | 264.4574 | 3.006e-05 | 2031 | Mitigation | 0.95 | 45 | 0 | esc | 0.00097009 | 1.1027e-10 | 0.00097009 | 1.1027e-10 | 0.0027785 | 3.0798e-09 | 0.0063316 | 2.5889e-09
[120 empty] | 7.3.3.17.5 (Remote Grid) Updates to grid topology to minimize risk of ignition in HFTDs Remote GridWLDFRWire-to-wire contactAggregated | WLDFR | HFTD - Distribution - Tier 3 - 2QU CoRE ¦ 2QU LoRE | Non-Red Flag Warning - Destructive Fires | Wire-to-wire contact | Aggregated | 2032 | 1.1367e-07 | 264.4574 | 3.006e-05 | 2032 | Mitigation | 0.95 | 45 | 0 | esc | 0.00097009 | 1.1027e-10 | 0.00097009 | 1.1027e-10 | 0.0027785 | 3.0798e-09 | 0.0063316 | 2.5889e-09
[120 empty] | 7.3.3.17.5 (Remote Grid) Updates to grid topology to minimize risk of ignition in HFTDs Remote GridWLDFRWire-to-wire contactAggregated | WLDFR | HFTD - Distribution - Tier 3 - 2QU CoRE ¦ 2QU LoRE | Non-Red Flag Warning - Destructive Fires | Wire-to-wire contact | Aggregated | 2033 | 1.1367e-07 | 264.4574 | 3.006e-05 | 2033 | Mitigation | 0.95 | 45 | 0 | esc | 0.00097009 | 1.1027e-10 | 0.00097009 | 1.1027e-10 | 0.0027785 | 3.0798e-09 | 0.0063316 | 2.5889e-09
[120 empty] | 7.3.3.17.5 (Remote Grid) Updates to grid topology to minimize risk of ignition in HFTDs Remote GridWLDFRWire-to-wire contactAggregated | WLDFR | HFTD - Distribution - Tier 3 - 2QU CoRE ¦ 2QU LoRE | Non-Red Flag Warning - Destructive Fires | Wire-to-wire contact | Aggregated | 2034 | 1.1367e-07 | 264.4574 | 3.006e-05 | 2034 | Mitigation | 0.95 | 45 | 0 | esc | 0.00097009 | 1.1027e-10 | 0.00097009 | 1.1027e-10 | 0.0027785 | 3.0798e-09 | 0.0063316 | 2.5889e-09
[120 empty] | 7.3.3.17.5 (Remote Grid) Updates to grid topology to minimize risk of ignition in HFTDs Remote GridWLDFRWire-to-wire contactAggregated | WLDFR | HFTD - Distribution - Tier 3 - 2QU CoRE ¦ 2QU LoRE | Non-Red Flag Warning - Destructive Fires | Wire-to-wire contact | Aggregated | 2035 | 1.1367e-07 | 264.4574 | 3.006e-05 | 2035 | Mitigation | 0.95 | 45 | 0 | esc | 0.00097009 | 1.1027e-10 | 0.00097009 | 1.1027e-10 | 0.0027785 | 3.0798e-09 | 0.0063316 | 2.5889e-09
[120 empty] | 7.3.3.17.5 (Remote Grid) Updates to grid topology to minimize risk of ignition in HFTDs Remote GridWLDFRWire-to-wire contactAggregated | WLDFR | HFTD - Distribution - Tier 3 - 2QU CoRE ¦ 2QU LoRE | Non-Red Flag Warning - Destructive Fires | Wire-to-wire contact | Aggregated | 2036 | 1.1367e-07 | 264.4574 | 3.006e-05 | 2036 | Mitigation | 0.95 | 45 | 0 | esc | 0.00097009 | 1.1027e-10 | 0.00097009 | 1.1027e-10 | 0.0027785 | 3.0798e-09 | 0.0063316 | 2.5889e-09
[120 empty] | 7.3.3.17.5 (Remote Grid) Updates to grid topology to minimize risk of ignition in HFTDs Remote GridWLDFRWire-to-wire contactAggregated | WLDFR | HFTD - Distribution - Tier 3 - 2QU CoRE ¦ 2QU LoRE | Non-Red Flag Warning - Destructive Fires | Wire-to-wire contact | Aggregated | 2037 | 1.1367e-07 | 264.4574 | 3.006e-05 | 2037 | Mitigation | 0.95 | 45 | 0 | esc | 0.00097009 | 1.1027e-10 | 0.00097009 | 1.1027e-10 | 0.0027785 | 3.0798e-09 | 0.0063316 | 2.5889e-09
[120 empty] | 7.3.3.17.5 (Remote Grid) Updates to grid topology to minimize risk of ignition in HFTDs Remote GridWLDFRWire-to-wire contactAggregated | WLDFR | HFTD - Distribution - Tier 3 - 2QU CoRE ¦ 2QU LoRE | Non-Red Flag Warning - Destructive Fires | Wire-to-wire contact | Aggregated | 2038 | 1.1367e-07 | 264.4574 | 3.006e-05 | 2038 | Mitigation | 0.95 | 45 | 0 | esc | 0.00097009 | 1.1027e-10 | 0.00097009 | 1.1027e-10 | 0.0027785 | 3.0798e-09 | 0.0063316 | 2.5889e-09
[120 empty] | 7.3.3.17.5 (Remote Grid) Updates to grid topology to minimize risk of ignition in HFTDs Remote GridWLDFRWire-to-wire contactAggregated | WLDFR | HFTD - Distribution - Tier 3 - 2QU CoRE ¦ 2QU LoRE | Non-Red Flag Warning - Destructive Fires | Wire-to-wire contact | Aggregated | 2039 | 1.1367e-07 | 264.4574 | 3.006e-05 | 2039 | Mitigation | 0.95 | 45 | 0 | esc | 0.00097009 | 1.1027e-10 | 0.00097009 | 1.1027e-10 | 0.0027785 | 3.0798e-09 | 0.0063316 | 2.5889e-09
[120 empty] | 7.3.3.17.5 (Remote Grid) Updates to grid topology to minimize risk of ignition in HFTDs Remote GridWLDFRWire-to-wire contactAggregated | WLDFR | HFTD - Distribution - Tier 3 - 2QU CoRE ¦ 2QU LoRE | Non-Red Flag Warning - Destructive Fires | Wire-to-wire contact | Aggregated | 2040 | 1.1367e-07 | 264.4574 | 3.006e-05 | 2040 | Mitigation | 0.95 | 45 | 0 | esc | 0.00097009 | 1.1027e-10 | 0.00097009 | 1.1027e-10 | 0.0027785 | 3.0798e-09 | 0.0063316 | 2.5889e-09
[120 empty] | 7.3.3.17.5 (Remote Grid) Updates to grid topology to minimize risk of ignition in HFTDs Remote GridWLDFRWire-to-wire contactAggregated | WLDFR | HFTD - Distribution - Tier 3 - 2QU CoRE ¦ 2QU LoRE | Non-Red Flag Warning - Destructive Fires | Wire-to-wire contact | Aggregated | 2041 | 1.1367e-07 | 264.4574 | 3.006e-05 | 2041 | Mitigation | 0.95 | 45 | 0 | esc | 0.00097009 | 1.1027e-10 | 0.00097009 | 1.1027e-10 | 0.0027785 | 3.0798e-09 | 0.0063316 | 2.5889e-09
[120 empty] | 7.3.3.17.5 (Remote Grid) Updates to grid topology to minimize risk of ignition in HFTDs Remote GridWLDFRWire-to-wire contactAggregated | WLDFR | HFTD - Distribution - Tier 3 - 2QU CoRE ¦ 2QU LoRE | Non-Red Flag Warning - Destructive Fires | Wire-to-wire contact | Aggregated | 2042 | 1.1367e-07 | 264.4574 | 3.006e-05 | 2042 | Mitigation | 0.95 | 45 | 0 | esc | 0.00097009 | 1.1027e-10 | 0.00097009 | 1.1027e-10 | 0.0027785 | 3.0798e-09 | 0 | 0
[120 empty] | 7.3.3.17.5 (Remote Grid) Updates to grid topology to minimize risk of ignition in HFTDs Remote GridWLDFRWire-to-wire contactAggregated | WLDFR | HFTD - Distribution - Tier 3 - 2QU CoRE ¦ 2QU LoRE | Non-Red Flag Warning - Destructive Fires | Wire-to-wire contact | Aggregated | 2043 | 1.1367e-07 | 264.4574 | 3.006e-05 | 2043 | Mitigation | 0.95 | 45 | 0 | esc | 0.00097009 | 1.1027e-10 | 0.00097009 | 1.1027e-10 | 0.0027785 | 3.0798e-09 | 0 | 0
[120 empty] | 7.3.3.17.5 (Remote Grid) Updates to grid topology to minimize risk of ignition in HFTDs Remote GridWLDFRWire-to-wire contactAggregated | WLDFR | HFTD - Distribution - Tier 3 - 2QU CoRE ¦ 2QU LoRE | Non-Red Flag Warning - Destructive Fires | Wire-to-wire contact | Aggregated | 2044 | 1.1367e-07 | 264.4574 | 3.006e-05 | 2044 | Mitigation | 0.95 | 45 | 0 | esc | 0.00097009 | 1.1027e-10 | 0.00097009 | 1.1027e-10 | 0.0027785 | 3.0798e-09 | 0.010957 | 5.0976e-08
[120 empty] | 7.3.3.17.5 (Remote Grid) Updates to grid topology to minimize risk of ignition in HFTDs Remote GridWLDFRWire-to-wire contactAggregated | WLDFR | HFTD - Distribution - Tier 3 - 2QU CoRE ¦ 2QU LoRE | Non-Red Flag Warning - Destructive Fires | Wire-to-wire contact | Aggregated | 2045 | 1.1367e-07 | 264.4574 | 3.006e-05 | 2045 | Mitigation | 0.95 | 45 | 0 | esc | 0.00097009 | 1.1027e-10 | 0.00097009 | 1.1027e-10 | 0.0027785 | 3.0798e-09 | 0.010957 | 5.0976e-08
[120 empty] | 7.3.3.17.5 (Remote Grid) Updates to grid topology to minimize risk of ignition in HFTDs Remote GridWLDFRWire-to-wire contactAggregated | WLDFR | HFTD - Distribution - Tier 3 - 2QU CoRE ¦ 2QU LoRE | Non-Red Flag Warning - Destructive Fires | Wire-to-wire contact | Aggregated | 2046 | 1.1367e-07 | 264.4574 | 3.006e-05 | 2046 | Mitigation | 0.95 | 45 | 0 | esc | 0.00097009 | 1.1027e-10 | 0.00097009 | 1.1027e-10 | 0.0027785 | 3.0798e-09 | 0.010957 | 5.0976e-08
[120 empty] | 7.3.3.17.5 (Remote Grid) Updates to grid topology to minimize risk of ignition in HFTDs Remote GridWLDFRWire-to-wire contactAggregated | WLDFR | HFTD - Distribution - Tier 3 - 2QU CoRE ¦ 2QU LoRE | Non-Red Flag Warning - Destructive Fires | Wire-to-wire contact | Aggregated | 2047 | 1.1367e-07 | 264.4574 | 3.006e-05 | 2047 | Mitigation | 0.95 | 45 | 0 | esc | 0.00097009 | 1.1027e-10 | 0.00097009 | 1.1027e-10 | 0.0027785 | 3.0798e-09 | 0.010957 | 5.0976e-08
[120 empty] | 7.3.3.17.5 (Remote Grid) Updates to grid topology to minimize risk of ignition in HFTDs Remote GridWLDFRWire-to-wire contactAggregated | WLDFR | HFTD - Distribution - Tier 3 - 2QU CoRE ¦ 2QU LoRE | Non-Red Flag Warning - Destructive Fires | Wire-to-wire contact | Aggregated | 2048 | 1.1367e-07 | 264.4574 | 3.006e-05 | 2048 | Mitigation | 0.95 | 45 | 0 | esc | 0.00097009 | 1.1027e-10 | 0.00097009 | 1.1027e-10 | 0.0027785 | 3.0798e-09 | 0.010957 | 5.0976e-08
[120 empty] | 7.3.3.17.5 (Remote Grid) Updates to grid topology to minimize risk of ignition in HFTDs Remote GridWLDFRWire-to-wire contactAggregated | WLDFR | HFTD - Distribution - Tier 3 - 2QU CoRE ¦ 2QU LoRE | Non-Red Flag Warning - Destructive Fires | Wire-to-wire contact | Aggregated | 2049 | 1.1367e-07 | 264.4574 | 3.006e-05 | 2049 | Mitigation | 0.95 | 45 | 0 | esc | 0.00097009 | 1.1027e-10 | 0.00097009 | 1.1027e-10 | 0.0027785 | 3.0798e-09 | 0.010957 | 5.0976e-08
[120 empty] | 7.3.3.17.5 (Remote Grid) Updates to grid topology to minimize risk of ignition in HFTDs Remote GridWLDFRWire-to-wire contactAggregated | WLDFR | HFTD - Distribution - Tier 3 - 2QU CoRE ¦ 2QU LoRE | Non-Red Flag Warning - Destructive Fires | Wire-to-wire contact | Aggregated | 2050 | 1.1367e-07 | 264.4574 | 3.006e-05 | 2050 | Mitigation | 0.95 | 45 | 0 | esc | 0.00097009 | 1.1027e-10 | 0.00097009 | 1.1027e-10 | 0.0027785 | 3.0798e-09 | 0.010957 | 5.0976e-08
[120 empty] | 7.3.3.17.5 (Remote Grid) Updates to grid topology to minimize risk of ignition in HFTDs Remote GridWLDFRWire-to-wire contactAggregated | WLDFR | HFTD - Distribution - Tier 3 - 2QU CoRE ¦ 2QU LoRE | Non-Red Flag Warning - Destructive Fires | Wire-to-wire contact | Aggregated | 2051 | 1.1367e-07 | 264.4574 | 3.006e-05 | 2051 | Mitigation | 0.95 | 45 | 0 | esc | 0.00097009 | 1.1027e-10 | 0.00097009 | 1.1027e-10 | 0.0027785 | 3.0798e-09 | 0.010957 | 5.0976e-08
[120 empty] | 7.3.3.17.5 (Remote Grid) Updates to grid topology to minimize risk of ignition in HFTDs Remote GridWLDFRWire-to-wire contactAggregated | WLDFR | HFTD - Distribution - Tier 3 - 2QU CoRE ¦ 2QU LoRE | Non-Red Flag Warning - Destructive Fires | Wire-to-wire contact | Aggregated | 2052 | 1.1367e-07 | 264.4574 | 3.006e-05 | 2052 | Mitigation | 0.95 | 45 | 0 | esc | 0.00097009 | 1.1027e-10 | 0.00097009 | 1.1027e-10 | 0 | 0 | 0.010957 | 5.0976e-08
[120 empty] | 7.3.3.17.5 (Remote Grid) Updates to grid topology to minimize risk of ignition in HFTDs Remote GridWLDFRWire-to-wire contactAggregated | WLDFR | HFTD - Distribution - Tier 3 - 2QU CoRE ¦ 2QU LoRE | Non-Red Flag Warning - Destructive Fires | Wire-to-wire contact | Aggregated | 2053 | 1.1367e-07 | 264.4574 | 3.006e-05 | 2053 | Mitigation | 0.95 | 45 | 0 | esc | 0.00097009 | 1.1027e-10 | 0.00097009 | 1.1027e-10 | 0.0027785 | 9.7397e-10 | 0.010957 | 5.0976e-08
[120 empty] | 7.3.3.17.5 (Remote Grid) Updates to grid topology to minimize risk of ignition in HFTDs Remote GridWLDFRWire-to-wire contactAggregated | WLDFR | HFTD - Distribution - Tier 3 - 2QU CoRE ¦ 2QU LoRE | Non-Red Flag Warning - Destructive Fires | Wire-to-wire contact | Aggregated | 2054 | 1.1367e-07 | 264.4574 | 3.006e-05 | 2054 | Mitigation | 0.95 | 45 | 0 | esc | 0.00097009 | 1.1027e-10 | 0.00097009 | 1.1027e-10 | 0.0027785 | 9.7397e-10 | 0.010957 | 5.0976e-08
[120 empty] | 7.3.3.17.5 (Remote Grid) Updates to grid topology to minimize risk of ignition in HFTDs Remote GridWLDFRWire-to-wire contactAggregated | WLDFR | HFTD - Distribution - Tier 3 - 2QU CoRE ¦ 2QU LoRE | Non-Red Flag Warning - Destructive Fires | Wire-to-wire contact | Aggregated | 2055 | 1.1367e-07 | 264.4574 | 3.006e-05 | 2055 | Mitigation | 0.95 | 45 | 0 | esc | 0.00097009 | 1.1027e-10 | 0.00097009 | 1.1027e-10 | 0.0027785 | 9.7397e-10 | 0.010957 | 5.0976e-08
[120 empty] | 7.3.3.17.5 (Remote Grid) Updates to grid topology to minimize risk of ignition in HFTDs Remote GridWLDFRWire-to-wire contactAggregated | WLDFR | HFTD - Distribution - Tier 3 - 2QU CoRE ¦ 2QU LoRE | Non-Red Flag Warning - Destructive Fires | Wire-to-wire contact | Aggregated | 2056 | 1.1367e-07 | 264.4574 | 3.006e-05 | 2056 | Mitigation | 0.95 | 45 | 0 | esc | 0.00097009 | 1.1027e-10 | 0.00097009 | 1.1027e-10 | 0.0027785 | 9.7397e-10 | 0.010957 | 5.0976e-08
[120 empty] | 7.3.3.17.5 (Remote Grid) Updates to grid topology to minimize risk of ignition in HFTDs Remote GridWLDFRWire-to-wire contactAggregated | WLDFR | HFTD - Distribution - Tier 3 - 2QU CoRE ¦ 2QU LoRE | Non-Red Flag Warning - Destructive Fires | Wire-to-wire contact | Aggregated | 2057 | 1.1367e-07 | 264.4574 | 3.006e-05 | 2057 | Mitigation | 0.95 | 45 | 0 | esc | 0.00097009 | 1.1027e-10 | 0.00097009 | 1.1027e-10 | 0.0027785 | 9.7397e-10 | 0.010957 | 5.0976e-08
[120 empty] | 7.3.3.17.5 (Remote Grid) Updates to grid topology to minimize risk of ignition in HFTDs Remote GridWLDFRWire-to-wire contactAggregated | WLDFR | HFTD - Distribution - Tier 3 - 2QU CoRE ¦ 2QU LoRE | Non-Red Flag Warning - Destructive Fires | Wire-to-wire contact | Aggregated | 2058 | 1.1367e-07 | 264.4574 | 3.006e-05 | 2058 | Mitigation | 0.95 | 45 | 0 | esc | 0.00097009 | 1.1027e-10 | 0.00097009 | 1.1027e-10 | 0.0027785 | 9.7397e-10 | 0.010957 | 5.0976e-08
[120 empty] | 7.3.3.17.5 (Remote Grid) Updates to grid topology to minimize risk of ignition in HFTDs Remote GridWLDFRWire-to-wire contactAggregated | WLDFR | HFTD - Distribution - Tier 3 - 2QU CoRE ¦ 2QU LoRE | Non-Red Flag Warning - Destructive Fires | Wire-to-wire contact | Aggregated | 2059 | 1.1367e-07 | 264.4574 | 3.006e-05 | 2059 | Mitigation | 0.95 | 45 | 0 | esc | 0.00097009 | 1.1027e-10 | 0.00097009 | 1.1027e-10 | 0.0027785 | 9.7397e-10 | 0.010957 | 5.0976e-08
[120 empty] | 7.3.3.17.5 (Remote Grid) Updates to grid topology to minimize risk of ignition in HFTDs Remote GridWLDFRWire-to-wire contactAggregated | WLDFR | HFTD - Distribution - Tier 3 - 2QU CoRE ¦ 2QU LoRE | Non-Red Flag Warning - Destructive Fires | Wire-to-wire contact | Aggregated | 2060 | 1.1367e-07 | 264.4574 | 3.006e-05 | 2060 | Mitigation | 0.95 | 45 | 0 | esc | 0.00097009 | 1.1027e-10 | 0.00097009 | 1.1027e-10 | 0.0027785 | 9.7397e-10 | 0.010957 | 5.0976e-08
[120 empty] | 7.3.3.17.5 (Remote Grid) Updates to grid topology to minimize risk of ignition in HFTDs Remote GridWLDFRWire-to-wire contactAggregated | WLDFR | HFTD - Distribution - Tier 3 - 2QU CoRE ¦ 2QU LoRE | Non-Red Flag Warning - Destructive Fires | Wire-to-wire contact | Aggregated | 2061 | 1.1367e-07 | 264.4574 | 3.006e-05 | 2061 | Mitigation | 0.95 | 45 | 0 | esc | 0.00097009 | 1.1027e-10 | 0.00097009 | 1.1027e-10 | 0.0027785 | 9.7397e-10 | 0.010957 | 5.0976e-08
[120 empty] | 7.3.3.17.5 (Remote Grid) Updates to grid topology to minimize risk of ignition in HFTDs Remote GridWLDFRWire-to-wire contactAggregated | WLDFR | HFTD - Distribution - Tier 3 - 2QU CoRE ¦ 2QU LoRE | Non-Red Flag Warning - Destructive Fires | Wire-to-wire contact | Aggregated | 2062 | 1.1367e-07 | 264.4574 | 3.006e-05 | 2062 | Mitigation | 0.95 | 45 | 0 | esc | 0.00097009 | 1.1027e-10 | 0.00097009 | 1.1027e-10 | 0.0027785 | 9.7397e-10 | 0.010957 | 5.0976e-08
[120 empty] | 7.3.3.17.5 (Remote Grid) Updates to grid topology to minimize risk of ignition in HFTDs Remote GridWLDFRWire-to-wire contactAggregated | WLDFR | HFTD - Distribution - Tier 3 - 2QU CoRE ¦ 2QU LoRE | Non-Red Flag Warning - Destructive Fires | Wire-to-wire contact | Aggregated | 2063 | 1.1367e-07 | 264.4574 | 3.006e-05 | 2063 | Mitigation | 0.95 | 45 | 0 | esc | 0.00097009 | 1.1027e-10 | 0.00097009 | 1.1027e-10 | 0.0027785 | 9.7397e-10 | 0.010957 | 5.0976e-08
[120 empty] | 7.3.3.17.5 (Remote Grid) Updates to grid topology to minimize risk of ignition in HFTDs Remote GridWLDFRWire-to-wire contactAggregated | WLDFR | HFTD - Distribution - Tier 3 - 2QU CoRE ¦ 2QU LoRE | Non-Red Flag Warning - Destructive Fires | Wire-to-wire contact | Aggregated | 2064 | 1.1367e-07 | 264.4574 | 3.006e-05 | 2064 | Mitigation | 0.95 | 45 | 0 | esc | 0.00097009 | 1.1027e-10 | 0.00097009 | 1.1027e-10 | 0.0027785 | 9.7397e-10 | 0.010957 | 5.0976e-08
[120 empty] | 7.3.3.17.5 (Remote Grid) Updates to grid topology to minimize risk of ignition in HFTDs Remote GridWLDFRWire-to-wire contactAggregated | WLDFR | HFTD - Distribution - Tier 3 - 2QU CoRE ¦ 2QU LoRE | Non-Red Flag Warning - Destructive Fires | Wire-to-wire contact | Aggregated | 2065 | 1.1367e-07 | 264.4574 | 3.006e-05 | 2065 | Mitigation | 0.95 | 45 | 0 | esc | 0.00097009 | 1.1027e-10 | 0.00097009 | 1.1027e-10 | 0.0027785 | 9.7397e-10 | 0.010957 | 5.0976e-08
[120 empty] | 7.3.3.17.5 (Remote Grid) Updates to grid topology to minimize risk of ignition in HFTDs Remote GridWLDFRWire-to-wire contactAggregated | WLDFR | HFTD - Distribution - Tier 3 - 2QU CoRE ¦ 2QU LoRE | Non-Red Flag Warning - Destructive Fires | Wire-to-wire contact | Aggregated | 2066 | 1.1367e-07 | 264.4574 | 3.006e-05 | 2066 | Mitigation | 0.95 | 45 | 0 | esc | 0.00097009 | 1.1027e-10 | 0.00097009 | 1.1027e-10 | 0.0027785 | 9.7397e-10 | 0.010957 | 5.0976e-08
[120 empty] | 7.3.3.17.5 (Remote Grid) Updates to grid topology to minimize risk of ignition in HFTDs Remote GridWLDFRWire-to-wire contactAggregated | WLDFR | HFTD - Distribution - Tier 3 - 2QU CoRE ¦ 2QU LoRE | Non-Red Flag Warning - Destructive Fires | Wire-to-wire contact | Aggregated | 2067 | 1.1367e-07 | 264.4574 | 3.006e-05 | 2067 | Mitigation | 0.95 | 45 | 0 | esc | 0 | 0 | 0.00097009 | 1.1027e-10 | 0.0027785 | 9.7397e-10 | 0.010957 | 5.0976e-08
[120 empty] | 7.3.3.17.5 (Remote Grid) Updates to grid topology to minimize risk of ignition in HFTDs Remote GridWLDFRContact from objectAggregated | WLDFR | HFTD - Distribution - Tier 3 - 2QU CoRE ¦ 2QU LoRE | Non-Red Flag Warning - Large Fires | Contact from object | Aggregated | 2022 | 5.3343e-06 | 264.4574 | 0.0014107 | 2022 | Mitigation | 0.95 | 45 | 0 | esc | 0.00097009 | 5.1748e-09 | 0 | 0 | 0.0027785 | 9.7397e-10 | 0.010957 | 5.0976e-08
[120 empty] | 7.3.3.17.5 (Remote Grid) Updates to grid topology to minimize risk of ignition in HFTDs Remote GridWLDFRContact from objectAggregated | WLDFR | HFTD - Distribution - Tier 3 - 2QU CoRE ¦ 2QU LoRE | Non-Red Flag Warning - Large Fires | Contact from object | Aggregated | 2023 | 5.3343e-06 | 264.4574 | 0.0014107 | 2023 | Mitigation | 0.95 | 45 | 0 | esc | 0.00097009 | 5.1748e-09 | 0.00097009 | 5.1748e-09 | 0.0027785 | 9.7397e-10 | 0.010957 | 5.0976e-08
[120 empty] | 7.3.3.17.5 (Remote Grid) Updates to grid topology to minimize risk of ignition in HFTDs Remote GridWLDFRContact from objectAggregated | WLDFR | HFTD - Distribution - Tier 3 - 2QU CoRE ¦ 2QU LoRE | Non-Red Flag Warning - Large Fires | Contact from object | Aggregated | 2024 | 5.3343e-06 | 264.4574 | 0.0014107 | 2024 | Mitigation | 0.95 | 45 | 0 | esc | 0.00097009 | 5.1748e-09 | 0.00097009 | 5.1748e-09 | 0.0027785 | 9.7397e-10 | 0.010957 | 5.0976e-08
[120 empty] | 7.3.3.17.5 (Remote Grid) Updates to grid topology to minimize risk of ignition in HFTDs Remote GridWLDFRContact from objectAggregated | WLDFR | HFTD - Distribution - Tier 3 - 2QU CoRE ¦ 2QU LoRE | Non-Red Flag Warning - Large Fires | Contact from object | Aggregated | 2025 | 5.3343e-06 | 264.4574 | 0.0014107 | 2025 | Mitigation | 0.95 | 45 | 0 | esc | 0.00097009 | 5.1748e-09 | 0.00097009 | 5.1748e-09 | 0.0027785 | 9.7397e-10 | 0.010957 | 5.0976e-08
[120 empty] | 7.3.3.17.5 (Remote Grid) Updates to grid topology to minimize risk of ignition in HFTDs Remote GridWLDFRContact from objectAggregated | WLDFR | HFTD - Distribution - Tier 3 - 2QU CoRE ¦ 2QU LoRE | Non-Red Flag Warning - Large Fires | Contact from object | Aggregated | 2026 | 5.3343e-06 | 264.4574 | 0.0014107 | 2026 | Mitigation | 0.95 | 45 | 0 | esc | 0.00097009 | 5.1748e-09 | 0.00097009 | 5.1748e-09 | 0.0027785 | 9.7397e-10 | 0.010957 | 5.0976e-08
[120 empty] | 7.3.3.17.5 (Remote Grid) Updates to grid topology to minimize risk of ignition in HFTDs Remote GridWLDFRContact from objectAggregated | WLDFR | HFTD - Distribution - Tier 3 - 2QU CoRE ¦ 2QU LoRE | Non-Red Flag Warning - Large Fires | Contact from object | Aggregated | 2027 | 5.3343e-06 | 264.4574 | 0.0014107 | 2027 | Mitigation | 0.95 | 45 | 0 | esc | 0.00097009 | 5.1748e-09 | 0.00097009 | 5.1748e-09 | 0.0027785 | 9.7397e-10 | 0.010957 | 5.0976e-08
[120 empty] | 7.3.3.17.5 (Remote Grid) Updates to grid topology to minimize risk of ignition in HFTDs Remote GridWLDFRContact from objectAggregated | WLDFR | HFTD - Distribution - Tier 3 - 2QU CoRE ¦ 2QU LoRE | Non-Red Flag Warning - Large Fires | Contact from object | Aggregated | 2028 | 5.3343e-06 | 264.4574 | 0.0014107 | 2028 | Mitigation | 0.95 | 45 | 0 | esc | 0.00097009 | 5.1748e-09 | 0.00097009 | 5.1748e-09 | 0.0027785 | 9.7397e-10 | 0 | 0
[120 empty] | 7.3.3.17.5 (Remote Grid) Updates to grid topology to minimize risk of ignition in HFTDs Remote GridWLDFRContact from objectAggregated | WLDFR | HFTD - Distribution - Tier 3 - 2QU CoRE ¦ 2QU LoRE | Non-Red Flag Warning - Large Fires | Contact from object | Aggregated | 2029 | 5.3343e-06 | 264.4574 | 0.0014107 | 2029 | Mitigation | 0.95 | 45 | 0 | esc | 0.00097009 | 5.1748e-09 | 0.00097009 | 5.1748e-09 | 0.0027785 | 9.7397e-10 | 0 | 0
[120 empty] | 7.3.3.17.5 (Remote Grid) Updates to grid topology to minimize risk of ignition in HFTDs Remote GridWLDFRContact from objectAggregated | WLDFR | HFTD - Distribution - Tier 3 - 2QU CoRE ¦ 2QU LoRE | Non-Red Flag Warning - Large Fires | Contact from object | Aggregated | 2030 | 5.3343e-06 | 264.4574 | 0.0014107 | 2030 | Mitigation | 0.95 | 45 | 0 | esc | 0.00097009 | 5.1748e-09 | 0.00097009 | 5.1748e-09 | 0.0027785 | 9.7397e-10 | 0.012004 | 7.5137e-08
[120 empty] | 7.3.3.17.5 (Remote Grid) Updates to grid topology to minimize risk of ignition in HFTDs Remote GridWLDFRContact from objectAggregated | WLDFR | HFTD - Distribution - Tier 3 - 2QU CoRE ¦ 2QU LoRE | Non-Red Flag Warning - Large Fires | Contact from object | Aggregated | 2031 | 5.3343e-06 | 264.4574 | 0.0014107 | 2031 | Mitigation | 0.95 | 45 | 0 | esc | 0.00097009 | 5.1748e-09 | 0.00097009 | 5.1748e-09 | 0.0027785 | 9.7397e-10 | 0.012004 | 7.5137e-08
[120 empty] | 7.3.3.17.5 (Remote Grid) Updates to grid topology to minimize risk of ignition in HFTDs Remote GridWLDFRContact from objectAggregated | WLDFR | HFTD - Distribution - Tier 3 - 2QU CoRE ¦ 2QU LoRE | Non-Red Flag Warning - Large Fires | Contact from object | Aggregated | 2032 | 5.3343e-06 | 264.4574 | 0.0014107 | 2032 | Mitigation | 0.95 | 45 | 0 | esc | 0.00097009 | 5.1748e-09 | 0.00097009 | 5.1748e-09 | 0.0027785 | 9.7397e-10 | 0.012004 | 7.5137e-08
[120 empty] | 7.3.3.17.5 (Remote Grid) Updates to grid topology to minimize risk of ignition in HFTDs Remote GridWLDFRContact from objectAggregated | WLDFR | HFTD - Distribution - Tier 3 - 2QU CoRE ¦ 2QU LoRE | Non-Red Flag Warning - Large Fires | Contact from object | Aggregated | 2033 | 5.3343e-06 | 264.4574 | 0.0014107 | 2033 | Mitigation | 0.95 | 45 | 0 | esc | 0.00097009 | 5.1748e-09 | 0.00097009 | 5.1748e-09 | 0.0027785 | 9.7397e-10 | 0.012004 | 7.5137e-08
[120 empty] | 7.3.3.17.5 (Remote Grid) Updates to grid topology to minimize risk of ignition in HFTDs Remote GridWLDFRContact from objectAggregated | WLDFR | HFTD - Distribution - Tier 3 - 2QU CoRE ¦ 2QU LoRE | Non-Red Flag Warning - Large Fires | Contact from object | Aggregated | 2034 | 5.3343e-06 | 264.4574 | 0.0014107 | 2034 | Mitigation | 0.95 | 45 | 0 | esc | 0.00097009 | 5.1748e-09 | 0.00097009 | 5.1748e-09 | 0.0027785 | 9.7397e-10 | 0.012004 | 7.5137e-08
[120 empty] | 7.3.3.17.5 (Remote Grid) Updates to grid topology to minimize risk of ignition in HFTDs Remote GridWLDFRContact from objectAggregated | WLDFR | HFTD - Distribution - Tier 3 - 2QU CoRE ¦ 2QU LoRE | Non-Red Flag Warning - Large Fires | Contact from object | Aggregated | 2035 | 5.3343e-06 | 264.4574 | 0.0014107 | 2035 | Mitigation | 0.95 | 45 | 0 | esc | 0.00097009 | 5.1748e-09 | 0.00097009 | 5.1748e-09 | 0.0027785 | 9.7397e-10 | 0.012004 | 7.5137e-08
[120 empty] | 7.3.3.17.5 (Remote Grid) Updates to grid topology to minimize risk of ignition in HFTDs Remote GridWLDFRContact from objectAggregated | WLDFR | HFTD - Distribution - Tier 3 - 2QU CoRE ¦ 2QU LoRE | Non-Red Flag Warning - Large Fires | Contact from object | Aggregated | 2036 | 5.3343e-06 | 264.4574 | 0.0014107 | 2036 | Mitigation | 0.95 | 45 | 0 | esc | 0.00097009 | 5.1748e-09 | 0.00097009 | 5.1748e-09 | 0.0027785 | 9.7397e-10 | 0.012004 | 7.5137e-08
[120 empty] | 7.3.3.17.5 (Remote Grid) Updates to grid topology to minimize risk of ignition in HFTDs Remote GridWLDFRContact from objectAggregated | WLDFR | HFTD - Distribution - Tier 3 - 2QU CoRE ¦ 2QU LoRE | Non-Red Flag Warning - Large Fires | Contact from object | Aggregated | 2037 | 5.3343e-06 | 264.4574 | 0.0014107 | 2037 | Mitigation | 0.95 | 45 | 0 | esc | 0.00097009 | 5.1748e-09 | 0.00097009 | 5.1748e-09 | 0.0027785 | 9.7397e-10 | 0.012004 | 7.5137e-08
[120 empty] | 7.3.3.17.5 (Remote Grid) Updates to grid topology to minimize risk of ignition in HFTDs Remote GridWLDFRContact from objectAggregated | WLDFR | HFTD - Distribution - Tier 3 - 2QU CoRE ¦ 2QU LoRE | Non-Red Flag Warning - Large Fires | Contact from object | Aggregated | 2038 | 5.3343e-06 | 264.4574 | 0.0014107 | 2038 | Mitigation | 0.95 | 45 | 0 | esc | 0.00097009 | 5.1748e-09 | 0.00097009 | 5.1748e-09 | 0.0027785 | 9.7397e-10 | 0.012004 | 7.5137e-08
[120 empty] | 7.3.3.17.5 (Remote Grid) Updates to grid topology to minimize risk of ignition in HFTDs Remote GridWLDFRContact from objectAggregated | WLDFR | HFTD - Distribution - Tier 3 - 2QU CoRE ¦ 2QU LoRE | Non-Red Flag Warning - Large Fires | Contact from object | Aggregated | 2039 | 5.3343e-06 | 264.4574 | 0.0014107 | 2039 | Mitigation | 0.95 | 45 | 0 | esc | 0.00097009 | 5.1748e-09 | 0.00097009 | 5.1748e-09 | 0.0027785 | 9.7397e-10 | 0.012004 | 7.5137e-08
[120 empty] | 7.3.3.17.5 (Remote Grid) Updates to grid topology to minimize risk of ignition in HFTDs Remote GridWLDFRContact from objectAggregated | WLDFR | HFTD - Distribution - Tier 3 - 2QU CoRE ¦ 2QU LoRE | Non-Red Flag Warning - Large Fires | Contact from object | Aggregated | 2040 | 5.3343e-06 | 264.4574 | 0.0014107 | 2040 | Mitigation | 0.95 | 45 | 0 | esc | 0.00097009 | 5.1748e-09 | 0.00097009 | 5.1748e-09 | 0.0027785 | 9.7397e-10 | 0.012004 | 7.5137e-08
[120 empty] | 7.3.3.17.5 (Remote Grid) Updates to grid topology to minimize risk of ignition in HFTDs Remote GridWLDFRContact from objectAggregated | WLDFR | HFTD - Distribution - Tier 3 - 2QU CoRE ¦ 2QU LoRE | Non-Red Flag Warning - Large Fires | Contact from object | Aggregated | 2041 | 5.3343e-06 | 264.4574 | 0.0014107 | 2041 | Mitigation | 0.95 | 45 | 0 | esc | 0.00097009 | 5.1748e-09 | 0.00097009 | 5.1748e-09 | 0.0027785 | 9.7397e-10 | 0.012004 | 7.5137e-08
[120 empty] | 7.3.3.17.5 (Remote Grid) Updates to grid topology to minimize risk of ignition in HFTDs Remote GridWLDFRContact from objectAggregated | WLDFR | HFTD - Distribution - Tier 3 - 2QU CoRE ¦ 2QU LoRE | Non-Red Flag Warning - Large Fires | Contact from object | Aggregated | 2042 | 5.3343e-06 | 264.4574 | 0.0014107 | 2042 | Mitigation | 0.95 | 45 | 0 | esc | 0.00097009 | 5.1748e-09 | 0.00097009 | 5.1748e-09 | 0.0027785 | 9.7397e-10 | 0.012004 | 7.5137e-08
[120 empty] | 7.3.3.17.5 (Remote Grid) Updates to grid topology to minimize risk of ignition in HFTDs Remote GridWLDFRContact from objectAggregated | WLDFR | HFTD - Distribution - Tier 3 - 2QU CoRE ¦ 2QU LoRE | Non-Red Flag Warning - Large Fires | Contact from object | Aggregated | 2043 | 5.3343e-06 | 264.4574 | 0.0014107 | 2043 | Mitigation | 0.95 | 45 | 0 | esc | 0.00097009 | 5.1748e-09 | 0.00097009 | 5.1748e-09 | 0.0027785 | 9.7397e-10 | 0.012004 | 7.5137e-08
[120 empty] | 7.3.3.17.5 (Remote Grid) Updates to grid topology to minimize risk of ignition in HFTDs Remote GridWLDFRContact from objectAggregated | WLDFR | HFTD - Distribution - Tier 3 - 2QU CoRE ¦ 2QU LoRE | Non-Red Flag Warning - Large Fires | Contact from object | Aggregated | 2044 | 5.3343e-06 | 264.4574 | 0.0014107 | 2044 | Mitigation | 0.95 | 45 | 0 | esc | 0.00097009 | 5.1748e-09 | 0.00097009 | 5.1748e-09 | 0.0027785 | 9.7397e-10 | 0.012004 | 7.5137e-08
[120 empty] | 7.3.3.17.5 (Remote Grid) Updates to grid topology to minimize risk of ignition in HFTDs Remote GridWLDFRContact from objectAggregated | WLDFR | HFTD - Distribution - Tier 3 - 2QU CoRE ¦ 2QU LoRE | Non-Red Flag Warning - Large Fires | Contact from object | Aggregated | 2045 | 5.3343e-06 | 264.4574 | 0.0014107 | 2045 | Mitigation | 0.95 | 45 | 0 | esc | 0.00097009 | 5.1748e-09 | 0.00097009 | 5.1748e-09 | 0.0027785 | 9.7397e-10 | 0.012004 | 7.5137e-08
[120 empty] | 7.3.3.17.5 (Remote Grid) Updates to grid topology to minimize risk of ignition in HFTDs Remote GridWLDFRContact from objectAggregated | WLDFR | HFTD - Distribution - Tier 3 - 2QU CoRE ¦ 2QU LoRE | Non-Red Flag Warning - Large Fires | Contact from object | Aggregated | 2046 | 5.3343e-06 | 264.4574 | 0.0014107 | 2046 | Mitigation | 0.95 | 45 | 0 | esc | 0.00097009 | 5.1748e-09 | 0.00097009 | 5.1748e-09 | 0.0027785 | 9.7397e-10 | 0.012004 | 7.5137e-08
[120 empty] | 7.3.3.17.5 (Remote Grid) Updates to grid topology to minimize risk of ignition in HFTDs Remote GridWLDFRContact from objectAggregated | WLDFR | HFTD - Distribution - Tier 3 - 2QU CoRE ¦ 2QU LoRE | Non-Red Flag Warning - Large Fires | Contact from object | Aggregated | 2047 | 5.3343e-06 | 264.4574 | 0.0014107 | 2047 | Mitigation | 0.95 | 45 | 0 | esc | 0.00097009 | 5.1748e-09 | 0.00097009 | 5.1748e-09 | 0.0027785 | 9.7397e-10 | 0.012004 | 7.5137e-08
[120 empty] | 7.3.3.17.5 (Remote Grid) Updates to grid topology to minimize risk of ignition in HFTDs Remote GridWLDFRContact from objectAggregated | WLDFR | HFTD - Distribution - Tier 3 - 2QU CoRE ¦ 2QU LoRE | Non-Red Flag Warning - Large Fires | Contact from object | Aggregated | 2048 | 5.3343e-06 | 264.4574 | 0.0014107 | 2048 | Mitigation | 0.95 | 45 | 0 | esc | 0.00097009 | 5.1748e-09 | 0.00097009 | 5.1748e-09 | 0.0027785 | 9.7397e-10 | 0.012004 | 7.5137e-08
[120 empty] | 7.3.3.17.5 (Remote Grid) Updates to grid topology to minimize risk of ignition in HFTDs Remote GridWLDFRContact from objectAggregated | WLDFR | HFTD - Distribution - Tier 3 - 2QU CoRE ¦ 2QU LoRE | Non-Red Flag Warning - Large Fires | Contact from object | Aggregated | 2049 | 5.3343e-06 | 264.4574 | 0.0014107 | 2049 | Mitigation | 0.95 | 45 | 0 | esc | 0.00097009 | 5.1748e-09 | 0.00097009 | 5.1748e-09 | 0.0027785 | 9.7397e-10 | 0.012004 | 7.5137e-08
[120 empty] | 7.3.3.17.5 (Remote Grid) Updates to grid topology to minimize risk of ignition in HFTDs Remote GridWLDFRContact from objectAggregated | WLDFR | HFTD - Distribution - Tier 3 - 2QU CoRE ¦ 2QU LoRE | Non-Red Flag Warning - Large Fires | Contact from object | Aggregated | 2050 | 5.3343e-06 | 264.4574 | 0.0014107 | 2050 | Mitigation | 0.95 | 45 | 0 | esc | 0.00097009 | 5.1748e-09 | 0.00097009 | 5.1748e-09 | 0.0027785 | 9.7397e-10 | 0.012004 | 7.5137e-08
[120 empty] | 7.3.3.17.5 (Remote Grid) Updates to grid topology to minimize risk of ignition in HFTDs Remote GridWLDFRContact from objectAggregated | WLDFR | HFTD - Distribution - Tier 3 - 2QU CoRE ¦ 2QU LoRE | Non-Red Flag Warning - Large Fires | Contact from object | Aggregated | 2051 | 5.3343e-06 | 264.4574 | 0.0014107 | 2051 | Mitigation | 0.95 | 45 | 0 | esc | 0.00097009 | 5.1748e-09 | 0.00097009 | 5.1748e-09 | 0.0027785 | 9.7397e-10 | 0.012004 | 7.5137e-08
[120 empty] | 7.3.3.17.5 (Remote Grid) Updates to grid topology to minimize risk of ignition in HFTDs Remote GridWLDFRContact from objectAggregated | WLDFR | HFTD - Distribution - Tier 3 - 2QU CoRE ¦ 2QU LoRE | Non-Red Flag Warning - Large Fires | Contact from object | Aggregated | 2052 | 5.3343e-06 | 264.4574 | 0.0014107 | 2052 | Mitigation | 0.95 | 45 | 0 | esc | 0.00097009 | 5.1748e-09 | 0.00097009 | 5.1748e-09 | 0.0027785 | 9.7397e-10 | 0.012004 | 7.5137e-08
[120 empty] | 7.3.3.17.5 (Remote Grid) Updates to grid topology to minimize risk of ignition in HFTDs Remote GridWLDFRContact from objectAggregated | WLDFR | HFTD - Distribution - Tier 3 - 2QU CoRE ¦ 2QU LoRE | Non-Red Flag Warning - Large Fires | Contact from object | Aggregated | 2053 | 5.3343e-06 | 264.4574 | 0.0014107 | 2053 | Mitigation | 0.95 | 45 | 0 | esc | 0.00097009 | 5.1748e-09 | 0.00097009 | 5.1748e-09 | 0.0027785 | 9.7397e-10 | 0.012004 | 7.5137e-08
[120 empty] | 7.3.3.17.5 (Remote Grid) Updates to grid topology to minimize risk of ignition in HFTDs Remote GridWLDFRContact from objectAggregated | WLDFR | HFTD - Distribution - Tier 3 - 2QU CoRE ¦ 2QU LoRE | Non-Red Flag Warning - Large Fires | Contact from object | Aggregated | 2054 | 5.3343e-06 | 264.4574 | 0.0014107 | 2054 | Mitigation | 0.95 | 45 | 0 | esc | 0.00097009 | 5.1748e-09 | 0.00097009 | 5.1748e-09 | 0.0027785 | 9.7397e-10 | 0.012004 | 7.5137e-08
[120 empty] | 7.3.3.17.5 (Remote Grid) Updates to grid topology to minimize risk of ignition in HFTDs Remote GridWLDFRContact from objectAggregated | WLDFR | HFTD - Distribution - Tier 3 - 2QU CoRE ¦ 2QU LoRE | Non-Red Flag Warning - Large Fires | Contact from object | Aggregated | 2055 | 5.3343e-06 | 264.4574 | 0.0014107 | 2055 | Mitigation | 0.95 | 45 | 0 | esc | 0.00097009 | 5.1748e-09 | 0.00097009 | 5.1748e-09 | 0.0027785 | 9.7397e-10 | 0.012004 | 7.5137e-08
[120 empty] | 7.3.3.17.5 (Remote Grid) Updates to grid topology to minimize risk of ignition in HFTDs Remote GridWLDFRContact from objectAggregated | WLDFR | HFTD - Distribution - Tier 3 - 2QU CoRE ¦ 2QU LoRE | Non-Red Flag Warning - Large Fires | Contact from object | Aggregated | 2056 | 5.3343e-06 | 264.4574 | 0.0014107 | 2056 | Mitigation | 0.95 | 45 | 0 | esc | 0.00097009 | 5.1748e-09 | 0.00097009 | 5.1748e-09 | 0 | 0 | 0.012004 | 7.5137e-08
[120 empty] | 7.3.3.17.5 (Remote Grid) Updates to grid topology to minimize risk of ignition in HFTDs Remote GridWLDFRContact from objectAggregated | WLDFR | HFTD - Distribution - Tier 3 - 2QU CoRE ¦ 2QU LoRE | Non-Red Flag Warning - Large Fires | Contact from object | Aggregated | 2057 | 5.3343e-06 | 264.4574 | 0.0014107 | 2057 | Mitigation | 0.95 | 45 | 0 | esc | 0.00097009 | 5.1748e-09 | 0.00097009 | 5.1748e-09 | 0.0027785 | 3.1211e-09 | 0.012004 | 7.5137e-08
[120 empty] | 7.3.3.17.5 (Remote Grid) Updates to grid topology to minimize risk of ignition in HFTDs Remote GridWLDFRContact from objectAggregated | WLDFR | HFTD - Distribution - Tier 3 - 2QU CoRE ¦ 2QU LoRE | Non-Red Flag Warning - Large Fires | Contact from object | Aggregated | 2058 | 5.3343e-06 | 264.4574 | 0.0014107 | 2058 | Mitigation | 0.95 | 45 | 0 | esc | 0.00097009 | 5.1748e-09 | 0.00097009 | 5.1748e-09 | 0.0027785 | 3.1211e-09 | 0.012004 | 7.5137e-08
[120 empty] | 7.3.3.17.5 (Remote Grid) Updates to grid topology to minimize risk of ignition in HFTDs Remote GridWLDFRContact from objectAggregated | WLDFR | HFTD - Distribution - Tier 3 - 2QU CoRE ¦ 2QU LoRE | Non-Red Flag Warning - Large Fires | Contact from object | Aggregated | 2059 | 5.3343e-06 | 264.4574 | 0.0014107 | 2059 | Mitigation | 0.95 | 45 | 0 | esc | 0.00097009 | 5.1748e-09 | 0.00097009 | 5.1748e-09 | 0.0027785 | 3.1211e-09 | 0.012004 | 7.5137e-08
[120 empty] | 7.3.3.17.5 (Remote Grid) Updates to grid topology to minimize risk of ignition in HFTDs Remote GridWLDFRContact from objectAggregated | WLDFR | HFTD - Distribution - Tier 3 - 2QU CoRE ¦ 2QU LoRE | Non-Red Flag Warning - Large Fires | Contact from object | Aggregated | 2060 | 5.3343e-06 | 264.4574 | 0.0014107 | 2060 | Mitigation | 0.95 | 45 | 0 | esc | 0.00097009 | 5.1748e-09 | 0.00097009 | 5.1748e-09 | 0.0027785 | 3.1211e-09 | 0 | 0
[120 empty] | 7.3.3.17.5 (Remote Grid) Updates to grid topology to minimize risk of ignition in HFTDs Remote GridWLDFRContact from objectAggregated | WLDFR | HFTD - Distribution - Tier 3 - 2QU CoRE ¦ 2QU LoRE | Non-Red Flag Warning - Large Fires | Contact from object | Aggregated | 2061 | 5.3343e-06 | 264.4574 | 0.0014107 | 2061 | Mitigation | 0.95 | 45 | 0 | esc | 0.00097009 | 5.1748e-09 | 0.00097009 | 5.1748e-09 | 0.0027785 | 3.1211e-09 | 0 | 0
[120 empty] | 7.3.3.17.5 (Remote Grid) Updates to grid topology to minimize risk of ignition in HFTDs Remote GridWLDFRContact from objectAggregated | WLDFR | HFTD - Distribution - Tier 3 - 2QU CoRE ¦ 2QU LoRE | Non-Red Flag Warning - Large Fires | Contact from object | Aggregated | 2062 | 5.3343e-06 | 264.4574 | 0.0014107 | 2062 | Mitigation | 0.95 | 45 | 0 | esc | 0.00097009 | 5.1748e-09 | 0.00097009 | 5.1748e-09 | 0.0027785 | 3.1211e-09 | 0.010025 | 9.5696e-08
[120 empty] | 7.3.3.17.5 (Remote Grid) Updates to grid topology to minimize risk of ignition in HFTDs Remote GridWLDFRContact from objectAggregated | WLDFR | HFTD - Distribution - Tier 3 - 2QU CoRE ¦ 2QU LoRE | Non-Red Flag Warning - Large Fires | Contact from object | Aggregated | 2063 | 5.3343e-06 | 264.4574 | 0.0014107 | 2063 | Mitigation | 0.95 | 45 | 0 | esc | 0.00097009 | 5.1748e-09 | 0.00097009 | 5.1748e-09 | 0.0027785 | 3.1211e-09 | 0.010025 | 9.5696e-08
[120 empty] | 7.3.3.17.5 (Remote Grid) Updates to grid topology to minimize risk of ignition in HFTDs Remote GridWLDFRContact from objectAggregated | WLDFR | HFTD - Distribution - Tier 3 - 2QU CoRE ¦ 2QU LoRE | Non-Red Flag Warning - Large Fires | Contact from object | Aggregated | 2064 | 5.3343e-06 | 264.4574 | 0.0014107 | 2064 | Mitigation | 0.95 | 45 | 0 | esc | 0.00097009 | 5.1748e-09 | 0.00097009 | 5.1748e-09 | 0.0027785 | 3.1211e-09 | 0.010025 | 9.5696e-08
[120 empty] | 7.3.3.17.5 (Remote Grid) Updates to grid topology to minimize risk of ignition in HFTDs Remote GridWLDFRContact from objectAggregated | WLDFR | HFTD - Distribution - Tier 3 - 2QU CoRE ¦ 2QU LoRE | Non-Red Flag Warning - Large Fires | Contact from object | Aggregated | 2065 | 5.3343e-06 | 264.4574 | 0.0014107 | 2065 | Mitigation | 0.95 | 45 | 0 | esc | 0.00097009 | 5.1748e-09 | 0.00097009 | 5.1748e-09 | 0.0027785 | 3.1211e-09 | 0.010025 | 9.5696e-08
[120 empty] | 7.3.3.17.5 (Remote Grid) Updates to grid topology to minimize risk of ignition in HFTDs Remote GridWLDFRContact from objectAggregated | WLDFR | HFTD - Distribution - Tier 3 - 2QU CoRE ¦ 2QU LoRE | Non-Red Flag Warning - Large Fires | Contact from object | Aggregated | 2066 | 5.3343e-06 | 264.4574 | 0.0014107 | 2066 | Mitigation | 0.95 | 45 | 0 | esc | 0.00097009 | 5.1748e-09 | 0.00097009 | 5.1748e-09 | 0.0027785 | 3.1211e-09 | 0.010025 | 9.5696e-08
[120 empty] | 7.3.3.17.5 (Remote Grid) Updates to grid topology to minimize risk of ignition in HFTDs Remote GridWLDFRContact from objectAggregated | WLDFR | HFTD - Distribution - Tier 3 - 2QU CoRE ¦ 2QU LoRE | Non-Red Flag Warning - Large Fires | Contact from object | Aggregated | 2067 | 5.3343e-06 | 264.4574 | 0.0014107 | 2067 | Mitigation | 0.95 | 45 | 0 | esc | 0 | 0 | 0.00097009 | 5.1748e-09 | 0.0027785 | 3.1211e-09 | 0.010025 | 9.5696e-08
[120 empty] | 7.3.3.17.5 (Remote Grid) Updates to grid topology to minimize risk of ignition in HFTDs Remote GridWLDFRContaminationAggregated | WLDFR | HFTD - Distribution - Tier 3 - 2QU CoRE ¦ 2QU LoRE | Non-Red Flag Warning - Large Fires | Contamination | Aggregated | 2022 | 1.3813e-07 | 264.4574 | 3.6529e-05 | 2022 | Mitigation | 0.95 | 45 | 0 | esc | 0.00097009 | 1.34e-10 | 0 | 0 | 0.0027785 | 3.1211e-09 | 0.010025 | 9.5696e-08
[120 empty] | 7.3.3.17.5 (Remote Grid) Updates to grid topology to minimize risk of ignition in HFTDs Remote GridWLDFRContaminationAggregated | WLDFR | HFTD - Distribution - Tier 3 - 2QU CoRE ¦ 2QU LoRE | Non-Red Flag Warning - Large Fires | Contamination | Aggregated | 2023 | 1.3813e-07 | 264.4574 | 3.6529e-05 | 2023 | Mitigation | 0.95 | 45 | 0 | esc | 0.00097009 | 1.34e-10 | 0.00097009 | 1.34e-10 | 0.0027785 | 3.1211e-09 | 0.010025 | 9.5696e-08
[120 empty] | 7.3.3.17.5 (Remote Grid) Updates to grid topology to minimize risk of ignition in HFTDs Remote GridWLDFRContaminationAggregated | WLDFR | HFTD - Distribution - Tier 3 - 2QU CoRE ¦ 2QU LoRE | Non-Red Flag Warning - Large Fires | Contamination | Aggregated | 2024 | 1.3813e-07 | 264.4574 | 3.6529e-05 | 2024 | Mitigation | 0.95 | 45 | 0 | esc | 0.00097009 | 1.34e-10 | 0.00097009 | 1.34e-10 | 0.0027785 | 3.1211e-09 | 0.010025 | 9.5696e-08
[120 empty] | 7.3.3.17.5 (Remote Grid) Updates to grid topology to minimize risk of ignition in HFTDs Remote GridWLDFRContaminationAggregated | WLDFR | HFTD - Distribution - Tier 3 - 2QU CoRE ¦ 2QU LoRE | Non-Red Flag Warning - Large Fires | Contamination | Aggregated | 2025 | 1.3813e-07 | 264.4574 | 3.6529e-05 | 2025 | Mitigation | 0.95 | 45 | 0 | esc | 0.00097009 | 1.34e-10 | 0.00097009 | 1.34e-10 | 0.0027785 | 3.1211e-09 | 0.010025 | 9.5696e-08
[120 empty] | 7.3.3.17.5 (Remote Grid) Updates to grid topology to minimize risk of ignition in HFTDs Remote GridWLDFRContaminationAggregated | WLDFR | HFTD - Distribution - Tier 3 - 2QU CoRE ¦ 2QU LoRE | Non-Red Flag Warning - Large Fires | Contamination | Aggregated | 2026 | 1.3813e-07 | 264.4574 | 3.6529e-05 | 2026 | Mitigation | 0.95 | 45 | 0 | esc | 0.00097009 | 1.34e-10 | 0.00097009 | 1.34e-10 | 0.0027785 | 3.1211e-09 | 0.010025 | 9.5696e-08
[120 empty] | 7.3.3.17.5 (Remote Grid) Updates to grid topology to minimize risk of ignition in HFTDs Remote GridWLDFRContaminationAggregated | WLDFR | HFTD - Distribution - Tier 3 - 2QU CoRE ¦ 2QU LoRE | Non-Red Flag Warning - Large Fires | Contamination | Aggregated | 2027 | 1.3813e-07 | 264.4574 | 3.6529e-05 | 2027 | Mitigation | 0.95 | 45 | 0 | esc | 0.00097009 | 1.34e-10 | 0.00097009 | 1.34e-10 | 0.0027785 | 3.1211e-09 | 0.010025 | 9.5696e-08
[120 empty] | 7.3.3.17.5 (Remote Grid) Updates to grid topology to minimize risk of ignition in HFTDs Remote GridWLDFRContaminationAggregated | WLDFR | HFTD - Distribution - Tier 3 - 2QU CoRE ¦ 2QU LoRE | Non-Red Flag Warning - Large Fires | Contamination | Aggregated | 2028 | 1.3813e-07 | 264.4574 | 3.6529e-05 | 2028 | Mitigation | 0.95 | 45 | 0 | esc | 0.00097009 | 1.34e-10 | 0.00097009 | 1.34e-10 | 0.0027785 | 3.1211e-09 | 0.010025 | 9.5696e-08
[120 empty] | 7.3.3.17.5 (Remote Grid) Updates to grid topology to minimize risk of ignition in HFTDs Remote GridWLDFRContaminationAggregated | WLDFR | HFTD - Distribution - Tier 3 - 2QU CoRE ¦ 2QU LoRE | Non-Red Flag Warning - Large Fires | Contamination | Aggregated | 2029 | 1.3813e-07 | 264.4574 | 3.6529e-05 | 2029 | Mitigation | 0.95 | 45 | 0 | esc | 0.00097009 | 1.34e-10 | 0.00097009 | 1.34e-10 | 0.0027785 | 3.1211e-09 | 0.010025 | 9.5696e-08
[120 empty] | 7.3.3.17.5 (Remote Grid) Updates to grid topology to minimize risk of ignition in HFTDs Remote GridWLDFRContaminationAggregated | WLDFR | HFTD - Distribution - Tier 3 - 2QU CoRE ¦ 2QU LoRE | Non-Red Flag Warning - Large Fires | Contamination | Aggregated | 2030 | 1.3813e-07 | 264.4574 | 3.6529e-05 | 2030 | Mitigation | 0.95 | 45 | 0 | esc | 0.00097009 | 1.34e-10 | 0.00097009 | 1.34e-10 | 0.0027785 | 3.1211e-09 | 0.010025 | 9.5696e-08
[120 empty] | 7.3.3.17.5 (Remote Grid) Updates to grid topology to minimize risk of ignition in HFTDs Remote GridWLDFRContaminationAggregated | WLDFR | HFTD - Distribution - Tier 3 - 2QU CoRE ¦ 2QU LoRE | Non-Red Flag Warning - Large Fires | Contamination | Aggregated | 2031 | 1.3813e-07 | 264.4574 | 3.6529e-05 | 2031 | Mitigation | 0.95 | 45 | 0 | esc | 0.00097009 | 1.34e-10 | 0.00097009 | 1.34e-10 | 0.0027785 | 3.1211e-09 | 0.010025 | 9.5696e-08
[120 empty] | 7.3.3.17.5 (Remote Grid) Updates to grid topology to minimize risk of ignition in HFTDs Remote GridWLDFRContaminationAggregated | WLDFR | HFTD - Distribution - Tier 3 - 2QU CoRE ¦ 2QU LoRE | Non-Red Flag Warning - Large Fires | Contamination | Aggregated | 2032 | 1.3813e-07 | 264.4574 | 3.6529e-05 | 2032 | Mitigation | 0.95 | 45 | 0 | esc | 0.00097009 | 1.34e-10 | 0.00097009 | 1.34e-10 | 0.0027785 | 3.1211e-09 | 0.010025 | 9.5696e-08
[120 empty] | 7.3.3.17.5 (Remote Grid) Updates to grid topology to minimize risk of ignition in HFTDs Remote GridWLDFRContaminationAggregated | WLDFR | HFTD - Distribution - Tier 3 - 2QU CoRE ¦ 2QU LoRE | Non-Red Flag Warning - Large Fires | Contamination | Aggregated | 2033 | 1.3813e-07 | 264.4574 | 3.6529e-05 | 2033 | Mitigation | 0.95 | 45 | 0 | esc | 0.00097009 | 1.34e-10 | 0.00097009 | 1.34e-10 | 0.0027785 | 3.1211e-09 | 0.010025 | 9.5696e-08
[120 empty] | 7.3.3.17.5 (Remote Grid) Updates to grid topology to minimize risk of ignition in HFTDs Remote GridWLDFRContaminationAggregated | WLDFR | HFTD - Distribution - Tier 3 - 2QU CoRE ¦ 2QU LoRE | Non-Red Flag Warning - Large Fires | Contamination | Aggregated | 2034 | 1.3813e-07 | 264.4574 | 3.6529e-05 | 2034 | Mitigation | 0.95 | 45 | 0 | esc | 0.00097009 | 1.34e-10 | 0.00097009 | 1.34e-10 | 0.0027785 | 3.1211e-09 | 0.010025 | 9.5696e-08
[120 empty] | 7.3.3.17.5 (Remote Grid) Updates to grid topology to minimize risk of ignition in HFTDs Remote GridWLDFRContaminationAggregated | WLDFR | HFTD - Distribution - Tier 3 - 2QU CoRE ¦ 2QU LoRE | Non-Red Flag Warning - Large Fires | Contamination | Aggregated | 2035 | 1.3813e-07 | 264.4574 | 3.6529e-05 | 2035 | Mitigation | 0.95 | 45 | 0 | esc | 0.00097009 | 1.34e-10 | 0.00097009 | 1.34e-10 | 0.0027785 | 3.1211e-09 | 0.010025 | 9.5696e-08
[120 empty] | 7.3.3.17.5 (Remote Grid) Updates to grid topology to minimize risk of ignition in HFTDs Remote GridWLDFRContaminationAggregated | WLDFR | HFTD - Distribution - Tier 3 - 2QU CoRE ¦ 2QU LoRE | Non-Red Flag Warning - Large Fires | Contamination | Aggregated | 2036 | 1.3813e-07 | 264.4574 | 3.6529e-05 | 2036 | Mitigation | 0.95 | 45 | 0 | esc | 0.00097009 | 1.34e-10 | 0.00097009 | 1.34e-10 | 0.0027785 | 3.1211e-09 | 0.010025 | 9.5696e-08
[120 empty] | 7.3.3.17.5 (Remote Grid) Updates to grid topology to minimize risk of ignition in HFTDs Remote GridWLDFRContaminationAggregated | WLDFR | HFTD - Distribution - Tier 3 - 2QU CoRE ¦ 2QU LoRE | Non-Red Flag Warning - Large Fires | Contamination | Aggregated | 2037 | 1.3813e-07 | 264.4574 | 3.6529e-05 | 2037 | Mitigation | 0.95 | 45 | 0 | esc | 0.00097009 | 1.34e-10 | 0.00097009 | 1.34e-10 | 0.0027785 | 3.1211e-09 | 0.010025 | 9.5696e-08
[120 empty] | 7.3.3.17.5 (Remote Grid) Updates to grid topology to minimize risk of ignition in HFTDs Remote GridWLDFRContaminationAggregated | WLDFR | HFTD - Distribution - Tier 3 - 2QU CoRE ¦ 2QU LoRE | Non-Red Flag Warning - Large Fires | Contamination | Aggregated | 2038 | 1.3813e-07 | 264.4574 | 3.6529e-05 | 2038 | Mitigation | 0.95 | 45 | 0 | esc | 0.00097009 | 1.34e-10 | 0.00097009 | 1.34e-10 | 0.0027785 | 3.1211e-09 | 0.010025 | 9.5696e-08
[120 empty] | 7.3.3.17.5 (Remote Grid) Updates to grid topology to minimize risk of ignition in HFTDs Remote GridWLDFRContaminationAggregated | WLDFR | HFTD - Distribution - Tier 3 - 2QU CoRE ¦ 2QU LoRE | Non-Red Flag Warning - Large Fires | Contamination | Aggregated | 2039 | 1.3813e-07 | 264.4574 | 3.6529e-05 | 2039 | Mitigation | 0.95 | 45 | 0 | esc | 0.00097009 | 1.34e-10 | 0.00097009 | 1.34e-10 | 0.0027785 | 3.1211e-09 | 0.010025 | 9.5696e-08
[120 empty] | 7.3.3.17.5 (Remote Grid) Updates to grid topology to minimize risk of ignition in HFTDs Remote GridWLDFRContaminationAggregated | WLDFR | HFTD - Distribution - Tier 3 - 2QU CoRE ¦ 2QU LoRE | Non-Red Flag Warning - Large Fires | Contamination | Aggregated | 2040 | 1.3813e-07 | 264.4574 | 3.6529e-05 | 2040 | Mitigation | 0.95 | 45 | 0 | esc | 0.00097009 | 1.34e-10 | 0.00097009 | 1.34e-10 | 0.0027785 | 3.1211e-09 | 0.010025 | 9.5696e-08
[120 empty] | 7.3.3.17.5 (Remote Grid) Updates to grid topology to minimize risk of ignition in HFTDs Remote GridWLDFRContaminationAggregated | WLDFR | HFTD - Distribution - Tier 3 - 2QU CoRE ¦ 2QU LoRE | Non-Red Flag Warning - Large Fires | Contamination | Aggregated | 2041 | 1.3813e-07 | 264.4574 | 3.6529e-05 | 2041 | Mitigation | 0.95 | 45 | 0 | esc | 0.00097009 | 1.34e-10 | 0.00097009 | 1.34e-10 | 0.0027785 | 3.1211e-09 | 0.010025 | 9.5696e-08
[120 empty] | 7.3.3.17.5 (Remote Grid) Updates to grid topology to minimize risk of ignition in HFTDs Remote GridWLDFRContaminationAggregated | WLDFR | HFTD - Distribution - Tier 3 - 2QU CoRE ¦ 2QU LoRE | Non-Red Flag Warning - Large Fires | Contamination | Aggregated | 2042 | 1.3813e-07 | 264.4574 | 3.6529e-05 | 2042 | Mitigation | 0.95 | 45 | 0 | esc | 0.00097009 | 1.34e-10 | 0.00097009 | 1.34e-10 | 0.0027785 | 3.1211e-09 | 0.010025 | 9.5696e-08
[120 empty] | 7.3.3.17.5 (Remote Grid) Updates to grid topology to minimize risk of ignition in HFTDs Remote GridWLDFRContaminationAggregated | WLDFR | HFTD - Distribution - Tier 3 - 2QU CoRE ¦ 2QU LoRE | Non-Red Flag Warning - Large Fires | Contamination | Aggregated | 2043 | 1.3813e-07 | 264.4574 | 3.6529e-05 | 2043 | Mitigation | 0.95 | 45 | 0 | esc | 0.00097009 | 1.34e-10 | 0.00097009 | 1.34e-10 | 0.0027785 | 3.1211e-09 | 0.010025 | 9.5696e-08
[120 empty] | 7.3.3.17.5 (Remote Grid) Updates to grid topology to minimize risk of ignition in HFTDs Remote GridWLDFRContaminationAggregated | WLDFR | HFTD - Distribution - Tier 3 - 2QU CoRE ¦ 2QU LoRE | Non-Red Flag Warning - Large Fires | Contamination | Aggregated | 2044 | 1.3813e-07 | 264.4574 | 3.6529e-05 | 2044 | Mitigation | 0.95 | 45 | 0 | esc | 0.00097009 | 1.34e-10 | 0.00097009 | 1.34e-10 | 0.0027785 | 3.1211e-09 | 0.010025 | 9.5696e-08
[120 empty] | 7.3.3.17.5 (Remote Grid) Updates to grid topology to minimize risk of ignition in HFTDs Remote GridWLDFRContaminationAggregated | WLDFR | HFTD - Distribution - Tier 3 - 2QU CoRE ¦ 2QU LoRE | Non-Red Flag Warning - Large Fires | Contamination | Aggregated | 2045 | 1.3813e-07 | 264.4574 | 3.6529e-05 | 2045 | Mitigation | 0.95 | 45 | 0 | esc | 0.00097009 | 1.34e-10 | 0.00097009 | 1.34e-10 | 0.0027785 | 3.1211e-09 | 0.010025 | 9.5696e-08
[120 empty] | 7.3.3.17.5 (Remote Grid) Updates to grid topology to minimize risk of ignition in HFTDs Remote GridWLDFRContaminationAggregated | WLDFR | HFTD - Distribution - Tier 3 - 2QU CoRE ¦ 2QU LoRE | Non-Red Flag Warning - Large Fires | Contamination | Aggregated | 2046 | 1.3813e-07 | 264.4574 | 3.6529e-05 | 2046 | Mitigation | 0.95 | 45 | 0 | esc | 0.00097009 | 1.34e-10 | 0.00097009 | 1.34e-10 | 0.0027785 | 3.1211e-09 | 0 | 0
[120 empty] | 7.3.3.17.5 (Remote Grid) Updates to grid topology to minimize risk of ignition in HFTDs Remote GridWLDFRContaminationAggregated | WLDFR | HFTD - Distribution - Tier 3 - 2QU CoRE ¦ 2QU LoRE | Non-Red Flag Warning - Large Fires | Contamination | Aggregated | 2047 | 1.3813e-07 | 264.4574 | 3.6529e-05 | 2047 | Mitigation | 0.95 | 45 | 0 | esc | 0.00097009 | 1.34e-10 | 0.00097009 | 1.34e-10 | 0.0027785 | 3.1211e-09 | 0 | 0
[120 empty] | 7.3.3.17.5 (Remote Grid) Updates to grid topology to minimize risk of ignition in HFTDs Remote GridWLDFRContaminationAggregated | WLDFR | HFTD - Distribution - Tier 3 - 2QU CoRE ¦ 2QU LoRE | Non-Red Flag Warning - Large Fires | Contamination | Aggregated | 2048 | 1.3813e-07 | 264.4574 | 3.6529e-05 | 2048 | Mitigation | 0.95 | 45 | 0 | esc | 0.00097009 | 1.34e-10 | 0.00097009 | 1.34e-10 | 0.0027785 | 3.1211e-09 | 0.0094681 | 4.3683e-07
[120 empty] | 7.3.3.17.5 (Remote Grid) Updates to grid topology to minimize risk of ignition in HFTDs Remote GridWLDFRContaminationAggregated | WLDFR | HFTD - Distribution - Tier 3 - 2QU CoRE ¦ 2QU LoRE | Non-Red Flag Warning - Large Fires | Contamination | Aggregated | 2049 | 1.3813e-07 | 264.4574 | 3.6529e-05 | 2049 | Mitigation | 0.95 | 45 | 0 | esc | 0.00097009 | 1.34e-10 | 0.00097009 | 1.34e-10 | 0.0027785 | 3.1211e-09 | 0.0094681 | 4.3683e-07
[120 empty] | 7.3.3.17.5 (Remote Grid) Updates to grid topology to minimize risk of ignition in HFTDs Remote GridWLDFRContaminationAggregated | WLDFR | HFTD - Distribution - Tier 3 - 2QU CoRE ¦ 2QU LoRE | Non-Red Flag Warning - Large Fires | Contamination | Aggregated | 2050 | 1.3813e-07 | 264.4574 | 3.6529e-05 | 2050 | Mitigation | 0.95 | 45 | 0 | esc | 0.00097009 | 1.34e-10 | 0.00097009 | 1.34e-10 | 0.0027785 | 3.1211e-09 | 0.0094681 | 4.3683e-07
[120 empty] | 7.3.3.17.5 (Remote Grid) Updates to grid topology to minimize risk of ignition in HFTDs Remote GridWLDFRContaminationAggregated | WLDFR | HFTD - Distribution - Tier 3 - 2QU CoRE ¦ 2QU LoRE | Non-Red Flag Warning - Large Fires | Contamination | Aggregated | 2051 | 1.3813e-07 | 264.4574 | 3.6529e-05 | 2051 | Mitigation | 0.95 | 45 | 0 | esc | 0.00097009 | 1.34e-10 | 0.00097009 | 1.34e-10 | 0.0027785 | 3.1211e-09 | 0.0094681 | 4.3683e-07
[120 empty] | 7.3.3.17.5 (Remote Grid) Updates to grid topology to minimize risk of ignition in HFTDs Remote GridWLDFRContaminationAggregated | WLDFR | HFTD - Distribution - Tier 3 - 2QU CoRE ¦ 2QU LoRE | Non-Red Flag Warning - Large Fires | Contamination | Aggregated | 2052 | 1.3813e-07 | 264.4574 | 3.6529e-05 | 2052 | Mitigation | 0.95 | 45 | 0 | esc | 0.00097009 | 1.34e-10 | 0.00097009 | 1.34e-10 | 0.0027785 | 3.1211e-09 | 0.0094681 | 4.3683e-07
[120 empty] | 7.3.3.17.5 (Remote Grid) Updates to grid topology to minimize risk of ignition in HFTDs Remote GridWLDFRContaminationAggregated | WLDFR | HFTD - Distribution - Tier 3 - 2QU CoRE ¦ 2QU LoRE | Non-Red Flag Warning - Large Fires | Contamination | Aggregated | 2053 | 1.3813e-07 | 264.4574 | 3.6529e-05 | 2053 | Mitigation | 0.95 | 45 | 0 | esc | 0.00097009 | 1.34e-10 | 0.00097009 | 1.34e-10 | 0.0027785 | 3.1211e-09 | 0.0094681 | 4.3683e-07
[120 empty] | 7.3.3.17.5 (Remote Grid) Updates to grid topology to minimize risk of ignition in HFTDs Remote GridWLDFRContaminationAggregated | WLDFR | HFTD - Distribution - Tier 3 - 2QU CoRE ¦ 2QU LoRE | Non-Red Flag Warning - Large Fires | Contamination | Aggregated | 2054 | 1.3813e-07 | 264.4574 | 3.6529e-05 | 2054 | Mitigation | 0.95 | 45 | 0 | esc | 0.00097009 | 1.34e-10 | 0.00097009 | 1.34e-10 | 0.0027785 | 3.1211e-09 | 0.0094681 | 4.3683e-07
[120 empty] | 7.3.3.17.5 (Remote Grid) Updates to grid topology to minimize risk of ignition in HFTDs Remote GridWLDFRContaminationAggregated | WLDFR | HFTD - Distribution - Tier 3 - 2QU CoRE ¦ 2QU LoRE | Non-Red Flag Warning - Large Fires | Contamination | Aggregated | 2055 | 1.3813e-07 | 264.4574 | 3.6529e-05 | 2055 | Mitigation | 0.95 | 45 | 0 | esc | 0.00097009 | 1.34e-10 | 0.00097009 | 1.34e-10 | 0.0027785 | 3.1211e-09 | 0.0094681 | 4.3683e-07
[120 empty] | 7.3.3.17.5 (Remote Grid) Updates to grid topology to minimize risk of ignition in HFTDs Remote GridWLDFRContaminationAggregated | WLDFR | HFTD - Distribution - Tier 3 - 2QU CoRE ¦ 2QU LoRE | Non-Red Flag Warning - Large Fires | Contamination | Aggregated | 2056 | 1.3813e-07 | 264.4574 | 3.6529e-05 | 2056 | Mitigation | 0.95 | 45 | 0 | esc | 0.00097009 | 1.34e-10 | 0.00097009 | 1.34e-10 | 0.0027785 | 3.1211e-09 | 0.0094681 | 4.3683e-07
[120 empty] | 7.3.3.17.5 (Remote Grid) Updates to grid topology to minimize risk of ignition in HFTDs Remote GridWLDFRContaminationAggregated | WLDFR | HFTD - Distribution - Tier 3 - 2QU CoRE ¦ 2QU LoRE | Non-Red Flag Warning - Large Fires | Contamination | Aggregated | 2057 | 1.3813e-07 | 264.4574 | 3.6529e-05 | 2057 | Mitigation | 0.95 | 45 | 0 | esc | 0.00097009 | 1.34e-10 | 0.00097009 | 1.34e-10 | 0.0027785 | 3.1211e-09 | 0.0094681 | 4.3683e-07
[120 empty] | 7.3.3.17.5 (Remote Grid) Updates to grid topology to minimize risk of ignition in HFTDs Remote GridWLDFRContaminationAggregated | WLDFR | HFTD - Distribution - Tier 3 - 2QU CoRE ¦ 2QU LoRE | Non-Red Flag Warning - Large Fires | Contamination | Aggregated | 2058 | 1.3813e-07 | 264.4574 | 3.6529e-05 | 2058 | Mitigation | 0.95 | 45 | 0 | esc | 0.00097009 | 1.34e-10 | 0.00097009 | 1.34e-10 | 0.0027785 | 3.1211e-09 | 0.0094681 | 4.3683e-07
[120 empty] | 7.3.3.17.5 (Remote Grid) Updates to grid topology to minimize risk of ignition in HFTDs Remote GridWLDFRContaminationAggregated | WLDFR | HFTD - Distribution - Tier 3 - 2QU CoRE ¦ 2QU LoRE | Non-Red Flag Warning - Large Fires | Contamination | Aggregated | 2059 | 1.3813e-07 | 264.4574 | 3.6529e-05 | 2059 | Mitigation | 0.95 | 45 | 0 | esc | 0.00097009 | 1.34e-10 | 0.00097009 | 1.34e-10 | 0.0027785 | 3.1211e-09 | 0.0094681 | 4.3683e-07
[120 empty] | 7.3.3.17.5 (Remote Grid) Updates to grid topology to minimize risk of ignition in HFTDs Remote GridWLDFRContaminationAggregated | WLDFR | HFTD - Distribution - Tier 3 - 2QU CoRE ¦ 2QU LoRE | Non-Red Flag Warning - Large Fires | Contamination | Aggregated | 2060 | 1.3813e-07 | 264.4574 | 3.6529e-05 | 2060 | Mitigation | 0.95 | 45 | 0 | esc | 0.00097009 | 1.34e-10 | 0.00097009 | 1.34e-10 | 0 | 0 | 0.0094681 | 4.3683e-07
[120 empty] | 7.3.3.17.5 (Remote Grid) Updates to grid topology to minimize risk of ignition in HFTDs Remote GridWLDFRContaminationAggregated | WLDFR | HFTD - Distribution - Tier 3 - 2QU CoRE ¦ 2QU LoRE | Non-Red Flag Warning - Large Fires | Contamination | Aggregated | 2061 | 1.3813e-07 | 264.4574 | 3.6529e-05 | 2061 | Mitigation | 0.95 | 45 | 0 | esc | 0.00097009 | 1.34e-10 | 0.00097009 | 1.34e-10 | 0.0027785 | 1.2696e-10 | 0.0094681 | 4.3683e-07
[120 empty] | 7.3.3.17.5 (Remote Grid) Updates to grid topology to minimize risk of ignition in HFTDs Remote GridWLDFRContaminationAggregated | WLDFR | HFTD - Distribution - Tier 3 - 2QU CoRE ¦ 2QU LoRE | Non-Red Flag Warning - Large Fires | Contamination | Aggregated | 2062 | 1.3813e-07 | 264.4574 | 3.6529e-05 | 2062 | Mitigation | 0.95 | 45 | 0 | esc | 0.00097009 | 1.34e-10 | 0.00097009 | 1.34e-10 | 0.0027785 | 1.2696e-10 | 0.0094681 | 4.3683e-07
[120 empty] | 7.3.3.17.5 (Remote Grid) Updates to grid topology to minimize risk of ignition in HFTDs Remote GridWLDFRContaminationAggregated | WLDFR | HFTD - Distribution - Tier 3 - 2QU CoRE ¦ 2QU LoRE | Non-Red Flag Warning - Large Fires | Contamination | Aggregated | 2063 | 1.3813e-07 | 264.4574 | 3.6529e-05 | 2063 | Mitigation | 0.95 | 45 | 0 | esc | 0.00097009 | 1.34e-10 | 0.00097009 | 1.34e-10 | 0.0027785 | 1.2696e-10 | 0.0094681 | 4.3683e-07
[120 empty] | 7.3.3.17.5 (Remote Grid) Updates to grid topology to minimize risk of ignition in HFTDs Remote GridWLDFRContaminationAggregated | WLDFR | HFTD - Distribution - Tier 3 - 2QU CoRE ¦ 2QU LoRE | Non-Red Flag Warning - Large Fires | Contamination | Aggregated | 2064 | 1.3813e-07 | 264.4574 | 3.6529e-05 | 2064 | Mitigation | 0.95 | 45 | 0 | esc | 0.00097009 | 1.34e-10 | 0.00097009 | 1.34e-10 | 0.0027785 | 1.2696e-10 | 0.0094681 | 4.3683e-07
[120 empty] | 7.3.3.17.5 (Remote Grid) Updates to grid topology to minimize risk of ignition in HFTDs Remote GridWLDFRContaminationAggregated | WLDFR | HFTD - Distribution - Tier 3 - 2QU CoRE ¦ 2QU LoRE | Non-Red Flag Warning - Large Fires | Contamination | Aggregated | 2065 | 1.3813e-07 | 264.4574 | 3.6529e-05 | 2065 | Mitigation | 0.95 | 45 | 0 | esc | 0.00097009 | 1.34e-10 | 0.00097009 | 1.34e-10 | 0.0027785 | 1.2696e-10 | 0.0094681 | 4.3683e-07
[120 empty] | 7.3.3.17.5 (Remote Grid) Updates to grid topology to minimize risk of ignition in HFTDs Remote GridWLDFRContaminationAggregated | WLDFR | HFTD - Distribution - Tier 3 - 2QU CoRE ¦ 2QU LoRE | Non-Red Flag Warning - Large Fires | Contamination | Aggregated | 2066 | 1.3813e-07 | 264.4574 | 3.6529e-05 | 2066 | Mitigation | 0.95 | 45 | 0 | esc | 0.00097009 | 1.34e-10 | 0.00097009 | 1.34e-10 | 0.0027785 | 1.2696e-10 | 0.0094681 | 4.3683e-07
[120 empty] | 7.3.3.17.5 (Remote Grid) Updates to grid topology to minimize risk of ignition in HFTDs Remote GridWLDFRContaminationAggregated | WLDFR | HFTD - Distribution - Tier 3 - 2QU CoRE ¦ 2QU LoRE | Non-Red Flag Warning - Large Fires | Contamination | Aggregated | 2067 | 1.3813e-07 | 264.4574 | 3.6529e-05 | 2067 | Mitigation | 0.95 | 45 | 0 | esc | 0 | 0 | 0.00097009 | 1.34e-10 | 0.0027785 | 1.2696e-10 | 0.0094681 | 4.3683e-07
[120 empty] | 7.3.3.17.5 (Remote Grid) Updates to grid topology to minimize risk of ignition in HFTDs Remote GridWLDFREquipment / facility failureAggregated | WLDFR | HFTD - Distribution - Tier 3 - 2QU CoRE ¦ 2QU LoRE | Non-Red Flag Warning - Large Fires | Equipment / facility failure | Aggregated | 2022 | 1.9263e-06 | 264.4574 | 0.00050942 | 2022 | Mitigation | 0.95 | 45 | 0 | esc | 0.00097009 | 1.8687e-09 | 0 | 0 | 0.0027785 | 1.2696e-10 | 0.0094681 | 4.3683e-07
[120 empty] | 7.3.3.17.5 (Remote Grid) Updates to grid topology to minimize risk of ignition in HFTDs Remote GridWLDFREquipment / facility failureAggregated | WLDFR | HFTD - Distribution - Tier 3 - 2QU CoRE ¦ 2QU LoRE | Non-Red Flag Warning - Large Fires | Equipment / facility failure | Aggregated | 2023 | 1.9263e-06 | 264.4574 | 0.00050942 | 2023 | Mitigation | 0.95 | 45 | 0 | esc | 0.00097009 | 1.8687e-09 | 0.00097009 | 1.8687e-09 | 0.0027785 | 1.2696e-10 | 0.0094681 | 4.3683e-07
[120 empty] | 7.3.3.17.5 (Remote Grid) Updates to grid topology to minimize risk of ignition in HFTDs Remote GridWLDFREquipment / facility failureAggregated | WLDFR | HFTD - Distribution - Tier 3 - 2QU CoRE ¦ 2QU LoRE | Non-Red Flag Warning - Large Fires | Equipment / facility failure | Aggregated | 2024 | 1.9263e-06 | 264.4574 | 0.00050942 | 2024 | Mitigation | 0.95 | 45 | 0 | esc | 0.00097009 | 1.8687e-09 | 0.00097009 | 1.8687e-09 | 0.0027785 | 1.2696e-10 | 0.0094681 | 4.3683e-07
[120 empty] | 7.3.3.17.5 (Remote Grid) Updates to grid topology to minimize risk of ignition in HFTDs Remote GridWLDFREquipment / facility failureAggregated | WLDFR | HFTD - Distribution - Tier 3 - 2QU CoRE ¦ 2QU LoRE | Non-Red Flag Warning - Large Fires | Equipment / facility failure | Aggregated | 2025 | 1.9263e-06 | 264.4574 | 0.00050942 | 2025 | Mitigation | 0.95 | 45 | 0 | esc | 0.00097009 | 1.8687e-09 | 0.00097009 | 1.8687e-09 | 0.0027785 | 1.2696e-10 | 0.0094681 | 4.3683e-07
[120 empty] | 7.3.3.17.5 (Remote Grid) Updates to grid topology to minimize risk of ignition in HFTDs Remote GridWLDFREquipment / facility failureAggregated | WLDFR | HFTD - Distribution - Tier 3 - 2QU CoRE ¦ 2QU LoRE | Non-Red Flag Warning - Large Fires | Equipment / facility failure | Aggregated | 2026 | 1.9263e-06 | 264.4574 | 0.00050942 | 2026 | Mitigation | 0.95 | 45 | 0 | esc | 0.00097009 | 1.8687e-09 | 0.00097009 | 1.8687e-09 | 0.0027785 | 1.2696e-10 | 0.0094681 | 4.3683e-07
[120 empty] | 7.3.3.17.5 (Remote Grid) Updates to grid topology to minimize risk of ignition in HFTDs Remote GridWLDFREquipment / facility failureAggregated | WLDFR | HFTD - Distribution - Tier 3 - 2QU CoRE ¦ 2QU LoRE | Non-Red Flag Warning - Large Fires | Equipment / facility failure | Aggregated | 2027 | 1.9263e-06 | 264.4574 | 0.00050942 | 2027 | Mitigation | 0.95 | 45 | 0 | esc | 0.00097009 | 1.8687e-09 | 0.00097009 | 1.8687e-09 | 0.0027785 | 1.2696e-10 | 0.0094681 | 4.3683e-07
[120 empty] | 7.3.3.17.5 (Remote Grid) Updates to grid topology to minimize risk of ignition in HFTDs Remote GridWLDFREquipment / facility failureAggregated | WLDFR | HFTD - Distribution - Tier 3 - 2QU CoRE ¦ 2QU LoRE | Non-Red Flag Warning - Large Fires | Equipment / facility failure | Aggregated | 2028 | 1.9263e-06 | 264.4574 | 0.00050942 | 2028 | Mitigation | 0.95 | 45 | 0 | esc | 0.00097009 | 1.8687e-09 | 0.00097009 | 1.8687e-09 | 0.0027785 | 1.2696e-10 | 0.0094681 | 4.3683e-07
[120 empty] | 7.3.3.17.5 (Remote Grid) Updates to grid topology to minimize risk of ignition in HFTDs Remote GridWLDFREquipment / facility failureAggregated | WLDFR | HFTD - Distribution - Tier 3 - 2QU CoRE ¦ 2QU LoRE | Non-Red Flag Warning - Large Fires | Equipment / facility failure | Aggregated | 2029 | 1.9263e-06 | 264.4574 | 0.00050942 | 2029 | Mitigation | 0.95 | 45 | 0 | esc | 0.00097009 | 1.8687e-09 | 0.00097009 | 1.8687e-09 | 0.0027785 | 1.2696e-10 | 0.0094681 | 4.3683e-07
[120 empty] | 7.3.3.17.5 (Remote Grid) Updates to grid topology to minimize risk of ignition in HFTDs Remote GridWLDFREquipment / facility failureAggregated | WLDFR | HFTD - Distribution - Tier 3 - 2QU CoRE ¦ 2QU LoRE | Non-Red Flag Warning - Large Fires | Equipment / facility failure | Aggregated | 2030 | 1.9263e-06 | 264.4574 | 0.00050942 | 2030 | Mitigation | 0.95 | 45 | 0 | esc | 0.00097009 | 1.8687e-09 | 0.00097009 | 1.8687e-09 | 0.0027785 | 1.2696e-10 | 0.0094681 | 4.3683e-07
[120 empty] | 7.3.3.17.5 (Remote Grid) Updates to grid topology to minimize risk of ignition in HFTDs Remote GridWLDFREquipment / facility failureAggregated | WLDFR | HFTD - Distribution - Tier 3 - 2QU CoRE ¦ 2QU LoRE | Non-Red Flag Warning - Large Fires | Equipment / facility failure | Aggregated | 2031 | 1.9263e-06 | 264.4574 | 0.00050942 | 2031 | Mitigation | 0.95 | 45 | 0 | esc | 0.00097009 | 1.8687e-09 | 0.00097009 | 1.8687e-09 | 0.0027785 | 1.2696e-10 | 0.0094681 | 4.3683e-07
[120 empty] | 7.3.3.17.5 (Remote Grid) Updates to grid topology to minimize risk of ignition in HFTDs Remote GridWLDFREquipment / facility failureAggregated | WLDFR | HFTD - Distribution - Tier 3 - 2QU CoRE ¦ 2QU LoRE | Non-Red Flag Warning - Large Fires | Equipment / facility failure | Aggregated | 2032 | 1.9263e-06 | 264.4574 | 0.00050942 | 2032 | Mitigation | 0.95 | 45 | 0 | esc | 0.00097009 | 1.8687e-09 | 0.00097009 | 1.8687e-09 | 0.0027785 | 1.2696e-10 | 0 | 0
[120 empty] | 7.3.3.17.5 (Remote Grid) Updates to grid topology to minimize risk of ignition in HFTDs Remote GridWLDFREquipment / facility failureAggregated | WLDFR | HFTD - Distribution - Tier 3 - 2QU CoRE ¦ 2QU LoRE | Non-Red Flag Warning - Large Fires | Equipment / facility failure | Aggregated | 2033 | 1.9263e-06 | 264.4574 | 0.00050942 | 2033 | Mitigation | 0.95 | 45 | 0 | esc | 0.00097009 | 1.8687e-09 | 0.00097009 | 1.8687e-09 | 0.0027785 | 1.2696e-10 | 0 | 0
[120 empty] | 7.3.3.17.5 (Remote Grid) Updates to grid topology to minimize risk of ignition in HFTDs Remote GridWLDFREquipment / facility failureAggregated | WLDFR | HFTD - Distribution - Tier 3 - 2QU CoRE ¦ 2QU LoRE | Non-Red Flag Warning - Large Fires | Equipment / facility failure | Aggregated | 2034 | 1.9263e-06 | 264.4574 | 0.00050942 | 2034 | Mitigation | 0.95 | 45 | 0 | esc | 0.00097009 | 1.8687e-09 | 0.00097009 | 1.8687e-09 | 0.0027785 | 1.2696e-10 | 0.010598 | 1.6373e-08
[120 empty] | 7.3.3.17.5 (Remote Grid) Updates to grid topology to minimize risk of ignition in HFTDs Remote GridWLDFREquipment / facility failureAggregated | WLDFR | HFTD - Distribution - Tier 3 - 2QU CoRE ¦ 2QU LoRE | Non-Red Flag Warning - Large Fires | Equipment / facility failure | Aggregated | 2035 | 1.9263e-06 | 264.4574 | 0.00050942 | 2035 | Mitigation | 0.95 | 45 | 0 | esc | 0.00097009 | 1.8687e-09 | 0.00097009 | 1.8687e-09 | 0.0027785 | 1.2696e-10 | 0.010598 | 1.6373e-08
[120 empty] | 7.3.3.17.5 (Remote Grid) Updates to grid topology to minimize risk of ignition in HFTDs Remote GridWLDFREquipment / facility failureAggregated | WLDFR | HFTD - Distribution - Tier 3 - 2QU CoRE ¦ 2QU LoRE | Non-Red Flag Warning - Large Fires | Equipment / facility failure | Aggregated | 2036 | 1.9263e-06 | 264.4574 | 0.00050942 | 2036 | Mitigation | 0.95 | 45 | 0 | esc | 0.00097009 | 1.8687e-09 | 0.00097009 | 1.8687e-09 | 0.0027785 | 1.2696e-10 | 0.010598 | 1.6373e-08
[120 empty] | 7.3.3.17.5 (Remote Grid) Updates to grid topology to minimize risk of ignition in HFTDs Remote GridWLDFREquipment / facility failureAggregated | WLDFR | HFTD - Distribution - Tier 3 - 2QU CoRE ¦ 2QU LoRE | Non-Red Flag Warning - Large Fires | Equipment / facility failure | Aggregated | 2037 | 1.9263e-06 | 264.4574 | 0.00050942 | 2037 | Mitigation | 0.95 | 45 | 0 | esc | 0.00097009 | 1.8687e-09 | 0.00097009 | 1.8687e-09 | 0.0027785 | 1.2696e-10 | 0.010598 | 1.6373e-08
[120 empty] | 7.3.3.17.5 (Remote Grid) Updates to grid topology to minimize risk of ignition in HFTDs Remote GridWLDFREquipment / facility failureAggregated | WLDFR | HFTD - Distribution - Tier 3 - 2QU CoRE ¦ 2QU LoRE | Non-Red Flag Warning - Large Fires | Equipment / facility failure | Aggregated | 2038 | 1.9263e-06 | 264.4574 | 0.00050942 | 2038 | Mitigation | 0.95 | 45 | 0 | esc | 0.00097009 | 1.8687e-09 | 0.00097009 | 1.8687e-09 | 0.0027785 | 1.2696e-10 | 0.010598 | 1.6373e-08
[120 empty] | 7.3.3.17.5 (Remote Grid) Updates to grid topology to minimize risk of ignition in HFTDs Remote GridWLDFREquipment / facility failureAggregated | WLDFR | HFTD - Distribution - Tier 3 - 2QU CoRE ¦ 2QU LoRE | Non-Red Flag Warning - Large Fires | Equipment / facility failure | Aggregated | 2039 | 1.9263e-06 | 264.4574 | 0.00050942 | 2039 | Mitigation | 0.95 | 45 | 0 | esc | 0.00097009 | 1.8687e-09 | 0.00097009 | 1.8687e-09 | 0.0027785 | 1.2696e-10 | 0.010598 | 1.6373e-08
[120 empty] | 7.3.3.17.5 (Remote Grid) Updates to grid topology to minimize risk of ignition in HFTDs Remote GridWLDFREquipment / facility failureAggregated | WLDFR | HFTD - Distribution - Tier 3 - 2QU CoRE ¦ 2QU LoRE | Non-Red Flag Warning - Large Fires | Equipment / facility failure | Aggregated | 2040 | 1.9263e-06 | 264.4574 | 0.00050942 | 2040 | Mitigation | 0.95 | 45 | 0 | esc | 0.00097009 | 1.8687e-09 | 0.00097009 | 1.8687e-09 | 0.0027785 | 1.2696e-10 | 0.010598 | 1.6373e-08
[120 empty] | 7.3.3.17.5 (Remote Grid) Updates to grid topology to minimize risk of ignition in HFTDs Remote GridWLDFREquipment / facility failureAggregated | WLDFR | HFTD - Distribution - Tier 3 - 2QU CoRE ¦ 2QU LoRE | Non-Red Flag Warning - Large Fires | Equipment / facility failure | Aggregated | 2041 | 1.9263e-06 | 264.4574 | 0.00050942 | 2041 | Mitigation | 0.95 | 45 | 0 | esc | 0.00097009 | 1.8687e-09 | 0.00097009 | 1.8687e-09 | 0.0027785 | 1.2696e-10 | 0.010598 | 1.6373e-08
[120 empty] | 7.3.3.17.5 (Remote Grid) Updates to grid topology to minimize risk of ignition in HFTDs Remote GridWLDFREquipment / facility failureAggregated | WLDFR | HFTD - Distribution - Tier 3 - 2QU CoRE ¦ 2QU LoRE | Non-Red Flag Warning - Large Fires | Equipment / facility failure | Aggregated | 2042 | 1.9263e-06 | 264.4574 | 0.00050942 | 2042 | Mitigation | 0.95 | 45 | 0 | esc | 0.00097009 | 1.8687e-09 | 0.00097009 | 1.8687e-09 | 0.0027785 | 1.2696e-10 | 0.010598 | 1.6373e-08
[120 empty] | 7.3.3.17.5 (Remote Grid) Updates to grid topology to minimize risk of ignition in HFTDs Remote GridWLDFREquipment / facility failureAggregated | WLDFR | HFTD - Distribution - Tier 3 - 2QU CoRE ¦ 2QU LoRE | Non-Red Flag Warning - Large Fires | Equipment / facility failure | Aggregated | 2043 | 1.9263e-06 | 264.4574 | 0.00050942 | 2043 | Mitigation | 0.95 | 45 | 0 | esc | 0.00097009 | 1.8687e-09 | 0.00097009 | 1.8687e-09 | 0.0027785 | 1.2696e-10 | 0.010598 | 1.6373e-08
[120 empty] | 7.3.3.17.5 (Remote Grid) Updates to grid topology to minimize risk of ignition in HFTDs Remote GridWLDFREquipment / facility failureAggregated | WLDFR | HFTD - Distribution - Tier 3 - 2QU CoRE ¦ 2QU LoRE | Non-Red Flag Warning - Large Fires | Equipment / facility failure | Aggregated | 2044 | 1.9263e-06 | 264.4574 | 0.00050942 | 2044 | Mitigation | 0.95 | 45 | 0 | esc | 0.00097009 | 1.8687e-09 | 0.00097009 | 1.8687e-09 | 0.0027785 | 1.2696e-10 | 0.010598 | 1.6373e-08
[120 empty] | 7.3.3.17.5 (Remote Grid) Updates to grid topology to minimize risk of ignition in HFTDs Remote GridWLDFREquipment / facility failureAggregated | WLDFR | HFTD - Distribution - Tier 3 - 2QU CoRE ¦ 2QU LoRE | Non-Red Flag Warning - Large Fires | Equipment / facility failure | Aggregated | 2045 | 1.9263e-06 | 264.4574 | 0.00050942 | 2045 | Mitigation | 0.95 | 45 | 0 | esc | 0.00097009 | 1.8687e-09 | 0.00097009 | 1.8687e-09 | 0.0027785 | 1.2696e-10 | 0.010598 | 1.6373e-08
[120 empty] | 7.3.3.17.5 (Remote Grid) Updates to grid topology to minimize risk of ignition in HFTDs Remote GridWLDFREquipment / facility failureAggregated | WLDFR | HFTD - Distribution - Tier 3 - 2QU CoRE ¦ 2QU LoRE | Non-Red Flag Warning - Large Fires | Equipment / facility failure | Aggregated | 2046 | 1.9263e-06 | 264.4574 | 0.00050942 | 2046 | Mitigation | 0.95 | 45 | 0 | esc | 0.00097009 | 1.8687e-09 | 0.00097009 | 1.8687e-09 | 0.0027785 | 1.2696e-10 | 0.010598 | 1.6373e-08
[120 empty] | 7.3.3.17.5 (Remote Grid) Updates to grid topology to minimize risk of ignition in HFTDs Remote GridWLDFREquipment / facility failureAggregated | WLDFR | HFTD - Distribution - Tier 3 - 2QU CoRE ¦ 2QU LoRE | Non-Red Flag Warning - Large Fires | Equipment / facility failure | Aggregated | 2047 | 1.9263e-06 | 264.4574 | 0.00050942 | 2047 | Mitigation | 0.95 | 45 | 0 | esc | 0.00097009 | 1.8687e-09 | 0.00097009 | 1.8687e-09 | 0.0027785 | 1.2696e-10 | 0.010598 | 1.6373e-08
[120 empty] | 7.3.3.17.5 (Remote Grid) Updates to grid topology to minimize risk of ignition in HFTDs Remote GridWLDFREquipment / facility failureAggregated | WLDFR | HFTD - Distribution - Tier 3 - 2QU CoRE ¦ 2QU LoRE | Non-Red Flag Warning - Large Fires | Equipment / facility failure | Aggregated | 2048 | 1.9263e-06 | 264.4574 | 0.00050942 | 2048 | Mitigation | 0.95 | 45 | 0 | esc | 0.00097009 | 1.8687e-09 | 0.00097009 | 1.8687e-09 | 0.0027785 | 1.2696e-10 | 0.010598 | 1.6373e-08
[120 empty] | 7.3.3.17.5 (Remote Grid) Updates to grid topology to minimize risk of ignition in HFTDs Remote GridWLDFREquipment / facility failureAggregated | WLDFR | HFTD - Distribution - Tier 3 - 2QU CoRE ¦ 2QU LoRE | Non-Red Flag Warning - Large Fires | Equipment / facility failure | Aggregated | 2049 | 1.9263e-06 | 264.4574 | 0.00050942 | 2049 | Mitigation | 0.95 | 45 | 0 | esc | 0.00097009 | 1.8687e-09 | 0.00097009 | 1.8687e-09 | 0.0027785 | 1.2696e-10 | 0.010598 | 1.6373e-08
[120 empty] | 7.3.3.17.5 (Remote Grid) Updates to grid topology to minimize risk of ignition in HFTDs Remote GridWLDFREquipment / facility failureAggregated | WLDFR | HFTD - Distribution - Tier 3 - 2QU CoRE ¦ 2QU LoRE | Non-Red Flag Warning - Large Fires | Equipment / facility failure | Aggregated | 2050 | 1.9263e-06 | 264.4574 | 0.00050942 | 2050 | Mitigation | 0.95 | 45 | 0 | esc | 0.00097009 | 1.8687e-09 | 0.00097009 | 1.8687e-09 | 0.0027785 | 1.2696e-10 | 0.010598 | 1.6373e-08
[120 empty] | 7.3.3.17.5 (Remote Grid) Updates to grid topology to minimize risk of ignition in HFTDs Remote GridWLDFREquipment / facility failureAggregated | WLDFR | HFTD - Distribution - Tier 3 - 2QU CoRE ¦ 2QU LoRE | Non-Red Flag Warning - Large Fires | Equipment / facility failure | Aggregated | 2051 | 1.9263e-06 | 264.4574 | 0.00050942 | 2051 | Mitigation | 0.95 | 45 | 0 | esc | 0.00097009 | 1.8687e-09 | 0.00097009 | 1.8687e-09 | 0.0027785 | 1.2696e-10 | 0.010598 | 1.6373e-08
[120 empty] | 7.3.3.17.5 (Remote Grid) Updates to grid topology to minimize risk of ignition in HFTDs Remote GridWLDFREquipment / facility failureAggregated | WLDFR | HFTD - Distribution - Tier 3 - 2QU CoRE ¦ 2QU LoRE | Non-Red Flag Warning - Large Fires | Equipment / facility failure | Aggregated | 2052 | 1.9263e-06 | 264.4574 | 0.00050942 | 2052 | Mitigation | 0.95 | 45 | 0 | esc | 0.00097009 | 1.8687e-09 | 0.00097009 | 1.8687e-09 | 0.0027785 | 1.2696e-10 | 0.010598 | 1.6373e-08
[120 empty] | 7.3.3.17.5 (Remote Grid) Updates to grid topology to minimize risk of ignition in HFTDs Remote GridWLDFREquipment / facility failureAggregated | WLDFR | HFTD - Distribution - Tier 3 - 2QU CoRE ¦ 2QU LoRE | Non-Red Flag Warning - Large Fires | Equipment / facility failure | Aggregated | 2053 | 1.9263e-06 | 264.4574 | 0.00050942 | 2053 | Mitigation | 0.95 | 45 | 0 | esc | 0.00097009 | 1.8687e-09 | 0.00097009 | 1.8687e-09 | 0.0027785 | 1.2696e-10 | 0.010598 | 1.6373e-08
[120 empty] | 7.3.3.17.5 (Remote Grid) Updates to grid topology to minimize risk of ignition in HFTDs Remote GridWLDFREquipment / facility failureAggregated | WLDFR | HFTD - Distribution - Tier 3 - 2QU CoRE ¦ 2QU LoRE | Non-Red Flag Warning - Large Fires | Equipment / facility failure | Aggregated | 2054 | 1.9263e-06 | 264.4574 | 0.00050942 | 2054 | Mitigation | 0.95 | 45 | 0 | esc | 0.00097009 | 1.8687e-09 | 0.00097009 | 1.8687e-09 | 0.0027785 | 1.2696e-10 | 0.010598 | 1.6373e-08
[120 empty] | 7.3.3.17.5 (Remote Grid) Updates to grid topology to minimize risk of ignition in HFTDs Remote GridWLDFREquipment / facility failureAggregated | WLDFR | HFTD - Distribution - Tier 3 - 2QU CoRE ¦ 2QU LoRE | Non-Red Flag Warning - Large Fires | Equipment / facility failure | Aggregated | 2055 | 1.9263e-06 | 264.4574 | 0.00050942 | 2055 | Mitigation | 0.95 | 45 | 0 | esc | 0.00097009 | 1.8687e-09 | 0.00097009 | 1.8687e-09 | 0.0027785 | 1.2696e-10 | 0.010598 | 1.6373e-08
[120 empty] | 7.3.3.17.5 (Remote Grid) Updates to grid topology to minimize risk of ignition in HFTDs Remote GridWLDFREquipment / facility failureAggregated | WLDFR | HFTD - Distribution - Tier 3 - 2QU CoRE ¦ 2QU LoRE | Non-Red Flag Warning - Large Fires | Equipment / facility failure | Aggregated | 2056 | 1.9263e-06 | 264.4574 | 0.00050942 | 2056 | Mitigation | 0.95 | 45 | 0 | esc | 0.00097009 | 1.8687e-09 | 0.00097009 | 1.8687e-09 | 0.0027785 | 1.2696e-10 | 0.010598 | 1.6373e-08
[120 empty] | 7.3.3.17.5 (Remote Grid) Updates to grid topology to minimize risk of ignition in HFTDs Remote GridWLDFREquipment / facility failureAggregated | WLDFR | HFTD - Distribution - Tier 3 - 2QU CoRE ¦ 2QU LoRE | Non-Red Flag Warning - Large Fires | Equipment / facility failure | Aggregated | 2057 | 1.9263e-06 | 264.4574 | 0.00050942 | 2057 | Mitigation | 0.95 | 45 | 0 | esc | 0.00097009 | 1.8687e-09 | 0.00097009 | 1.8687e-09 | 0.0027785 | 1.2696e-10 | 0.010598 | 1.6373e-08
[120 empty] | 7.3.3.17.5 (Remote Grid) Updates to grid topology to minimize risk of ignition in HFTDs Remote GridWLDFREquipment / facility failureAggregated | WLDFR | HFTD - Distribution - Tier 3 - 2QU CoRE ¦ 2QU LoRE | Non-Red Flag Warning - Large Fires | Equipment / facility failure | Aggregated | 2058 | 1.9263e-06 | 264.4574 | 0.00050942 | 2058 | Mitigation | 0.95 | 45 | 0 | esc | 0.00097009 | 1.8687e-09 | 0.00097009 | 1.8687e-09 | 0.0027785 | 1.2696e-10 | 0.010598 | 1.6373e-08
[120 empty] | 7.3.3.17.5 (Remote Grid) Updates to grid topology to minimize risk of ignition in HFTDs Remote GridWLDFREquipment / facility failureAggregated | WLDFR | HFTD - Distribution - Tier 3 - 2QU CoRE ¦ 2QU LoRE | Non-Red Flag Warning - Large Fires | Equipment / facility failure | Aggregated | 2059 | 1.9263e-06 | 264.4574 | 0.00050942 | 2059 | Mitigation | 0.95 | 45 | 0 | esc | 0.00097009 | 1.8687e-09 | 0.00097009 | 1.8687e-09 | 0.0027785 | 1.2696e-10 | 0.010598 | 1.6373e-08
[120 empty] | 7.3.3.17.5 (Remote Grid) Updates to grid topology to minimize risk of ignition in HFTDs Remote GridWLDFREquipment / facility failureAggregated | WLDFR | HFTD - Distribution - Tier 3 - 2QU CoRE ¦ 2QU LoRE | Non-Red Flag Warning - Large Fires | Equipment / facility failure | Aggregated | 2060 | 1.9263e-06 | 264.4574 | 0.00050942 | 2060 | Mitigation | 0.95 | 45 | 0 | esc | 0.00097009 | 1.8687e-09 | 0.00097009 | 1.8687e-09 | 0.0027785 | 1.2696e-10 | 0.010598 | 1.6373e-08
[120 empty] | 7.3.3.17.5 (Remote Grid) Updates to grid topology to minimize risk of ignition in HFTDs Remote GridWLDFREquipment / facility failureAggregated | WLDFR | HFTD - Distribution - Tier 3 - 2QU CoRE ¦ 2QU LoRE | Non-Red Flag Warning - Large Fires | Equipment / facility failure | Aggregated | 2061 | 1.9263e-06 | 264.4574 | 0.00050942 | 2061 | Mitigation | 0.95 | 45 | 0 | esc | 0.00097009 | 1.8687e-09 | 0.00097009 | 1.8687e-09 | 0.0027785 | 1.2696e-10 | 0.010598 | 1.6373e-08
[120 empty] | 7.3.3.17.5 (Remote Grid) Updates to grid topology to minimize risk of ignition in HFTDs Remote GridWLDFREquipment / facility failureAggregated | WLDFR | HFTD - Distribution - Tier 3 - 2QU CoRE ¦ 2QU LoRE | Non-Red Flag Warning - Large Fires | Equipment / facility failure | Aggregated | 2062 | 1.9263e-06 | 264.4574 | 0.00050942 | 2062 | Mitigation | 0.95 | 45 | 0 | esc | 0.00097009 | 1.8687e-09 | 0.00097009 | 1.8687e-09 | 0.0027785 | 1.2696e-10 | 0.010598 | 1.6373e-08
[120 empty] | 7.3.3.17.5 (Remote Grid) Updates to grid topology to minimize risk of ignition in HFTDs Remote GridWLDFREquipment / facility failureAggregated | WLDFR | HFTD - Distribution - Tier 3 - 2QU CoRE ¦ 2QU LoRE | Non-Red Flag Warning - Large Fires | Equipment / facility failure | Aggregated | 2063 | 1.9263e-06 | 264.4574 | 0.00050942 | 2063 | Mitigation | 0.95 | 45 | 0 | esc | 0.00097009 | 1.8687e-09 | 0.00097009 | 1.8687e-09 | 0.0027785 | 1.2696e-10 | 0.010598 | 1.6373e-08
[120 empty] | 7.3.3.17.5 (Remote Grid) Updates to grid topology to minimize risk of ignition in HFTDs Remote GridWLDFREquipment / facility failureAggregated | WLDFR | HFTD - Distribution - Tier 3 - 2QU CoRE ¦ 2QU LoRE | Non-Red Flag Warning - Large Fires | Equipment / facility failure | Aggregated | 2064 | 1.9263e-06 | 264.4574 | 0.00050942 | 2064 | Mitigation | 0.95 | 45 | 0 | esc | 0.00097009 | 1.8687e-09 | 0.00097009 | 1.8687e-09 | 0 | 0 | 0 | 0
[120 empty] | 7.3.3.17.5 (Remote Grid) Updates to grid topology to minimize risk of ignition in HFTDs Remote GridWLDFREquipment / facility failureAggregated | WLDFR | HFTD - Distribution - Tier 3 - 2QU CoRE ¦ 2QU LoRE | Non-Red Flag Warning - Large Fires | Equipment / facility failure | Aggregated | 2065 | 1.9263e-06 | 264.4574 | 0.00050942 | 2065 | Mitigation | 0.95 | 45 | 0 | esc | 0.00097009 | 1.8687e-09 | 0.00097009 | 1.8687e-09 | 0.0027785 | 1.0805e-08 | 0 | 0
[120 empty] | 7.3.3.17.5 (Remote Grid) Updates to grid topology to minimize risk of ignition in HFTDs Remote GridWLDFREquipment / facility failureAggregated | WLDFR | HFTD - Distribution - Tier 3 - 2QU CoRE ¦ 2QU LoRE | Non-Red Flag Warning - Large Fires | Equipment / facility failure | Aggregated | 2066 | 1.9263e-06 | 264.4574 | 0.00050942 | 2066 | Mitigation | 0.95 | 45 | 0 | esc | 0.00097009 | 1.8687e-09 | 0.00097009 | 1.8687e-09 | 0.0027785 | 1.0805e-08 | 0.0087991 | 8.0203e-07
[120 empty] | 7.3.3.17.5 (Remote Grid) Updates to grid topology to minimize risk of ignition in HFTDs Remote GridWLDFREquipment / facility failureAggregated | WLDFR | HFTD - Distribution - Tier 3 - 2QU CoRE ¦ 2QU LoRE | Non-Red Flag Warning - Large Fires | Equipment / facility failure | Aggregated | 2067 | 1.9263e-06 | 264.4574 | 0.00050942 | 2067 | Mitigation | 0.95 | 45 | 0 | esc | 0 | 0 | 0.00097009 | 1.8687e-09 | 0.0027785 | 1.0805e-08 | 0.0087991 | 8.0203e-07
[120 empty] | 7.3.3.17.5 (Remote Grid) Updates to grid topology to minimize risk of ignition in HFTDs Remote GridWLDFRVegetation ContactAggregated | WLDFR | HFTD - Distribution - Tier 3 - 2QU CoRE ¦ 2QU LoRE | Non-Red Flag Warning - Large Fires | Vegetation Contact | Aggregated | 2022 | 1.8884e-05 | 264.4574 | 0.0049941 | 2022 | Mitigation | 0.95 | 45 | 0 | esc | 0.00097009 | 1.8319e-08 | 0 | 0 | 0.0027785 | 1.0805e-08 | 0.0087991 | 8.0203e-07
[120 empty] | 7.3.3.17.5 (Remote Grid) Updates to grid topology to minimize risk of ignition in HFTDs Remote GridWLDFRVegetation ContactAggregated | WLDFR | HFTD - Distribution - Tier 3 - 2QU CoRE ¦ 2QU LoRE | Non-Red Flag Warning - Large Fires | Vegetation Contact | Aggregated | 2023 | 1.8884e-05 | 264.4574 | 0.0049941 | 2023 | Mitigation | 0.95 | 45 | 0 | esc | 0.00097009 | 1.8319e-08 | 0.00097009 | 1.8319e-08 | 0.0027785 | 1.0805e-08 | 0.0087991 | 8.0203e-07
[120 empty] | 7.3.3.17.5 (Remote Grid) Updates to grid topology to minimize risk of ignition in HFTDs Remote GridWLDFRVegetation ContactAggregated | WLDFR | HFTD - Distribution - Tier 3 - 2QU CoRE ¦ 2QU LoRE | Non-Red Flag Warning - Large Fires | Vegetation Contact | Aggregated | 2024 | 1.8884e-05 | 264.4574 | 0.0049941 | 2024 | Mitigation | 0.95 | 45 | 0 | esc | 0.00097009 | 1.8319e-08 | 0.00097009 | 1.8319e-08 | 0.0027785 | 1.0805e-08 | 0.0087991 | 8.0203e-07
[120 empty] | 7.3.3.17.5 (Remote Grid) Updates to grid topology to minimize risk of ignition in HFTDs Remote GridWLDFRVegetation ContactAggregated | WLDFR | HFTD - Distribution - Tier 3 - 2QU CoRE ¦ 2QU LoRE | Non-Red Flag Warning - Large Fires | Vegetation Contact | Aggregated | 2025 | 1.8884e-05 | 264.4574 | 0.0049941 | 2025 | Mitigation | 0.95 | 45 | 0 | esc | 0.00097009 | 1.8319e-08 | 0.00097009 | 1.8319e-08 | 0.0027785 | 1.0805e-08 | 0.0087991 | 8.0203e-07
[120 empty] | 7.3.3.17.5 (Remote Grid) Updates to grid topology to minimize risk of ignition in HFTDs Remote GridWLDFRVegetation ContactAggregated | WLDFR | HFTD - Distribution - Tier 3 - 2QU CoRE ¦ 2QU LoRE | Non-Red Flag Warning - Large Fires | Vegetation Contact | Aggregated | 2026 | 1.8884e-05 | 264.4574 | 0.0049941 | 2026 | Mitigation | 0.95 | 45 | 0 | esc | 0.00097009 | 1.8319e-08 | 0.00097009 | 1.8319e-08 | 0.0027785 | 1.0805e-08 | 0.0087991 | 8.0203e-07
[120 empty] | 7.3.3.17.5 (Remote Grid) Updates to grid topology to minimize risk of ignition in HFTDs Remote GridWLDFRVegetation ContactAggregated | WLDFR | HFTD - Distribution - Tier 3 - 2QU CoRE ¦ 2QU LoRE | Non-Red Flag Warning - Large Fires | Vegetation Contact | Aggregated | 2027 | 1.8884e-05 | 264.4574 | 0.0049941 | 2027 | Mitigation | 0.95 | 45 | 0 | esc | 0.00097009 | 1.8319e-08 | 0.00097009 | 1.8319e-08 | 0.0027785 | 1.0805e-08 | 0.0087991 | 8.0203e-07
[120 empty] | 7.3.3.17.5 (Remote Grid) Updates to grid topology to minimize risk of ignition in HFTDs Remote GridWLDFRVegetation ContactAggregated | WLDFR | HFTD - Distribution - Tier 3 - 2QU CoRE ¦ 2QU LoRE | Non-Red Flag Warning - Large Fires | Vegetation Contact | Aggregated | 2028 | 1.8884e-05 | 264.4574 | 0.0049941 | 2028 | Mitigation | 0.95 | 45 | 0 | esc | 0.00097009 | 1.8319e-08 | 0.00097009 | 1.8319e-08 | 0.0027785 | 1.0805e-08 | 0.0087991 | 8.0203e-07
[120 empty] | 7.3.3.17.5 (Remote Grid) Updates to grid topology to minimize risk of ignition in HFTDs Remote GridWLDFRVegetation ContactAggregated | WLDFR | HFTD - Distribution - Tier 3 - 2QU CoRE ¦ 2QU LoRE | Non-Red Flag Warning - Large Fires | Vegetation Contact | Aggregated | 2029 | 1.8884e-05 | 264.4574 | 0.0049941 | 2029 | Mitigation | 0.95 | 45 | 0 | esc | 0.00097009 | 1.8319e-08 | 0.00097009 | 1.8319e-08 | 0.0027785 | 1.0805e-08 | 0.0087991 | 8.0203e-07
[120 empty] | 7.3.3.17.5 (Remote Grid) Updates to grid topology to minimize risk of ignition in HFTDs Remote GridWLDFRVegetation ContactAggregated | WLDFR | HFTD - Distribution - Tier 3 - 2QU CoRE ¦ 2QU LoRE | Non-Red Flag Warning - Large Fires | Vegetation Contact | Aggregated | 2030 | 1.8884e-05 | 264.4574 | 0.0049941 | 2030 | Mitigation | 0.95 | 45 | 0 | esc | 0.00097009 | 1.8319e-08 | 0.00097009 | 1.8319e-08 | 0.0027785 | 1.0805e-08 | 0.0087991 | 8.0203e-07
[120 empty] | 7.3.3.17.5 (Remote Grid) Updates to grid topology to minimize risk of ignition in HFTDs Remote GridWLDFRVegetation ContactAggregated | WLDFR | HFTD - Distribution - Tier 3 - 2QU CoRE ¦ 2QU LoRE | Non-Red Flag Warning - Large Fires | Vegetation Contact | Aggregated | 2031 | 1.8884e-05 | 264.4574 | 0.0049941 | 2031 | Mitigation | 0.95 | 45 | 0 | esc | 0.00097009 | 1.8319e-08 | 0.00097009 | 1.8319e-08 | 0.0027785 | 1.0805e-08 | 0.0087991 | 8.0203e-07
[120 empty] | 7.3.3.17.5 (Remote Grid) Updates to grid topology to minimize risk of ignition in HFTDs Remote GridWLDFRVegetation ContactAggregated | WLDFR | HFTD - Distribution - Tier 3 - 2QU CoRE ¦ 2QU LoRE | Non-Red Flag Warning - Large Fires | Vegetation Contact | Aggregated | 2032 | 1.8884e-05 | 264.4574 | 0.0049941 | 2032 | Mitigation | 0.95 | 45 | 0 | esc | 0.00097009 | 1.8319e-08 | 0.00097009 | 1.8319e-08 | 0.0027785 | 1.0805e-08 | 0.0087991 | 8.0203e-07
[120 empty] | 7.3.3.17.5 (Remote Grid) Updates to grid topology to minimize risk of ignition in HFTDs Remote GridWLDFRVegetation ContactAggregated | WLDFR | HFTD - Distribution - Tier 3 - 2QU CoRE ¦ 2QU LoRE | Non-Red Flag Warning - Large Fires | Vegetation Contact | Aggregated | 2033 | 1.8884e-05 | 264.4574 | 0.0049941 | 2033 | Mitigation | 0.95 | 45 | 0 | esc | 0.00097009 | 1.8319e-08 | 0.00097009 | 1.8319e-08 | 0.0027785 | 1.0805e-08 | 0.0087991 | 8.0203e-07
[120 empty] | 7.3.3.17.5 (Remote Grid) Updates to grid topology to minimize risk of ignition in HFTDs Remote GridWLDFRVegetation ContactAggregated | WLDFR | HFTD - Distribution - Tier 3 - 2QU CoRE ¦ 2QU LoRE | Non-Red Flag Warning - Large Fires | Vegetation Contact | Aggregated | 2034 | 1.8884e-05 | 264.4574 | 0.0049941 | 2034 | Mitigation | 0.95 | 45 | 0 | esc | 0.00097009 | 1.8319e-08 | 0.00097009 | 1.8319e-08 | 0.0027785 | 1.0805e-08 | 0.0087991 | 8.0203e-07
[120 empty] | 7.3.3.17.5 (Remote Grid) Updates to grid topology to minimize risk of ignition in HFTDs Remote GridWLDFRVegetation ContactAggregated | WLDFR | HFTD - Distribution - Tier 3 - 2QU CoRE ¦ 2QU LoRE | Non-Red Flag Warning - Large Fires | Vegetation Contact | Aggregated | 2035 | 1.8884e-05 | 264.4574 | 0.0049941 | 2035 | Mitigation | 0.95 | 45 | 0 | esc | 0.00097009 | 1.8319e-08 | 0.00097009 | 1.8319e-08 | 0.0027785 | 1.0805e-08 | 0.0087991 | 8.0203e-07
[120 empty] | 7.3.3.17.5 (Remote Grid) Updates to grid topology to minimize risk of ignition in HFTDs Remote GridWLDFRVegetation ContactAggregated | WLDFR | HFTD - Distribution - Tier 3 - 2QU CoRE ¦ 2QU LoRE | Non-Red Flag Warning - Large Fires | Vegetation Contact | Aggregated | 2036 | 1.8884e-05 | 264.4574 | 0.0049941 | 2036 | Mitigation | 0.95 | 45 | 0 | esc | 0.00097009 | 1.8319e-08 | 0.00097009 | 1.8319e-08 | 0.0027785 | 1.0805e-08 | 0.0087991 | 8.0203e-07
[120 empty] | 7.3.3.17.5 (Remote Grid) Updates to grid topology to minimize risk of ignition in HFTDs Remote GridWLDFRVegetation ContactAggregated | WLDFR | HFTD - Distribution - Tier 3 - 2QU CoRE ¦ 2QU LoRE | Non-Red Flag Warning - Large Fires | Vegetation Contact | Aggregated | 2037 | 1.8884e-05 | 264.4574 | 0.0049941 | 2037 | Mitigation | 0.95 | 45 | 0 | esc | 0.00097009 | 1.8319e-08 | 0.00097009 | 1.8319e-08 | 0.0027785 | 1.0805e-08 | 0.0087991 | 8.0203e-07
[120 empty] | 7.3.3.17.5 (Remote Grid) Updates to grid topology to minimize risk of ignition in HFTDs Remote GridWLDFRVegetation ContactAggregated | WLDFR | HFTD - Distribution - Tier 3 - 2QU CoRE ¦ 2QU LoRE | Non-Red Flag Warning - Large Fires | Vegetation Contact | Aggregated | 2038 | 1.8884e-05 | 264.4574 | 0.0049941 | 2038 | Mitigation | 0.95 | 45 | 0 | esc | 0.00097009 | 1.8319e-08 | 0.00097009 | 1.8319e-08 | 0.0027785 | 1.0805e-08 | 0.0087991 | 8.0203e-07
[120 empty] | 7.3.3.17.5 (Remote Grid) Updates to grid topology to minimize risk of ignition in HFTDs Remote GridWLDFRVegetation ContactAggregated | WLDFR | HFTD - Distribution - Tier 3 - 2QU CoRE ¦ 2QU LoRE | Non-Red Flag Warning - Large Fires | Vegetation Contact | Aggregated | 2039 | 1.8884e-05 | 264.4574 | 0.0049941 | 2039 | Mitigation | 0.95 | 45 | 0 | esc | 0.00097009 | 1.8319e-08 | 0.00097009 | 1.8319e-08 | 0.0027785 | 1.0805e-08 | 0.0087991 | 8.0203e-07
[120 empty] | 7.3.3.17.5 (Remote Grid) Updates to grid topology to minimize risk of ignition in HFTDs Remote GridWLDFRVegetation ContactAggregated | WLDFR | HFTD - Distribution - Tier 3 - 2QU CoRE ¦ 2QU LoRE | Non-Red Flag Warning - Large Fires | Vegetation Contact | Aggregated | 2040 | 1.8884e-05 | 264.4574 | 0.0049941 | 2040 | Mitigation | 0.95 | 45 | 0 | esc | 0.00097009 | 1.8319e-08 | 0.00097009 | 1.8319e-08 | 0.0027785 | 1.0805e-08 | 0.0087991 | 8.0203e-07
[120 empty] | 7.3.3.17.5 (Remote Grid) Updates to grid topology to minimize risk of ignition in HFTDs Remote GridWLDFRVegetation ContactAggregated | WLDFR | HFTD - Distribution - Tier 3 - 2QU CoRE ¦ 2QU LoRE | Non-Red Flag Warning - Large Fires | Vegetation Contact | Aggregated | 2041 | 1.8884e-05 | 264.4574 | 0.0049941 | 2041 | Mitigation | 0.95 | 45 | 0 | esc | 0.00097009 | 1.8319e-08 | 0.00097009 | 1.8319e-08 | 0.0027785 | 1.0805e-08 | 0.0087991 | 8.0203e-07
[120 empty] | 7.3.3.17.5 (Remote Grid) Updates to grid topology to minimize risk of ignition in HFTDs Remote GridWLDFRVegetation ContactAggregated | WLDFR | HFTD - Distribution - Tier 3 - 2QU CoRE ¦ 2QU LoRE | Non-Red Flag Warning - Large Fires | Vegetation Contact | Aggregated | 2042 | 1.8884e-05 | 264.4574 | 0.0049941 | 2042 | Mitigation | 0.95 | 45 | 0 | esc | 0.00097009 | 1.8319e-08 | 0.00097009 | 1.8319e-08 | 0.0027785 | 1.0805e-08 | 0.0087991 | 8.0203e-07
[120 empty] | 7.3.3.17.5 (Remote Grid) Updates to grid topology to minimize risk of ignition in HFTDs Remote GridWLDFRVegetation ContactAggregated | WLDFR | HFTD - Distribution - Tier 3 - 2QU CoRE ¦ 2QU LoRE | Non-Red Flag Warning - Large Fires | Vegetation Contact | Aggregated | 2043 | 1.8884e-05 | 264.4574 | 0.0049941 | 2043 | Mitigation | 0.95 | 45 | 0 | esc | 0.00097009 | 1.8319e-08 | 0.00097009 | 1.8319e-08 | 0.0027785 | 1.0805e-08 | 0.0087991 | 8.0203e-07
[120 empty] | 7.3.3.17.5 (Remote Grid) Updates to grid topology to minimize risk of ignition in HFTDs Remote GridWLDFRVegetation ContactAggregated | WLDFR | HFTD - Distribution - Tier 3 - 2QU CoRE ¦ 2QU LoRE | Non-Red Flag Warning - Large Fires | Vegetation Contact | Aggregated | 2044 | 1.8884e-05 | 264.4574 | 0.0049941 | 2044 | Mitigation | 0.95 | 45 | 0 | esc | 0.00097009 | 1.8319e-08 | 0.00097009 | 1.8319e-08 | 0.0027785 | 1.0805e-08 | 0.0087991 | 8.0203e-07
[120 empty] | 7.3.3.17.5 (Remote Grid) Updates to grid topology to minimize risk of ignition in HFTDs Remote GridWLDFRVegetation ContactAggregated | WLDFR | HFTD - Distribution - Tier 3 - 2QU CoRE ¦ 2QU LoRE | Non-Red Flag Warning - Large Fires | Vegetation Contact | Aggregated | 2045 | 1.8884e-05 | 264.4574 | 0.0049941 | 2045 | Mitigation | 0.95 | 45 | 0 | esc | 0.00097009 | 1.8319e-08 | 0.00097009 | 1.8319e-08 | 0.0027785 | 1.0805e-08 | 0.0087991 | 8.0203e-07
[120 empty] | 7.3.3.17.5 (Remote Grid) Updates to grid topology to minimize risk of ignition in HFTDs Remote GridWLDFRVegetation ContactAggregated | WLDFR | HFTD - Distribution - Tier 3 - 2QU CoRE ¦ 2QU LoRE | Non-Red Flag Warning - Large Fires | Vegetation Contact | Aggregated | 2046 | 1.8884e-05 | 264.4574 | 0.0049941 | 2046 | Mitigation | 0.95 | 45 | 0 | esc | 0.00097009 | 1.8319e-08 | 0.00097009 | 1.8319e-08 | 0.0027785 | 1.0805e-08 | 0.0087991 | 8.0203e-07
[120 empty] | 7.3.3.17.5 (Remote Grid) Updates to grid topology to minimize risk of ignition in HFTDs Remote GridWLDFRVegetation ContactAggregated | WLDFR | HFTD - Distribution - Tier 3 - 2QU CoRE ¦ 2QU LoRE | Non-Red Flag Warning - Large Fires | Vegetation Contact | Aggregated | 2047 | 1.8884e-05 | 264.4574 | 0.0049941 | 2047 | Mitigation | 0.95 | 45 | 0 | esc | 0.00097009 | 1.8319e-08 | 0.00097009 | 1.8319e-08 | 0.0027785 | 1.0805e-08 | 0.0087991 | 8.0203e-07
[120 empty] | 7.3.3.17.5 (Remote Grid) Updates to grid topology to minimize risk of ignition in HFTDs Remote GridWLDFRVegetation ContactAggregated | WLDFR | HFTD - Distribution - Tier 3 - 2QU CoRE ¦ 2QU LoRE | Non-Red Flag Warning - Large Fires | Vegetation Contact | Aggregated | 2048 | 1.8884e-05 | 264.4574 | 0.0049941 | 2048 | Mitigation | 0.95 | 45 | 0 | esc | 0.00097009 | 1.8319e-08 | 0.00097009 | 1.8319e-08 | 0.0027785 | 1.0805e-08 | 0.0087991 | 8.0203e-07
[120 empty] | 7.3.3.17.5 (Remote Grid) Updates to grid topology to minimize risk of ignition in HFTDs Remote GridWLDFRVegetation ContactAggregated | WLDFR | HFTD - Distribution - Tier 3 - 2QU CoRE ¦ 2QU LoRE | Non-Red Flag Warning - Large Fires | Vegetation Contact | Aggregated | 2049 | 1.8884e-05 | 264.4574 | 0.0049941 | 2049 | Mitigation | 0.95 | 45 | 0 | esc | 0.00097009 | 1.8319e-08 | 0.00097009 | 1.8319e-08 | 0.0027785 | 1.0805e-08 | 0.0087991 | 8.0203e-07
[120 empty] | 7.3.3.17.5 (Remote Grid) Updates to grid topology to minimize risk of ignition in HFTDs Remote GridWLDFRVegetation ContactAggregated | WLDFR | HFTD - Distribution - Tier 3 - 2QU CoRE ¦ 2QU LoRE | Non-Red Flag Warning - Large Fires | Vegetation Contact | Aggregated | 2050 | 1.8884e-05 | 264.4574 | 0.0049941 | 2050 | Mitigation | 0.95 | 45 | 0 | esc | 0.00097009 | 1.8319e-08 | 0.00097009 | 1.8319e-08 | 0.0027785 | 1.0805e-08 | 0 | 0
[120 empty] | 7.3.3.17.5 (Remote Grid) Updates to grid topology to minimize risk of ignition in HFTDs Remote GridWLDFRVegetation ContactAggregated | WLDFR | HFTD - Distribution - Tier 3 - 2QU CoRE ¦ 2QU LoRE | Non-Red Flag Warning - Large Fires | Vegetation Contact | Aggregated | 2051 | 1.8884e-05 | 264.4574 | 0.0049941 | 2051 | Mitigation | 0.95 | 45 | 0 | esc | 0.00097009 | 1.8319e-08 | 0.00097009 | 1.8319e-08 | 0.0027785 | 1.0805e-08 | 0 | 0
[120 empty] | 7.3.3.17.5 (Remote Grid) Updates to grid topology to minimize risk of ignition in HFTDs Remote GridWLDFRVegetation ContactAggregated | WLDFR | HFTD - Distribution - Tier 3 - 2QU CoRE ¦ 2QU LoRE | Non-Red Flag Warning - Large Fires | Vegetation Contact | Aggregated | 2052 | 1.8884e-05 | 264.4574 | 0.0049941 | 2052 | Mitigation | 0.95 | 45 | 0 | esc | 0.00097009 | 1.8319e-08 | 0.00097009 | 1.8319e-08 | 0.0027785 | 1.0805e-08 | 0.00988 | 3.458e-07
[120 empty] | 7.3.3.17.5 (Remote Grid) Updates to grid topology to minimize risk of ignition in HFTDs Remote GridWLDFRVegetation ContactAggregated | WLDFR | HFTD - Distribution - Tier 3 - 2QU CoRE ¦ 2QU LoRE | Non-Red Flag Warning - Large Fires | Vegetation Contact | Aggregated | 2053 | 1.8884e-05 | 264.4574 | 0.0049941 | 2053 | Mitigation | 0.95 | 45 | 0 | esc | 0.00097009 | 1.8319e-08 | 0.00097009 | 1.8319e-08 | 0.0027785 | 1.0805e-08 | 0.00988 | 3.458e-07
[120 empty] | 7.3.3.17.5 (Remote Grid) Updates to grid topology to minimize risk of ignition in HFTDs Remote GridWLDFRVegetation ContactAggregated | WLDFR | HFTD - Distribution - Tier 3 - 2QU CoRE ¦ 2QU LoRE | Non-Red Flag Warning - Large Fires | Vegetation Contact | Aggregated | 2054 | 1.8884e-05 | 264.4574 | 0.0049941 | 2054 | Mitigation | 0.95 | 45 | 0 | esc | 0.00097009 | 1.8319e-08 | 0.00097009 | 1.8319e-08 | 0.0027785 | 1.0805e-08 | 0.00988 | 3.458e-07
[120 empty] | 7.3.3.17.5 (Remote Grid) Updates to grid topology to minimize risk of ignition in HFTDs Remote GridWLDFRVegetation ContactAggregated | WLDFR | HFTD - Distribution - Tier 3 - 2QU CoRE ¦ 2QU LoRE | Non-Red Flag Warning - Large Fires | Vegetation Contact | Aggregated | 2055 | 1.8884e-05 | 264.4574 | 0.0049941 | 2055 | Mitigation | 0.95 | 45 | 0 | esc | 0.00097009 | 1.8319e-08 | 0.00097009 | 1.8319e-08 | 0.0027785 | 1.0805e-08 | 0.00988 | 3.458e-07
[120 empty] | 7.3.3.17.5 (Remote Grid) Updates to grid topology to minimize risk of ignition in HFTDs Remote GridWLDFRVegetation ContactAggregated | WLDFR | HFTD - Distribution - Tier 3 - 2QU CoRE ¦ 2QU LoRE | Non-Red Flag Warning - Large Fires | Vegetation Contact | Aggregated | 2056 | 1.8884e-05 | 264.4574 | 0.0049941 | 2056 | Mitigation | 0.95 | 45 | 0 | esc | 0.00097009 | 1.8319e-08 | 0.00097009 | 1.8319e-08 | 0.0027785 | 1.0805e-08 | 0.00988 | 3.458e-07
[120 empty] | 7.3.3.17.5 (Remote Grid) Updates to grid topology to minimize risk of ignition in HFTDs Remote GridWLDFRVegetation ContactAggregated | WLDFR | HFTD - Distribution - Tier 3 - 2QU CoRE ¦ 2QU LoRE | Non-Red Flag Warning - Large Fires | Vegetation Contact | Aggregated | 2057 | 1.8884e-05 | 264.4574 | 0.0049941 | 2057 | Mitigation | 0.95 | 45 | 0 | esc | 0.00097009 | 1.8319e-08 | 0.00097009 | 1.8319e-08 | 0.0027785 | 1.0805e-08 | 0.00988 | 3.458e-07
[120 empty] | 7.3.3.17.5 (Remote Grid) Updates to grid topology to minimize risk of ignition in HFTDs Remote GridWLDFRVegetation ContactAggregated | WLDFR | HFTD - Distribution - Tier 3 - 2QU CoRE ¦ 2QU LoRE | Non-Red Flag Warning - Large Fires | Vegetation Contact | Aggregated | 2058 | 1.8884e-05 | 264.4574 | 0.0049941 | 2058 | Mitigation | 0.95 | 45 | 0 | esc | 0.00097009 | 1.8319e-08 | 0.00097009 | 1.8319e-08 | 0.0027785 | 1.0805e-08 | 0.00988 | 3.458e-07
[120 empty] | 7.3.3.17.5 (Remote Grid) Updates to grid topology to minimize risk of ignition in HFTDs Remote GridWLDFRVegetation ContactAggregated | WLDFR | HFTD - Distribution - Tier 3 - 2QU CoRE ¦ 2QU LoRE | Non-Red Flag Warning - Large Fires | Vegetation Contact | Aggregated | 2059 | 1.8884e-05 | 264.4574 | 0.0049941 | 2059 | Mitigation | 0.95 | 45 | 0 | esc | 0.00097009 | 1.8319e-08 | 0.00097009 | 1.8319e-08 | 0.0027785 | 1.0805e-08 | 0.00988 | 3.458e-07
[120 empty] | 7.3.3.17.5 (Remote Grid) Updates to grid topology to minimize risk of ignition in HFTDs Remote GridWLDFRVegetation ContactAggregated | WLDFR | HFTD - Distribution - Tier 3 - 2QU CoRE ¦ 2QU LoRE | Non-Red Flag Warning - Large Fires | Vegetation Contact | Aggregated | 2060 | 1.8884e-05 | 264.4574 | 0.0049941 | 2060 | Mitigation | 0.95 | 45 | 0 | esc | 0.00097009 | 1.8319e-08 | 0.00097009 | 1.8319e-08 | 0.0027785 | 1.0805e-08 | 0.00988 | 3.458e-07
[120 empty] | 7.3.3.17.5 (Remote Grid) Updates to grid topology to minimize risk of ignition in HFTDs Remote GridWLDFRVegetation ContactAggregated | WLDFR | HFTD - Distribution - Tier 3 - 2QU CoRE ¦ 2QU LoRE | Non-Red Flag Warning - Large Fires | Vegetation Contact | Aggregated | 2061 | 1.8884e-05 | 264.4574 | 0.0049941 | 2061 | Mitigation | 0.95 | 45 | 0 | esc | 0.00097009 | 1.8319e-08 | 0.00097009 | 1.8319e-08 | 0.0027785 | 1.0805e-08 | 0.00988 | 3.458e-07
[120 empty] | 7.3.3.17.5 (Remote Grid) Updates to grid topology to minimize risk of ignition in HFTDs Remote GridWLDFRVegetation ContactAggregated | WLDFR | HFTD - Distribution - Tier 3 - 2QU CoRE ¦ 2QU LoRE | Non-Red Flag Warning - Large Fires | Vegetation Contact | Aggregated | 2062 | 1.8884e-05 | 264.4574 | 0.0049941 | 2062 | Mitigation | 0.95 | 45 | 0 | esc | 0.00097009 | 1.8319e-08 | 0.00097009 | 1.8319e-08 | 0.0027785 | 1.0805e-08 | 0.00988 | 3.458e-07
[120 empty] | 7.3.3.17.5 (Remote Grid) Updates to grid topology to minimize risk of ignition in HFTDs Remote GridWLDFRVegetation ContactAggregated | WLDFR | HFTD - Distribution - Tier 3 - 2QU CoRE ¦ 2QU LoRE | Non-Red Flag Warning - Large Fires | Vegetation Contact | Aggregated | 2063 | 1.8884e-05 | 264.4574 | 0.0049941 | 2063 | Mitigation | 0.95 | 45 | 0 | esc | 0.00097009 | 1.8319e-08 | 0.00097009 | 1.8319e-08 | 0.0027785 | 1.0805e-08 | 0.00988 | 3.458e-07
[120 empty] | 7.3.3.17.5 (Remote Grid) Updates to grid topology to minimize risk of ignition in HFTDs Remote GridWLDFRVegetation ContactAggregated | WLDFR | HFTD - Distribution - Tier 3 - 2QU CoRE ¦ 2QU LoRE | Non-Red Flag Warning - Large Fires | Vegetation Contact | Aggregated | 2064 | 1.8884e-05 | 264.4574 | 0.0049941 | 2064 | Mitigation | 0.95 | 45 | 0 | esc | 0.00097009 | 1.8319e-08 | 0.00097009 | 1.8319e-08 | 0.0027785 | 1.0805e-08 | 0.00988 | 3.458e-07
[120 empty] | 7.3.3.17.5 (Remote Grid) Updates to grid topology to minimize risk of ignition in HFTDs Remote GridWLDFRVegetation ContactAggregated | WLDFR | HFTD - Distribution - Tier 3 - 2QU CoRE ¦ 2QU LoRE | Non-Red Flag Warning - Large Fires | Vegetation Contact | Aggregated | 2065 | 1.8884e-05 | 264.4574 | 0.0049941 | 2065 | Mitigation | 0.95 | 45 | 0 | esc | 0.00097009 | 1.8319e-08 | 0.00097009 | 1.8319e-08 | 0.0027785 | 1.0805e-08 | 0.00988 | 3.458e-07
[120 empty] | 7.3.3.17.5 (Remote Grid) Updates to grid topology to minimize risk of ignition in HFTDs Remote GridWLDFRVegetation ContactAggregated | WLDFR | HFTD - Distribution - Tier 3 - 2QU CoRE ¦ 2QU LoRE | Non-Red Flag Warning - Large Fires | Vegetation Contact | Aggregated | 2066 | 1.8884e-05 | 264.4574 | 0.0049941 | 2066 | Mitigation | 0.95 | 45 | 0 | esc | 0.00097009 | 1.8319e-08 | 0.00097009 | 1.8319e-08 | 0.0027785 | 1.0805e-08 | 0.00988 | 3.458e-07
[120 empty] | 7.3.3.17.5 (Remote Grid) Updates to grid topology to minimize risk of ignition in HFTDs Remote GridWLDFRVegetation ContactAggregated | WLDFR | HFTD - Distribution - Tier 3 - 2QU CoRE ¦ 2QU LoRE | Non-Red Flag Warning - Large Fires | Vegetation Contact | Aggregated | 2067 | 1.8884e-05 | 264.4574 | 0.0049941 | 2067 | Mitigation | 0.95 | 45 | 0 | esc | 0 | 0 | 0.00097009 | 1.8319e-08 | 0.0027785 | 1.0805e-08 | 0.00988 | 3.458e-07
[120 empty] | 7.3.3.17.5 (Remote Grid) Updates to grid topology to minimize risk of ignition in HFTDs Remote GridWLDFRWire-to-wire contactAggregated | WLDFR | HFTD - Distribution - Tier 3 - 2QU CoRE ¦ 2QU LoRE | Non-Red Flag Warning - Large Fires | Wire-to-wire contact | Aggregated | 2022 | 6.4006e-07 | 264.4574 | 0.00016927 | 2022 | Mitigation | 0.95 | 45 | 0 | esc | 0.00097009 | 6.2091e-10 | 0 | 0 | 0 | 0 | 0.00988 | 3.458e-07
[120 empty] | 7.3.3.17.5 (Remote Grid) Updates to grid topology to minimize risk of ignition in HFTDs Remote GridWLDFRWire-to-wire contactAggregated | WLDFR | HFTD - Distribution - Tier 3 - 2QU CoRE ¦ 2QU LoRE | Non-Red Flag Warning - Large Fires | Wire-to-wire contact | Aggregated | 2023 | 6.4006e-07 | 264.4574 | 0.00016927 | 2023 | Mitigation | 0.95 | 45 | 0 | esc | 0.00097009 | 6.2091e-10 | 0.00097009 | 6.2091e-10 | 0.0027785 | 5.149e-09 | 0.00988 | 3.458e-07
[120 empty] | 7.3.3.17.5 (Remote Grid) Updates to grid topology to minimize risk of ignition in HFTDs Remote GridWLDFRWire-to-wire contactAggregated | WLDFR | HFTD - Distribution - Tier 3 - 2QU CoRE ¦ 2QU LoRE | Non-Red Flag Warning - Large Fires | Wire-to-wire contact | Aggregated | 2024 | 6.4006e-07 | 264.4574 | 0.00016927 | 2024 | Mitigation | 0.95 | 45 | 0 | esc | 0.00097009 | 6.2091e-10 | 0.00097009 | 6.2091e-10 | 0.0027785 | 5.149e-09 | 0.00988 | 3.458e-07
[120 empty] | 7.3.3.17.5 (Remote Grid) Updates to grid topology to minimize risk of ignition in HFTDs Remote GridWLDFRWire-to-wire contactAggregated | WLDFR | HFTD - Distribution - Tier 3 - 2QU CoRE ¦ 2QU LoRE | Non-Red Flag Warning - Large Fires | Wire-to-wire contact | Aggregated | 2025 | 6.4006e-07 | 264.4574 | 0.00016927 | 2025 | Mitigation | 0.95 | 45 | 0 | esc | 0.00097009 | 6.2091e-10 | 0.00097009 | 6.2091e-10 | 0.0027785 | 5.149e-09 | 0.00988 | 3.458e-07
[120 empty] | 7.3.3.17.5 (Remote Grid) Updates to grid topology to minimize risk of ignition in HFTDs Remote GridWLDFRWire-to-wire contactAggregated | WLDFR | HFTD - Distribution - Tier 3 - 2QU CoRE ¦ 2QU LoRE | Non-Red Flag Warning - Large Fires | Wire-to-wire contact | Aggregated | 2026 | 6.4006e-07 | 264.4574 | 0.00016927 | 2026 | Mitigation | 0.95 | 45 | 0 | esc | 0.00097009 | 6.2091e-10 | 0.00097009 | 6.2091e-10 | 0.0027785 | 5.149e-09 | 0.00988 | 3.458e-07
[120 empty] | 7.3.3.17.5 (Remote Grid) Updates to grid topology to minimize risk of ignition in HFTDs Remote GridWLDFRWire-to-wire contactAggregated | WLDFR | HFTD - Distribution - Tier 3 - 2QU CoRE ¦ 2QU LoRE | Non-Red Flag Warning - Large Fires | Wire-to-wire contact | Aggregated | 2027 | 6.4006e-07 | 264.4574 | 0.00016927 | 2027 | Mitigation | 0.95 | 45 | 0 | esc | 0.00097009 | 6.2091e-10 | 0.00097009 | 6.2091e-10 | 0.0027785 | 5.149e-09 | 0.00988 | 3.458e-07
[120 empty] | 7.3.3.17.5 (Remote Grid) Updates to grid topology to minimize risk of ignition in HFTDs Remote GridWLDFRWire-to-wire contactAggregated | WLDFR | HFTD - Distribution - Tier 3 - 2QU CoRE ¦ 2QU LoRE | Non-Red Flag Warning - Large Fires | Wire-to-wire contact | Aggregated | 2028 | 6.4006e-07 | 264.4574 | 0.00016927 | 2028 | Mitigation | 0.95 | 45 | 0 | esc | 0.00097009 | 6.2091e-10 | 0.00097009 | 6.2091e-10 | 0.0027785 | 5.149e-09 | 0.00988 | 3.458e-07
[120 empty] | 7.3.3.17.5 (Remote Grid) Updates to grid topology to minimize risk of ignition in HFTDs Remote GridWLDFRWire-to-wire contactAggregated | WLDFR | HFTD - Distribution - Tier 3 - 2QU CoRE ¦ 2QU LoRE | Non-Red Flag Warning - Large Fires | Wire-to-wire contact | Aggregated | 2029 | 6.4006e-07 | 264.4574 | 0.00016927 | 2029 | Mitigation | 0.95 | 45 | 0 | esc | 0.00097009 | 6.2091e-10 | 0.00097009 | 6.2091e-10 | 0.0027785 | 5.149e-09 | 0.00988 | 3.458e-07
[120 empty] | 7.3.3.17.5 (Remote Grid) Updates to grid topology to minimize risk of ignition in HFTDs Remote GridWLDFRWire-to-wire contactAggregated | WLDFR | HFTD - Distribution - Tier 3 - 2QU CoRE ¦ 2QU LoRE | Non-Red Flag Warning - Large Fires | Wire-to-wire contact | Aggregated | 2030 | 6.4006e-07 | 264.4574 | 0.00016927 | 2030 | Mitigation | 0.95 | 45 | 0 | esc | 0.00097009 | 6.2091e-10 | 0.00097009 | 6.2091e-10 | 0.0027785 | 5.149e-09 | 0.00988 | 3.458e-07
[120 empty] | 7.3.3.17.5 (Remote Grid) Updates to grid topology to minimize risk of ignition in HFTDs Remote GridWLDFRWire-to-wire contactAggregated | WLDFR | HFTD - Distribution - Tier 3 - 2QU CoRE ¦ 2QU LoRE | Non-Red Flag Warning - Large Fires | Wire-to-wire contact | Aggregated | 2031 | 6.4006e-07 | 264.4574 | 0.00016927 | 2031 | Mitigation | 0.95 | 45 | 0 | esc | 0.00097009 | 6.2091e-10 | 0.00097009 | 6.2091e-10 | 0.0027785 | 5.149e-09 | 0.00988 | 3.458e-07
[120 empty] | 7.3.3.17.5 (Remote Grid) Updates to grid topology to minimize risk of ignition in HFTDs Remote GridWLDFRWire-to-wire contactAggregated | WLDFR | HFTD - Distribution - Tier 3 - 2QU CoRE ¦ 2QU LoRE | Non-Red Flag Warning - Large Fires | Wire-to-wire contact | Aggregated | 2032 | 6.4006e-07 | 264.4574 | 0.00016927 | 2032 | Mitigation | 0.95 | 45 | 0 | esc | 0.00097009 | 6.2091e-10 | 0.00097009 | 6.2091e-10 | 0.0027785 | 5.149e-09 | 0.00988 | 3.458e-07
[120 empty] | 7.3.3.17.5 (Remote Grid) Updates to grid topology to minimize risk of ignition in HFTDs Remote GridWLDFRWire-to-wire contactAggregated | WLDFR | HFTD - Distribution - Tier 3 - 2QU CoRE ¦ 2QU LoRE | Non-Red Flag Warning - Large Fires | Wire-to-wire contact | Aggregated | 2033 | 6.4006e-07 | 264.4574 | 0.00016927 | 2033 | Mitigation | 0.95 | 45 | 0 | esc | 0.00097009 | 6.2091e-10 | 0.00097009 | 6.2091e-10 | 0.0027785 | 5.149e-09 | 0.00988 | 3.458e-07
[120 empty] | 7.3.3.17.5 (Remote Grid) Updates to grid topology to minimize risk of ignition in HFTDs Remote GridWLDFRWire-to-wire contactAggregated | WLDFR | HFTD - Distribution - Tier 3 - 2QU CoRE ¦ 2QU LoRE | Non-Red Flag Warning - Large Fires | Wire-to-wire contact | Aggregated | 2034 | 6.4006e-07 | 264.4574 | 0.00016927 | 2034 | Mitigation | 0.95 | 45 | 0 | esc | 0.00097009 | 6.2091e-10 | 0.00097009 | 6.2091e-10 | 0.0027785 | 5.149e-09 | 0.00988 | 3.458e-07
[120 empty] | 7.3.3.17.5 (Remote Grid) Updates to grid topology to minimize risk of ignition in HFTDs Remote GridWLDFRWire-to-wire contactAggregated | WLDFR | HFTD - Distribution - Tier 3 - 2QU CoRE ¦ 2QU LoRE | Non-Red Flag Warning - Large Fires | Wire-to-wire contact | Aggregated | 2035 | 6.4006e-07 | 264.4574 | 0.00016927 | 2035 | Mitigation | 0.95 | 45 | 0 | esc | 0.00097009 | 6.2091e-10 | 0.00097009 | 6.2091e-10 | 0.0027785 | 5.149e-09 | 0.00988 | 3.458e-07
[120 empty] | 7.3.3.17.5 (Remote Grid) Updates to grid topology to minimize risk of ignition in HFTDs Remote GridWLDFRWire-to-wire contactAggregated | WLDFR | HFTD - Distribution - Tier 3 - 2QU CoRE ¦ 2QU LoRE | Non-Red Flag Warning - Large Fires | Wire-to-wire contact | Aggregated | 2036 | 6.4006e-07 | 264.4574 | 0.00016927 | 2036 | Mitigation | 0.95 | 45 | 0 | esc | 0.00097009 | 6.2091e-10 | 0.00097009 | 6.2091e-10 | 0.0027785 | 5.149e-09 | 0 | 0
[120 empty] | 7.3.3.17.5 (Remote Grid) Updates to grid topology to minimize risk of ignition in HFTDs Remote GridWLDFRWire-to-wire contactAggregated | WLDFR | HFTD - Distribution - Tier 3 - 2QU CoRE ¦ 2QU LoRE | Non-Red Flag Warning - Large Fires | Wire-to-wire contact | Aggregated | 2037 | 6.4006e-07 | 264.4574 | 0.00016927 | 2037 | Mitigation | 0.95 | 45 | 0 | esc | 0.00097009 | 6.2091e-10 | 0.00097009 | 6.2091e-10 | 0.0027785 | 5.149e-09 | 0 | 0
[120 empty] | 7.3.3.17.5 (Remote Grid) Updates to grid topology to minimize risk of ignition in HFTDs Remote GridWLDFRWire-to-wire contactAggregated | WLDFR | HFTD - Distribution - Tier 3 - 2QU CoRE ¦ 2QU LoRE | Non-Red Flag Warning - Large Fires | Wire-to-wire contact | Aggregated | 2038 | 6.4006e-07 | 264.4574 | 0.00016927 | 2038 | Mitigation | 0.95 | 45 | 0 | esc | 0.00097009 | 6.2091e-10 | 0.00097009 | 6.2091e-10 | 0.0027785 | 5.149e-09 | 0.0085129 | 2.4474e-07
[120 empty] | 7.3.3.17.5 (Remote Grid) Updates to grid topology to minimize risk of ignition in HFTDs Remote GridWLDFRWire-to-wire contactAggregated | WLDFR | HFTD - Distribution - Tier 3 - 2QU CoRE ¦ 2QU LoRE | Non-Red Flag Warning - Large Fires | Wire-to-wire contact | Aggregated | 2039 | 6.4006e-07 | 264.4574 | 0.00016927 | 2039 | Mitigation | 0.95 | 45 | 0 | esc | 0.00097009 | 6.2091e-10 | 0.00097009 | 6.2091e-10 | 0.0027785 | 5.149e-09 | 0.0085129 | 2.4474e-07
[120 empty] | 7.3.3.17.5 (Remote Grid) Updates to grid topology to minimize risk of ignition in HFTDs Remote GridWLDFRWire-to-wire contactAggregated | WLDFR | HFTD - Distribution - Tier 3 - 2QU CoRE ¦ 2QU LoRE | Non-Red Flag Warning - Large Fires | Wire-to-wire contact | Aggregated | 2040 | 6.4006e-07 | 264.4574 | 0.00016927 | 2040 | Mitigation | 0.95 | 45 | 0 | esc | 0.00097009 | 6.2091e-10 | 0.00097009 | 6.2091e-10 | 0.0027785 | 5.149e-09 | 0.0085129 | 2.4474e-07
[120 empty] | 7.3.3.17.5 (Remote Grid) Updates to grid topology to minimize risk of ignition in HFTDs Remote GridWLDFRWire-to-wire contactAggregated | WLDFR | HFTD - Distribution - Tier 3 - 2QU CoRE ¦ 2QU LoRE | Non-Red Flag Warning - Large Fires | Wire-to-wire contact | Aggregated | 2041 | 6.4006e-07 | 264.4574 | 0.00016927 | 2041 | Mitigation | 0.95 | 45 | 0 | esc | 0.00097009 | 6.2091e-10 | 0.00097009 | 6.2091e-10 | 0.0027785 | 5.149e-09 | 0.0085129 | 2.4474e-07
[120 empty] | 7.3.3.17.5 (Remote Grid) Updates to grid topology to minimize risk of ignition in HFTDs Remote GridWLDFRWire-to-wire contactAggregated | WLDFR | HFTD - Distribution - Tier 3 - 2QU CoRE ¦ 2QU LoRE | Non-Red Flag Warning - Large Fires | Wire-to-wire contact | Aggregated | 2042 | 6.4006e-07 | 264.4574 | 0.00016927 | 2042 | Mitigation | 0.95 | 45 | 0 | esc | 0.00097009 | 6.2091e-10 | 0.00097009 | 6.2091e-10 | 0.0027785 | 5.149e-09 | 0.0085129 | 2.4474e-07
[120 empty] | 7.3.3.17.5 (Remote Grid) Updates to grid topology to minimize risk of ignition in HFTDs Remote GridWLDFRWire-to-wire contactAggregated | WLDFR | HFTD - Distribution - Tier 3 - 2QU CoRE ¦ 2QU LoRE | Non-Red Flag Warning - Large Fires | Wire-to-wire contact | Aggregated | 2043 | 6.4006e-07 | 264.4574 | 0.00016927 | 2043 | Mitigation | 0.95 | 45 | 0 | esc | 0.00097009 | 6.2091e-10 | 0.00097009 | 6.2091e-10 | 0.0027785 | 5.149e-09 | 0.0085129 | 2.4474e-07
[120 empty] | 7.3.3.17.5 (Remote Grid) Updates to grid topology to minimize risk of ignition in HFTDs Remote GridWLDFRWire-to-wire contactAggregated | WLDFR | HFTD - Distribution - Tier 3 - 2QU CoRE ¦ 2QU LoRE | Non-Red Flag Warning - Large Fires | Wire-to-wire contact | Aggregated | 2044 | 6.4006e-07 | 264.4574 | 0.00016927 | 2044 | Mitigation | 0.95 | 45 | 0 | esc | 0.00097009 | 6.2091e-10 | 0.00097009 | 6.2091e-10 | 0.0027785 | 5.149e-09 | 0.0085129 | 2.4474e-07
[120 empty] | 7.3.3.17.5 (Remote Grid) Updates to grid topology to minimize risk of ignition in HFTDs Remote GridWLDFRWire-to-wire contactAggregated | WLDFR | HFTD - Distribution - Tier 3 - 2QU CoRE ¦ 2QU LoRE | Non-Red Flag Warning - Large Fires | Wire-to-wire contact | Aggregated | 2045 | 6.4006e-07 | 264.4574 | 0.00016927 | 2045 | Mitigation | 0.95 | 45 | 0 | esc | 0.00097009 | 6.2091e-10 | 0.00097009 | 6.2091e-10 | 0.0027785 | 5.149e-09 | 0.0085129 | 2.4474e-07
[120 empty] | 7.3.3.17.5 (Remote Grid) Updates to grid topology to minimize risk of ignition in HFTDs Remote GridWLDFRWire-to-wire contactAggregated | WLDFR | HFTD - Distribution - Tier 3 - 2QU CoRE ¦ 2QU LoRE | Non-Red Flag Warning - Large Fires | Wire-to-wire contact | Aggregated | 2046 | 6.4006e-07 | 264.4574 | 0.00016927 | 2046 | Mitigation | 0.95 | 45 | 0 | esc | 0.00097009 | 6.2091e-10 | 0.00097009 | 6.2091e-10 | 0.0027785 | 5.149e-09 | 0.0085129 | 2.4474e-07
[120 empty] | 7.3.3.17.5 (Remote Grid) Updates to grid topology to minimize risk of ignition in HFTDs Remote GridWLDFRWire-to-wire contactAggregated | WLDFR | HFTD - Distribution - Tier 3 - 2QU CoRE ¦ 2QU LoRE | Non-Red Flag Warning - Large Fires | Wire-to-wire contact | Aggregated | 2047 | 6.4006e-07 | 264.4574 | 0.00016927 | 2047 | Mitigation | 0.95 | 45 | 0 | esc | 0.00097009 | 6.2091e-10 | 0.00097009 | 6.2091e-10 | 0.0027785 | 5.149e-09 | 0.0085129 | 2.4474e-07
[120 empty] | 7.3.3.17.5 (Remote Grid) Updates to grid topology to minimize risk of ignition in HFTDs Remote GridWLDFRWire-to-wire contactAggregated | WLDFR | HFTD - Distribution - Tier 3 - 2QU CoRE ¦ 2QU LoRE | Non-Red Flag Warning - Large Fires | Wire-to-wire contact | Aggregated | 2048 | 6.4006e-07 | 264.4574 | 0.00016927 | 2048 | Mitigation | 0.95 | 45 | 0 | esc | 0.00097009 | 6.2091e-10 | 0.00097009 | 6.2091e-10 | 0.0027785 | 5.149e-09 | 0.0085129 | 2.4474e-07
[120 empty] | 7.3.3.17.5 (Remote Grid) Updates to grid topology to minimize risk of ignition in HFTDs Remote GridWLDFRWire-to-wire contactAggregated | WLDFR | HFTD - Distribution - Tier 3 - 2QU CoRE ¦ 2QU LoRE | Non-Red Flag Warning - Large Fires | Wire-to-wire contact | Aggregated | 2049 | 6.4006e-07 | 264.4574 | 0.00016927 | 2049 | Mitigation | 0.95 | 45 | 0 | esc | 0.00097009 | 6.2091e-10 | 0.00097009 | 6.2091e-10 | 0.0027785 | 5.149e-09 | 0.0085129 | 2.4474e-07
[120 empty] | 7.3.3.17.5 (Remote Grid) Updates to grid topology to minimize risk of ignition in HFTDs Remote GridWLDFRWire-to-wire contactAggregated | WLDFR | HFTD - Distribution - Tier 3 - 2QU CoRE ¦ 2QU LoRE | Non-Red Flag Warning - Large Fires | Wire-to-wire contact | Aggregated | 2050 | 6.4006e-07 | 264.4574 | 0.00016927 | 2050 | Mitigation | 0.95 | 45 | 0 | esc | 0.00097009 | 6.2091e-10 | 0.00097009 | 6.2091e-10 | 0.0027785 | 5.149e-09 | 0.0085129 | 2.4474e-07
[120 empty] | 7.3.3.17.5 (Remote Grid) Updates to grid topology to minimize risk of ignition in HFTDs Remote GridWLDFRWire-to-wire contactAggregated | WLDFR | HFTD - Distribution - Tier 3 - 2QU CoRE ¦ 2QU LoRE | Non-Red Flag Warning - Large Fires | Wire-to-wire contact | Aggregated | 2051 | 6.4006e-07 | 264.4574 | 0.00016927 | 2051 | Mitigation | 0.95 | 45 | 0 | esc | 0.00097009 | 6.2091e-10 | 0.00097009 | 6.2091e-10 | 0.0027785 | 5.149e-09 | 0.0085129 | 2.4474e-07
[120 empty] | 7.3.3.17.5 (Remote Grid) Updates to grid topology to minimize risk of ignition in HFTDs Remote GridWLDFRWire-to-wire contactAggregated | WLDFR | HFTD - Distribution - Tier 3 - 2QU CoRE ¦ 2QU LoRE | Non-Red Flag Warning - Large Fires | Wire-to-wire contact | Aggregated | 2052 | 6.4006e-07 | 264.4574 | 0.00016927 | 2052 | Mitigation | 0.95 | 45 | 0 | esc | 0.00097009 | 6.2091e-10 | 0.00097009 | 6.2091e-10 | 0.0027785 | 5.149e-09 | 0.0085129 | 2.4474e-07
[120 empty] | 7.3.3.17.5 (Remote Grid) Updates to grid topology to minimize risk of ignition in HFTDs Remote GridWLDFRWire-to-wire contactAggregated | WLDFR | HFTD - Distribution - Tier 3 - 2QU CoRE ¦ 2QU LoRE | Non-Red Flag Warning - Large Fires | Wire-to-wire contact | Aggregated | 2053 | 6.4006e-07 | 264.4574 | 0.00016927 | 2053 | Mitigation | 0.95 | 45 | 0 | esc | 0.00097009 | 6.2091e-10 | 0.00097009 | 6.2091e-10 | 0.0027785 | 5.149e-09 | 0.0085129 | 2.4474e-07
[120 empty] | 7.3.3.17.5 (Remote Grid) Updates to grid topology to minimize risk of ignition in HFTDs Remote GridWLDFRWire-to-wire contactAggregated | WLDFR | HFTD - Distribution - Tier 3 - 2QU CoRE ¦ 2QU LoRE | Non-Red Flag Warning - Large Fires | Wire-to-wire contact | Aggregated | 2054 | 6.4006e-07 | 264.4574 | 0.00016927 | 2054 | Mitigation | 0.95 | 45 | 0 | esc | 0.00097009 | 6.2091e-10 | 0.00097009 | 6.2091e-10 | 0.0027785 | 5.149e-09 | 0.0085129 | 2.4474e-07
[120 empty] | 7.3.3.17.5 (Remote Grid) Updates to grid topology to minimize risk of ignition in HFTDs Remote GridWLDFRWire-to-wire contactAggregated | WLDFR | HFTD - Distribution - Tier 3 - 2QU CoRE ¦ 2QU LoRE | Non-Red Flag Warning - Large Fires | Wire-to-wire contact | Aggregated | 2055 | 6.4006e-07 | 264.4574 | 0.00016927 | 2055 | Mitigation | 0.95 | 45 | 0 | esc | 0.00097009 | 6.2091e-10 | 0.00097009 | 6.2091e-10 | 0.0027785 | 5.149e-09 | 0.0085129 | 2.4474e-07
[120 empty] | 7.3.3.17.5 (Remote Grid) Updates to grid topology to minimize risk of ignition in HFTDs Remote GridWLDFRWire-to-wire contactAggregated | WLDFR | HFTD - Distribution - Tier 3 - 2QU CoRE ¦ 2QU LoRE | Non-Red Flag Warning - Large Fires | Wire-to-wire contact | Aggregated | 2056 | 6.4006e-07 | 264.4574 | 0.00016927 | 2056 | Mitigation | 0.95 | 45 | 0 | esc | 0.00097009 | 6.2091e-10 | 0.00097009 | 6.2091e-10 | 0.0027785 | 5.149e-09 | 0.0085129 | 2.4474e-07
[120 empty] | 7.3.3.17.5 (Remote Grid) Updates to grid topology to minimize risk of ignition in HFTDs Remote GridWLDFRWire-to-wire contactAggregated | WLDFR | HFTD - Distribution - Tier 3 - 2QU CoRE ¦ 2QU LoRE | Non-Red Flag Warning - Large Fires | Wire-to-wire contact | Aggregated | 2057 | 6.4006e-07 | 264.4574 | 0.00016927 | 2057 | Mitigation | 0.95 | 45 | 0 | esc | 0.00097009 | 6.2091e-10 | 0.00097009 | 6.2091e-10 | 0.0027785 | 5.149e-09 | 0.0085129 | 2.4474e-07
[120 empty] | 7.3.3.17.5 (Remote Grid) Updates to grid topology to minimize risk of ignition in HFTDs Remote GridWLDFRWire-to-wire contactAggregated | WLDFR | HFTD - Distribution - Tier 3 - 2QU CoRE ¦ 2QU LoRE | Non-Red Flag Warning - Large Fires | Wire-to-wire contact | Aggregated | 2058 | 6.4006e-07 | 264.4574 | 0.00016927 | 2058 | Mitigation | 0.95 | 45 | 0 | esc | 0.00097009 | 6.2091e-10 | 0.00097009 | 6.2091e-10 | 0.0027785 | 5.149e-09 | 0.0085129 | 2.4474e-07
[120 empty] | 7.3.3.17.5 (Remote Grid) Updates to grid topology to minimize risk of ignition in HFTDs Remote GridWLDFRWire-to-wire contactAggregated | WLDFR | HFTD - Distribution - Tier 3 - 2QU CoRE ¦ 2QU LoRE | Non-Red Flag Warning - Large Fires | Wire-to-wire contact | Aggregated | 2059 | 6.4006e-07 | 264.4574 | 0.00016927 | 2059 | Mitigation | 0.95 | 45 | 0 | esc | 0.00097009 | 6.2091e-10 | 0.00097009 | 6.2091e-10 | 0.0027785 | 5.149e-09 | 0.0085129 | 2.4474e-07
[120 empty] | 7.3.3.17.5 (Remote Grid) Updates to grid topology to minimize risk of ignition in HFTDs Remote GridWLDFRWire-to-wire contactAggregated | WLDFR | HFTD - Distribution - Tier 3 - 2QU CoRE ¦ 2QU LoRE | Non-Red Flag Warning - Large Fires | Wire-to-wire contact | Aggregated | 2060 | 6.4006e-07 | 264.4574 | 0.00016927 | 2060 | Mitigation | 0.95 | 45 | 0 | esc | 0.00097009 | 6.2091e-10 | 0.00097009 | 6.2091e-10 | 0.0027785 | 5.149e-09 | 0.0085129 | 2.4474e-07
[120 empty] | 7.3.3.17.5 (Remote Grid) Updates to grid topology to minimize risk of ignition in HFTDs Remote GridWLDFRWire-to-wire contactAggregated | WLDFR | HFTD - Distribution - Tier 3 - 2QU CoRE ¦ 2QU LoRE | Non-Red Flag Warning - Large Fires | Wire-to-wire contact | Aggregated | 2061 | 6.4006e-07 | 264.4574 | 0.00016927 | 2061 | Mitigation | 0.95 | 45 | 0 | esc | 0.00097009 | 6.2091e-10 | 0.00097009 | 6.2091e-10 | 0.0027785 | 5.149e-09 | 0.0085129 | 2.4474e-07
[120 empty] | 7.3.3.17.5 (Remote Grid) Updates to grid topology to minimize risk of ignition in HFTDs Remote GridWLDFRWire-to-wire contactAggregated | WLDFR | HFTD - Distribution - Tier 3 - 2QU CoRE ¦ 2QU LoRE | Non-Red Flag Warning - Large Fires | Wire-to-wire contact | Aggregated | 2062 | 6.4006e-07 | 264.4574 | 0.00016927 | 2062 | Mitigation | 0.95 | 45 | 0 | esc | 0.00097009 | 6.2091e-10 | 0.00097009 | 6.2091e-10 | 0.0027785 | 5.149e-09 | 0.0085129 | 2.4474e-07
[120 empty] | 7.3.3.17.5 (Remote Grid) Updates to grid topology to minimize risk of ignition in HFTDs Remote GridWLDFRWire-to-wire contactAggregated | WLDFR | HFTD - Distribution - Tier 3 - 2QU CoRE ¦ 2QU LoRE | Non-Red Flag Warning - Large Fires | Wire-to-wire contact | Aggregated | 2063 | 6.4006e-07 | 264.4574 | 0.00016927 | 2063 | Mitigation | 0.95 | 45 | 0 | esc | 0.00097009 | 6.2091e-10 | 0.00097009 | 6.2091e-10 | 0.0027785 | 5.149e-09 | 0.0085129 | 2.4474e-07
[120 empty] | 7.3.3.17.5 (Remote Grid) Updates to grid topology to minimize risk of ignition in HFTDs Remote GridWLDFRWire-to-wire contactAggregated | WLDFR | HFTD - Distribution - Tier 3 - 2QU CoRE ¦ 2QU LoRE | Non-Red Flag Warning - Large Fires | Wire-to-wire contact | Aggregated | 2064 | 6.4006e-07 | 264.4574 | 0.00016927 | 2064 | Mitigation | 0.95 | 45 | 0 | esc | 0.00097009 | 6.2091e-10 | 0.00097009 | 6.2091e-10 | 0.0027785 | 5.149e-09 | 0.0085129 | 2.4474e-07
[120 empty] | 7.3.3.17.5 (Remote Grid) Updates to grid topology to minimize risk of ignition in HFTDs Remote GridWLDFRWire-to-wire contactAggregated | WLDFR | HFTD - Distribution - Tier 3 - 2QU CoRE ¦ 2QU LoRE | Non-Red Flag Warning - Large Fires | Wire-to-wire contact | Aggregated | 2065 | 6.4006e-07 | 264.4574 | 0.00016927 | 2065 | Mitigation | 0.95 | 45 | 0 | esc | 0.00097009 | 6.2091e-10 | 0.00097009 | 6.2091e-10 | 0.0027785 | 5.149e-09 | 0.0085129 | 2.4474e-07
[120 empty] | 7.3.3.17.5 (Remote Grid) Updates to grid topology to minimize risk of ignition in HFTDs Remote GridWLDFRWire-to-wire contactAggregated | WLDFR | HFTD - Distribution - Tier 3 - 2QU CoRE ¦ 2QU LoRE | Non-Red Flag Warning - Large Fires | Wire-to-wire contact | Aggregated | 2066 | 6.4006e-07 | 264.4574 | 0.00016927 | 2066 | Mitigation | 0.95 | 45 | 0 | esc | 0.00097009 | 6.2091e-10 | 0.00097009 | 6.2091e-10 | 0.0027785 | 5.149e-09 | 0.0085129 | 2.4474e-07
[120 empty] | 7.3.3.17.5 (Remote Grid) Updates to grid topology to minimize risk of ignition in HFTDs Remote GridWLDFRWire-to-wire contactAggregated | WLDFR | HFTD - Distribution - Tier 3 - 2QU CoRE ¦ 2QU LoRE | Non-Red Flag Warning - Large Fires | Wire-to-wire contact | Aggregated | 2067 | 6.4006e-07 | 264.4574 | 0.00016927 | 2067 | Mitigation | 0.95 | 45 | 0 | esc | 0 | 0 | 0.00097009 | 6.2091e-10 | 0.0027785 | 5.149e-09 | 0.0085129 | 2.4474e-07
[120 empty] | 7.3.3.17.5 (Remote Grid) Updates to grid topology to minimize risk of ignition in HFTDs Remote GridWLDFRContact from objectAggregated | WLDFR | HFTD - Distribution - Tier 3 - 2QU CoRE ¦ 2QU LoRE | Non-Red Flag Warning - Small Fires | Contact from object | Aggregated | 2022 | 0.00063067 | 264.4574 | 0.16679 | 2022 | Mitigation | 0.95 | 45 | 0 | esc | 0.00097009 | 6.1181e-07 | 0 | 0 | 0.0027785 | 5.149e-09 | 0 | 0
[120 empty] | 7.3.3.17.5 (Remote Grid) Updates to grid topology to minimize risk of ignition in HFTDs Remote GridWLDFRContact from objectAggregated | WLDFR | HFTD - Distribution - Tier 3 - 2QU CoRE ¦ 2QU LoRE | Non-Red Flag Warning - Small Fires | Contact from object | Aggregated | 2023 | 0.00063067 | 264.4574 | 0.16679 | 2023 | Mitigation | 0.95 | 45 | 0 | esc | 0.00097009 | 6.1181e-07 | 0.00097009 | 6.1181e-07 | 0.0027785 | 5.149e-09 | 0 | 0
[120 empty] | 7.3.3.17.5 (Remote Grid) Updates to grid topology to minimize risk of ignition in HFTDs Remote GridWLDFRContact from objectAggregated | WLDFR | HFTD - Distribution - Tier 3 - 2QU CoRE ¦ 2QU LoRE | Non-Red Flag Warning - Small Fires | Contact from object | Aggregated | 2024 | 0.00063067 | 264.4574 | 0.16679 | 2024 | Mitigation | 0.95 | 45 | 0 | esc | 0.00097009 | 6.1181e-07 | 0.00097009 | 6.1181e-07 | 0.0027785 | 5.149e-09 | 0.0093087 | 1.0959e-06
[120 empty] | 7.3.3.17.5 (Remote Grid) Updates to grid topology to minimize risk of ignition in HFTDs Remote GridWLDFRContact from objectAggregated | WLDFR | HFTD - Distribution - Tier 3 - 2QU CoRE ¦ 2QU LoRE | Non-Red Flag Warning - Small Fires | Contact from object | Aggregated | 2025 | 0.00063067 | 264.4574 | 0.16679 | 2025 | Mitigation | 0.95 | 45 | 0 | esc | 0.00097009 | 6.1181e-07 | 0.00097009 | 6.1181e-07 | 0.0027785 | 5.149e-09 | 0.0093087 | 1.0959e-06
[120 empty] | 7.3.3.17.5 (Remote Grid) Updates to grid topology to minimize risk of ignition in HFTDs Remote GridWLDFRContact from objectAggregated | WLDFR | HFTD - Distribution - Tier 3 - 2QU CoRE ¦ 2QU LoRE | Non-Red Flag Warning - Small Fires | Contact from object | Aggregated | 2026 | 0.00063067 | 264.4574 | 0.16679 | 2026 | Mitigation | 0.95 | 45 | 0 | esc | 0.00097009 | 6.1181e-07 | 0.00097009 | 6.1181e-07 | 0 | 0 | 0.0093087 | 1.0959e-06
[120 empty] | 7.3.3.17.5 (Remote Grid) Updates to grid topology to minimize risk of ignition in HFTDs Remote GridWLDFRContact from objectAggregated | WLDFR | HFTD - Distribution - Tier 3 - 2QU CoRE ¦ 2QU LoRE | Non-Red Flag Warning - Small Fires | Contact from object | Aggregated | 2027 | 0.00063067 | 264.4574 | 0.16679 | 2027 | Mitigation | 0.95 | 45 | 0 | esc | 0.00097009 | 6.1181e-07 | 0.00097009 | 6.1181e-07 | 0.0027785 | 9.7074e-07 | 0.0093087 | 1.0959e-06
[120 empty] | 7.3.3.17.5 (Remote Grid) Updates to grid topology to minimize risk of ignition in HFTDs Remote GridWLDFRContact from objectAggregated | WLDFR | HFTD - Distribution - Tier 3 - 2QU CoRE ¦ 2QU LoRE | Non-Red Flag Warning - Small Fires | Contact from object | Aggregated | 2028 | 0.00063067 | 264.4574 | 0.16679 | 2028 | Mitigation | 0.95 | 45 | 0 | esc | 0.00097009 | 6.1181e-07 | 0.00097009 | 6.1181e-07 | 0.0027785 | 9.7074e-07 | 0.0093087 | 1.0959e-06
[120 empty] | 7.3.3.17.5 (Remote Grid) Updates to grid topology to minimize risk of ignition in HFTDs Remote GridWLDFRContact from objectAggregated | WLDFR | HFTD - Distribution - Tier 3 - 2QU CoRE ¦ 2QU LoRE | Non-Red Flag Warning - Small Fires | Contact from object | Aggregated | 2029 | 0.00063067 | 264.4574 | 0.16679 | 2029 | Mitigation | 0.95 | 45 | 0 | esc | 0.00097009 | 6.1181e-07 | 0.00097009 | 6.1181e-07 | 0.0027785 | 9.7074e-07 | 0.0093087 | 1.0959e-06
[120 empty] | 7.3.3.17.5 (Remote Grid) Updates to grid topology to minimize risk of ignition in HFTDs Remote GridWLDFRContact from objectAggregated | WLDFR | HFTD - Distribution - Tier 3 - 2QU CoRE ¦ 2QU LoRE | Non-Red Flag Warning - Small Fires | Contact from object | Aggregated | 2030 | 0.00063067 | 264.4574 | 0.16679 | 2030 | Mitigation | 0.95 | 45 | 0 | esc | 0.00097009 | 6.1181e-07 | 0.00097009 | 6.1181e-07 | 0.0027785 | 9.7074e-07 | 0.0093087 | 1.0959e-06
[120 empty] | 7.3.3.17.5 (Remote Grid) Updates to grid topology to minimize risk of ignition in HFTDs Remote GridWLDFRContact from objectAggregated | WLDFR | HFTD - Distribution - Tier 3 - 2QU CoRE ¦ 2QU LoRE | Non-Red Flag Warning - Small Fires | Contact from object | Aggregated | 2031 | 0.00063067 | 264.4574 | 0.16679 | 2031 | Mitigation | 0.95 | 45 | 0 | esc | 0.00097009 | 6.1181e-07 | 0.00097009 | 6.1181e-07 | 0.0027785 | 9.7074e-07 | 0.0093087 | 1.0959e-06
[120 empty] | 7.3.3.17.5 (Remote Grid) Updates to grid topology to minimize risk of ignition in HFTDs Remote GridWLDFRContact from objectAggregated | WLDFR | HFTD - Distribution - Tier 3 - 2QU CoRE ¦ 2QU LoRE | Non-Red Flag Warning - Small Fires | Contact from object | Aggregated | 2032 | 0.00063067 | 264.4574 | 0.16679 | 2032 | Mitigation | 0.95 | 45 | 0 | esc | 0.00097009 | 6.1181e-07 | 0.00097009 | 6.1181e-07 | 0.0027785 | 9.7074e-07 | 0.0093087 | 1.0959e-06
[120 empty] | 7.3.3.17.5 (Remote Grid) Updates to grid topology to minimize risk of ignition in HFTDs Remote GridWLDFRContact from objectAggregated | WLDFR | HFTD - Distribution - Tier 3 - 2QU CoRE ¦ 2QU LoRE | Non-Red Flag Warning - Small Fires | Contact from object | Aggregated | 2033 | 0.00063067 | 264.4574 | 0.16679 | 2033 | Mitigation | 0.95 | 45 | 0 | esc | 0.00097009 | 6.1181e-07 | 0.00097009 | 6.1181e-07 | 0.0027785 | 9.7074e-07 | 0.0093087 | 1.0959e-06
[120 empty] | 7.3.3.17.5 (Remote Grid) Updates to grid topology to minimize risk of ignition in HFTDs Remote GridWLDFRContact from objectAggregated | WLDFR | HFTD - Distribution - Tier 3 - 2QU CoRE ¦ 2QU LoRE | Non-Red Flag Warning - Small Fires | Contact from object | Aggregated | 2034 | 0.00063067 | 264.4574 | 0.16679 | 2034 | Mitigation | 0.95 | 45 | 0 | esc | 0.00097009 | 6.1181e-07 | 0.00097009 | 6.1181e-07 | 0.0027785 | 9.7074e-07 | 0.0093087 | 1.0959e-06
[120 empty] | 7.3.3.17.5 (Remote Grid) Updates to grid topology to minimize risk of ignition in HFTDs Remote GridWLDFRContact from objectAggregated | WLDFR | HFTD - Distribution - Tier 3 - 2QU CoRE ¦ 2QU LoRE | Non-Red Flag Warning - Small Fires | Contact from object | Aggregated | 2035 | 0.00063067 | 264.4574 | 0.16679 | 2035 | Mitigation | 0.95 | 45 | 0 | esc | 0.00097009 | 6.1181e-07 | 0.00097009 | 6.1181e-07 | 0.0027785 | 9.7074e-07 | 0.0093087 | 1.0959e-06
[120 empty] | 7.3.3.17.5 (Remote Grid) Updates to grid topology to minimize risk of ignition in HFTDs Remote GridWLDFRContact from objectAggregated | WLDFR | HFTD - Distribution - Tier 3 - 2QU CoRE ¦ 2QU LoRE | Non-Red Flag Warning - Small Fires | Contact from object | Aggregated | 2036 | 0.00063067 | 264.4574 | 0.16679 | 2036 | Mitigation | 0.95 | 45 | 0 | esc | 0.00097009 | 6.1181e-07 | 0.00097009 | 6.1181e-07 | 0.0027785 | 9.7074e-07 | 0.0093087 | 1.0959e-06
[120 empty] | 7.3.3.17.5 (Remote Grid) Updates to grid topology to minimize risk of ignition in HFTDs Remote GridWLDFRContact from objectAggregated | WLDFR | HFTD - Distribution - Tier 3 - 2QU CoRE ¦ 2QU LoRE | Non-Red Flag Warning - Small Fires | Contact from object | Aggregated | 2037 | 0.00063067 | 264.4574 | 0.16679 | 2037 | Mitigation | 0.95 | 45 | 0 | esc | 0.00097009 | 6.1181e-07 | 0.00097009 | 6.1181e-07 | 0.0027785 | 9.7074e-07 | 0.0093087 | 1.0959e-06
[120 empty] | 7.3.3.17.5 (Remote Grid) Updates to grid topology to minimize risk of ignition in HFTDs Remote GridWLDFRContact from objectAggregated | WLDFR | HFTD - Distribution - Tier 3 - 2QU CoRE ¦ 2QU LoRE | Non-Red Flag Warning - Small Fires | Contact from object | Aggregated | 2038 | 0.00063067 | 264.4574 | 0.16679 | 2038 | Mitigation | 0.95 | 45 | 0 | esc | 0.00097009 | 6.1181e-07 | 0.00097009 | 6.1181e-07 | 0.0027785 | 9.7074e-07 | 0.0093087 | 1.0959e-06
[120 empty] | 7.3.3.17.5 (Remote Grid) Updates to grid topology to minimize risk of ignition in HFTDs Remote GridWLDFRContact from objectAggregated | WLDFR | HFTD - Distribution - Tier 3 - 2QU CoRE ¦ 2QU LoRE | Non-Red Flag Warning - Small Fires | Contact from object | Aggregated | 2039 | 0.00063067 | 264.4574 | 0.16679 | 2039 | Mitigation | 0.95 | 45 | 0 | esc | 0.00097009 | 6.1181e-07 | 0.00097009 | 6.1181e-07 | 0.0027785 | 9.7074e-07 | 0.0093087 | 1.0959e-06
[120 empty] | 7.3.3.17.5 (Remote Grid) Updates to grid topology to minimize risk of ignition in HFTDs Remote GridWLDFRContact from objectAggregated | WLDFR | HFTD - Distribution - Tier 3 - 2QU CoRE ¦ 2QU LoRE | Non-Red Flag Warning - Small Fires | Contact from object | Aggregated | 2040 | 0.00063067 | 264.4574 | 0.16679 | 2040 | Mitigation | 0.95 | 45 | 0 | esc | 0.00097009 | 6.1181e-07 | 0.00097009 | 6.1181e-07 | 0.0027785 | 9.7074e-07 | 0.0093087 | 1.0959e-06
[120 empty] | 7.3.3.17.5 (Remote Grid) Updates to grid topology to minimize risk of ignition in HFTDs Remote GridWLDFRContact from objectAggregated | WLDFR | HFTD - Distribution - Tier 3 - 2QU CoRE ¦ 2QU LoRE | Non-Red Flag Warning - Small Fires | Contact from object | Aggregated | 2041 | 0.00063067 | 264.4574 | 0.16679 | 2041 | Mitigation | 0.95 | 45 | 0 | esc | 0.00097009 | 6.1181e-07 | 0.00097009 | 6.1181e-07 | 0.0027785 | 9.7074e-07 | 0.0093087 | 1.0959e-06
[120 empty] | 7.3.3.17.5 (Remote Grid) Updates to grid topology to minimize risk of ignition in HFTDs Remote GridWLDFRContact from objectAggregated | WLDFR | HFTD - Distribution - Tier 3 - 2QU CoRE ¦ 2QU LoRE | Non-Red Flag Warning - Small Fires | Contact from object | Aggregated | 2042 | 0.00063067 | 264.4574 | 0.16679 | 2042 | Mitigation | 0.95 | 45 | 0 | esc | 0.00097009 | 6.1181e-07 | 0.00097009 | 6.1181e-07 | 0.0027785 | 9.7074e-07 | 0.0093087 | 1.0959e-06
[120 empty] | 7.3.3.17.5 (Remote Grid) Updates to grid topology to minimize risk of ignition in HFTDs Remote GridWLDFRContact from objectAggregated | WLDFR | HFTD - Distribution - Tier 3 - 2QU CoRE ¦ 2QU LoRE | Non-Red Flag Warning - Small Fires | Contact from object | Aggregated | 2043 | 0.00063067 | 264.4574 | 0.16679 | 2043 | Mitigation | 0.95 | 45 | 0 | esc | 0.00097009 | 6.1181e-07 | 0.00097009 | 6.1181e-07 | 0.0027785 | 9.7074e-07 | 0.0093087 | 1.0959e-06
[120 empty] | 7.3.3.17.5 (Remote Grid) Updates to grid topology to minimize risk of ignition in HFTDs Remote GridWLDFRContact from objectAggregated | WLDFR | HFTD - Distribution - Tier 3 - 2QU CoRE ¦ 2QU LoRE | Non-Red Flag Warning - Small Fires | Contact from object | Aggregated | 2044 | 0.00063067 | 264.4574 | 0.16679 | 2044 | Mitigation | 0.95 | 45 | 0 | esc | 0.00097009 | 6.1181e-07 | 0.00097009 | 6.1181e-07 | 0.0027785 | 9.7074e-07 | 0.0093087 | 1.0959e-06
[120 empty] | 7.3.3.17.5 (Remote Grid) Updates to grid topology to minimize risk of ignition in HFTDs Remote GridWLDFRContact from objectAggregated | WLDFR | HFTD - Distribution - Tier 3 - 2QU CoRE ¦ 2QU LoRE | Non-Red Flag Warning - Small Fires | Contact from object | Aggregated | 2045 | 0.00063067 | 264.4574 | 0.16679 | 2045 | Mitigation | 0.95 | 45 | 0 | esc | 0.00097009 | 6.1181e-07 | 0.00097009 | 6.1181e-07 | 0.0027785 | 9.7074e-07 | 0.0093087 | 1.0959e-06
[120 empty] | 7.3.3.17.5 (Remote Grid) Updates to grid topology to minimize risk of ignition in HFTDs Remote GridWLDFRContact from objectAggregated | WLDFR | HFTD - Distribution - Tier 3 - 2QU CoRE ¦ 2QU LoRE | Non-Red Flag Warning - Small Fires | Contact from object | Aggregated | 2046 | 0.00063067 | 264.4574 | 0.16679 | 2046 | Mitigation | 0.95 | 45 | 0 | esc | 0.00097009 | 6.1181e-07 | 0.00097009 | 6.1181e-07 | 0.0027785 | 9.7074e-07 | 0.0093087 | 1.0959e-06
[120 empty] | 7.3.3.17.5 (Remote Grid) Updates to grid topology to minimize risk of ignition in HFTDs Remote GridWLDFRContact from objectAggregated | WLDFR | HFTD - Distribution - Tier 3 - 2QU CoRE ¦ 2QU LoRE | Non-Red Flag Warning - Small Fires | Contact from object | Aggregated | 2047 | 0.00063067 | 264.4574 | 0.16679 | 2047 | Mitigation | 0.95 | 45 | 0 | esc | 0.00097009 | 6.1181e-07 | 0.00097009 | 6.1181e-07 | 0.0027785 | 9.7074e-07 | 0.0093087 | 1.0959e-06
[120 empty] | 7.3.3.17.5 (Remote Grid) Updates to grid topology to minimize risk of ignition in HFTDs Remote GridWLDFRContact from objectAggregated | WLDFR | HFTD - Distribution - Tier 3 - 2QU CoRE ¦ 2QU LoRE | Non-Red Flag Warning - Small Fires | Contact from object | Aggregated | 2048 | 0.00063067 | 264.4574 | 0.16679 | 2048 | Mitigation | 0.95 | 45 | 0 | esc | 0.00097009 | 6.1181e-07 | 0.00097009 | 6.1181e-07 | 0.0027785 | 9.7074e-07 | 0.0093087 | 1.0959e-06
[120 empty] | 7.3.3.17.5 (Remote Grid) Updates to grid topology to minimize risk of ignition in HFTDs Remote GridWLDFRContact from objectAggregated | WLDFR | HFTD - Distribution - Tier 3 - 2QU CoRE ¦ 2QU LoRE | Non-Red Flag Warning - Small Fires | Contact from object | Aggregated | 2049 | 0.00063067 | 264.4574 | 0.16679 | 2049 | Mitigation | 0.95 | 45 | 0 | esc | 0.00097009 | 6.1181e-07 | 0.00097009 | 6.1181e-07 | 0.0027785 | 9.7074e-07 | 0.0093087 | 1.0959e-06
[120 empty] | 7.3.3.17.5 (Remote Grid) Updates to grid topology to minimize risk of ignition in HFTDs Remote GridWLDFRContact from objectAggregated | WLDFR | HFTD - Distribution - Tier 3 - 2QU CoRE ¦ 2QU LoRE | Non-Red Flag Warning - Small Fires | Contact from object | Aggregated | 2050 | 0.00063067 | 264.4574 | 0.16679 | 2050 | Mitigation | 0.95 | 45 | 0 | esc | 0.00097009 | 6.1181e-07 | 0.00097009 | 6.1181e-07 | 0.0027785 | 9.7074e-07 | 0.0093087 | 1.0959e-06
[120 empty] | 7.3.3.17.5 (Remote Grid) Updates to grid topology to minimize risk of ignition in HFTDs Remote GridWLDFRContact from objectAggregated | WLDFR | HFTD - Distribution - Tier 3 - 2QU CoRE ¦ 2QU LoRE | Non-Red Flag Warning - Small Fires | Contact from object | Aggregated | 2051 | 0.00063067 | 264.4574 | 0.16679 | 2051 | Mitigation | 0.95 | 45 | 0 | esc | 0.00097009 | 6.1181e-07 | 0.00097009 | 6.1181e-07 | 0.0027785 | 9.7074e-07 | 0.0093087 | 1.0959e-06
[120 empty] | 7.3.3.17.5 (Remote Grid) Updates to grid topology to minimize risk of ignition in HFTDs Remote GridWLDFRContact from objectAggregated | WLDFR | HFTD - Distribution - Tier 3 - 2QU CoRE ¦ 2QU LoRE | Non-Red Flag Warning - Small Fires | Contact from object | Aggregated | 2052 | 0.00063067 | 264.4574 | 0.16679 | 2052 | Mitigation | 0.95 | 45 | 0 | esc | 0.00097009 | 6.1181e-07 | 0.00097009 | 6.1181e-07 | 0.0027785 | 9.7074e-07 | 0.0093087 | 1.0959e-06
[120 empty] | 7.3.3.17.5 (Remote Grid) Updates to grid topology to minimize risk of ignition in HFTDs Remote GridWLDFRContact from objectAggregated | WLDFR | HFTD - Distribution - Tier 3 - 2QU CoRE ¦ 2QU LoRE | Non-Red Flag Warning - Small Fires | Contact from object | Aggregated | 2053 | 0.00063067 | 264.4574 | 0.16679 | 2053 | Mitigation | 0.95 | 45 | 0 | esc | 0.00097009 | 6.1181e-07 | 0.00097009 | 6.1181e-07 | 0.0027785 | 9.7074e-07 | 0.0093087 | 1.0959e-06
[120 empty] | 7.3.3.17.5 (Remote Grid) Updates to grid topology to minimize risk of ignition in HFTDs Remote GridWLDFRContact from objectAggregated | WLDFR | HFTD - Distribution - Tier 3 - 2QU CoRE ¦ 2QU LoRE | Non-Red Flag Warning - Small Fires | Contact from object | Aggregated | 2054 | 0.00063067 | 264.4574 | 0.16679 | 2054 | Mitigation | 0.95 | 45 | 0 | esc | 0.00097009 | 6.1181e-07 | 0.00097009 | 6.1181e-07 | 0.0027785 | 9.7074e-07 | 0 | 0
[120 empty] | 7.3.3.17.5 (Remote Grid) Updates to grid topology to minimize risk of ignition in HFTDs Remote GridWLDFRContact from objectAggregated | WLDFR | HFTD - Distribution - Tier 3 - 2QU CoRE ¦ 2QU LoRE | Non-Red Flag Warning - Small Fires | Contact from object | Aggregated | 2055 | 0.00063067 | 264.4574 | 0.16679 | 2055 | Mitigation | 0.95 | 45 | 0 | esc | 0.00097009 | 6.1181e-07 | 0.00097009 | 6.1181e-07 | 0.0027785 | 9.7074e-07 | 0 | 0
[120 empty] | 7.3.3.17.5 (Remote Grid) Updates to grid topology to minimize risk of ignition in HFTDs Remote GridWLDFRContact from objectAggregated | WLDFR | HFTD - Distribution - Tier 3 - 2QU CoRE ¦ 2QU LoRE | Non-Red Flag Warning - Small Fires | Contact from object | Aggregated | 2056 | 0.00063067 | 264.4574 | 0.16679 | 2056 | Mitigation | 0.95 | 45 | 0 | esc | 0.00097009 | 6.1181e-07 | 0.00097009 | 6.1181e-07 | 0.0027785 | 9.7074e-07 | 0.0083522 | 2.5881e-07
[120 empty] | 7.3.3.17.5 (Remote Grid) Updates to grid topology to minimize risk of ignition in HFTDs Remote GridWLDFRContact from objectAggregated | WLDFR | HFTD - Distribution - Tier 3 - 2QU CoRE ¦ 2QU LoRE | Non-Red Flag Warning - Small Fires | Contact from object | Aggregated | 2057 | 0.00063067 | 264.4574 | 0.16679 | 2057 | Mitigation | 0.95 | 45 | 0 | esc | 0.00097009 | 6.1181e-07 | 0.00097009 | 6.1181e-07 | 0.0027785 | 9.7074e-07 | 0.0083522 | 2.5881e-07
[120 empty] | 7.3.3.17.5 (Remote Grid) Updates to grid topology to minimize risk of ignition in HFTDs Remote GridWLDFRContact from objectAggregated | WLDFR | HFTD - Distribution - Tier 3 - 2QU CoRE ¦ 2QU LoRE | Non-Red Flag Warning - Small Fires | Contact from object | Aggregated | 2058 | 0.00063067 | 264.4574 | 0.16679 | 2058 | Mitigation | 0.95 | 45 | 0 | esc | 0.00097009 | 6.1181e-07 | 0.00097009 | 6.1181e-07 | 0.0027785 | 9.7074e-07 | 0.0083522 | 2.5881e-07
[120 empty] | 7.3.3.17.5 (Remote Grid) Updates to grid topology to minimize risk of ignition in HFTDs Remote GridWLDFRContact from objectAggregated | WLDFR | HFTD - Distribution - Tier 3 - 2QU CoRE ¦ 2QU LoRE | Non-Red Flag Warning - Small Fires | Contact from object | Aggregated | 2059 | 0.00063067 | 264.4574 | 0.16679 | 2059 | Mitigation | 0.95 | 45 | 0 | esc | 0.00097009 | 6.1181e-07 | 0.00097009 | 6.1181e-07 | 0.0027785 | 9.7074e-07 | 0.0083522 | 2.5881e-07
[120 empty] | 7.3.3.17.5 (Remote Grid) Updates to grid topology to minimize risk of ignition in HFTDs Remote GridWLDFRContact from objectAggregated | WLDFR | HFTD - Distribution - Tier 3 - 2QU CoRE ¦ 2QU LoRE | Non-Red Flag Warning - Small Fires | Contact from object | Aggregated | 2060 | 0.00063067 | 264.4574 | 0.16679 | 2060 | Mitigation | 0.95 | 45 | 0 | esc | 0.00097009 | 6.1181e-07 | 0.00097009 | 6.1181e-07 | 0.0027785 | 9.7074e-07 | 0.0083522 | 2.5881e-07
[120 empty] | 7.3.3.17.5 (Remote Grid) Updates to grid topology to minimize risk of ignition in HFTDs Remote GridWLDFRContact from objectAggregated | WLDFR | HFTD - Distribution - Tier 3 - 2QU CoRE ¦ 2QU LoRE | Non-Red Flag Warning - Small Fires | Contact from object | Aggregated | 2061 | 0.00063067 | 264.4574 | 0.16679 | 2061 | Mitigation | 0.95 | 45 | 0 | esc | 0.00097009 | 6.1181e-07 | 0.00097009 | 6.1181e-07 | 0.0027785 | 9.7074e-07 | 0.0083522 | 2.5881e-07
[120 empty] | 7.3.3.17.5 (Remote Grid) Updates to grid topology to minimize risk of ignition in HFTDs Remote GridWLDFRContact from objectAggregated | WLDFR | HFTD - Distribution - Tier 3 - 2QU CoRE ¦ 2QU LoRE | Non-Red Flag Warning - Small Fires | Contact from object | Aggregated | 2062 | 0.00063067 | 264.4574 | 0.16679 | 2062 | Mitigation | 0.95 | 45 | 0 | esc | 0.00097009 | 6.1181e-07 | 0.00097009 | 6.1181e-07 | 0.0027785 | 9.7074e-07 | 0.0083522 | 2.5881e-07
[120 empty] | 7.3.3.17.5 (Remote Grid) Updates to grid topology to minimize risk of ignition in HFTDs Remote GridWLDFRContact from objectAggregated | WLDFR | HFTD - Distribution - Tier 3 - 2QU CoRE ¦ 2QU LoRE | Non-Red Flag Warning - Small Fires | Contact from object | Aggregated | 2063 | 0.00063067 | 264.4574 | 0.16679 | 2063 | Mitigation | 0.95 | 45 | 0 | esc | 0.00097009 | 6.1181e-07 | 0.00097009 | 6.1181e-07 | 0.0027785 | 9.7074e-07 | 0.0083522 | 2.5881e-07
[120 empty] | 7.3.3.17.5 (Remote Grid) Updates to grid topology to minimize risk of ignition in HFTDs Remote GridWLDFRContact from objectAggregated | WLDFR | HFTD - Distribution - Tier 3 - 2QU CoRE ¦ 2QU LoRE | Non-Red Flag Warning - Small Fires | Contact from object | Aggregated | 2064 | 0.00063067 | 264.4574 | 0.16679 | 2064 | Mitigation | 0.95 | 45 | 0 | esc | 0.00097009 | 6.1181e-07 | 0.00097009 | 6.1181e-07 | 0.0027785 | 9.7074e-07 | 0.0083522 | 2.5881e-07
[120 empty] | 7.3.3.17.5 (Remote Grid) Updates to grid topology to minimize risk of ignition in HFTDs Remote GridWLDFRContact from objectAggregated | WLDFR | HFTD - Distribution - Tier 3 - 2QU CoRE ¦ 2QU LoRE | Non-Red Flag Warning - Small Fires | Contact from object | Aggregated | 2065 | 0.00063067 | 264.4574 | 0.16679 | 2065 | Mitigation | 0.95 | 45 | 0 | esc | 0.00097009 | 6.1181e-07 | 0.00097009 | 6.1181e-07 | 0.0027785 | 9.7074e-07 | 0.0083522 | 2.5881e-07
[120 empty] | 7.3.3.17.5 (Remote Grid) Updates to grid topology to minimize risk of ignition in HFTDs Remote GridWLDFRContact from objectAggregated | WLDFR | HFTD - Distribution - Tier 3 - 2QU CoRE ¦ 2QU LoRE | Non-Red Flag Warning - Small Fires | Contact from object | Aggregated | 2066 | 0.00063067 | 264.4574 | 0.16679 | 2066 | Mitigation | 0.95 | 45 | 0 | esc | 0.00097009 | 6.1181e-07 | 0.00097009 | 6.1181e-07 | 0.0027785 | 9.7074e-07 | 0.0083522 | 2.5881e-07
[120 empty] | 7.3.3.17.5 (Remote Grid) Updates to grid topology to minimize risk of ignition in HFTDs Remote GridWLDFRContact from objectAggregated | WLDFR | HFTD - Distribution - Tier 3 - 2QU CoRE ¦ 2QU LoRE | Non-Red Flag Warning - Small Fires | Contact from object | Aggregated | 2067 | 0.00063067 | 264.4574 | 0.16679 | 2067 | Mitigation | 0.95 | 45 | 0 | esc | 0 | 0 | 0.00097009 | 6.1181e-07 | 0.0027785 | 9.7074e-07 | 0.0083522 | 2.5881e-07
[120 empty] | 7.3.3.17.5 (Remote Grid) Updates to grid topology to minimize risk of ignition in HFTDs Remote GridWLDFRContaminationAggregated | WLDFR | HFTD - Distribution - Tier 3 - 2QU CoRE ¦ 2QU LoRE | Non-Red Flag Warning - Small Fires | Contamination | Aggregated | 2022 | 1.7152e-05 | 264.4574 | 0.0045359 | 2022 | Mitigation | 0.95 | 45 | 0 | esc | 0.00097009 | 1.6639e-08 | 0 | 0 | 0.0027785 | 9.7074e-07 | 0.0083522 | 2.5881e-07
[120 empty] | 7.3.3.17.5 (Remote Grid) Updates to grid topology to minimize risk of ignition in HFTDs Remote GridWLDFRContaminationAggregated | WLDFR | HFTD - Distribution - Tier 3 - 2QU CoRE ¦ 2QU LoRE | Non-Red Flag Warning - Small Fires | Contamination | Aggregated | 2023 | 1.7152e-05 | 264.4574 | 0.0045359 | 2023 | Mitigation | 0.95 | 45 | 0 | esc | 0.00097009 | 1.6639e-08 | 0.00097009 | 1.6639e-08 | 0.0027785 | 9.7074e-07 | 0.0083522 | 2.5881e-07
[120 empty] | 7.3.3.17.5 (Remote Grid) Updates to grid topology to minimize risk of ignition in HFTDs Remote GridWLDFRContaminationAggregated | WLDFR | HFTD - Distribution - Tier 3 - 2QU CoRE ¦ 2QU LoRE | Non-Red Flag Warning - Small Fires | Contamination | Aggregated | 2024 | 1.7152e-05 | 264.4574 | 0.0045359 | 2024 | Mitigation | 0.95 | 45 | 0 | esc | 0.00097009 | 1.6639e-08 | 0.00097009 | 1.6639e-08 | 0.0027785 | 9.7074e-07 | 0.0083522 | 2.5881e-07
[120 empty] | 7.3.3.17.5 (Remote Grid) Updates to grid topology to minimize risk of ignition in HFTDs Remote GridWLDFRContaminationAggregated | WLDFR | HFTD - Distribution - Tier 3 - 2QU CoRE ¦ 2QU LoRE | Non-Red Flag Warning - Small Fires | Contamination | Aggregated | 2025 | 1.7152e-05 | 264.4574 | 0.0045359 | 2025 | Mitigation | 0.95 | 45 | 0 | esc | 0.00097009 | 1.6639e-08 | 0.00097009 | 1.6639e-08 | 0.0027785 | 9.7074e-07 | 0.0083522 | 2.5881e-07
[120 empty] | 7.3.3.17.5 (Remote Grid) Updates to grid topology to minimize risk of ignition in HFTDs Remote GridWLDFRContaminationAggregated | WLDFR | HFTD - Distribution - Tier 3 - 2QU CoRE ¦ 2QU LoRE | Non-Red Flag Warning - Small Fires | Contamination | Aggregated | 2026 | 1.7152e-05 | 264.4574 | 0.0045359 | 2026 | Mitigation | 0.95 | 45 | 0 | esc | 0.00097009 | 1.6639e-08 | 0.00097009 | 1.6639e-08 | 0.0027785 | 9.7074e-07 | 0.0083522 | 2.5881e-07
[120 empty] | 7.3.3.17.5 (Remote Grid) Updates to grid topology to minimize risk of ignition in HFTDs Remote GridWLDFRContaminationAggregated | WLDFR | HFTD - Distribution - Tier 3 - 2QU CoRE ¦ 2QU LoRE | Non-Red Flag Warning - Small Fires | Contamination | Aggregated | 2027 | 1.7152e-05 | 264.4574 | 0.0045359 | 2027 | Mitigation | 0.95 | 45 | 0 | esc | 0.00097009 | 1.6639e-08 | 0.00097009 | 1.6639e-08 | 0.0027785 | 9.7074e-07 | 0.0083522 | 2.5881e-07
[120 empty] | 7.3.3.17.5 (Remote Grid) Updates to grid topology to minimize risk of ignition in HFTDs Remote GridWLDFRContaminationAggregated | WLDFR | HFTD - Distribution - Tier 3 - 2QU CoRE ¦ 2QU LoRE | Non-Red Flag Warning - Small Fires | Contamination | Aggregated | 2028 | 1.7152e-05 | 264.4574 | 0.0045359 | 2028 | Mitigation | 0.95 | 45 | 0 | esc | 0.00097009 | 1.6639e-08 | 0.00097009 | 1.6639e-08 | 0.0027785 | 9.7074e-07 | 0.0083522 | 2.5881e-07
[120 empty] | 7.3.3.17.5 (Remote Grid) Updates to grid topology to minimize risk of ignition in HFTDs Remote GridWLDFRContaminationAggregated | WLDFR | HFTD - Distribution - Tier 3 - 2QU CoRE ¦ 2QU LoRE | Non-Red Flag Warning - Small Fires | Contamination | Aggregated | 2029 | 1.7152e-05 | 264.4574 | 0.0045359 | 2029 | Mitigation | 0.95 | 45 | 0 | esc | 0.00097009 | 1.6639e-08 | 0.00097009 | 1.6639e-08 | 0.0027785 | 9.7074e-07 | 0.0083522 | 2.5881e-07
[120 empty] | 7.3.3.17.5 (Remote Grid) Updates to grid topology to minimize risk of ignition in HFTDs Remote GridWLDFRContaminationAggregated | WLDFR | HFTD - Distribution - Tier 3 - 2QU CoRE ¦ 2QU LoRE | Non-Red Flag Warning - Small Fires | Contamination | Aggregated | 2030 | 1.7152e-05 | 264.4574 | 0.0045359 | 2030 | Mitigation | 0.95 | 45 | 0 | esc | 0.00097009 | 1.6639e-08 | 0.00097009 | 1.6639e-08 | 0 | 0 | 0.0083522 | 2.5881e-07
[120 empty] | 7.3.3.17.5 (Remote Grid) Updates to grid topology to minimize risk of ignition in HFTDs Remote GridWLDFRContaminationAggregated | WLDFR | HFTD - Distribution - Tier 3 - 2QU CoRE ¦ 2QU LoRE | Non-Red Flag Warning - Small Fires | Contamination | Aggregated | 2031 | 1.7152e-05 | 264.4574 | 0.0045359 | 2031 | Mitigation | 0.95 | 45 | 0 | esc | 0.00097009 | 1.6639e-08 | 0.00097009 | 1.6639e-08 | 0.0027785 | 2.5665e-08 | 0.0083522 | 2.5881e-07
[120 empty] | 7.3.3.17.5 (Remote Grid) Updates to grid topology to minimize risk of ignition in HFTDs Remote GridWLDFRContaminationAggregated | WLDFR | HFTD - Distribution - Tier 3 - 2QU CoRE ¦ 2QU LoRE | Non-Red Flag Warning - Small Fires | Contamination | Aggregated | 2032 | 1.7152e-05 | 264.4574 | 0.0045359 | 2032 | Mitigation | 0.95 | 45 | 0 | esc | 0.00097009 | 1.6639e-08 | 0.00097009 | 1.6639e-08 | 0.0027785 | 2.5665e-08 | 0.0083522 | 2.5881e-07
[120 empty] | 7.3.3.17.5 (Remote Grid) Updates to grid topology to minimize risk of ignition in HFTDs Remote GridWLDFRContaminationAggregated | WLDFR | HFTD - Distribution - Tier 3 - 2QU CoRE ¦ 2QU LoRE | Non-Red Flag Warning - Small Fires | Contamination | Aggregated | 2033 | 1.7152e-05 | 264.4574 | 0.0045359 | 2033 | Mitigation | 0.95 | 45 | 0 | esc | 0.00097009 | 1.6639e-08 | 0.00097009 | 1.6639e-08 | 0.0027785 | 2.5665e-08 | 0.0083522 | 2.5881e-07
[120 empty] | 7.3.3.17.5 (Remote Grid) Updates to grid topology to minimize risk of ignition in HFTDs Remote GridWLDFRContaminationAggregated | WLDFR | HFTD - Distribution - Tier 3 - 2QU CoRE ¦ 2QU LoRE | Non-Red Flag Warning - Small Fires | Contamination | Aggregated | 2034 | 1.7152e-05 | 264.4574 | 0.0045359 | 2034 | Mitigation | 0.95 | 45 | 0 | esc | 0.00097009 | 1.6639e-08 | 0.00097009 | 1.6639e-08 | 0.0027785 | 2.5665e-08 | 0.0083522 | 2.5881e-07
[120 empty] | 7.3.3.17.5 (Remote Grid) Updates to grid topology to minimize risk of ignition in HFTDs Remote GridWLDFRContaminationAggregated | WLDFR | HFTD - Distribution - Tier 3 - 2QU CoRE ¦ 2QU LoRE | Non-Red Flag Warning - Small Fires | Contamination | Aggregated | 2035 | 1.7152e-05 | 264.4574 | 0.0045359 | 2035 | Mitigation | 0.95 | 45 | 0 | esc | 0.00097009 | 1.6639e-08 | 0.00097009 | 1.6639e-08 | 0.0027785 | 2.5665e-08 | 0.0083522 | 2.5881e-07
[120 empty] | 7.3.3.17.5 (Remote Grid) Updates to grid topology to minimize risk of ignition in HFTDs Remote GridWLDFRContaminationAggregated | WLDFR | HFTD - Distribution - Tier 3 - 2QU CoRE ¦ 2QU LoRE | Non-Red Flag Warning - Small Fires | Contamination | Aggregated | 2036 | 1.7152e-05 | 264.4574 | 0.0045359 | 2036 | Mitigation | 0.95 | 45 | 0 | esc | 0.00097009 | 1.6639e-08 | 0.00097009 | 1.6639e-08 | 0.0027785 | 2.5665e-08 | 0.0083522 | 2.5881e-07
[120 empty] | 7.3.3.17.5 (Remote Grid) Updates to grid topology to minimize risk of ignition in HFTDs Remote GridWLDFRContaminationAggregated | WLDFR | HFTD - Distribution - Tier 3 - 2QU CoRE ¦ 2QU LoRE | Non-Red Flag Warning - Small Fires | Contamination | Aggregated | 2037 | 1.7152e-05 | 264.4574 | 0.0045359 | 2037 | Mitigation | 0.95 | 45 | 0 | esc | 0.00097009 | 1.6639e-08 | 0.00097009 | 1.6639e-08 | 0.0027785 | 2.5665e-08 | 0.0083522 | 2.5881e-07
[120 empty] | 7.3.3.17.5 (Remote Grid) Updates to grid topology to minimize risk of ignition in HFTDs Remote GridWLDFRContaminationAggregated | WLDFR | HFTD - Distribution - Tier 3 - 2QU CoRE ¦ 2QU LoRE | Non-Red Flag Warning - Small Fires | Contamination | Aggregated | 2038 | 1.7152e-05 | 264.4574 | 0.0045359 | 2038 | Mitigation | 0.95 | 45 | 0 | esc | 0.00097009 | 1.6639e-08 | 0.00097009 | 1.6639e-08 | 0.0027785 | 2.5665e-08 | 0.0083522 | 2.5881e-07
[120 empty] | 7.3.3.17.5 (Remote Grid) Updates to grid topology to minimize risk of ignition in HFTDs Remote GridWLDFRContaminationAggregated | WLDFR | HFTD - Distribution - Tier 3 - 2QU CoRE ¦ 2QU LoRE | Non-Red Flag Warning - Small Fires | Contamination | Aggregated | 2039 | 1.7152e-05 | 264.4574 | 0.0045359 | 2039 | Mitigation | 0.95 | 45 | 0 | esc | 0.00097009 | 1.6639e-08 | 0.00097009 | 1.6639e-08 | 0.0027785 | 2.5665e-08 | 0.0083522 | 2.5881e-07
[120 empty] | 7.3.3.17.5 (Remote Grid) Updates to grid topology to minimize risk of ignition in HFTDs Remote GridWLDFRContaminationAggregated | WLDFR | HFTD - Distribution - Tier 3 - 2QU CoRE ¦ 2QU LoRE | Non-Red Flag Warning - Small Fires | Contamination | Aggregated | 2040 | 1.7152e-05 | 264.4574 | 0.0045359 | 2040 | Mitigation | 0.95 | 45 | 0 | esc | 0.00097009 | 1.6639e-08 | 0.00097009 | 1.6639e-08 | 0.0027785 | 2.5665e-08 | 0 | 0
[120 empty] | 7.3.3.17.5 (Remote Grid) Updates to grid topology to minimize risk of ignition in HFTDs Remote GridWLDFRContaminationAggregated | WLDFR | HFTD - Distribution - Tier 3 - 2QU CoRE ¦ 2QU LoRE | Non-Red Flag Warning - Small Fires | Contamination | Aggregated | 2041 | 1.7152e-05 | 264.4574 | 0.0045359 | 2041 | Mitigation | 0.95 | 45 | 0 | esc | 0.00097009 | 1.6639e-08 | 0.00097009 | 1.6639e-08 | 0.0027785 | 2.5665e-08 | 0 | 0
[120 empty] | 7.3.3.17.5 (Remote Grid) Updates to grid topology to minimize risk of ignition in HFTDs Remote GridWLDFRContaminationAggregated | WLDFR | HFTD - Distribution - Tier 3 - 2QU CoRE ¦ 2QU LoRE | Non-Red Flag Warning - Small Fires | Contamination | Aggregated | 2042 | 1.7152e-05 | 264.4574 | 0.0045359 | 2042 | Mitigation | 0.95 | 45 | 0 | esc | 0.00097009 | 1.6639e-08 | 0.00097009 | 1.6639e-08 | 0.0027785 | 2.5665e-08 | 0.0092336 | 3.0118e-08
[120 empty] | 7.3.3.17.5 (Remote Grid) Updates to grid topology to minimize risk of ignition in HFTDs Remote GridWLDFRContaminationAggregated | WLDFR | HFTD - Distribution - Tier 3 - 2QU CoRE ¦ 2QU LoRE | Non-Red Flag Warning - Small Fires | Contamination | Aggregated | 2043 | 1.7152e-05 | 264.4574 | 0.0045359 | 2043 | Mitigation | 0.95 | 45 | 0 | esc | 0.00097009 | 1.6639e-08 | 0.00097009 | 1.6639e-08 | 0.0027785 | 2.5665e-08 | 0.0092336 | 3.0118e-08
[120 empty] | 7.3.3.17.5 (Remote Grid) Updates to grid topology to minimize risk of ignition in HFTDs Remote GridWLDFRContaminationAggregated | WLDFR | HFTD - Distribution - Tier 3 - 2QU CoRE ¦ 2QU LoRE | Non-Red Flag Warning - Small Fires | Contamination | Aggregated | 2044 | 1.7152e-05 | 264.4574 | 0.0045359 | 2044 | Mitigation | 0.95 | 45 | 0 | esc | 0.00097009 | 1.6639e-08 | 0.00097009 | 1.6639e-08 | 0.0027785 | 2.5665e-08 | 0.0092336 | 3.0118e-08
[120 empty] | 7.3.3.17.5 (Remote Grid) Updates to grid topology to minimize risk of ignition in HFTDs Remote GridWLDFRContaminationAggregated | WLDFR | HFTD - Distribution - Tier 3 - 2QU CoRE ¦ 2QU LoRE | Non-Red Flag Warning - Small Fires | Contamination | Aggregated | 2045 | 1.7152e-05 | 264.4574 | 0.0045359 | 2045 | Mitigation | 0.95 | 45 | 0 | esc | 0.00097009 | 1.6639e-08 | 0.00097009 | 1.6639e-08 | 0.0027785 | 2.5665e-08 | 0.0092336 | 3.0118e-08
[120 empty] | 7.3.3.17.5 (Remote Grid) Updates to grid topology to minimize risk of ignition in HFTDs Remote GridWLDFRContaminationAggregated | WLDFR | HFTD - Distribution - Tier 3 - 2QU CoRE ¦ 2QU LoRE | Non-Red Flag Warning - Small Fires | Contamination | Aggregated | 2046 | 1.7152e-05 | 264.4574 | 0.0045359 | 2046 | Mitigation | 0.95 | 45 | 0 | esc | 0.00097009 | 1.6639e-08 | 0.00097009 | 1.6639e-08 | 0.0027785 | 2.5665e-08 | 0.0092336 | 3.0118e-08
[120 empty] | 7.3.3.17.5 (Remote Grid) Updates to grid topology to minimize risk of ignition in HFTDs Remote GridWLDFRContaminationAggregated | WLDFR | HFTD - Distribution - Tier 3 - 2QU CoRE ¦ 2QU LoRE | Non-Red Flag Warning - Small Fires | Contamination | Aggregated | 2047 | 1.7152e-05 | 264.4574 | 0.0045359 | 2047 | Mitigation | 0.95 | 45 | 0 | esc | 0.00097009 | 1.6639e-08 | 0.00097009 | 1.6639e-08 | 0.0027785 | 2.5665e-08 | 0.0092336 | 3.0118e-08
[120 empty] | 7.3.3.17.5 (Remote Grid) Updates to grid topology to minimize risk of ignition in HFTDs Remote GridWLDFRContaminationAggregated | WLDFR | HFTD - Distribution - Tier 3 - 2QU CoRE ¦ 2QU LoRE | Non-Red Flag Warning - Small Fires | Contamination | Aggregated | 2048 | 1.7152e-05 | 264.4574 | 0.0045359 | 2048 | Mitigation | 0.95 | 45 | 0 | esc | 0.00097009 | 1.6639e-08 | 0.00097009 | 1.6639e-08 | 0.0027785 | 2.5665e-08 | 0.0092336 | 3.0118e-08
[120 empty] | 7.3.3.17.5 (Remote Grid) Updates to grid topology to minimize risk of ignition in HFTDs Remote GridWLDFRContaminationAggregated | WLDFR | HFTD - Distribution - Tier 3 - 2QU CoRE ¦ 2QU LoRE | Non-Red Flag Warning - Small Fires | Contamination | Aggregated | 2049 | 1.7152e-05 | 264.4574 | 0.0045359 | 2049 | Mitigation | 0.95 | 45 | 0 | esc | 0.00097009 | 1.6639e-08 | 0.00097009 | 1.6639e-08 | 0.0027785 | 2.5665e-08 | 0.0092336 | 3.0118e-08
[120 empty] | 7.3.3.17.5 (Remote Grid) Updates to grid topology to minimize risk of ignition in HFTDs Remote GridWLDFRContaminationAggregated | WLDFR | HFTD - Distribution - Tier 3 - 2QU CoRE ¦ 2QU LoRE | Non-Red Flag Warning - Small Fires | Contamination | Aggregated | 2050 | 1.7152e-05 | 264.4574 | 0.0045359 | 2050 | Mitigation | 0.95 | 45 | 0 | esc | 0.00097009 | 1.6639e-08 | 0.00097009 | 1.6639e-08 | 0.0027785 | 2.5665e-08 | 0.0092336 | 3.0118e-08
[120 empty] | 7.3.3.17.5 (Remote Grid) Updates to grid topology to minimize risk of ignition in HFTDs Remote GridWLDFRContaminationAggregated | WLDFR | HFTD - Distribution - Tier 3 - 2QU CoRE ¦ 2QU LoRE | Non-Red Flag Warning - Small Fires | Contamination | Aggregated | 2051 | 1.7152e-05 | 264.4574 | 0.0045359 | 2051 | Mitigation | 0.95 | 45 | 0 | esc | 0.00097009 | 1.6639e-08 | 0.00097009 | 1.6639e-08 | 0.0027785 | 2.5665e-08 | 0.0092336 | 3.0118e-08
[120 empty] | 7.3.3.17.5 (Remote Grid) Updates to grid topology to minimize risk of ignition in HFTDs Remote GridWLDFRContaminationAggregated | WLDFR | HFTD - Distribution - Tier 3 - 2QU CoRE ¦ 2QU LoRE | Non-Red Flag Warning - Small Fires | Contamination | Aggregated | 2052 | 1.7152e-05 | 264.4574 | 0.0045359 | 2052 | Mitigation | 0.95 | 45 | 0 | esc | 0.00097009 | 1.6639e-08 | 0.00097009 | 1.6639e-08 | 0.0027785 | 2.5665e-08 | 0.0092336 | 3.0118e-08
[120 empty] | 7.3.3.17.5 (Remote Grid) Updates to grid topology to minimize risk of ignition in HFTDs Remote GridWLDFRContaminationAggregated | WLDFR | HFTD - Distribution - Tier 3 - 2QU CoRE ¦ 2QU LoRE | Non-Red Flag Warning - Small Fires | Contamination | Aggregated | 2053 | 1.7152e-05 | 264.4574 | 0.0045359 | 2053 | Mitigation | 0.95 | 45 | 0 | esc | 0.00097009 | 1.6639e-08 | 0.00097009 | 1.6639e-08 | 0.0027785 | 2.5665e-08 | 0.0092336 | 3.0118e-08
[120 empty] | 7.3.3.17.5 (Remote Grid) Updates to grid topology to minimize risk of ignition in HFTDs Remote GridWLDFRContaminationAggregated | WLDFR | HFTD - Distribution - Tier 3 - 2QU CoRE ¦ 2QU LoRE | Non-Red Flag Warning - Small Fires | Contamination | Aggregated | 2054 | 1.7152e-05 | 264.4574 | 0.0045359 | 2054 | Mitigation | 0.95 | 45 | 0 | esc | 0.00097009 | 1.6639e-08 | 0.00097009 | 1.6639e-08 | 0.0027785 | 2.5665e-08 | 0.0092336 | 3.0118e-08
[120 empty] | 7.3.3.17.5 (Remote Grid) Updates to grid topology to minimize risk of ignition in HFTDs Remote GridWLDFRContaminationAggregated | WLDFR | HFTD - Distribution - Tier 3 - 2QU CoRE ¦ 2QU LoRE | Non-Red Flag Warning - Small Fires | Contamination | Aggregated | 2055 | 1.7152e-05 | 264.4574 | 0.0045359 | 2055 | Mitigation | 0.95 | 45 | 0 | esc | 0.00097009 | 1.6639e-08 | 0.00097009 | 1.6639e-08 | 0.0027785 | 2.5665e-08 | 0.0092336 | 3.0118e-08
[120 empty] | 7.3.3.17.5 (Remote Grid) Updates to grid topology to minimize risk of ignition in HFTDs Remote GridWLDFRContaminationAggregated | WLDFR | HFTD - Distribution - Tier 3 - 2QU CoRE ¦ 2QU LoRE | Non-Red Flag Warning - Small Fires | Contamination | Aggregated | 2056 | 1.7152e-05 | 264.4574 | 0.0045359 | 2056 | Mitigation | 0.95 | 45 | 0 | esc | 0.00097009 | 1.6639e-08 | 0.00097009 | 1.6639e-08 | 0.0027785 | 2.5665e-08 | 0.0092336 | 3.0118e-08
[120 empty] | 7.3.3.17.5 (Remote Grid) Updates to grid topology to minimize risk of ignition in HFTDs Remote GridWLDFRContaminationAggregated | WLDFR | HFTD - Distribution - Tier 3 - 2QU CoRE ¦ 2QU LoRE | Non-Red Flag Warning - Small Fires | Contamination | Aggregated | 2057 | 1.7152e-05 | 264.4574 | 0.0045359 | 2057 | Mitigation | 0.95 | 45 | 0 | esc | 0.00097009 | 1.6639e-08 | 0.00097009 | 1.6639e-08 | 0.0027785 | 2.5665e-08 | 0.0092336 | 3.0118e-08
[120 empty] | 7.3.3.17.5 (Remote Grid) Updates to grid topology to minimize risk of ignition in HFTDs Remote GridWLDFRContaminationAggregated | WLDFR | HFTD - Distribution - Tier 3 - 2QU CoRE ¦ 2QU LoRE | Non-Red Flag Warning - Small Fires | Contamination | Aggregated | 2058 | 1.7152e-05 | 264.4574 | 0.0045359 | 2058 | Mitigation | 0.95 | 45 | 0 | esc | 0.00097009 | 1.6639e-08 | 0.00097009 | 1.6639e-08 | 0.0027785 | 2.5665e-08 | 0.0092336 | 3.0118e-08
[120 empty] | 7.3.3.17.5 (Remote Grid) Updates to grid topology to minimize risk of ignition in HFTDs Remote GridWLDFRContaminationAggregated | WLDFR | HFTD - Distribution - Tier 3 - 2QU CoRE ¦ 2QU LoRE | Non-Red Flag Warning - Small Fires | Contamination | Aggregated | 2059 | 1.7152e-05 | 264.4574 | 0.0045359 | 2059 | Mitigation | 0.95 | 45 | 0 | esc | 0.00097009 | 1.6639e-08 | 0.00097009 | 1.6639e-08 | 0.0027785 | 2.5665e-08 | 0.0092336 | 3.0118e-08
[120 empty] | 7.3.3.17.5 (Remote Grid) Updates to grid topology to minimize risk of ignition in HFTDs Remote GridWLDFRContaminationAggregated | WLDFR | HFTD - Distribution - Tier 3 - 2QU CoRE ¦ 2QU LoRE | Non-Red Flag Warning - Small Fires | Contamination | Aggregated | 2060 | 1.7152e-05 | 264.4574 | 0.0045359 | 2060 | Mitigation | 0.95 | 45 | 0 | esc | 0.00097009 | 1.6639e-08 | 0.00097009 | 1.6639e-08 | 0.0027785 | 2.5665e-08 | 0.0092336 | 3.0118e-08
[120 empty] | 7.3.3.17.5 (Remote Grid) Updates to grid topology to minimize risk of ignition in HFTDs Remote GridWLDFRContaminationAggregated | WLDFR | HFTD - Distribution - Tier 3 - 2QU CoRE ¦ 2QU LoRE | Non-Red Flag Warning - Small Fires | Contamination | Aggregated | 2061 | 1.7152e-05 | 264.4574 | 0.0045359 | 2061 | Mitigation | 0.95 | 45 | 0 | esc | 0.00097009 | 1.6639e-08 | 0.00097009 | 1.6639e-08 | 0.0027785 | 2.5665e-08 | 0.0092336 | 3.0118e-08
[120 empty] | 7.3.3.17.5 (Remote Grid) Updates to grid topology to minimize risk of ignition in HFTDs Remote GridWLDFRContaminationAggregated | WLDFR | HFTD - Distribution - Tier 3 - 2QU CoRE ¦ 2QU LoRE | Non-Red Flag Warning - Small Fires | Contamination | Aggregated | 2062 | 1.7152e-05 | 264.4574 | 0.0045359 | 2062 | Mitigation | 0.95 | 45 | 0 | esc | 0.00097009 | 1.6639e-08 | 0.00097009 | 1.6639e-08 | 0.0027785 | 2.5665e-08 | 0.0092336 | 3.0118e-08
[120 empty] | 7.3.3.17.5 (Remote Grid) Updates to grid topology to minimize risk of ignition in HFTDs Remote GridWLDFRContaminationAggregated | WLDFR | HFTD - Distribution - Tier 3 - 2QU CoRE ¦ 2QU LoRE | Non-Red Flag Warning - Small Fires | Contamination | Aggregated | 2063 | 1.7152e-05 | 264.4574 | 0.0045359 | 2063 | Mitigation | 0.95 | 45 | 0 | esc | 0.00097009 | 1.6639e-08 | 0.00097009 | 1.6639e-08 | 0.0027785 | 2.5665e-08 | 0.0092336 | 3.0118e-08
[120 empty] | 7.3.3.17.5 (Remote Grid) Updates to grid topology to minimize risk of ignition in HFTDs Remote GridWLDFRContaminationAggregated | WLDFR | HFTD - Distribution - Tier 3 - 2QU CoRE ¦ 2QU LoRE | Non-Red Flag Warning - Small Fires | Contamination | Aggregated | 2064 | 1.7152e-05 | 264.4574 | 0.0045359 | 2064 | Mitigation | 0.95 | 45 | 0 | esc | 0.00097009 | 1.6639e-08 | 0.00097009 | 1.6639e-08 | 0.0027785 | 2.5665e-08 | 0.0092336 | 3.0118e-08
[120 empty] | 7.3.3.17.5 (Remote Grid) Updates to grid topology to minimize risk of ignition in HFTDs Remote GridWLDFRContaminationAggregated | WLDFR | HFTD - Distribution - Tier 3 - 2QU CoRE ¦ 2QU LoRE | Non-Red Flag Warning - Small Fires | Contamination | Aggregated | 2065 | 1.7152e-05 | 264.4574 | 0.0045359 | 2065 | Mitigation | 0.95 | 45 | 0 | esc | 0.00097009 | 1.6639e-08 | 0.00097009 | 1.6639e-08 | 0.0027785 | 2.5665e-08 | 0.0092336 | 3.0118e-08
[120 empty] | 7.3.3.17.5 (Remote Grid) Updates to grid topology to minimize risk of ignition in HFTDs Remote GridWLDFRContaminationAggregated | WLDFR | HFTD - Distribution - Tier 3 - 2QU CoRE ¦ 2QU LoRE | Non-Red Flag Warning - Small Fires | Contamination | Aggregated | 2066 | 1.7152e-05 | 264.4574 | 0.0045359 | 2066 | Mitigation | 0.95 | 45 | 0 | esc | 0.00097009 | 1.6639e-08 | 0.00097009 | 1.6639e-08 | 0.0027785 | 2.5665e-08 | 0.0092336 | 3.0118e-08
[120 empty] | 7.3.3.17.5 (Remote Grid) Updates to grid topology to minimize risk of ignition in HFTDs Remote GridWLDFRContaminationAggregated | WLDFR | HFTD - Distribution - Tier 3 - 2QU CoRE ¦ 2QU LoRE | Non-Red Flag Warning - Small Fires | Contamination | Aggregated | 2067 | 1.7152e-05 | 264.4574 | 0.0045359 | 2067 | Mitigation | 0.95 | 45 | 0 | esc | 0 | 0 | 0.00097009 | 1.6639e-08 | 0.0027785 | 2.5665e-08 | 0.0092336 | 3.0118e-08
[120 empty] | 7.3.3.17.5 (Remote Grid) Updates to grid topology to minimize risk of ignition in HFTDs Remote GridWLDFREquipment / facility failureAggregated | WLDFR | HFTD - Distribution - Tier 3 - 2QU CoRE ¦ 2QU LoRE | Non-Red Flag Warning - Small Fires | Equipment / facility failure | Aggregated | 2022 | 0.00070066 | 264.4574 | 0.1853 | 2022 | Mitigation | 0.95 | 45 | 0 | esc | 0.00097009 | 6.797e-07 | 0 | 0 | 0.0027785 | 2.5665e-08 | 0.0092336 | 3.0118e-08
[120 empty] | 7.3.3.17.5 (Remote Grid) Updates to grid topology to minimize risk of ignition in HFTDs Remote GridWLDFREquipment / facility failureAggregated | WLDFR | HFTD - Distribution - Tier 3 - 2QU CoRE ¦ 2QU LoRE | Non-Red Flag Warning - Small Fires | Equipment / facility failure | Aggregated | 2023 | 0.00070066 | 264.4574 | 0.1853 | 2023 | Mitigation | 0.95 | 45 | 0 | esc | 0.00097009 | 6.797e-07 | 0.00097009 | 6.797e-07 | 0.0027785 | 2.5665e-08 | 0.0092336 | 3.0118e-08
[120 empty] | 7.3.3.17.5 (Remote Grid) Updates to grid topology to minimize risk of ignition in HFTDs Remote GridWLDFREquipment / facility failureAggregated | WLDFR | HFTD - Distribution - Tier 3 - 2QU CoRE ¦ 2QU LoRE | Non-Red Flag Warning - Small Fires | Equipment / facility failure | Aggregated | 2024 | 0.00070066 | 264.4574 | 0.1853 | 2024 | Mitigation | 0.95 | 45 | 0 | esc | 0.00097009 | 6.797e-07 | 0.00097009 | 6.797e-07 | 0.0027785 | 2.5665e-08 | 0.0092336 | 3.0118e-08
[120 empty] | 7.3.3.17.5 (Remote Grid) Updates to grid topology to minimize risk of ignition in HFTDs Remote GridWLDFREquipment / facility failureAggregated | WLDFR | HFTD - Distribution - Tier 3 - 2QU CoRE ¦ 2QU LoRE | Non-Red Flag Warning - Small Fires | Equipment / facility failure | Aggregated | 2025 | 0.00070066 | 264.4574 | 0.1853 | 2025 | Mitigation | 0.95 | 45 | 0 | esc | 0.00097009 | 6.797e-07 | 0.00097009 | 6.797e-07 | 0.0027785 | 2.5665e-08 | 0.0092336 | 3.0118e-08
[120 empty] | 7.3.3.17.5 (Remote Grid) Updates to grid topology to minimize risk of ignition in HFTDs Remote GridWLDFREquipment / facility failureAggregated | WLDFR | HFTD - Distribution - Tier 3 - 2QU CoRE ¦ 2QU LoRE | Non-Red Flag Warning - Small Fires | Equipment / facility failure | Aggregated | 2026 | 0.00070066 | 264.4574 | 0.1853 | 2026 | Mitigation | 0.95 | 45 | 0 | esc | 0.00097009 | 6.797e-07 | 0.00097009 | 6.797e-07 | 0.0027785 | 2.5665e-08 | 0 | 0
[120 empty] | 7.3.3.17.5 (Remote Grid) Updates to grid topology to minimize risk of ignition in HFTDs Remote GridWLDFREquipment / facility failureAggregated | WLDFR | HFTD - Distribution - Tier 3 - 2QU CoRE ¦ 2QU LoRE | Non-Red Flag Warning - Small Fires | Equipment / facility failure | Aggregated | 2027 | 0.00070066 | 264.4574 | 0.1853 | 2027 | Mitigation | 0.95 | 45 | 0 | esc | 0.00097009 | 6.797e-07 | 0.00097009 | 6.797e-07 | 0.0027785 | 2.5665e-08 | 0 | 0
[120 empty] | 7.3.3.17.5 (Remote Grid) Updates to grid topology to minimize risk of ignition in HFTDs Remote GridWLDFREquipment / facility failureAggregated | WLDFR | HFTD - Distribution - Tier 3 - 2QU CoRE ¦ 2QU LoRE | Non-Red Flag Warning - Small Fires | Equipment / facility failure | Aggregated | 2028 | 0.00070066 | 264.4574 | 0.1853 | 2028 | Mitigation | 0.95 | 45 | 0 | esc | 0.00097009 | 6.797e-07 | 0.00097009 | 6.797e-07 | 0.0027785 | 2.5665e-08 | 0.0033164 | 5.2761e-07
[120 empty] | 7.3.3.17.5 (Remote Grid) Updates to grid topology to minimize risk of ignition in HFTDs Remote GridWLDFREquipment / facility failureAggregated | WLDFR | HFTD - Distribution - Tier 3 - 2QU CoRE ¦ 2QU LoRE | Non-Red Flag Warning - Small Fires | Equipment / facility failure | Aggregated | 2029 | 0.00070066 | 264.4574 | 0.1853 | 2029 | Mitigation | 0.95 | 45 | 0 | esc | 0.00097009 | 6.797e-07 | 0.00097009 | 6.797e-07 | 0.0027785 | 2.5665e-08 | 0.0033164 | 5.2761e-07
[120 empty] | 7.3.3.17.5 (Remote Grid) Updates to grid topology to minimize risk of ignition in HFTDs Remote GridWLDFREquipment / facility failureAggregated | WLDFR | HFTD - Distribution - Tier 3 - 2QU CoRE ¦ 2QU LoRE | Non-Red Flag Warning - Small Fires | Equipment / facility failure | Aggregated | 2030 | 0.00070066 | 264.4574 | 0.1853 | 2030 | Mitigation | 0.95 | 45 | 0 | esc | 0.00097009 | 6.797e-07 | 0.00097009 | 6.797e-07 | 0.0027785 | 2.5665e-08 | 0.0033164 | 5.2761e-07
[120 empty] | 7.3.3.17.5 (Remote Grid) Updates to grid topology to minimize risk of ignition in HFTDs Remote GridWLDFREquipment / facility failureAggregated | WLDFR | HFTD - Distribution - Tier 3 - 2QU CoRE ¦ 2QU LoRE | Non-Red Flag Warning - Small Fires | Equipment / facility failure | Aggregated | 2031 | 0.00070066 | 264.4574 | 0.1853 | 2031 | Mitigation | 0.95 | 45 | 0 | esc | 0.00097009 | 6.797e-07 | 0.00097009 | 6.797e-07 | 0.0027785 | 2.5665e-08 | 0.0033164 | 5.2761e-07
[120 empty] | 7.3.3.17.5 (Remote Grid) Updates to grid topology to minimize risk of ignition in HFTDs Remote GridWLDFREquipment / facility failureAggregated | WLDFR | HFTD - Distribution - Tier 3 - 2QU CoRE ¦ 2QU LoRE | Non-Red Flag Warning - Small Fires | Equipment / facility failure | Aggregated | 2032 | 0.00070066 | 264.4574 | 0.1853 | 2032 | Mitigation | 0.95 | 45 | 0 | esc | 0.00097009 | 6.797e-07 | 0.00097009 | 6.797e-07 | 0.0027785 | 2.5665e-08 | 0.0033164 | 5.2761e-07
[120 empty] | 7.3.3.17.5 (Remote Grid) Updates to grid topology to minimize risk of ignition in HFTDs Remote GridWLDFREquipment / facility failureAggregated | WLDFR | HFTD - Distribution - Tier 3 - 2QU CoRE ¦ 2QU LoRE | Non-Red Flag Warning - Small Fires | Equipment / facility failure | Aggregated | 2033 | 0.00070066 | 264.4574 | 0.1853 | 2033 | Mitigation | 0.95 | 45 | 0 | esc | 0.00097009 | 6.797e-07 | 0.00097009 | 6.797e-07 | 0.0027785 | 2.5665e-08 | 0.0033164 | 5.2761e-07
[120 empty] | 7.3.3.17.5 (Remote Grid) Updates to grid topology to minimize risk of ignition in HFTDs Remote GridWLDFREquipment / facility failureAggregated | WLDFR | HFTD - Distribution - Tier 3 - 2QU CoRE ¦ 2QU LoRE | Non-Red Flag Warning - Small Fires | Equipment / facility failure | Aggregated | 2034 | 0.00070066 | 264.4574 | 0.1853 | 2034 | Mitigation | 0.95 | 45 | 0 | esc | 0.00097009 | 6.797e-07 | 0.00097009 | 6.797e-07 | 0 | 0 | 0.0033164 | 5.2761e-07
[120 empty] | 7.3.3.17.5 (Remote Grid) Updates to grid topology to minimize risk of ignition in HFTDs Remote GridWLDFREquipment / facility failureAggregated | WLDFR | HFTD - Distribution - Tier 3 - 2QU CoRE ¦ 2QU LoRE | Non-Red Flag Warning - Small Fires | Equipment / facility failure | Aggregated | 2035 | 0.00070066 | 264.4574 | 0.1853 | 2035 | Mitigation | 0.95 | 45 | 0 | esc | 0.00097009 | 6.797e-07 | 0.00097009 | 6.797e-07 | 0.0027785 | 1.3766e-06 | 0.0033164 | 5.2761e-07
[120 empty] | 7.3.3.17.5 (Remote Grid) Updates to grid topology to minimize risk of ignition in HFTDs Remote GridWLDFREquipment / facility failureAggregated | WLDFR | HFTD - Distribution - Tier 3 - 2QU CoRE ¦ 2QU LoRE | Non-Red Flag Warning - Small Fires | Equipment / facility failure | Aggregated | 2036 | 0.00070066 | 264.4574 | 0.1853 | 2036 | Mitigation | 0.95 | 45 | 0 | esc | 0.00097009 | 6.797e-07 | 0.00097009 | 6.797e-07 | 0.0027785 | 1.3766e-06 | 0.0033164 | 5.2761e-07
[120 empty] | 7.3.3.17.5 (Remote Grid) Updates to grid topology to minimize risk of ignition in HFTDs Remote GridWLDFREquipment / facility failureAggregated | WLDFR | HFTD - Distribution - Tier 3 - 2QU CoRE ¦ 2QU LoRE | Non-Red Flag Warning - Small Fires | Equipment / facility failure | Aggregated | 2037 | 0.00070066 | 264.4574 | 0.1853 | 2037 | Mitigation | 0.95 | 45 | 0 | esc | 0.00097009 | 6.797e-07 | 0.00097009 | 6.797e-07 | 0.0027785 | 1.3766e-06 | 0.0033164 | 5.2761e-07
[120 empty] | 7.3.3.17.5 (Remote Grid) Updates to grid topology to minimize risk of ignition in HFTDs Remote GridWLDFREquipment / facility failureAggregated | WLDFR | HFTD - Distribution - Tier 3 - 2QU CoRE ¦ 2QU LoRE | Non-Red Flag Warning - Small Fires | Equipment / facility failure | Aggregated | 2038 | 0.00070066 | 264.4574 | 0.1853 | 2038 | Mitigation | 0.95 | 45 | 0 | esc | 0.00097009 | 6.797e-07 | 0.00097009 | 6.797e-07 | 0.0027785 | 1.3766e-06 | 0.0033164 | 5.2761e-07
[120 empty] | 7.3.3.17.5 (Remote Grid) Updates to grid topology to minimize risk of ignition in HFTDs Remote GridWLDFREquipment / facility failureAggregated | WLDFR | HFTD - Distribution - Tier 3 - 2QU CoRE ¦ 2QU LoRE | Non-Red Flag Warning - Small Fires | Equipment / facility failure | Aggregated | 2039 | 0.00070066 | 264.4574 | 0.1853 | 2039 | Mitigation | 0.95 | 45 | 0 | esc | 0.00097009 | 6.797e-07 | 0.00097009 | 6.797e-07 | 0.0027785 | 1.3766e-06 | 0.0033164 | 5.2761e-07
[120 empty] | 7.3.3.17.5 (Remote Grid) Updates to grid topology to minimize risk of ignition in HFTDs Remote GridWLDFREquipment / facility failureAggregated | WLDFR | HFTD - Distribution - Tier 3 - 2QU CoRE ¦ 2QU LoRE | Non-Red Flag Warning - Small Fires | Equipment / facility failure | Aggregated | 2040 | 0.00070066 | 264.4574 | 0.1853 | 2040 | Mitigation | 0.95 | 45 | 0 | esc | 0.00097009 | 6.797e-07 | 0.00097009 | 6.797e-07 | 0.0027785 | 1.3766e-06 | 0.0033164 | 5.2761e-07
[120 empty] | 7.3.3.17.5 (Remote Grid) Updates to grid topology to minimize risk of ignition in HFTDs Remote GridWLDFREquipment / facility failureAggregated | WLDFR | HFTD - Distribution - Tier 3 - 2QU CoRE ¦ 2QU LoRE | Non-Red Flag Warning - Small Fires | Equipment / facility failure | Aggregated | 2041 | 0.00070066 | 264.4574 | 0.1853 | 2041 | Mitigation | 0.95 | 45 | 0 | esc | 0.00097009 | 6.797e-07 | 0.00097009 | 6.797e-07 | 0.0027785 | 1.3766e-06 | 0.0033164 | 5.2761e-07
[120 empty] | 7.3.3.17.5 (Remote Grid) Updates to grid topology to minimize risk of ignition in HFTDs Remote GridWLDFREquipment / facility failureAggregated | WLDFR | HFTD - Distribution - Tier 3 - 2QU CoRE ¦ 2QU LoRE | Non-Red Flag Warning - Small Fires | Equipment / facility failure | Aggregated | 2042 | 0.00070066 | 264.4574 | 0.1853 | 2042 | Mitigation | 0.95 | 45 | 0 | esc | 0.00097009 | 6.797e-07 | 0.00097009 | 6.797e-07 | 0.0027785 | 1.3766e-06 | 0.0033164 | 5.2761e-07
[120 empty] | 7.3.3.17.5 (Remote Grid) Updates to grid topology to minimize risk of ignition in HFTDs Remote GridWLDFREquipment / facility failureAggregated | WLDFR | HFTD - Distribution - Tier 3 - 2QU CoRE ¦ 2QU LoRE | Non-Red Flag Warning - Small Fires | Equipment / facility failure | Aggregated | 2043 | 0.00070066 | 264.4574 | 0.1853 | 2043 | Mitigation | 0.95 | 45 | 0 | esc | 0.00097009 | 6.797e-07 | 0.00097009 | 6.797e-07 | 0.0027785 | 1.3766e-06 | 0.0033164 | 5.2761e-07
[120 empty] | 7.3.3.17.5 (Remote Grid) Updates to grid topology to minimize risk of ignition in HFTDs Remote GridWLDFREquipment / facility failureAggregated | WLDFR | HFTD - Distribution - Tier 3 - 2QU CoRE ¦ 2QU LoRE | Non-Red Flag Warning - Small Fires | Equipment / facility failure | Aggregated | 2044 | 0.00070066 | 264.4574 | 0.1853 | 2044 | Mitigation | 0.95 | 45 | 0 | esc | 0.00097009 | 6.797e-07 | 0.00097009 | 6.797e-07 | 0.0027785 | 1.3766e-06 | 0.0033164 | 5.2761e-07
[120 empty] | 7.3.3.17.5 (Remote Grid) Updates to grid topology to minimize risk of ignition in HFTDs Remote GridWLDFREquipment / facility failureAggregated | WLDFR | HFTD - Distribution - Tier 3 - 2QU CoRE ¦ 2QU LoRE | Non-Red Flag Warning - Small Fires | Equipment / facility failure | Aggregated | 2045 | 0.00070066 | 264.4574 | 0.1853 | 2045 | Mitigation | 0.95 | 45 | 0 | esc | 0.00097009 | 6.797e-07 | 0.00097009 | 6.797e-07 | 0.0027785 | 1.3766e-06 | 0.0033164 | 5.2761e-07
[120 empty] | 7.3.3.17.5 (Remote Grid) Updates to grid topology to minimize risk of ignition in HFTDs Remote GridWLDFREquipment / facility failureAggregated | WLDFR | HFTD - Distribution - Tier 3 - 2QU CoRE ¦ 2QU LoRE | Non-Red Flag Warning - Small Fires | Equipment / facility failure | Aggregated | 2046 | 0.00070066 | 264.4574 | 0.1853 | 2046 | Mitigation | 0.95 | 45 | 0 | esc | 0.00097009 | 6.797e-07 | 0.00097009 | 6.797e-07 | 0.0027785 | 1.3766e-06 | 0.0033164 | 5.2761e-07
[120 empty] | 7.3.3.17.5 (Remote Grid) Updates to grid topology to minimize risk of ignition in HFTDs Remote GridWLDFREquipment / facility failureAggregated | WLDFR | HFTD - Distribution - Tier 3 - 2QU CoRE ¦ 2QU LoRE | Non-Red Flag Warning - Small Fires | Equipment / facility failure | Aggregated | 2047 | 0.00070066 | 264.4574 | 0.1853 | 2047 | Mitigation | 0.95 | 45 | 0 | esc | 0.00097009 | 6.797e-07 | 0.00097009 | 6.797e-07 | 0.0027785 | 1.3766e-06 | 0.0033164 | 5.2761e-07
[120 empty] | 7.3.3.17.5 (Remote Grid) Updates to grid topology to minimize risk of ignition in HFTDs Remote GridWLDFREquipment / facility failureAggregated | WLDFR | HFTD - Distribution - Tier 3 - 2QU CoRE ¦ 2QU LoRE | Non-Red Flag Warning - Small Fires | Equipment / facility failure | Aggregated | 2048 | 0.00070066 | 264.4574 | 0.1853 | 2048 | Mitigation | 0.95 | 45 | 0 | esc | 0.00097009 | 6.797e-07 | 0.00097009 | 6.797e-07 | 0.0027785 | 1.3766e-06 | 0.0033164 | 5.2761e-07
[120 empty] | 7.3.3.17.5 (Remote Grid) Updates to grid topology to minimize risk of ignition in HFTDs Remote GridWLDFREquipment / facility failureAggregated | WLDFR | HFTD - Distribution - Tier 3 - 2QU CoRE ¦ 2QU LoRE | Non-Red Flag Warning - Small Fires | Equipment / facility failure | Aggregated | 2049 | 0.00070066 | 264.4574 | 0.1853 | 2049 | Mitigation | 0.95 | 45 | 0 | esc | 0.00097009 | 6.797e-07 | 0.00097009 | 6.797e-07 | 0.0027785 | 1.3766e-06 | 0.0033164 | 5.2761e-07
[120 empty] | 7.3.3.17.5 (Remote Grid) Updates to grid topology to minimize risk of ignition in HFTDs Remote GridWLDFREquipment / facility failureAggregated | WLDFR | HFTD - Distribution - Tier 3 - 2QU CoRE ¦ 2QU LoRE | Non-Red Flag Warning - Small Fires | Equipment / facility failure | Aggregated | 2050 | 0.00070066 | 264.4574 | 0.1853 | 2050 | Mitigation | 0.95 | 45 | 0 | esc | 0.00097009 | 6.797e-07 | 0.00097009 | 6.797e-07 | 0.0027785 | 1.3766e-06 | 0.0033164 | 5.2761e-07
[120 empty] | 7.3.3.17.5 (Remote Grid) Updates to grid topology to minimize risk of ignition in HFTDs Remote GridWLDFREquipment / facility failureAggregated | WLDFR | HFTD - Distribution - Tier 3 - 2QU CoRE ¦ 2QU LoRE | Non-Red Flag Warning - Small Fires | Equipment / facility failure | Aggregated | 2051 | 0.00070066 | 264.4574 | 0.1853 | 2051 | Mitigation | 0.95 | 45 | 0 | esc | 0.00097009 | 6.797e-07 | 0.00097009 | 6.797e-07 | 0.0027785 | 1.3766e-06 | 0.0033164 | 5.2761e-07
[120 empty] | 7.3.3.17.5 (Remote Grid) Updates to grid topology to minimize risk of ignition in HFTDs Remote GridWLDFREquipment / facility failureAggregated | WLDFR | HFTD - Distribution - Tier 3 - 2QU CoRE ¦ 2QU LoRE | Non-Red Flag Warning - Small Fires | Equipment / facility failure | Aggregated | 2052 | 0.00070066 | 264.4574 | 0.1853 | 2052 | Mitigation | 0.95 | 45 | 0 | esc | 0.00097009 | 6.797e-07 | 0.00097009 | 6.797e-07 | 0.0027785 | 1.3766e-06 | 0.0033164 | 5.2761e-07
[120 empty] | 7.3.3.17.5 (Remote Grid) Updates to grid topology to minimize risk of ignition in HFTDs Remote GridWLDFREquipment / facility failureAggregated | WLDFR | HFTD - Distribution - Tier 3 - 2QU CoRE ¦ 2QU LoRE | Non-Red Flag Warning - Small Fires | Equipment / facility failure | Aggregated | 2053 | 0.00070066 | 264.4574 | 0.1853 | 2053 | Mitigation | 0.95 | 45 | 0 | esc | 0.00097009 | 6.797e-07 | 0.00097009 | 6.797e-07 | 0.0027785 | 1.3766e-06 | 0.0033164 | 5.2761e-07
[120 empty] | 7.3.3.17.5 (Remote Grid) Updates to grid topology to minimize risk of ignition in HFTDs Remote GridWLDFREquipment / facility failureAggregated | WLDFR | HFTD - Distribution - Tier 3 - 2QU CoRE ¦ 2QU LoRE | Non-Red Flag Warning - Small Fires | Equipment / facility failure | Aggregated | 2054 | 0.00070066 | 264.4574 | 0.1853 | 2054 | Mitigation | 0.95 | 45 | 0 | esc | 0.00097009 | 6.797e-07 | 0.00097009 | 6.797e-07 | 0.0027785 | 1.3766e-06 | 0.0033164 | 5.2761e-07
[120 empty] | 7.3.3.17.5 (Remote Grid) Updates to grid topology to minimize risk of ignition in HFTDs Remote GridWLDFREquipment / facility failureAggregated | WLDFR | HFTD - Distribution - Tier 3 - 2QU CoRE ¦ 2QU LoRE | Non-Red Flag Warning - Small Fires | Equipment / facility failure | Aggregated | 2055 | 0.00070066 | 264.4574 | 0.1853 | 2055 | Mitigation | 0.95 | 45 | 0 | esc | 0.00097009 | 6.797e-07 | 0.00097009 | 6.797e-07 | 0.0027785 | 1.3766e-06 | 0.0033164 | 5.2761e-07
[120 empty] | 7.3.3.17.5 (Remote Grid) Updates to grid topology to minimize risk of ignition in HFTDs Remote GridWLDFREquipment / facility failureAggregated | WLDFR | HFTD - Distribution - Tier 3 - 2QU CoRE ¦ 2QU LoRE | Non-Red Flag Warning - Small Fires | Equipment / facility failure | Aggregated | 2056 | 0.00070066 | 264.4574 | 0.1853 | 2056 | Mitigation | 0.95 | 45 | 0 | esc | 0.00097009 | 6.797e-07 | 0.00097009 | 6.797e-07 | 0.0027785 | 1.3766e-06 | 0.0033164 | 5.2761e-07
[120 empty] | 7.3.3.17.5 (Remote Grid) Updates to grid topology to minimize risk of ignition in HFTDs Remote GridWLDFREquipment / facility failureAggregated | WLDFR | HFTD - Distribution - Tier 3 - 2QU CoRE ¦ 2QU LoRE | Non-Red Flag Warning - Small Fires | Equipment / facility failure | Aggregated | 2057 | 0.00070066 | 264.4574 | 0.1853 | 2057 | Mitigation | 0.95 | 45 | 0 | esc | 0.00097009 | 6.797e-07 | 0.00097009 | 6.797e-07 | 0.0027785 | 1.3766e-06 | 0.0033164 | 5.2761e-07
[120 empty] | 7.3.3.17.5 (Remote Grid) Updates to grid topology to minimize risk of ignition in HFTDs Remote GridWLDFREquipment / facility failureAggregated | WLDFR | HFTD - Distribution - Tier 3 - 2QU CoRE ¦ 2QU LoRE | Non-Red Flag Warning - Small Fires | Equipment / facility failure | Aggregated | 2058 | 0.00070066 | 264.4574 | 0.1853 | 2058 | Mitigation | 0.95 | 45 | 0 | esc | 0.00097009 | 6.797e-07 | 0.00097009 | 6.797e-07 | 0.0027785 | 1.3766e-06 | 0 | 0
[120 empty] | 7.3.3.17.5 (Remote Grid) Updates to grid topology to minimize risk of ignition in HFTDs Remote GridWLDFREquipment / facility failureAggregated | WLDFR | HFTD - Distribution - Tier 3 - 2QU CoRE ¦ 2QU LoRE | Non-Red Flag Warning - Small Fires | Equipment / facility failure | Aggregated | 2059 | 0.00070066 | 264.4574 | 0.1853 | 2059 | Mitigation | 0.95 | 45 | 0 | esc | 0.00097009 | 6.797e-07 | 0.00097009 | 6.797e-07 | 0.0027785 | 1.3766e-06 | 0 | 0
[120 empty] | 7.3.3.17.5 (Remote Grid) Updates to grid topology to minimize risk of ignition in HFTDs Remote GridWLDFREquipment / facility failureAggregated | WLDFR | HFTD - Distribution - Tier 3 - 2QU CoRE ¦ 2QU LoRE | Non-Red Flag Warning - Small Fires | Equipment / facility failure | Aggregated | 2060 | 0.00070066 | 264.4574 | 0.1853 | 2060 | Mitigation | 0.95 | 45 | 0 | esc | 0.00097009 | 6.797e-07 | 0.00097009 | 6.797e-07 | 0.0027785 | 1.3766e-06 | 0.012804 | 8.8772e-09
[120 empty] | 7.3.3.17.5 (Remote Grid) Updates to grid topology to minimize risk of ignition in HFTDs Remote GridWLDFREquipment / facility failureAggregated | WLDFR | HFTD - Distribution - Tier 3 - 2QU CoRE ¦ 2QU LoRE | Non-Red Flag Warning - Small Fires | Equipment / facility failure | Aggregated | 2061 | 0.00070066 | 264.4574 | 0.1853 | 2061 | Mitigation | 0.95 | 45 | 0 | esc | 0.00097009 | 6.797e-07 | 0.00097009 | 6.797e-07 | 0.0027785 | 1.3766e-06 | 0.012804 | 8.8772e-09
[120 empty] | 7.3.3.17.5 (Remote Grid) Updates to grid topology to minimize risk of ignition in HFTDs Remote GridWLDFREquipment / facility failureAggregated | WLDFR | HFTD - Distribution - Tier 3 - 2QU CoRE ¦ 2QU LoRE | Non-Red Flag Warning - Small Fires | Equipment / facility failure | Aggregated | 2062 | 0.00070066 | 264.4574 | 0.1853 | 2062 | Mitigation | 0.95 | 45 | 0 | esc | 0.00097009 | 6.797e-07 | 0.00097009 | 6.797e-07 | 0.0027785 | 1.3766e-06 | 0.012804 | 8.8772e-09
[120 empty] | 7.3.3.17.5 (Remote Grid) Updates to grid topology to minimize risk of ignition in HFTDs Remote GridWLDFREquipment / facility failureAggregated | WLDFR | HFTD - Distribution - Tier 3 - 2QU CoRE ¦ 2QU LoRE | Non-Red Flag Warning - Small Fires | Equipment / facility failure | Aggregated | 2063 | 0.00070066 | 264.4574 | 0.1853 | 2063 | Mitigation | 0.95 | 45 | 0 | esc | 0.00097009 | 6.797e-07 | 0.00097009 | 6.797e-07 | 0.0027785 | 1.3766e-06 | 0.012804 | 8.8772e-09
[120 empty] | 7.3.3.17.5 (Remote Grid) Updates to grid topology to minimize risk of ignition in HFTDs Remote GridWLDFREquipment / facility failureAggregated | WLDFR | HFTD - Distribution - Tier 3 - 2QU CoRE ¦ 2QU LoRE | Non-Red Flag Warning - Small Fires | Equipment / facility failure | Aggregated | 2064 | 0.00070066 | 264.4574 | 0.1853 | 2064 | Mitigation | 0.95 | 45 | 0 | esc | 0.00097009 | 6.797e-07 | 0.00097009 | 6.797e-07 | 0.0027785 | 1.3766e-06 | 0.012804 | 8.8772e-09
[120 empty] | 7.3.3.17.5 (Remote Grid) Updates to grid topology to minimize risk of ignition in HFTDs Remote GridWLDFREquipment / facility failureAggregated | WLDFR | HFTD - Distribution - Tier 3 - 2QU CoRE ¦ 2QU LoRE | Non-Red Flag Warning - Small Fires | Equipment / facility failure | Aggregated | 2065 | 0.00070066 | 264.4574 | 0.1853 | 2065 | Mitigation | 0.95 | 45 | 0 | esc | 0.00097009 | 6.797e-07 | 0.00097009 | 6.797e-07 | 0.0027785 | 1.3766e-06 | 0.012804 | 8.8772e-09
[120 empty] | 7.3.3.17.5 (Remote Grid) Updates to grid topology to minimize risk of ignition in HFTDs Remote GridWLDFREquipment / facility failureAggregated | WLDFR | HFTD - Distribution - Tier 3 - 2QU CoRE ¦ 2QU LoRE | Non-Red Flag Warning - Small Fires | Equipment / facility failure | Aggregated | 2066 | 0.00070066 | 264.4574 | 0.1853 | 2066 | Mitigation | 0.95 | 45 | 0 | esc | 0.00097009 | 6.797e-07 | 0.00097009 | 6.797e-07 | 0.0027785 | 1.3766e-06 | 0.012804 | 8.8772e-09
[120 empty] | 7.3.3.17.5 (Remote Grid) Updates to grid topology to minimize risk of ignition in HFTDs Remote GridWLDFREquipment / facility failureAggregated | WLDFR | HFTD - Distribution - Tier 3 - 2QU CoRE ¦ 2QU LoRE | Non-Red Flag Warning - Small Fires | Equipment / facility failure | Aggregated | 2067 | 0.00070066 | 264.4574 | 0.1853 | 2067 | Mitigation | 0.95 | 45 | 0 | esc | 0 | 0 | 0.00097009 | 6.797e-07 | 0.0027785 | 1.3766e-06 | 0.012804 | 8.8772e-09
[120 empty] | 7.3.3.17.5 (Remote Grid) Updates to grid topology to minimize risk of ignition in HFTDs Remote GridWLDFRVegetation ContactAggregated | WLDFR | HFTD - Distribution - Tier 3 - 2QU CoRE ¦ 2QU LoRE | Non-Red Flag Warning - Small Fires | Vegetation Contact | Aggregated | 2022 | 0.0036921 | 264.4574 | 0.97639 | 2022 | Mitigation | 0.95 | 45 | 0 | esc | 0.00097009 | 3.5816e-06 | 0 | 0 | 0.0027785 | 1.3766e-06 | 0.012804 | 8.8772e-09
[120 empty] | 7.3.3.17.5 (Remote Grid) Updates to grid topology to minimize risk of ignition in HFTDs Remote GridWLDFRVegetation ContactAggregated | WLDFR | HFTD - Distribution - Tier 3 - 2QU CoRE ¦ 2QU LoRE | Non-Red Flag Warning - Small Fires | Vegetation Contact | Aggregated | 2023 | 0.0036921 | 264.4574 | 0.97639 | 2023 | Mitigation | 0.95 | 45 | 0 | esc | 0.00097009 | 3.5816e-06 | 0.00097009 | 3.5816e-06 | 0.0027785 | 1.3766e-06 | 0.012804 | 8.8772e-09
[120 empty] | 7.3.3.17.5 (Remote Grid) Updates to grid topology to minimize risk of ignition in HFTDs Remote GridWLDFRVegetation ContactAggregated | WLDFR | HFTD - Distribution - Tier 3 - 2QU CoRE ¦ 2QU LoRE | Non-Red Flag Warning - Small Fires | Vegetation Contact | Aggregated | 2024 | 0.0036921 | 264.4574 | 0.97639 | 2024 | Mitigation | 0.95 | 45 | 0 | esc | 0.00097009 | 3.5816e-06 | 0.00097009 | 3.5816e-06 | 0.0027785 | 1.3766e-06 | 0.012804 | 8.8772e-09
[120 empty] | 7.3.3.17.5 (Remote Grid) Updates to grid topology to minimize risk of ignition in HFTDs Remote GridWLDFRVegetation ContactAggregated | WLDFR | HFTD - Distribution - Tier 3 - 2QU CoRE ¦ 2QU LoRE | Non-Red Flag Warning - Small Fires | Vegetation Contact | Aggregated | 2025 | 0.0036921 | 264.4574 | 0.97639 | 2025 | Mitigation | 0.95 | 45 | 0 | esc | 0.00097009 | 3.5816e-06 | 0.00097009 | 3.5816e-06 | 0.0027785 | 1.3766e-06 | 0.012804 | 8.8772e-09
[120 empty] | 7.3.3.17.5 (Remote Grid) Updates to grid topology to minimize risk of ignition in HFTDs Remote GridWLDFRVegetation ContactAggregated | WLDFR | HFTD - Distribution - Tier 3 - 2QU CoRE ¦ 2QU LoRE | Non-Red Flag Warning - Small Fires | Vegetation Contact | Aggregated | 2026 | 0.0036921 | 264.4574 | 0.97639 | 2026 | Mitigation | 0.95 | 45 | 0 | esc | 0.00097009 | 3.5816e-06 | 0.00097009 | 3.5816e-06 | 0.0027785 | 1.3766e-06 | 0.012804 | 8.8772e-09
[120 empty] | 7.3.3.17.5 (Remote Grid) Updates to grid topology to minimize risk of ignition in HFTDs Remote GridWLDFRVegetation ContactAggregated | WLDFR | HFTD - Distribution - Tier 3 - 2QU CoRE ¦ 2QU LoRE | Non-Red Flag Warning - Small Fires | Vegetation Contact | Aggregated | 2027 | 0.0036921 | 264.4574 | 0.97639 | 2027 | Mitigation | 0.95 | 45 | 0 | esc | 0.00097009 | 3.5816e-06 | 0.00097009 | 3.5816e-06 | 0.0027785 | 1.3766e-06 | 0.012804 | 8.8772e-09
[120 empty] | 7.3.3.17.5 (Remote Grid) Updates to grid topology to minimize risk of ignition in HFTDs Remote GridWLDFRVegetation ContactAggregated | WLDFR | HFTD - Distribution - Tier 3 - 2QU CoRE ¦ 2QU LoRE | Non-Red Flag Warning - Small Fires | Vegetation Contact | Aggregated | 2028 | 0.0036921 | 264.4574 | 0.97639 | 2028 | Mitigation | 0.95 | 45 | 0 | esc | 0.00097009 | 3.5816e-06 | 0.00097009 | 3.5816e-06 | 0.0027785 | 1.3766e-06 | 0.012804 | 8.8772e-09
[120 empty] | 7.3.3.17.5 (Remote Grid) Updates to grid topology to minimize risk of ignition in HFTDs Remote GridWLDFRVegetation ContactAggregated | WLDFR | HFTD - Distribution - Tier 3 - 2QU CoRE ¦ 2QU LoRE | Non-Red Flag Warning - Small Fires | Vegetation Contact | Aggregated | 2029 | 0.0036921 | 264.4574 | 0.97639 | 2029 | Mitigation | 0.95 | 45 | 0 | esc | 0.00097009 | 3.5816e-06 | 0.00097009 | 3.5816e-06 | 0.0027785 | 1.3766e-06 | 0.012804 | 8.8772e-09
[120 empty] | 7.3.3.17.5 (Remote Grid) Updates to grid topology to minimize risk of ignition in HFTDs Remote GridWLDFRVegetation ContactAggregated | WLDFR | HFTD - Distribution - Tier 3 - 2QU CoRE ¦ 2QU LoRE | Non-Red Flag Warning - Small Fires | Vegetation Contact | Aggregated | 2030 | 0.0036921 | 264.4574 | 0.97639 | 2030 | Mitigation | 0.95 | 45 | 0 | esc | 0.00097009 | 3.5816e-06 | 0.00097009 | 3.5816e-06 | 0.0027785 | 1.3766e-06 | 0.012804 | 8.8772e-09
[120 empty] | 7.3.3.17.5 (Remote Grid) Updates to grid topology to minimize risk of ignition in HFTDs Remote GridWLDFRVegetation ContactAggregated | WLDFR | HFTD - Distribution - Tier 3 - 2QU CoRE ¦ 2QU LoRE | Non-Red Flag Warning - Small Fires | Vegetation Contact | Aggregated | 2031 | 0.0036921 | 264.4574 | 0.97639 | 2031 | Mitigation | 0.95 | 45 | 0 | esc | 0.00097009 | 3.5816e-06 | 0.00097009 | 3.5816e-06 | 0.0027785 | 1.3766e-06 | 0.012804 | 8.8772e-09
[120 empty] | 7.3.3.17.5 (Remote Grid) Updates to grid topology to minimize risk of ignition in HFTDs Remote GridWLDFRVegetation ContactAggregated | WLDFR | HFTD - Distribution - Tier 3 - 2QU CoRE ¦ 2QU LoRE | Non-Red Flag Warning - Small Fires | Vegetation Contact | Aggregated | 2032 | 0.0036921 | 264.4574 | 0.97639 | 2032 | Mitigation | 0.95 | 45 | 0 | esc | 0.00097009 | 3.5816e-06 | 0.00097009 | 3.5816e-06 | 0.0027785 | 1.3766e-06 | 0.012804 | 8.8772e-09
[120 empty] | 7.3.3.17.5 (Remote Grid) Updates to grid topology to minimize risk of ignition in HFTDs Remote GridWLDFRVegetation ContactAggregated | WLDFR | HFTD - Distribution - Tier 3 - 2QU CoRE ¦ 2QU LoRE | Non-Red Flag Warning - Small Fires | Vegetation Contact | Aggregated | 2033 | 0.0036921 | 264.4574 | 0.97639 | 2033 | Mitigation | 0.95 | 45 | 0 | esc | 0.00097009 | 3.5816e-06 | 0.00097009 | 3.5816e-06 | 0.0027785 | 1.3766e-06 | 0.012804 | 8.8772e-09
[120 empty] | 7.3.3.17.5 (Remote Grid) Updates to grid topology to minimize risk of ignition in HFTDs Remote GridWLDFRVegetation ContactAggregated | WLDFR | HFTD - Distribution - Tier 3 - 2QU CoRE ¦ 2QU LoRE | Non-Red Flag Warning - Small Fires | Vegetation Contact | Aggregated | 2034 | 0.0036921 | 264.4574 | 0.97639 | 2034 | Mitigation | 0.95 | 45 | 0 | esc | 0.00097009 | 3.5816e-06 | 0.00097009 | 3.5816e-06 | 0.0027785 | 1.3766e-06 | 0.012804 | 8.8772e-09
[120 empty] | 7.3.3.17.5 (Remote Grid) Updates to grid topology to minimize risk of ignition in HFTDs Remote GridWLDFRVegetation ContactAggregated | WLDFR | HFTD - Distribution - Tier 3 - 2QU CoRE ¦ 2QU LoRE | Non-Red Flag Warning - Small Fires | Vegetation Contact | Aggregated | 2035 | 0.0036921 | 264.4574 | 0.97639 | 2035 | Mitigation | 0.95 | 45 | 0 | esc | 0.00097009 | 3.5816e-06 | 0.00097009 | 3.5816e-06 | 0.0027785 | 1.3766e-06 | 0.012804 | 8.8772e-09
[120 empty] | 7.3.3.17.5 (Remote Grid) Updates to grid topology to minimize risk of ignition in HFTDs Remote GridWLDFRVegetation ContactAggregated | WLDFR | HFTD - Distribution - Tier 3 - 2QU CoRE ¦ 2QU LoRE | Non-Red Flag Warning - Small Fires | Vegetation Contact | Aggregated | 2036 | 0.0036921 | 264.4574 | 0.97639 | 2036 | Mitigation | 0.95 | 45 | 0 | esc | 0.00097009 | 3.5816e-06 | 0.00097009 | 3.5816e-06 | 0.0027785 | 1.3766e-06 | 0.012804 | 8.8772e-09
[120 empty] | 7.3.3.17.5 (Remote Grid) Updates to grid topology to minimize risk of ignition in HFTDs Remote GridWLDFRVegetation ContactAggregated | WLDFR | HFTD - Distribution - Tier 3 - 2QU CoRE ¦ 2QU LoRE | Non-Red Flag Warning - Small Fires | Vegetation Contact | Aggregated | 2037 | 0.0036921 | 264.4574 | 0.97639 | 2037 | Mitigation | 0.95 | 45 | 0 | esc | 0.00097009 | 3.5816e-06 | 0.00097009 | 3.5816e-06 | 0.0027785 | 1.3766e-06 | 0.012804 | 8.8772e-09
[120 empty] | 7.3.3.17.5 (Remote Grid) Updates to grid topology to minimize risk of ignition in HFTDs Remote GridWLDFRVegetation ContactAggregated | WLDFR | HFTD - Distribution - Tier 3 - 2QU CoRE ¦ 2QU LoRE | Non-Red Flag Warning - Small Fires | Vegetation Contact | Aggregated | 2038 | 0.0036921 | 264.4574 | 0.97639 | 2038 | Mitigation | 0.95 | 45 | 0 | esc | 0.00097009 | 3.5816e-06 | 0.00097009 | 3.5816e-06 | 0 | 0 | 0.012804 | 8.8772e-09
[120 empty] | 7.3.3.17.5 (Remote Grid) Updates to grid topology to minimize risk of ignition in HFTDs Remote GridWLDFRVegetation ContactAggregated | WLDFR | HFTD - Distribution - Tier 3 - 2QU CoRE ¦ 2QU LoRE | Non-Red Flag Warning - Small Fires | Vegetation Contact | Aggregated | 2039 | 0.0036921 | 264.4574 | 0.97639 | 2039 | Mitigation | 0.95 | 45 | 0 | esc | 0.00097009 | 3.5816e-06 | 0.00097009 | 3.5816e-06 | 0.0027785 | 1.15e-07 | 0.012804 | 8.8772e-09
[120 empty] | 7.3.3.17.5 (Remote Grid) Updates to grid topology to minimize risk of ignition in HFTDs Remote GridWLDFRVegetation ContactAggregated | WLDFR | HFTD - Distribution - Tier 3 - 2QU CoRE ¦ 2QU LoRE | Non-Red Flag Warning - Small Fires | Vegetation Contact | Aggregated | 2040 | 0.0036921 | 264.4574 | 0.97639 | 2040 | Mitigation | 0.95 | 45 | 0 | esc | 0.00097009 | 3.5816e-06 | 0.00097009 | 3.5816e-06 | 0.0027785 | 1.15e-07 | 0.012804 | 8.8772e-09
[120 empty] | 7.3.3.17.5 (Remote Grid) Updates to grid topology to minimize risk of ignition in HFTDs Remote GridWLDFRVegetation ContactAggregated | WLDFR | HFTD - Distribution - Tier 3 - 2QU CoRE ¦ 2QU LoRE | Non-Red Flag Warning - Small Fires | Vegetation Contact | Aggregated | 2041 | 0.0036921 | 264.4574 | 0.97639 | 2041 | Mitigation | 0.95 | 45 | 0 | esc | 0.00097009 | 3.5816e-06 | 0.00097009 | 3.5816e-06 | 0.0027785 | 1.15e-07 | 0.012804 | 8.8772e-09
[120 empty] | 7.3.3.17.5 (Remote Grid) Updates to grid topology to minimize risk of ignition in HFTDs Remote GridWLDFRVegetation ContactAggregated | WLDFR | HFTD - Distribution - Tier 3 - 2QU CoRE ¦ 2QU LoRE | Non-Red Flag Warning - Small Fires | Vegetation Contact | Aggregated | 2042 | 0.0036921 | 264.4574 | 0.97639 | 2042 | Mitigation | 0.95 | 45 | 0 | esc | 0.00097009 | 3.5816e-06 | 0.00097009 | 3.5816e-06 | 0.0027785 | 1.15e-07 | 0.012804 | 8.8772e-09
[120 empty] | 7.3.3.17.5 (Remote Grid) Updates to grid topology to minimize risk of ignition in HFTDs Remote GridWLDFRVegetation ContactAggregated | WLDFR | HFTD - Distribution - Tier 3 - 2QU CoRE ¦ 2QU LoRE | Non-Red Flag Warning - Small Fires | Vegetation Contact | Aggregated | 2043 | 0.0036921 | 264.4574 | 0.97639 | 2043 | Mitigation | 0.95 | 45 | 0 | esc | 0.00097009 | 3.5816e-06 | 0.00097009 | 3.5816e-06 | 0.0027785 | 1.15e-07 | 0.012804 | 8.8772e-09
[120 empty] | 7.3.3.17.5 (Remote Grid) Updates to grid topology to minimize risk of ignition in HFTDs Remote GridWLDFRVegetation ContactAggregated | WLDFR | HFTD - Distribution - Tier 3 - 2QU CoRE ¦ 2QU LoRE | Non-Red Flag Warning - Small Fires | Vegetation Contact | Aggregated | 2044 | 0.0036921 | 264.4574 | 0.97639 | 2044 | Mitigation | 0.95 | 45 | 0 | esc | 0.00097009 | 3.5816e-06 | 0.00097009 | 3.5816e-06 | 0.0027785 | 1.15e-07 | 0 | 0
[120 empty] | 7.3.3.17.5 (Remote Grid) Updates to grid topology to minimize risk of ignition in HFTDs Remote GridWLDFRVegetation ContactAggregated | WLDFR | HFTD - Distribution - Tier 3 - 2QU CoRE ¦ 2QU LoRE | Non-Red Flag Warning - Small Fires | Vegetation Contact | Aggregated | 2045 | 0.0036921 | 264.4574 | 0.97639 | 2045 | Mitigation | 0.95 | 45 | 0 | esc | 0.00097009 | 3.5816e-06 | 0.00097009 | 3.5816e-06 | 0.0027785 | 1.15e-07 | 0 | 0
[120 empty] | 7.3.3.17.5 (Remote Grid) Updates to grid topology to minimize risk of ignition in HFTDs Remote GridWLDFRVegetation ContactAggregated | WLDFR | HFTD - Distribution - Tier 3 - 2QU CoRE ¦ 2QU LoRE | Non-Red Flag Warning - Small Fires | Vegetation Contact | Aggregated | 2046 | 0.0036921 | 264.4574 | 0.97639 | 2046 | Mitigation | 0.95 | 45 | 0 | esc | 0.00097009 | 3.5816e-06 | 0.00097009 | 3.5816e-06 | 0.0027785 | 1.15e-07 | 0.014899 | 3.7067e-10
[120 empty] | 7.3.3.17.5 (Remote Grid) Updates to grid topology to minimize risk of ignition in HFTDs Remote GridWLDFRVegetation ContactAggregated | WLDFR | HFTD - Distribution - Tier 3 - 2QU CoRE ¦ 2QU LoRE | Non-Red Flag Warning - Small Fires | Vegetation Contact | Aggregated | 2047 | 0.0036921 | 264.4574 | 0.97639 | 2047 | Mitigation | 0.95 | 45 | 0 | esc | 0.00097009 | 3.5816e-06 | 0.00097009 | 3.5816e-06 | 0.0027785 | 1.15e-07 | 0.014899 | 3.7067e-10
[120 empty] | 7.3.3.17.5 (Remote Grid) Updates to grid topology to minimize risk of ignition in HFTDs Remote GridWLDFRVegetation ContactAggregated | WLDFR | HFTD - Distribution - Tier 3 - 2QU CoRE ¦ 2QU LoRE | Non-Red Flag Warning - Small Fires | Vegetation Contact | Aggregated | 2048 | 0.0036921 | 264.4574 | 0.97639 | 2048 | Mitigation | 0.95 | 45 | 0 | esc | 0.00097009 | 3.5816e-06 | 0.00097009 | 3.5816e-06 | 0.0027785 | 1.15e-07 | 0.014899 | 3.7067e-10
[120 empty] | 7.3.3.17.5 (Remote Grid) Updates to grid topology to minimize risk of ignition in HFTDs Remote GridWLDFRVegetation ContactAggregated | WLDFR | HFTD - Distribution - Tier 3 - 2QU CoRE ¦ 2QU LoRE | Non-Red Flag Warning - Small Fires | Vegetation Contact | Aggregated | 2049 | 0.0036921 | 264.4574 | 0.97639 | 2049 | Mitigation | 0.95 | 45 | 0 | esc | 0.00097009 | 3.5816e-06 | 0.00097009 | 3.5816e-06 | 0.0027785 | 1.15e-07 | 0.014899 | 3.7067e-10
[120 empty] | 7.3.3.17.5 (Remote Grid) Updates to grid topology to minimize risk of ignition in HFTDs Remote GridWLDFRVegetation ContactAggregated | WLDFR | HFTD - Distribution - Tier 3 - 2QU CoRE ¦ 2QU LoRE | Non-Red Flag Warning - Small Fires | Vegetation Contact | Aggregated | 2050 | 0.0036921 | 264.4574 | 0.97639 | 2050 | Mitigation | 0.95 | 45 | 0 | esc | 0.00097009 | 3.5816e-06 | 0.00097009 | 3.5816e-06 | 0.0027785 | 1.15e-07 | 0.014899 | 3.7067e-10
[120 empty] | 7.3.3.17.5 (Remote Grid) Updates to grid topology to minimize risk of ignition in HFTDs Remote GridWLDFRVegetation ContactAggregated | WLDFR | HFTD - Distribution - Tier 3 - 2QU CoRE ¦ 2QU LoRE | Non-Red Flag Warning - Small Fires | Vegetation Contact | Aggregated | 2051 | 0.0036921 | 264.4574 | 0.97639 | 2051 | Mitigation | 0.95 | 45 | 0 | esc | 0.00097009 | 3.5816e-06 | 0.00097009 | 3.5816e-06 | 0.0027785 | 1.15e-07 | 0.014899 | 3.7067e-10
[120 empty] | 7.3.3.17.5 (Remote Grid) Updates to grid topology to minimize risk of ignition in HFTDs Remote GridWLDFRVegetation ContactAggregated | WLDFR | HFTD - Distribution - Tier 3 - 2QU CoRE ¦ 2QU LoRE | Non-Red Flag Warning - Small Fires | Vegetation Contact | Aggregated | 2052 | 0.0036921 | 264.4574 | 0.97639 | 2052 | Mitigation | 0.95 | 45 | 0 | esc | 0.00097009 | 3.5816e-06 | 0.00097009 | 3.5816e-06 | 0.0027785 | 1.15e-07 | 0.014899 | 3.7067e-10
[120 empty] | 7.3.3.17.5 (Remote Grid) Updates to grid topology to minimize risk of ignition in HFTDs Remote GridWLDFRVegetation ContactAggregated | WLDFR | HFTD - Distribution - Tier 3 - 2QU CoRE ¦ 2QU LoRE | Non-Red Flag Warning - Small Fires | Vegetation Contact | Aggregated | 2053 | 0.0036921 | 264.4574 | 0.97639 | 2053 | Mitigation | 0.95 | 45 | 0 | esc | 0.00097009 | 3.5816e-06 | 0.00097009 | 3.5816e-06 | 0.0027785 | 1.15e-07 | 0.014899 | 3.7067e-10
[120 empty] | 7.3.3.17.5 (Remote Grid) Updates to grid topology to minimize risk of ignition in HFTDs Remote GridWLDFRVegetation ContactAggregated | WLDFR | HFTD - Distribution - Tier 3 - 2QU CoRE ¦ 2QU LoRE | Non-Red Flag Warning - Small Fires | Vegetation Contact | Aggregated | 2054 | 0.0036921 | 264.4574 | 0.97639 | 2054 | Mitigation | 0.95 | 45 | 0 | esc | 0.00097009 | 3.5816e-06 | 0.00097009 | 3.5816e-06 | 0.0027785 | 1.15e-07 | 0.014899 | 3.7067e-10
[120 empty] | 7.3.3.17.5 (Remote Grid) Updates to grid topology to minimize risk of ignition in HFTDs Remote GridWLDFRVegetation ContactAggregated | WLDFR | HFTD - Distribution - Tier 3 - 2QU CoRE ¦ 2QU LoRE | Non-Red Flag Warning - Small Fires | Vegetation Contact | Aggregated | 2055 | 0.0036921 | 264.4574 | 0.97639 | 2055 | Mitigation | 0.95 | 45 | 0 | esc | 0.00097009 | 3.5816e-06 | 0.00097009 | 3.5816e-06 | 0.0027785 | 1.15e-07 | 0.014899 | 3.7067e-10
[120 empty] | 7.3.3.17.5 (Remote Grid) Updates to grid topology to minimize risk of ignition in HFTDs Remote GridWLDFRVegetation ContactAggregated | WLDFR | HFTD - Distribution - Tier 3 - 2QU CoRE ¦ 2QU LoRE | Non-Red Flag Warning - Small Fires | Vegetation Contact | Aggregated | 2056 | 0.0036921 | 264.4574 | 0.97639 | 2056 | Mitigation | 0.95 | 45 | 0 | esc | 0.00097009 | 3.5816e-06 | 0.00097009 | 3.5816e-06 | 0.0027785 | 1.15e-07 | 0.014899 | 3.7067e-10
[120 empty] | 7.3.3.17.5 (Remote Grid) Updates to grid topology to minimize risk of ignition in HFTDs Remote GridWLDFRVegetation ContactAggregated | WLDFR | HFTD - Distribution - Tier 3 - 2QU CoRE ¦ 2QU LoRE | Non-Red Flag Warning - Small Fires | Vegetation Contact | Aggregated | 2057 | 0.0036921 | 264.4574 | 0.97639 | 2057 | Mitigation | 0.95 | 45 | 0 | esc | 0.00097009 | 3.5816e-06 | 0.00097009 | 3.5816e-06 | 0.0027785 | 1.15e-07 | 0.014899 | 3.7067e-10
[120 empty] | 7.3.3.17.5 (Remote Grid) Updates to grid topology to minimize risk of ignition in HFTDs Remote GridWLDFRVegetation ContactAggregated | WLDFR | HFTD - Distribution - Tier 3 - 2QU CoRE ¦ 2QU LoRE | Non-Red Flag Warning - Small Fires | Vegetation Contact | Aggregated | 2058 | 0.0036921 | 264.4574 | 0.97639 | 2058 | Mitigation | 0.95 | 45 | 0 | esc | 0.00097009 | 3.5816e-06 | 0.00097009 | 3.5816e-06 | 0.0027785 | 1.15e-07 | 0.014899 | 3.7067e-10
[120 empty] | 7.3.3.17.5 (Remote Grid) Updates to grid topology to minimize risk of ignition in HFTDs Remote GridWLDFRVegetation ContactAggregated | WLDFR | HFTD - Distribution - Tier 3 - 2QU CoRE ¦ 2QU LoRE | Non-Red Flag Warning - Small Fires | Vegetation Contact | Aggregated | 2059 | 0.0036921 | 264.4574 | 0.97639 | 2059 | Mitigation | 0.95 | 45 | 0 | esc | 0.00097009 | 3.5816e-06 | 0.00097009 | 3.5816e-06 | 0.0027785 | 1.15e-07 | 0.014899 | 3.7067e-10
[120 empty] | 7.3.3.17.5 (Remote Grid) Updates to grid topology to minimize risk of ignition in HFTDs Remote GridWLDFRVegetation ContactAggregated | WLDFR | HFTD - Distribution - Tier 3 - 2QU CoRE ¦ 2QU LoRE | Non-Red Flag Warning - Small Fires | Vegetation Contact | Aggregated | 2060 | 0.0036921 | 264.4574 | 0.97639 | 2060 | Mitigation | 0.95 | 45 | 0 | esc | 0.00097009 | 3.5816e-06 | 0.00097009 | 3.5816e-06 | 0.0027785 | 1.15e-07 | 0.014899 | 3.7067e-10
[120 empty] | 7.3.3.17.5 (Remote Grid) Updates to grid topology to minimize risk of ignition in HFTDs Remote GridWLDFRVegetation ContactAggregated | WLDFR | HFTD - Distribution - Tier 3 - 2QU CoRE ¦ 2QU LoRE | Non-Red Flag Warning - Small Fires | Vegetation Contact | Aggregated | 2061 | 0.0036921 | 264.4574 | 0.97639 | 2061 | Mitigation | 0.95 | 45 | 0 | esc | 0.00097009 | 3.5816e-06 | 0.00097009 | 3.5816e-06 | 0.0027785 | 1.15e-07 | 0.014899 | 3.7067e-10
[120 empty] | 7.3.3.17.5 (Remote Grid) Updates to grid topology to minimize risk of ignition in HFTDs Remote GridWLDFRVegetation ContactAggregated | WLDFR | HFTD - Distribution - Tier 3 - 2QU CoRE ¦ 2QU LoRE | Non-Red Flag Warning - Small Fires | Vegetation Contact | Aggregated | 2062 | 0.0036921 | 264.4574 | 0.97639 | 2062 | Mitigation | 0.95 | 45 | 0 | esc | 0.00097009 | 3.5816e-06 | 0.00097009 | 3.5816e-06 | 0.0027785 | 1.15e-07 | 0.014899 | 3.7067e-10
[120 empty] | 7.3.3.17.5 (Remote Grid) Updates to grid topology to minimize risk of ignition in HFTDs Remote GridWLDFRVegetation ContactAggregated | WLDFR | HFTD - Distribution - Tier 3 - 2QU CoRE ¦ 2QU LoRE | Non-Red Flag Warning - Small Fires | Vegetation Contact | Aggregated | 2063 | 0.0036921 | 264.4574 | 0.97639 | 2063 | Mitigation | 0.95 | 45 | 0 | esc | 0.00097009 | 3.5816e-06 | 0.00097009 | 3.5816e-06 | 0.0027785 | 1.15e-07 | 0.014899 | 3.7067e-10
[120 empty] | 7.3.3.17.5 (Remote Grid) Updates to grid topology to minimize risk of ignition in HFTDs Remote GridWLDFRVegetation ContactAggregated | WLDFR | HFTD - Distribution - Tier 3 - 2QU CoRE ¦ 2QU LoRE | Non-Red Flag Warning - Small Fires | Vegetation Contact | Aggregated | 2064 | 0.0036921 | 264.4574 | 0.97639 | 2064 | Mitigation | 0.95 | 45 | 0 | esc | 0.00097009 | 3.5816e-06 | 0.00097009 | 3.5816e-06 | 0.0027785 | 1.15e-07 | 0.014899 | 3.7067e-10
[120 empty] | 7.3.3.17.5 (Remote Grid) Updates to grid topology to minimize risk of ignition in HFTDs Remote GridWLDFRVegetation ContactAggregated | WLDFR | HFTD - Distribution - Tier 3 - 2QU CoRE ¦ 2QU LoRE | Non-Red Flag Warning - Small Fires | Vegetation Contact | Aggregated | 2065 | 0.0036921 | 264.4574 | 0.97639 | 2065 | Mitigation | 0.95 | 45 | 0 | esc | 0.00097009 | 3.5816e-06 | 0.00097009 | 3.5816e-06 | 0.0027785 | 1.15e-07 | 0.014899 | 3.7067e-10
[120 empty] | 7.3.3.17.5 (Remote Grid) Updates to grid topology to minimize risk of ignition in HFTDs Remote GridWLDFRVegetation ContactAggregated | WLDFR | HFTD - Distribution - Tier 3 - 2QU CoRE ¦ 2QU LoRE | Non-Red Flag Warning - Small Fires | Vegetation Contact | Aggregated | 2066 | 0.0036921 | 264.4574 | 0.97639 | 2066 | Mitigation | 0.95 | 45 | 0 | esc | 0.00097009 | 3.5816e-06 | 0.00097009 | 3.5816e-06 | 0.0027785 | 1.15e-07 | 0.014899 | 3.7067e-10
[120 empty] | 7.3.3.17.5 (Remote Grid) Updates to grid topology to minimize risk of ignition in HFTDs Remote GridWLDFRVegetation ContactAggregated | WLDFR | HFTD - Distribution - Tier 3 - 2QU CoRE ¦ 2QU LoRE | Non-Red Flag Warning - Small Fires | Vegetation Contact | Aggregated | 2067 | 0.0036921 | 264.4574 | 0.97639 | 2067 | Mitigation | 0.95 | 45 | 0 | esc | 0 | 0 | 0.00097009 | 3.5816e-06 | 0.0027785 | 1.15e-07 | 0.014899 | 3.7067e-10
[120 empty] | 7.3.3.17.5 (Remote Grid) Updates to grid topology to minimize risk of ignition in HFTDs Remote GridWLDFRWire-to-wire contactAggregated | WLDFR | HFTD - Distribution - Tier 3 - 2QU CoRE ¦ 2QU LoRE | Non-Red Flag Warning - Small Fires | Wire-to-wire contact | Aggregated | 2022 | 3.8115e-05 | 264.4574 | 0.01008 | 2022 | Mitigation | 0.95 | 45 | 0 | esc | 0.00097009 | 3.6975e-08 | 0 | 0 | 0.0027785 | 1.15e-07 | 0.014899 | 3.7067e-10
[120 empty] | 7.3.3.17.5 (Remote Grid) Updates to grid topology to minimize risk of ignition in HFTDs Remote GridWLDFRWire-to-wire contactAggregated | WLDFR | HFTD - Distribution - Tier 3 - 2QU CoRE ¦ 2QU LoRE | Non-Red Flag Warning - Small Fires | Wire-to-wire contact | Aggregated | 2023 | 3.8115e-05 | 264.4574 | 0.01008 | 2023 | Mitigation | 0.95 | 45 | 0 | esc | 0.00097009 | 3.6975e-08 | 0.00097009 | 3.6975e-08 | 0.0027785 | 1.15e-07 | 0.014899 | 3.7067e-10
[120 empty] | 7.3.3.17.5 (Remote Grid) Updates to grid topology to minimize risk of ignition in HFTDs Remote GridWLDFRWire-to-wire contactAggregated | WLDFR | HFTD - Distribution - Tier 3 - 2QU CoRE ¦ 2QU LoRE | Non-Red Flag Warning - Small Fires | Wire-to-wire contact | Aggregated | 2024 | 3.8115e-05 | 264.4574 | 0.01008 | 2024 | Mitigation | 0.95 | 45 | 0 | esc | 0.00097009 | 3.6975e-08 | 0.00097009 | 3.6975e-08 | 0.0027785 | 1.15e-07 | 0.014899 | 3.7067e-10
[120 empty] | 7.3.3.17.5 (Remote Grid) Updates to grid topology to minimize risk of ignition in HFTDs Remote GridWLDFRWire-to-wire contactAggregated | WLDFR | HFTD - Distribution - Tier 3 - 2QU CoRE ¦ 2QU LoRE | Non-Red Flag Warning - Small Fires | Wire-to-wire contact | Aggregated | 2025 | 3.8115e-05 | 264.4574 | 0.01008 | 2025 | Mitigation | 0.95 | 45 | 0 | esc | 0.00097009 | 3.6975e-08 | 0.00097009 | 3.6975e-08 | 0.0027785 | 1.15e-07 | 0.014899 | 3.7067e-10
[120 empty] | 7.3.3.17.5 (Remote Grid) Updates to grid topology to minimize risk of ignition in HFTDs Remote GridWLDFRWire-to-wire contactAggregated | WLDFR | HFTD - Distribution - Tier 3 - 2QU CoRE ¦ 2QU LoRE | Non-Red Flag Warning - Small Fires | Wire-to-wire contact | Aggregated | 2026 | 3.8115e-05 | 264.4574 | 0.01008 | 2026 | Mitigation | 0.95 | 45 | 0 | esc | 0.00097009 | 3.6975e-08 | 0.00097009 | 3.6975e-08 | 0.0027785 | 1.15e-07 | 0.014899 | 3.7067e-10
[120 empty] | 7.3.3.17.5 (Remote Grid) Updates to grid topology to minimize risk of ignition in HFTDs Remote GridWLDFRWire-to-wire contactAggregated | WLDFR | HFTD - Distribution - Tier 3 - 2QU CoRE ¦ 2QU LoRE | Non-Red Flag Warning - Small Fires | Wire-to-wire contact | Aggregated | 2027 | 3.8115e-05 | 264.4574 | 0.01008 | 2027 | Mitigation | 0.95 | 45 | 0 | esc | 0.00097009 | 3.6975e-08 | 0.00097009 | 3.6975e-08 | 0.0027785 | 1.15e-07 | 0.014899 | 3.7067e-10
[120 empty] | 7.3.3.17.5 (Remote Grid) Updates to grid topology to minimize risk of ignition in HFTDs Remote GridWLDFRWire-to-wire contactAggregated | WLDFR | HFTD - Distribution - Tier 3 - 2QU CoRE ¦ 2QU LoRE | Non-Red Flag Warning - Small Fires | Wire-to-wire contact | Aggregated | 2028 | 3.8115e-05 | 264.4574 | 0.01008 | 2028 | Mitigation | 0.95 | 45 | 0 | esc | 0.00097009 | 3.6975e-08 | 0.00097009 | 3.6975e-08 | 0.0027785 | 1.15e-07 | 0.014899 | 3.7067e-10
[120 empty] | 7.3.3.17.5 (Remote Grid) Updates to grid topology to minimize risk of ignition in HFTDs Remote GridWLDFRWire-to-wire contactAggregated | WLDFR | HFTD - Distribution - Tier 3 - 2QU CoRE ¦ 2QU LoRE | Non-Red Flag Warning - Small Fires | Wire-to-wire contact | Aggregated | 2029 | 3.8115e-05 | 264.4574 | 0.01008 | 2029 | Mitigation | 0.95 | 45 | 0 | esc | 0.00097009 | 3.6975e-08 | 0.00097009 | 3.6975e-08 | 0.0027785 | 1.15e-07 | 0.014899 | 3.7067e-10
[120 empty] | 7.3.3.17.5 (Remote Grid) Updates to grid topology to minimize risk of ignition in HFTDs Remote GridWLDFRWire-to-wire contactAggregated | WLDFR | HFTD - Distribution - Tier 3 - 2QU CoRE ¦ 2QU LoRE | Non-Red Flag Warning - Small Fires | Wire-to-wire contact | Aggregated | 2030 | 3.8115e-05 | 264.4574 | 0.01008 | 2030 | Mitigation | 0.95 | 45 | 0 | esc | 0.00097009 | 3.6975e-08 | 0.00097009 | 3.6975e-08 | 0.0027785 | 1.15e-07 | 0 | 0
[120 empty] | 7.3.3.17.5 (Remote Grid) Updates to grid topology to minimize risk of ignition in HFTDs Remote GridWLDFRWire-to-wire contactAggregated | WLDFR | HFTD - Distribution - Tier 3 - 2QU CoRE ¦ 2QU LoRE | Non-Red Flag Warning - Small Fires | Wire-to-wire contact | Aggregated | 2031 | 3.8115e-05 | 264.4574 | 0.01008 | 2031 | Mitigation | 0.95 | 45 | 0 | esc | 0.00097009 | 3.6975e-08 | 0.00097009 | 3.6975e-08 | 0.0027785 | 1.15e-07 | 0 | 0
[120 empty] | 7.3.3.17.5 (Remote Grid) Updates to grid topology to minimize risk of ignition in HFTDs Remote GridWLDFRWire-to-wire contactAggregated | WLDFR | HFTD - Distribution - Tier 3 - 2QU CoRE ¦ 2QU LoRE | Non-Red Flag Warning - Small Fires | Wire-to-wire contact | Aggregated | 2032 | 3.8115e-05 | 264.4574 | 0.01008 | 2032 | Mitigation | 0.95 | 45 | 0 | esc | 0.00097009 | 3.6975e-08 | 0.00097009 | 3.6975e-08 | 0.0027785 | 1.15e-07 | 0.008942 | 2.5409e-09
[120 empty] | 7.3.3.17.5 (Remote Grid) Updates to grid topology to minimize risk of ignition in HFTDs Remote GridWLDFRWire-to-wire contactAggregated | WLDFR | HFTD - Distribution - Tier 3 - 2QU CoRE ¦ 2QU LoRE | Non-Red Flag Warning - Small Fires | Wire-to-wire contact | Aggregated | 2033 | 3.8115e-05 | 264.4574 | 0.01008 | 2033 | Mitigation | 0.95 | 45 | 0 | esc | 0.00097009 | 3.6975e-08 | 0.00097009 | 3.6975e-08 | 0.0027785 | 1.15e-07 | 0.008942 | 2.5409e-09
[120 empty] | 7.3.3.17.5 (Remote Grid) Updates to grid topology to minimize risk of ignition in HFTDs Remote GridWLDFRWire-to-wire contactAggregated | WLDFR | HFTD - Distribution - Tier 3 - 2QU CoRE ¦ 2QU LoRE | Non-Red Flag Warning - Small Fires | Wire-to-wire contact | Aggregated | 2034 | 3.8115e-05 | 264.4574 | 0.01008 | 2034 | Mitigation | 0.95 | 45 | 0 | esc | 0.00097009 | 3.6975e-08 | 0.00097009 | 3.6975e-08 | 0.0027785 | 1.15e-07 | 0.008942 | 2.5409e-09
[120 empty] | 7.3.3.17.5 (Remote Grid) Updates to grid topology to minimize risk of ignition in HFTDs Remote GridWLDFRWire-to-wire contactAggregated | WLDFR | HFTD - Distribution - Tier 3 - 2QU CoRE ¦ 2QU LoRE | Non-Red Flag Warning - Small Fires | Wire-to-wire contact | Aggregated | 2035 | 3.8115e-05 | 264.4574 | 0.01008 | 2035 | Mitigation | 0.95 | 45 | 0 | esc | 0.00097009 | 3.6975e-08 | 0.00097009 | 3.6975e-08 | 0.0027785 | 1.15e-07 | 0.008942 | 2.5409e-09
[120 empty] | 7.3.3.17.5 (Remote Grid) Updates to grid topology to minimize risk of ignition in HFTDs Remote GridWLDFRWire-to-wire contactAggregated | WLDFR | HFTD - Distribution - Tier 3 - 2QU CoRE ¦ 2QU LoRE | Non-Red Flag Warning - Small Fires | Wire-to-wire contact | Aggregated | 2036 | 3.8115e-05 | 264.4574 | 0.01008 | 2036 | Mitigation | 0.95 | 45 | 0 | esc | 0.00097009 | 3.6975e-08 | 0.00097009 | 3.6975e-08 | 0.0027785 | 1.15e-07 | 0.008942 | 2.5409e-09
[120 empty] | 7.3.3.17.5 (Remote Grid) Updates to grid topology to minimize risk of ignition in HFTDs Remote GridWLDFRWire-to-wire contactAggregated | WLDFR | HFTD - Distribution - Tier 3 - 2QU CoRE ¦ 2QU LoRE | Non-Red Flag Warning - Small Fires | Wire-to-wire contact | Aggregated | 2037 | 3.8115e-05 | 264.4574 | 0.01008 | 2037 | Mitigation | 0.95 | 45 | 0 | esc | 0.00097009 | 3.6975e-08 | 0.00097009 | 3.6975e-08 | 0.0027785 | 1.15e-07 | 0.008942 | 2.5409e-09
[120 empty] | 7.3.3.17.5 (Remote Grid) Updates to grid topology to minimize risk of ignition in HFTDs Remote GridWLDFRWire-to-wire contactAggregated | WLDFR | HFTD - Distribution - Tier 3 - 2QU CoRE ¦ 2QU LoRE | Non-Red Flag Warning - Small Fires | Wire-to-wire contact | Aggregated | 2038 | 3.8115e-05 | 264.4574 | 0.01008 | 2038 | Mitigation | 0.95 | 45 | 0 | esc | 0.00097009 | 3.6975e-08 | 0.00097009 | 3.6975e-08 | 0.0027785 | 1.15e-07 | 0.008942 | 2.5409e-09
[120 empty] | 7.3.3.17.5 (Remote Grid) Updates to grid topology to minimize risk of ignition in HFTDs Remote GridWLDFRWire-to-wire contactAggregated | WLDFR | HFTD - Distribution - Tier 3 - 2QU CoRE ¦ 2QU LoRE | Non-Red Flag Warning - Small Fires | Wire-to-wire contact | Aggregated | 2039 | 3.8115e-05 | 264.4574 | 0.01008 | 2039 | Mitigation | 0.95 | 45 | 0 | esc | 0.00097009 | 3.6975e-08 | 0.00097009 | 3.6975e-08 | 0.0027785 | 1.15e-07 | 0.008942 | 2.5409e-09
[120 empty] | 7.3.3.17.5 (Remote Grid) Updates to grid topology to minimize risk of ignition in HFTDs Remote GridWLDFRWire-to-wire contactAggregated | WLDFR | HFTD - Distribution - Tier 3 - 2QU CoRE ¦ 2QU LoRE | Non-Red Flag Warning - Small Fires | Wire-to-wire contact | Aggregated | 2040 | 3.8115e-05 | 264.4574 | 0.01008 | 2040 | Mitigation | 0.95 | 45 | 0 | esc | 0.00097009 | 3.6975e-08 | 0.00097009 | 3.6975e-08 | 0.0027785 | 1.15e-07 | 0.008942 | 2.5409e-09
[120 empty] | 7.3.3.17.5 (Remote Grid) Updates to grid topology to minimize risk of ignition in HFTDs Remote GridWLDFRWire-to-wire contactAggregated | WLDFR | HFTD - Distribution - Tier 3 - 2QU CoRE ¦ 2QU LoRE | Non-Red Flag Warning - Small Fires | Wire-to-wire contact | Aggregated | 2041 | 3.8115e-05 | 264.4574 | 0.01008 | 2041 | Mitigation | 0.95 | 45 | 0 | esc | 0.00097009 | 3.6975e-08 | 0.00097009 | 3.6975e-08 | 0.0027785 | 1.15e-07 | 0.008942 | 2.5409e-09
[120 empty] | 7.3.3.17.5 (Remote Grid) Updates to grid topology to minimize risk of ignition in HFTDs Remote GridWLDFRWire-to-wire contactAggregated | WLDFR | HFTD - Distribution - Tier 3 - 2QU CoRE ¦ 2QU LoRE | Non-Red Flag Warning - Small Fires | Wire-to-wire contact | Aggregated | 2042 | 3.8115e-05 | 264.4574 | 0.01008 | 2042 | Mitigation | 0.95 | 45 | 0 | esc | 0.00097009 | 3.6975e-08 | 0.00097009 | 3.6975e-08 | 0 | 0 | 0.008942 | 2.5409e-09
[120 empty] | 7.3.3.17.5 (Remote Grid) Updates to grid topology to minimize risk of ignition in HFTDs Remote GridWLDFRWire-to-wire contactAggregated | WLDFR | HFTD - Distribution - Tier 3 - 2QU CoRE ¦ 2QU LoRE | Non-Red Flag Warning - Small Fires | Wire-to-wire contact | Aggregated | 2043 | 3.8115e-05 | 264.4574 | 0.01008 | 2043 | Mitigation | 0.95 | 45 | 0 | esc | 0.00097009 | 3.6975e-08 | 0.00097009 | 3.6975e-08 | 0.0027785 | 3.7218e-07 | 0.008942 | 2.5409e-09
[120 empty] | 7.3.3.17.5 (Remote Grid) Updates to grid topology to minimize risk of ignition in HFTDs Remote GridWLDFRWire-to-wire contactAggregated | WLDFR | HFTD - Distribution - Tier 3 - 2QU CoRE ¦ 2QU LoRE | Non-Red Flag Warning - Small Fires | Wire-to-wire contact | Aggregated | 2044 | 3.8115e-05 | 264.4574 | 0.01008 | 2044 | Mitigation | 0.95 | 45 | 0 | esc | 0.00097009 | 3.6975e-08 | 0.00097009 | 3.6975e-08 | 0.0027785 | 3.7218e-07 | 0.008942 | 2.5409e-09
[120 empty] | 7.3.3.17.5 (Remote Grid) Updates to grid topology to minimize risk of ignition in HFTDs Remote GridWLDFRWire-to-wire contactAggregated | WLDFR | HFTD - Distribution - Tier 3 - 2QU CoRE ¦ 2QU LoRE | Non-Red Flag Warning - Small Fires | Wire-to-wire contact | Aggregated | 2045 | 3.8115e-05 | 264.4574 | 0.01008 | 2045 | Mitigation | 0.95 | 45 | 0 | esc | 0.00097009 | 3.6975e-08 | 0.00097009 | 3.6975e-08 | 0.0027785 | 3.7218e-07 | 0.008942 | 2.5409e-09
[120 empty] | 7.3.3.17.5 (Remote Grid) Updates to grid topology to minimize risk of ignition in HFTDs Remote GridWLDFRWire-to-wire contactAggregated | WLDFR | HFTD - Distribution - Tier 3 - 2QU CoRE ¦ 2QU LoRE | Non-Red Flag Warning - Small Fires | Wire-to-wire contact | Aggregated | 2046 | 3.8115e-05 | 264.4574 | 0.01008 | 2046 | Mitigation | 0.95 | 45 | 0 | esc | 0.00097009 | 3.6975e-08 | 0.00097009 | 3.6975e-08 | 0.0027785 | 3.7218e-07 | 0.008942 | 2.5409e-09
[120 empty] | 7.3.3.17.5 (Remote Grid) Updates to grid topology to minimize risk of ignition in HFTDs Remote GridWLDFRWire-to-wire contactAggregated | WLDFR | HFTD - Distribution - Tier 3 - 2QU CoRE ¦ 2QU LoRE | Non-Red Flag Warning - Small Fires | Wire-to-wire contact | Aggregated | 2047 | 3.8115e-05 | 264.4574 | 0.01008 | 2047 | Mitigation | 0.95 | 45 | 0 | esc | 0.00097009 | 3.6975e-08 | 0.00097009 | 3.6975e-08 | 0.0027785 | 3.7218e-07 | 0.008942 | 2.5409e-09
[120 empty] | 7.3.3.17.5 (Remote Grid) Updates to grid topology to minimize risk of ignition in HFTDs Remote GridWLDFRWire-to-wire contactAggregated | WLDFR | HFTD - Distribution - Tier 3 - 2QU CoRE ¦ 2QU LoRE | Non-Red Flag Warning - Small Fires | Wire-to-wire contact | Aggregated | 2048 | 3.8115e-05 | 264.4574 | 0.01008 | 2048 | Mitigation | 0.95 | 45 | 0 | esc | 0.00097009 | 3.6975e-08 | 0.00097009 | 3.6975e-08 | 0.0027785 | 3.7218e-07 | 0.008942 | 2.5409e-09
[120 empty] | 7.3.3.17.5 (Remote Grid) Updates to grid topology to minimize risk of ignition in HFTDs Remote GridWLDFRWire-to-wire contactAggregated | WLDFR | HFTD - Distribution - Tier 3 - 2QU CoRE ¦ 2QU LoRE | Non-Red Flag Warning - Small Fires | Wire-to-wire contact | Aggregated | 2049 | 3.8115e-05 | 264.4574 | 0.01008 | 2049 | Mitigation | 0.95 | 45 | 0 | esc | 0.00097009 | 3.6975e-08 | 0.00097009 | 3.6975e-08 | 0.0027785 | 3.7218e-07 | 0.008942 | 2.5409e-09
[120 empty] | 7.3.3.17.5 (Remote Grid) Updates to grid topology to minimize risk of ignition in HFTDs Remote GridWLDFRWire-to-wire contactAggregated | WLDFR | HFTD - Distribution - Tier 3 - 2QU CoRE ¦ 2QU LoRE | Non-Red Flag Warning - Small Fires | Wire-to-wire contact | Aggregated | 2050 | 3.8115e-05 | 264.4574 | 0.01008 | 2050 | Mitigation | 0.95 | 45 | 0 | esc | 0.00097009 | 3.6975e-08 | 0.00097009 | 3.6975e-08 | 0.0027785 | 3.7218e-07 | 0.008942 | 2.5409e-09
[120 empty] | 7.3.3.17.5 (Remote Grid) Updates to grid topology to minimize risk of ignition in HFTDs Remote GridWLDFRWire-to-wire contactAggregated | WLDFR | HFTD - Distribution - Tier 3 - 2QU CoRE ¦ 2QU LoRE | Non-Red Flag Warning - Small Fires | Wire-to-wire contact | Aggregated | 2051 | 3.8115e-05 | 264.4574 | 0.01008 | 2051 | Mitigation | 0.95 | 45 | 0 | esc | 0.00097009 | 3.6975e-08 | 0.00097009 | 3.6975e-08 | 0.0027785 | 3.7218e-07 | 0.008942 | 2.5409e-09
[120 empty] | 7.3.3.17.5 (Remote Grid) Updates to grid topology to minimize risk of ignition in HFTDs Remote GridWLDFRWire-to-wire contactAggregated | WLDFR | HFTD - Distribution - Tier 3 - 2QU CoRE ¦ 2QU LoRE | Non-Red Flag Warning - Small Fires | Wire-to-wire contact | Aggregated | 2052 | 3.8115e-05 | 264.4574 | 0.01008 | 2052 | Mitigation | 0.95 | 45 | 0 | esc | 0.00097009 | 3.6975e-08 | 0.00097009 | 3.6975e-08 | 0.0027785 | 3.7218e-07 | 0.008942 | 2.5409e-09
[120 empty] | 7.3.3.17.5 (Remote Grid) Updates to grid topology to minimize risk of ignition in HFTDs Remote GridWLDFRWire-to-wire contactAggregated | WLDFR | HFTD - Distribution - Tier 3 - 2QU CoRE ¦ 2QU LoRE | Non-Red Flag Warning - Small Fires | Wire-to-wire contact | Aggregated | 2053 | 3.8115e-05 | 264.4574 | 0.01008 | 2053 | Mitigation | 0.95 | 45 | 0 | esc | 0.00097009 | 3.6975e-08 | 0.00097009 | 3.6975e-08 | 0.0027785 | 3.7218e-07 | 0.008942 | 2.5409e-09
[120 empty] | 7.3.3.17.5 (Remote Grid) Updates to grid topology to minimize risk of ignition in HFTDs Remote GridWLDFRWire-to-wire contactAggregated | WLDFR | HFTD - Distribution - Tier 3 - 2QU CoRE ¦ 2QU LoRE | Non-Red Flag Warning - Small Fires | Wire-to-wire contact | Aggregated | 2054 | 3.8115e-05 | 264.4574 | 0.01008 | 2054 | Mitigation | 0.95 | 45 | 0 | esc | 0.00097009 | 3.6975e-08 | 0.00097009 | 3.6975e-08 | 0.0027785 | 3.7218e-07 | 0.008942 | 2.5409e-09
[120 empty] | 7.3.3.17.5 (Remote Grid) Updates to grid topology to minimize risk of ignition in HFTDs Remote GridWLDFRWire-to-wire contactAggregated | WLDFR | HFTD - Distribution - Tier 3 - 2QU CoRE ¦ 2QU LoRE | Non-Red Flag Warning - Small Fires | Wire-to-wire contact | Aggregated | 2055 | 3.8115e-05 | 264.4574 | 0.01008 | 2055 | Mitigation | 0.95 | 45 | 0 | esc | 0.00097009 | 3.6975e-08 | 0.00097009 | 3.6975e-08 | 0.0027785 | 3.7218e-07 | 0.008942 | 2.5409e-09
[120 empty] | 7.3.3.17.5 (Remote Grid) Updates to grid topology to minimize risk of ignition in HFTDs Remote GridWLDFRWire-to-wire contactAggregated | WLDFR | HFTD - Distribution - Tier 3 - 2QU CoRE ¦ 2QU LoRE | Non-Red Flag Warning - Small Fires | Wire-to-wire contact | Aggregated | 2056 | 3.8115e-05 | 264.4574 | 0.01008 | 2056 | Mitigation | 0.95 | 45 | 0 | esc | 0.00097009 | 3.6975e-08 | 0.00097009 | 3.6975e-08 | 0.0027785 | 3.7218e-07 | 0.008942 | 2.5409e-09
[120 empty] | 7.3.3.17.5 (Remote Grid) Updates to grid topology to minimize risk of ignition in HFTDs Remote GridWLDFRWire-to-wire contactAggregated | WLDFR | HFTD - Distribution - Tier 3 - 2QU CoRE ¦ 2QU LoRE | Non-Red Flag Warning - Small Fires | Wire-to-wire contact | Aggregated | 2057 | 3.8115e-05 | 264.4574 | 0.01008 | 2057 | Mitigation | 0.95 | 45 | 0 | esc | 0.00097009 | 3.6975e-08 | 0.00097009 | 3.6975e-08 | 0.0027785 | 3.7218e-07 | 0.008942 | 2.5409e-09
[120 empty] | 7.3.3.17.5 (Remote Grid) Updates to grid topology to minimize risk of ignition in HFTDs Remote GridWLDFRWire-to-wire contactAggregated | WLDFR | HFTD - Distribution - Tier 3 - 2QU CoRE ¦ 2QU LoRE | Non-Red Flag Warning - Small Fires | Wire-to-wire contact | Aggregated | 2058 | 3.8115e-05 | 264.4574 | 0.01008 | 2058 | Mitigation | 0.95 | 45 | 0 | esc | 0.00097009 | 3.6975e-08 | 0.00097009 | 3.6975e-08 | 0.0027785 | 3.7218e-07 | 0.008942 | 2.5409e-09
[120 empty] | 7.3.3.17.5 (Remote Grid) Updates to grid topology to minimize risk of ignition in HFTDs Remote GridWLDFRWire-to-wire contactAggregated | WLDFR | HFTD - Distribution - Tier 3 - 2QU CoRE ¦ 2QU LoRE | Non-Red Flag Warning - Small Fires | Wire-to-wire contact | Aggregated | 2059 | 3.8115e-05 | 264.4574 | 0.01008 | 2059 | Mitigation | 0.95 | 45 | 0 | esc | 0.00097009 | 3.6975e-08 | 0.00097009 | 3.6975e-08 | 0.0027785 | 3.7218e-07 | 0.008942 | 2.5409e-09
[120 empty] | 7.3.3.17.5 (Remote Grid) Updates to grid topology to minimize risk of ignition in HFTDs Remote GridWLDFRWire-to-wire contactAggregated | WLDFR | HFTD - Distribution - Tier 3 - 2QU CoRE ¦ 2QU LoRE | Non-Red Flag Warning - Small Fires | Wire-to-wire contact | Aggregated | 2060 | 3.8115e-05 | 264.4574 | 0.01008 | 2060 | Mitigation | 0.95 | 45 | 0 | esc | 0.00097009 | 3.6975e-08 | 0.00097009 | 3.6975e-08 | 0.0027785 | 3.7218e-07 | 0.008942 | 2.5409e-09
[120 empty] | 7.3.3.17.5 (Remote Grid) Updates to grid topology to minimize risk of ignition in HFTDs Remote GridWLDFRWire-to-wire contactAggregated | WLDFR | HFTD - Distribution - Tier 3 - 2QU CoRE ¦ 2QU LoRE | Non-Red Flag Warning - Small Fires | Wire-to-wire contact | Aggregated | 2061 | 3.8115e-05 | 264.4574 | 0.01008 | 2061 | Mitigation | 0.95 | 45 | 0 | esc | 0.00097009 | 3.6975e-08 | 0.00097009 | 3.6975e-08 | 0.0027785 | 3.7218e-07 | 0.008942 | 2.5409e-09
[120 empty] | 7.3.3.17.5 (Remote Grid) Updates to grid topology to minimize risk of ignition in HFTDs Remote GridWLDFRWire-to-wire contactAggregated | WLDFR | HFTD - Distribution - Tier 3 - 2QU CoRE ¦ 2QU LoRE | Non-Red Flag Warning - Small Fires | Wire-to-wire contact | Aggregated | 2062 | 3.8115e-05 | 264.4574 | 0.01008 | 2062 | Mitigation | 0.95 | 45 | 0 | esc | 0.00097009 | 3.6975e-08 | 0.00097009 | 3.6975e-08 | 0.0027785 | 3.7218e-07 | 0 | 0
[120 empty] | 7.3.3.17.5 (Remote Grid) Updates to grid topology to minimize risk of ignition in HFTDs Remote GridWLDFRWire-to-wire contactAggregated | WLDFR | HFTD - Distribution - Tier 3 - 2QU CoRE ¦ 2QU LoRE | Non-Red Flag Warning - Small Fires | Wire-to-wire contact | Aggregated | 2063 | 3.8115e-05 | 264.4574 | 0.01008 | 2063 | Mitigation | 0.95 | 45 | 0 | esc | 0.00097009 | 3.6975e-08 | 0.00097009 | 3.6975e-08 | 0.0027785 | 3.7218e-07 | 0 | 0
[120 empty] | 7.3.3.17.5 (Remote Grid) Updates to grid topology to minimize risk of ignition in HFTDs Remote GridWLDFRWire-to-wire contactAggregated | WLDFR | HFTD - Distribution - Tier 3 - 2QU CoRE ¦ 2QU LoRE | Non-Red Flag Warning - Small Fires | Wire-to-wire contact | Aggregated | 2064 | 3.8115e-05 | 264.4574 | 0.01008 | 2064 | Mitigation | 0.95 | 45 | 0 | esc | 0.00097009 | 3.6975e-08 | 0.00097009 | 3.6975e-08 | 0.0027785 | 3.7218e-07 | 0.0088147 | 1.004e-08
[120 empty] | 7.3.3.17.5 (Remote Grid) Updates to grid topology to minimize risk of ignition in HFTDs Remote GridWLDFRWire-to-wire contactAggregated | WLDFR | HFTD - Distribution - Tier 3 - 2QU CoRE ¦ 2QU LoRE | Non-Red Flag Warning - Small Fires | Wire-to-wire contact | Aggregated | 2065 | 3.8115e-05 | 264.4574 | 0.01008 | 2065 | Mitigation | 0.95 | 45 | 0 | esc | 0.00097009 | 3.6975e-08 | 0.00097009 | 3.6975e-08 | 0.0027785 | 3.7218e-07 | 0.0088147 | 1.004e-08
[120 empty] | 7.3.3.17.5 (Remote Grid) Updates to grid topology to minimize risk of ignition in HFTDs Remote GridWLDFRWire-to-wire contactAggregated | WLDFR | HFTD - Distribution - Tier 3 - 2QU CoRE ¦ 2QU LoRE | Non-Red Flag Warning - Small Fires | Wire-to-wire contact | Aggregated | 2066 | 3.8115e-05 | 264.4574 | 0.01008 | 2066 | Mitigation | 0.95 | 45 | 0 | esc | 0.00097009 | 3.6975e-08 | 0.00097009 | 3.6975e-08 | 0.0027785 | 3.7218e-07 | 0.0088147 | 1.004e-08
[120 empty] | 7.3.3.17.5 (Remote Grid) Updates to grid topology to minimize risk of ignition in HFTDs Remote GridWLDFRWire-to-wire contactAggregated | WLDFR | HFTD - Distribution - Tier 3 - 2QU CoRE ¦ 2QU LoRE | Non-Red Flag Warning - Small Fires | Wire-to-wire contact | Aggregated | 2067 | 3.8115e-05 | 264.4574 | 0.01008 | 2067 | Mitigation | 0.95 | 45 | 0 | esc | 0 | 0 | 0.00097009 | 3.6975e-08 | 0.0027785 | 3.7218e-07 | 0.0088147 | 1.004e-08
[120 empty] | 7.3.3.17.5 (Remote Grid) Updates to grid topology to minimize risk of ignition in HFTDs Remote GridWLDFREquipment / facility failureAggregated | WLDFR | HFTD - Distribution - Tier 3 - 2QU CoRE ¦ 2QU LoRE | Red Flag Warning - Catastrophic Fires | Equipment / facility failure | Aggregated | 2022 | 1.4071e-05 | 264.4574 | 0.0037211 | 2022 | Mitigation | 0.95 | 45 | 0 | esc | 0.00097009 | 1.365e-08 | 0 | 0 | 0.0027785 | 3.7218e-07 | 0.0088147 | 1.004e-08
[120 empty] | 7.3.3.17.5 (Remote Grid) Updates to grid topology to minimize risk of ignition in HFTDs Remote GridWLDFREquipment / facility failureAggregated | WLDFR | HFTD - Distribution - Tier 3 - 2QU CoRE ¦ 2QU LoRE | Red Flag Warning - Catastrophic Fires | Equipment / facility failure | Aggregated | 2023 | 1.4071e-05 | 264.4574 | 0.0037211 | 2023 | Mitigation | 0.95 | 45 | 0 | esc | 0.00097009 | 1.365e-08 | 0.00097009 | 1.365e-08 | 0.0027785 | 3.7218e-07 | 0.0088147 | 1.004e-08
[120 empty] | 7.3.3.17.5 (Remote Grid) Updates to grid topology to minimize risk of ignition in HFTDs Remote GridWLDFREquipment / facility failureAggregated | WLDFR | HFTD - Distribution - Tier 3 - 2QU CoRE ¦ 2QU LoRE | Red Flag Warning - Catastrophic Fires | Equipment / facility failure | Aggregated | 2024 | 1.4071e-05 | 264.4574 | 0.0037211 | 2024 | Mitigation | 0.95 | 45 | 0 | esc | 0.00097009 | 1.365e-08 | 0.00097009 | 1.365e-08 | 0.0027785 | 3.7218e-07 | 0.0088147 | 1.004e-08
[120 empty] | 7.3.3.17.5 (Remote Grid) Updates to grid topology to minimize risk of ignition in HFTDs Remote GridWLDFREquipment / facility failureAggregated | WLDFR | HFTD - Distribution - Tier 3 - 2QU CoRE ¦ 2QU LoRE | Red Flag Warning - Catastrophic Fires | Equipment / facility failure | Aggregated | 2025 | 1.4071e-05 | 264.4574 | 0.0037211 | 2025 | Mitigation | 0.95 | 45 | 0 | esc | 0.00097009 | 1.365e-08 | 0.00097009 | 1.365e-08 | 0.0027785 | 3.7218e-07 | 0.0088147 | 1.004e-08
[120 empty] | 7.3.3.17.5 (Remote Grid) Updates to grid topology to minimize risk of ignition in HFTDs Remote GridWLDFREquipment / facility failureAggregated | WLDFR | HFTD - Distribution - Tier 3 - 2QU CoRE ¦ 2QU LoRE | Red Flag Warning - Catastrophic Fires | Equipment / facility failure | Aggregated | 2026 | 1.4071e-05 | 264.4574 | 0.0037211 | 2026 | Mitigation | 0.95 | 45 | 0 | esc | 0.00097009 | 1.365e-08 | 0.00097009 | 1.365e-08 | 0.0027785 | 3.7218e-07 | 0.0088147 | 1.004e-08
[120 empty] | 7.3.3.17.5 (Remote Grid) Updates to grid topology to minimize risk of ignition in HFTDs Remote GridWLDFREquipment / facility failureAggregated | WLDFR | HFTD - Distribution - Tier 3 - 2QU CoRE ¦ 2QU LoRE | Red Flag Warning - Catastrophic Fires | Equipment / facility failure | Aggregated | 2027 | 1.4071e-05 | 264.4574 | 0.0037211 | 2027 | Mitigation | 0.95 | 45 | 0 | esc | 0.00097009 | 1.365e-08 | 0.00097009 | 1.365e-08 | 0.0027785 | 3.7218e-07 | 0.0088147 | 1.004e-08
[120 empty] | 7.3.3.17.5 (Remote Grid) Updates to grid topology to minimize risk of ignition in HFTDs Remote GridWLDFREquipment / facility failureAggregated | WLDFR | HFTD - Distribution - Tier 3 - 2QU CoRE ¦ 2QU LoRE | Red Flag Warning - Catastrophic Fires | Equipment / facility failure | Aggregated | 2028 | 1.4071e-05 | 264.4574 | 0.0037211 | 2028 | Mitigation | 0.95 | 45 | 0 | esc | 0.00097009 | 1.365e-08 | 0.00097009 | 1.365e-08 | 0.0027785 | 3.7218e-07 | 0.0088147 | 1.004e-08
[120 empty] | 7.3.3.17.5 (Remote Grid) Updates to grid topology to minimize risk of ignition in HFTDs Remote GridWLDFREquipment / facility failureAggregated | WLDFR | HFTD - Distribution - Tier 3 - 2QU CoRE ¦ 2QU LoRE | Red Flag Warning - Catastrophic Fires | Equipment / facility failure | Aggregated | 2029 | 1.4071e-05 | 264.4574 | 0.0037211 | 2029 | Mitigation | 0.95 | 45 | 0 | esc | 0.00097009 | 1.365e-08 | 0.00097009 | 1.365e-08 | 0.0027785 | 3.7218e-07 | 0.0088147 | 1.004e-08
[120 empty] | 7.3.3.17.5 (Remote Grid) Updates to grid topology to minimize risk of ignition in HFTDs Remote GridWLDFREquipment / facility failureAggregated | WLDFR | HFTD - Distribution - Tier 3 - 2QU CoRE ¦ 2QU LoRE | Red Flag Warning - Catastrophic Fires | Equipment / facility failure | Aggregated | 2030 | 1.4071e-05 | 264.4574 | 0.0037211 | 2030 | Mitigation | 0.95 | 45 | 0 | esc | 0.00097009 | 1.365e-08 | 0.00097009 | 1.365e-08 | 0.0027785 | 3.7218e-07 | 0.0088147 | 1.004e-08
[120 empty] | 7.3.3.17.5 (Remote Grid) Updates to grid topology to minimize risk of ignition in HFTDs Remote GridWLDFREquipment / facility failureAggregated | WLDFR | HFTD - Distribution - Tier 3 - 2QU CoRE ¦ 2QU LoRE | Red Flag Warning - Catastrophic Fires | Equipment / facility failure | Aggregated | 2031 | 1.4071e-05 | 264.4574 | 0.0037211 | 2031 | Mitigation | 0.95 | 45 | 0 | esc | 0.00097009 | 1.365e-08 | 0.00097009 | 1.365e-08 | 0.0027785 | 3.7218e-07 | 0.0088147 | 1.004e-08
[120 empty] | 7.3.3.17.5 (Remote Grid) Updates to grid topology to minimize risk of ignition in HFTDs Remote GridWLDFREquipment / facility failureAggregated | WLDFR | HFTD - Distribution - Tier 3 - 2QU CoRE ¦ 2QU LoRE | Red Flag Warning - Catastrophic Fires | Equipment / facility failure | Aggregated | 2032 | 1.4071e-05 | 264.4574 | 0.0037211 | 2032 | Mitigation | 0.95 | 45 | 0 | esc | 0.00097009 | 1.365e-08 | 0.00097009 | 1.365e-08 | 0.0027785 | 3.7218e-07 | 0.0088147 | 1.004e-08
[120 empty] | 7.3.3.17.5 (Remote Grid) Updates to grid topology to minimize risk of ignition in HFTDs Remote GridWLDFREquipment / facility failureAggregated | WLDFR | HFTD - Distribution - Tier 3 - 2QU CoRE ¦ 2QU LoRE | Red Flag Warning - Catastrophic Fires | Equipment / facility failure | Aggregated | 2033 | 1.4071e-05 | 264.4574 | 0.0037211 | 2033 | Mitigation | 0.95 | 45 | 0 | esc | 0.00097009 | 1.365e-08 | 0.00097009 | 1.365e-08 | 0.0027785 | 3.7218e-07 | 0.0088147 | 1.004e-08
[120 empty] | 7.3.3.17.5 (Remote Grid) Updates to grid topology to minimize risk of ignition in HFTDs Remote GridWLDFREquipment / facility failureAggregated | WLDFR | HFTD - Distribution - Tier 3 - 2QU CoRE ¦ 2QU LoRE | Red Flag Warning - Catastrophic Fires | Equipment / facility failure | Aggregated | 2034 | 1.4071e-05 | 264.4574 | 0.0037211 | 2034 | Mitigation | 0.95 | 45 | 0 | esc | 0.00097009 | 1.365e-08 | 0.00097009 | 1.365e-08 | 0.0027785 | 3.7218e-07 | 0.0088147 | 1.004e-08
[120 empty] | 7.3.3.17.5 (Remote Grid) Updates to grid topology to minimize risk of ignition in HFTDs Remote GridWLDFREquipment / facility failureAggregated | WLDFR | HFTD - Distribution - Tier 3 - 2QU CoRE ¦ 2QU LoRE | Red Flag Warning - Catastrophic Fires | Equipment / facility failure | Aggregated | 2035 | 1.4071e-05 | 264.4574 | 0.0037211 | 2035 | Mitigation | 0.95 | 45 | 0 | esc | 0.00097009 | 1.365e-08 | 0.00097009 | 1.365e-08 | 0.0027785 | 3.7218e-07 | 0.0088147 | 1.004e-08
[120 empty] | 7.3.3.17.5 (Remote Grid) Updates to grid topology to minimize risk of ignition in HFTDs Remote GridWLDFREquipment / facility failureAggregated | WLDFR | HFTD - Distribution - Tier 3 - 2QU CoRE ¦ 2QU LoRE | Red Flag Warning - Catastrophic Fires | Equipment / facility failure | Aggregated | 2036 | 1.4071e-05 | 264.4574 | 0.0037211 | 2036 | Mitigation | 0.95 | 45 | 0 | esc | 0.00097009 | 1.365e-08 | 0.00097009 | 1.365e-08 | 0.0027785 | 3.7218e-07 | 0.0088147 | 1.004e-08
[120 empty] | 7.3.3.17.5 (Remote Grid) Updates to grid topology to minimize risk of ignition in HFTDs Remote GridWLDFREquipment / facility failureAggregated | WLDFR | HFTD - Distribution - Tier 3 - 2QU CoRE ¦ 2QU LoRE | Red Flag Warning - Catastrophic Fires | Equipment / facility failure | Aggregated | 2037 | 1.4071e-05 | 264.4574 | 0.0037211 | 2037 | Mitigation | 0.95 | 45 | 0 | esc | 0.00097009 | 1.365e-08 | 0.00097009 | 1.365e-08 | 0.0027785 | 3.7218e-07 | 0.0088147 | 1.004e-08
[120 empty] | 7.3.3.17.5 (Remote Grid) Updates to grid topology to minimize risk of ignition in HFTDs Remote GridWLDFREquipment / facility failureAggregated | WLDFR | HFTD - Distribution - Tier 3 - 2QU CoRE ¦ 2QU LoRE | Red Flag Warning - Catastrophic Fires | Equipment / facility failure | Aggregated | 2038 | 1.4071e-05 | 264.4574 | 0.0037211 | 2038 | Mitigation | 0.95 | 45 | 0 | esc | 0.00097009 | 1.365e-08 | 0.00097009 | 1.365e-08 | 0.0027785 | 3.7218e-07 | 0.0088147 | 1.004e-08
[120 empty] | 7.3.3.17.5 (Remote Grid) Updates to grid topology to minimize risk of ignition in HFTDs Remote GridWLDFREquipment / facility failureAggregated | WLDFR | HFTD - Distribution - Tier 3 - 2QU CoRE ¦ 2QU LoRE | Red Flag Warning - Catastrophic Fires | Equipment / facility failure | Aggregated | 2039 | 1.4071e-05 | 264.4574 | 0.0037211 | 2039 | Mitigation | 0.95 | 45 | 0 | esc | 0.00097009 | 1.365e-08 | 0.00097009 | 1.365e-08 | 0.0027785 | 3.7218e-07 | 0.0088147 | 1.004e-08
[120 empty] | 7.3.3.17.5 (Remote Grid) Updates to grid topology to minimize risk of ignition in HFTDs Remote GridWLDFREquipment / facility failureAggregated | WLDFR | HFTD - Distribution - Tier 3 - 2QU CoRE ¦ 2QU LoRE | Red Flag Warning - Catastrophic Fires | Equipment / facility failure | Aggregated | 2040 | 1.4071e-05 | 264.4574 | 0.0037211 | 2040 | Mitigation | 0.95 | 45 | 0 | esc | 0.00097009 | 1.365e-08 | 0.00097009 | 1.365e-08 | 0.0027785 | 3.7218e-07 | 0.0088147 | 1.004e-08
[120 empty] | 7.3.3.17.5 (Remote Grid) Updates to grid topology to minimize risk of ignition in HFTDs Remote GridWLDFREquipment / facility failureAggregated | WLDFR | HFTD - Distribution - Tier 3 - 2QU CoRE ¦ 2QU LoRE | Red Flag Warning - Catastrophic Fires | Equipment / facility failure | Aggregated | 2041 | 1.4071e-05 | 264.4574 | 0.0037211 | 2041 | Mitigation | 0.95 | 45 | 0 | esc | 0.00097009 | 1.365e-08 | 0.00097009 | 1.365e-08 | 0.0027785 | 3.7218e-07 | 0.0088147 | 1.004e-08
[120 empty] | 7.3.3.17.5 (Remote Grid) Updates to grid topology to minimize risk of ignition in HFTDs Remote GridWLDFREquipment / facility failureAggregated | WLDFR | HFTD - Distribution - Tier 3 - 2QU CoRE ¦ 2QU LoRE | Red Flag Warning - Catastrophic Fires | Equipment / facility failure | Aggregated | 2042 | 1.4071e-05 | 264.4574 | 0.0037211 | 2042 | Mitigation | 0.95 | 45 | 0 | esc | 0.00097009 | 1.365e-08 | 0.00097009 | 1.365e-08 | 0.0027785 | 3.7218e-07 | 0.0088147 | 1.004e-08
[120 empty] | 7.3.3.17.5 (Remote Grid) Updates to grid topology to minimize risk of ignition in HFTDs Remote GridWLDFREquipment / facility failureAggregated | WLDFR | HFTD - Distribution - Tier 3 - 2QU CoRE ¦ 2QU LoRE | Red Flag Warning - Catastrophic Fires | Equipment / facility failure | Aggregated | 2043 | 1.4071e-05 | 264.4574 | 0.0037211 | 2043 | Mitigation | 0.95 | 45 | 0 | esc | 0.00097009 | 1.365e-08 | 0.00097009 | 1.365e-08 | 0.0027785 | 3.7218e-07 | 0.0088147 | 1.004e-08
[120 empty] | 7.3.3.17.5 (Remote Grid) Updates to grid topology to minimize risk of ignition in HFTDs Remote GridWLDFREquipment / facility failureAggregated | WLDFR | HFTD - Distribution - Tier 3 - 2QU CoRE ¦ 2QU LoRE | Red Flag Warning - Catastrophic Fires | Equipment / facility failure | Aggregated | 2044 | 1.4071e-05 | 264.4574 | 0.0037211 | 2044 | Mitigation | 0.95 | 45 | 0 | esc | 0.00097009 | 1.365e-08 | 0.00097009 | 1.365e-08 | 0.0027785 | 3.7218e-07 | 0.0088147 | 1.004e-08
[120 empty] | 7.3.3.17.5 (Remote Grid) Updates to grid topology to minimize risk of ignition in HFTDs Remote GridWLDFREquipment / facility failureAggregated | WLDFR | HFTD - Distribution - Tier 3 - 2QU CoRE ¦ 2QU LoRE | Red Flag Warning - Catastrophic Fires | Equipment / facility failure | Aggregated | 2045 | 1.4071e-05 | 264.4574 | 0.0037211 | 2045 | Mitigation | 0.95 | 45 | 0 | esc | 0.00097009 | 1.365e-08 | 0.00097009 | 1.365e-08 | 0.0027785 | 3.7218e-07 | 0.0088147 | 1.004e-08
[120 empty] | 7.3.3.17.5 (Remote Grid) Updates to grid topology to minimize risk of ignition in HFTDs Remote GridWLDFREquipment / facility failureAggregated | WLDFR | HFTD - Distribution - Tier 3 - 2QU CoRE ¦ 2QU LoRE | Red Flag Warning - Catastrophic Fires | Equipment / facility failure | Aggregated | 2046 | 1.4071e-05 | 264.4574 | 0.0037211 | 2046 | Mitigation | 0.95 | 45 | 0 | esc | 0.00097009 | 1.365e-08 | 0.00097009 | 1.365e-08 | 0 | 0 | 0.0088147 | 1.004e-08
[120 empty] | 7.3.3.17.5 (Remote Grid) Updates to grid topology to minimize risk of ignition in HFTDs Remote GridWLDFREquipment / facility failureAggregated | WLDFR | HFTD - Distribution - Tier 3 - 2QU CoRE ¦ 2QU LoRE | Red Flag Warning - Catastrophic Fires | Equipment / facility failure | Aggregated | 2047 | 1.4071e-05 | 264.4574 | 0.0037211 | 2047 | Mitigation | 0.95 | 45 | 0 | esc | 0.00097009 | 1.365e-08 | 0.00097009 | 1.365e-08 | 0.0027785 | 3.1025e-08 | 0.0088147 | 1.004e-08
[120 empty] | 7.3.3.17.5 (Remote Grid) Updates to grid topology to minimize risk of ignition in HFTDs Remote GridWLDFREquipment / facility failureAggregated | WLDFR | HFTD - Distribution - Tier 3 - 2QU CoRE ¦ 2QU LoRE | Red Flag Warning - Catastrophic Fires | Equipment / facility failure | Aggregated | 2048 | 1.4071e-05 | 264.4574 | 0.0037211 | 2048 | Mitigation | 0.95 | 45 | 0 | esc | 0.00097009 | 1.365e-08 | 0.00097009 | 1.365e-08 | 0.0027785 | 3.1025e-08 | 0 | 0
[120 empty] | 7.3.3.17.5 (Remote Grid) Updates to grid topology to minimize risk of ignition in HFTDs Remote GridWLDFREquipment / facility failureAggregated | WLDFR | HFTD - Distribution - Tier 3 - 2QU CoRE ¦ 2QU LoRE | Red Flag Warning - Catastrophic Fires | Equipment / facility failure | Aggregated | 2049 | 1.4071e-05 | 264.4574 | 0.0037211 | 2049 | Mitigation | 0.95 | 45 | 0 | esc | 0.00097009 | 1.365e-08 | 0.00097009 | 1.365e-08 | 0.0027785 | 3.1025e-08 | 0 | 0
[120 empty] | 7.3.3.17.5 (Remote Grid) Updates to grid topology to minimize risk of ignition in HFTDs Remote GridWLDFREquipment / facility failureAggregated | WLDFR | HFTD - Distribution - Tier 3 - 2QU CoRE ¦ 2QU LoRE | Red Flag Warning - Catastrophic Fires | Equipment / facility failure | Aggregated | 2050 | 1.4071e-05 | 264.4574 | 0.0037211 | 2050 | Mitigation | 0.95 | 45 | 0 | esc | 0.00097009 | 1.365e-08 | 0.00097009 | 1.365e-08 | 0.0027785 | 3.1025e-08 | 0.013543 | 3.402e-12
[120 empty] | 7.3.3.17.5 (Remote Grid) Updates to grid topology to minimize risk of ignition in HFTDs Remote GridWLDFREquipment / facility failureAggregated | WLDFR | HFTD - Distribution - Tier 3 - 2QU CoRE ¦ 2QU LoRE | Red Flag Warning - Catastrophic Fires | Equipment / facility failure | Aggregated | 2051 | 1.4071e-05 | 264.4574 | 0.0037211 | 2051 | Mitigation | 0.95 | 45 | 0 | esc | 0.00097009 | 1.365e-08 | 0.00097009 | 1.365e-08 | 0.0027785 | 3.1025e-08 | 0.013543 | 3.402e-12
[120 empty] | 7.3.3.17.5 (Remote Grid) Updates to grid topology to minimize risk of ignition in HFTDs Remote GridWLDFREquipment / facility failureAggregated | WLDFR | HFTD - Distribution - Tier 3 - 2QU CoRE ¦ 2QU LoRE | Red Flag Warning - Catastrophic Fires | Equipment / facility failure | Aggregated | 2052 | 1.4071e-05 | 264.4574 | 0.0037211 | 2052 | Mitigation | 0.95 | 45 | 0 | esc | 0.00097009 | 1.365e-08 | 0.00097009 | 1.365e-08 | 0.0027785 | 3.1025e-08 | 0.013543 | 3.402e-12
[120 empty] | 7.3.3.17.5 (Remote Grid) Updates to grid topology to minimize risk of ignition in HFTDs Remote GridWLDFREquipment / facility failureAggregated | WLDFR | HFTD - Distribution - Tier 3 - 2QU CoRE ¦ 2QU LoRE | Red Flag Warning - Catastrophic Fires | Equipment / facility failure | Aggregated | 2053 | 1.4071e-05 | 264.4574 | 0.0037211 | 2053 | Mitigation | 0.95 | 45 | 0 | esc | 0.00097009 | 1.365e-08 | 0.00097009 | 1.365e-08 | 0.0027785 | 3.1025e-08 | 0.013543 | 3.402e-12
[120 empty] | 7.3.3.17.5 (Remote Grid) Updates to grid topology to minimize risk of ignition in HFTDs Remote GridWLDFREquipment / facility failureAggregated | WLDFR | HFTD - Distribution - Tier 3 - 2QU CoRE ¦ 2QU LoRE | Red Flag Warning - Catastrophic Fires | Equipment / facility failure | Aggregated | 2054 | 1.4071e-05 | 264.4574 | 0.0037211 | 2054 | Mitigation | 0.95 | 45 | 0 | esc | 0.00097009 | 1.365e-08 | 0.00097009 | 1.365e-08 | 0.0027785 | 3.1025e-08 | 0.013543 | 3.402e-12
[120 empty] | 7.3.3.17.5 (Remote Grid) Updates to grid topology to minimize risk of ignition in HFTDs Remote GridWLDFREquipment / facility failureAggregated | WLDFR | HFTD - Distribution - Tier 3 - 2QU CoRE ¦ 2QU LoRE | Red Flag Warning - Catastrophic Fires | Equipment / facility failure | Aggregated | 2055 | 1.4071e-05 | 264.4574 | 0.0037211 | 2055 | Mitigation | 0.95 | 45 | 0 | esc | 0.00097009 | 1.365e-08 | 0.00097009 | 1.365e-08 | 0.0027785 | 3.1025e-08 | 0.013543 | 3.402e-12
[120 empty] | 7.3.3.17.5 (Remote Grid) Updates to grid topology to minimize risk of ignition in HFTDs Remote GridWLDFREquipment / facility failureAggregated | WLDFR | HFTD - Distribution - Tier 3 - 2QU CoRE ¦ 2QU LoRE | Red Flag Warning - Catastrophic Fires | Equipment / facility failure | Aggregated | 2056 | 1.4071e-05 | 264.4574 | 0.0037211 | 2056 | Mitigation | 0.95 | 45 | 0 | esc | 0.00097009 | 1.365e-08 | 0.00097009 | 1.365e-08 | 0.0027785 | 3.1025e-08 | 0.013543 | 3.402e-12
[120 empty] | 7.3.3.17.5 (Remote Grid) Updates to grid topology to minimize risk of ignition in HFTDs Remote GridWLDFREquipment / facility failureAggregated | WLDFR | HFTD - Distribution - Tier 3 - 2QU CoRE ¦ 2QU LoRE | Red Flag Warning - Catastrophic Fires | Equipment / facility failure | Aggregated | 2057 | 1.4071e-05 | 264.4574 | 0.0037211 | 2057 | Mitigation | 0.95 | 45 | 0 | esc | 0.00097009 | 1.365e-08 | 0.00097009 | 1.365e-08 | 0.0027785 | 3.1025e-08 | 0.013543 | 3.402e-12
[120 empty] | 7.3.3.17.5 (Remote Grid) Updates to grid topology to minimize risk of ignition in HFTDs Remote GridWLDFREquipment / facility failureAggregated | WLDFR | HFTD - Distribution - Tier 3 - 2QU CoRE ¦ 2QU LoRE | Red Flag Warning - Catastrophic Fires | Equipment / facility failure | Aggregated | 2058 | 1.4071e-05 | 264.4574 | 0.0037211 | 2058 | Mitigation | 0.95 | 45 | 0 | esc | 0.00097009 | 1.365e-08 | 0.00097009 | 1.365e-08 | 0.0027785 | 3.1025e-08 | 0.013543 | 3.402e-12
[120 empty] | 7.3.3.17.5 (Remote Grid) Updates to grid topology to minimize risk of ignition in HFTDs Remote GridWLDFREquipment / facility failureAggregated | WLDFR | HFTD - Distribution - Tier 3 - 2QU CoRE ¦ 2QU LoRE | Red Flag Warning - Catastrophic Fires | Equipment / facility failure | Aggregated | 2059 | 1.4071e-05 | 264.4574 | 0.0037211 | 2059 | Mitigation | 0.95 | 45 | 0 | esc | 0.00097009 | 1.365e-08 | 0.00097009 | 1.365e-08 | 0.0027785 | 3.1025e-08 | 0.013543 | 3.402e-12
[120 empty] | 7.3.3.17.5 (Remote Grid) Updates to grid topology to minimize risk of ignition in HFTDs Remote GridWLDFREquipment / facility failureAggregated | WLDFR | HFTD - Distribution - Tier 3 - 2QU CoRE ¦ 2QU LoRE | Red Flag Warning - Catastrophic Fires | Equipment / facility failure | Aggregated | 2060 | 1.4071e-05 | 264.4574 | 0.0037211 | 2060 | Mitigation | 0.95 | 45 | 0 | esc | 0.00097009 | 1.365e-08 | 0.00097009 | 1.365e-08 | 0.0027785 | 3.1025e-08 | 0.013543 | 3.402e-12
[120 empty] | 7.3.3.17.5 (Remote Grid) Updates to grid topology to minimize risk of ignition in HFTDs Remote GridWLDFREquipment / facility failureAggregated | WLDFR | HFTD - Distribution - Tier 3 - 2QU CoRE ¦ 2QU LoRE | Red Flag Warning - Catastrophic Fires | Equipment / facility failure | Aggregated | 2061 | 1.4071e-05 | 264.4574 | 0.0037211 | 2061 | Mitigation | 0.95 | 45 | 0 | esc | 0.00097009 | 1.365e-08 | 0.00097009 | 1.365e-08 | 0.0027785 | 3.1025e-08 | 0.013543 | 3.402e-12
[120 empty] | 7.3.3.17.5 (Remote Grid) Updates to grid topology to minimize risk of ignition in HFTDs Remote GridWLDFREquipment / facility failureAggregated | WLDFR | HFTD - Distribution - Tier 3 - 2QU CoRE ¦ 2QU LoRE | Red Flag Warning - Catastrophic Fires | Equipment / facility failure | Aggregated | 2062 | 1.4071e-05 | 264.4574 | 0.0037211 | 2062 | Mitigation | 0.95 | 45 | 0 | esc | 0.00097009 | 1.365e-08 | 0.00097009 | 1.365e-08 | 0.0027785 | 3.1025e-08 | 0.013543 | 3.402e-12
[120 empty] | 7.3.3.17.5 (Remote Grid) Updates to grid topology to minimize risk of ignition in HFTDs Remote GridWLDFREquipment / facility failureAggregated | WLDFR | HFTD - Distribution - Tier 3 - 2QU CoRE ¦ 2QU LoRE | Red Flag Warning - Catastrophic Fires | Equipment / facility failure | Aggregated | 2063 | 1.4071e-05 | 264.4574 | 0.0037211 | 2063 | Mitigation | 0.95 | 45 | 0 | esc | 0.00097009 | 1.365e-08 | 0.00097009 | 1.365e-08 | 0.0027785 | 3.1025e-08 | 0.013543 | 3.402e-12
[120 empty] | 7.3.3.17.5 (Remote Grid) Updates to grid topology to minimize risk of ignition in HFTDs Remote GridWLDFREquipment / facility failureAggregated | WLDFR | HFTD - Distribution - Tier 3 - 2QU CoRE ¦ 2QU LoRE | Red Flag Warning - Catastrophic Fires | Equipment / facility failure | Aggregated | 2064 | 1.4071e-05 | 264.4574 | 0.0037211 | 2064 | Mitigation | 0.95 | 45 | 0 | esc | 0.00097009 | 1.365e-08 | 0.00097009 | 1.365e-08 | 0.0027785 | 3.1025e-08 | 0.013543 | 3.402e-12
[120 empty] | 7.3.3.17.5 (Remote Grid) Updates to grid topology to minimize risk of ignition in HFTDs Remote GridWLDFREquipment / facility failureAggregated | WLDFR | HFTD - Distribution - Tier 3 - 2QU CoRE ¦ 2QU LoRE | Red Flag Warning - Catastrophic Fires | Equipment / facility failure | Aggregated | 2065 | 1.4071e-05 | 264.4574 | 0.0037211 | 2065 | Mitigation | 0.95 | 45 | 0 | esc | 0.00097009 | 1.365e-08 | 0.00097009 | 1.365e-08 | 0.0027785 | 3.1025e-08 | 0.013543 | 3.402e-12
[120 empty] | 7.3.3.17.5 (Remote Grid) Updates to grid topology to minimize risk of ignition in HFTDs Remote GridWLDFREquipment / facility failureAggregated | WLDFR | HFTD - Distribution - Tier 3 - 2QU CoRE ¦ 2QU LoRE | Red Flag Warning - Catastrophic Fires | Equipment / facility failure | Aggregated | 2066 | 1.4071e-05 | 264.4574 | 0.0037211 | 2066 | Mitigation | 0.95 | 45 | 0 | esc | 0.00097009 | 1.365e-08 | 0.00097009 | 1.365e-08 | 0.0027785 | 3.1025e-08 | 0.013543 | 3.402e-12
[120 empty] | 7.3.3.17.5 (Remote Grid) Updates to grid topology to minimize risk of ignition in HFTDs Remote GridWLDFREquipment / facility failureAggregated | WLDFR | HFTD - Distribution - Tier 3 - 2QU CoRE ¦ 2QU LoRE | Red Flag Warning - Catastrophic Fires | Equipment / facility failure | Aggregated | 2067 | 1.4071e-05 | 264.4574 | 0.0037211 | 2067 | Mitigation | 0.95 | 45 | 0 | esc | 0 | 0 | 0.00097009 | 1.365e-08 | 0.0027785 | 3.1025e-08 | 0.013543 | 3.402e-12
[120 empty] | 7.3.3.17.5 (Remote Grid) Updates to grid topology to minimize risk of ignition in HFTDs Remote GridWLDFRVegetation ContactAggregated | WLDFR | HFTD - Distribution - Tier 3 - 2QU CoRE ¦ 2QU LoRE | Red Flag Warning - Catastrophic Fires | Vegetation Contact | Aggregated | 2022 | 7.164e-05 | 264.4574 | 0.018946 | 2022 | Mitigation | 0.95 | 45 | 0 | esc | 0.00097009 | 6.9497e-08 | 0 | 0 | 0.0027785 | 3.1025e-08 | 0.013543 | 3.402e-12
[120 empty] | 7.3.3.17.5 (Remote Grid) Updates to grid topology to minimize risk of ignition in HFTDs Remote GridWLDFRVegetation ContactAggregated | WLDFR | HFTD - Distribution - Tier 3 - 2QU CoRE ¦ 2QU LoRE | Red Flag Warning - Catastrophic Fires | Vegetation Contact | Aggregated | 2023 | 7.164e-05 | 264.4574 | 0.018946 | 2023 | Mitigation | 0.95 | 45 | 0 | esc | 0.00097009 | 6.9497e-08 | 0.00097009 | 6.9497e-08 | 0.0027785 | 3.1025e-08 | 0.013543 | 3.402e-12
[120 empty] | 7.3.3.17.5 (Remote Grid) Updates to grid topology to minimize risk of ignition in HFTDs Remote GridWLDFRVegetation ContactAggregated | WLDFR | HFTD - Distribution - Tier 3 - 2QU CoRE ¦ 2QU LoRE | Red Flag Warning - Catastrophic Fires | Vegetation Contact | Aggregated | 2024 | 7.164e-05 | 264.4574 | 0.018946 | 2024 | Mitigation | 0.95 | 45 | 0 | esc | 0.00097009 | 6.9497e-08 | 0.00097009 | 6.9497e-08 | 0.0027785 | 3.1025e-08 | 0.013543 | 3.402e-12
[120 empty] | 7.3.3.17.5 (Remote Grid) Updates to grid topology to minimize risk of ignition in HFTDs Remote GridWLDFRVegetation ContactAggregated | WLDFR | HFTD - Distribution - Tier 3 - 2QU CoRE ¦ 2QU LoRE | Red Flag Warning - Catastrophic Fires | Vegetation Contact | Aggregated | 2025 | 7.164e-05 | 264.4574 | 0.018946 | 2025 | Mitigation | 0.95 | 45 | 0 | esc | 0.00097009 | 6.9497e-08 | 0.00097009 | 6.9497e-08 | 0.0027785 | 3.1025e-08 | 0.013543 | 3.402e-12
[120 empty] | 7.3.3.17.5 (Remote Grid) Updates to grid topology to minimize risk of ignition in HFTDs Remote GridWLDFRVegetation ContactAggregated | WLDFR | HFTD - Distribution - Tier 3 - 2QU CoRE ¦ 2QU LoRE | Red Flag Warning - Catastrophic Fires | Vegetation Contact | Aggregated | 2026 | 7.164e-05 | 264.4574 | 0.018946 | 2026 | Mitigation | 0.95 | 45 | 0 | esc | 0.00097009 | 6.9497e-08 | 0.00097009 | 6.9497e-08 | 0.0027785 | 3.1025e-08 | 0.013543 | 3.402e-12
[120 empty] | 7.3.3.17.5 (Remote Grid) Updates to grid topology to minimize risk of ignition in HFTDs Remote GridWLDFRVegetation ContactAggregated | WLDFR | HFTD - Distribution - Tier 3 - 2QU CoRE ¦ 2QU LoRE | Red Flag Warning - Catastrophic Fires | Vegetation Contact | Aggregated | 2027 | 7.164e-05 | 264.4574 | 0.018946 | 2027 | Mitigation | 0.95 | 45 | 0 | esc | 0.00097009 | 6.9497e-08 | 0.00097009 | 6.9497e-08 | 0.0027785 | 3.1025e-08 | 0.013543 | 3.402e-12
[120 empty] | 7.3.3.17.5 (Remote Grid) Updates to grid topology to minimize risk of ignition in HFTDs Remote GridWLDFRVegetation ContactAggregated | WLDFR | HFTD - Distribution - Tier 3 - 2QU CoRE ¦ 2QU LoRE | Red Flag Warning - Catastrophic Fires | Vegetation Contact | Aggregated | 2028 | 7.164e-05 | 264.4574 | 0.018946 | 2028 | Mitigation | 0.95 | 45 | 0 | esc | 0.00097009 | 6.9497e-08 | 0.00097009 | 6.9497e-08 | 0.0027785 | 3.1025e-08 | 0.013543 | 3.402e-12
[120 empty] | 7.3.3.17.5 (Remote Grid) Updates to grid topology to minimize risk of ignition in HFTDs Remote GridWLDFRVegetation ContactAggregated | WLDFR | HFTD - Distribution - Tier 3 - 2QU CoRE ¦ 2QU LoRE | Red Flag Warning - Catastrophic Fires | Vegetation Contact | Aggregated | 2029 | 7.164e-05 | 264.4574 | 0.018946 | 2029 | Mitigation | 0.95 | 45 | 0 | esc | 0.00097009 | 6.9497e-08 | 0.00097009 | 6.9497e-08 | 0.0027785 | 3.1025e-08 | 0.013543 | 3.402e-12
[120 empty] | 7.3.3.17.5 (Remote Grid) Updates to grid topology to minimize risk of ignition in HFTDs Remote GridWLDFRVegetation ContactAggregated | WLDFR | HFTD - Distribution - Tier 3 - 2QU CoRE ¦ 2QU LoRE | Red Flag Warning - Catastrophic Fires | Vegetation Contact | Aggregated | 2030 | 7.164e-05 | 264.4574 | 0.018946 | 2030 | Mitigation | 0.95 | 45 | 0 | esc | 0.00097009 | 6.9497e-08 | 0.00097009 | 6.9497e-08 | 0.0027785 | 3.1025e-08 | 0.013543 | 3.402e-12
[120 empty] | 7.3.3.17.5 (Remote Grid) Updates to grid topology to minimize risk of ignition in HFTDs Remote GridWLDFRVegetation ContactAggregated | WLDFR | HFTD - Distribution - Tier 3 - 2QU CoRE ¦ 2QU LoRE | Red Flag Warning - Catastrophic Fires | Vegetation Contact | Aggregated | 2031 | 7.164e-05 | 264.4574 | 0.018946 | 2031 | Mitigation | 0.95 | 45 | 0 | esc | 0.00097009 | 6.9497e-08 | 0.00097009 | 6.9497e-08 | 0.0027785 | 3.1025e-08 | 0.013543 | 3.402e-12
[120 empty] | 7.3.3.17.5 (Remote Grid) Updates to grid topology to minimize risk of ignition in HFTDs Remote GridWLDFRVegetation ContactAggregated | WLDFR | HFTD - Distribution - Tier 3 - 2QU CoRE ¦ 2QU LoRE | Red Flag Warning - Catastrophic Fires | Vegetation Contact | Aggregated | 2032 | 7.164e-05 | 264.4574 | 0.018946 | 2032 | Mitigation | 0.95 | 45 | 0 | esc | 0.00097009 | 6.9497e-08 | 0.00097009 | 6.9497e-08 | 0.0027785 | 3.1025e-08 | 0.013543 | 3.402e-12
[120 empty] | 7.3.3.17.5 (Remote Grid) Updates to grid topology to minimize risk of ignition in HFTDs Remote GridWLDFRVegetation ContactAggregated | WLDFR | HFTD - Distribution - Tier 3 - 2QU CoRE ¦ 2QU LoRE | Red Flag Warning - Catastrophic Fires | Vegetation Contact | Aggregated | 2033 | 7.164e-05 | 264.4574 | 0.018946 | 2033 | Mitigation | 0.95 | 45 | 0 | esc | 0.00097009 | 6.9497e-08 | 0.00097009 | 6.9497e-08 | 0.0027785 | 3.1025e-08 | 0.013543 | 3.402e-12
[120 empty] | 7.3.3.17.5 (Remote Grid) Updates to grid topology to minimize risk of ignition in HFTDs Remote GridWLDFRVegetation ContactAggregated | WLDFR | HFTD - Distribution - Tier 3 - 2QU CoRE ¦ 2QU LoRE | Red Flag Warning - Catastrophic Fires | Vegetation Contact | Aggregated | 2034 | 7.164e-05 | 264.4574 | 0.018946 | 2034 | Mitigation | 0.95 | 45 | 0 | esc | 0.00097009 | 6.9497e-08 | 0.00097009 | 6.9497e-08 | 0.0027785 | 3.1025e-08 | 0 | 0
[120 empty] | 7.3.3.17.5 (Remote Grid) Updates to grid topology to minimize risk of ignition in HFTDs Remote GridWLDFRVegetation ContactAggregated | WLDFR | HFTD - Distribution - Tier 3 - 2QU CoRE ¦ 2QU LoRE | Red Flag Warning - Catastrophic Fires | Vegetation Contact | Aggregated | 2035 | 7.164e-05 | 264.4574 | 0.018946 | 2035 | Mitigation | 0.95 | 45 | 0 | esc | 0.00097009 | 6.9497e-08 | 0.00097009 | 6.9497e-08 | 0.0027785 | 3.1025e-08 | 0 | 0
[120 empty] | 7.3.3.17.5 (Remote Grid) Updates to grid topology to minimize risk of ignition in HFTDs Remote GridWLDFRVegetation ContactAggregated | WLDFR | HFTD - Distribution - Tier 3 - 2QU CoRE ¦ 2QU LoRE | Red Flag Warning - Catastrophic Fires | Vegetation Contact | Aggregated | 2036 | 7.164e-05 | 264.4574 | 0.018946 | 2036 | Mitigation | 0.95 | 45 | 0 | esc | 0.00097009 | 6.9497e-08 | 0.00097009 | 6.9497e-08 | 0.0027785 | 3.1025e-08 | 0.0013359 | 2.0164e-12
[120 empty] | 7.3.3.17.5 (Remote Grid) Updates to grid topology to minimize risk of ignition in HFTDs Remote GridWLDFRVegetation ContactAggregated | WLDFR | HFTD - Distribution - Tier 3 - 2QU CoRE ¦ 2QU LoRE | Red Flag Warning - Catastrophic Fires | Vegetation Contact | Aggregated | 2037 | 7.164e-05 | 264.4574 | 0.018946 | 2037 | Mitigation | 0.95 | 45 | 0 | esc | 0.00097009 | 6.9497e-08 | 0.00097009 | 6.9497e-08 | 0.0027785 | 3.1025e-08 | 0.0013359 | 2.0164e-12
[120 empty] | 7.3.3.17.5 (Remote Grid) Updates to grid topology to minimize risk of ignition in HFTDs Remote GridWLDFRVegetation ContactAggregated | WLDFR | HFTD - Distribution - Tier 3 - 2QU CoRE ¦ 2QU LoRE | Red Flag Warning - Catastrophic Fires | Vegetation Contact | Aggregated | 2038 | 7.164e-05 | 264.4574 | 0.018946 | 2038 | Mitigation | 0.95 | 45 | 0 | esc | 0.00097009 | 6.9497e-08 | 0.00097009 | 6.9497e-08 | 0.0027785 | 3.1025e-08 | 0.0013359 | 2.0164e-12
[120 empty] | 7.3.3.17.5 (Remote Grid) Updates to grid topology to minimize risk of ignition in HFTDs Remote GridWLDFRVegetation ContactAggregated | WLDFR | HFTD - Distribution - Tier 3 - 2QU CoRE ¦ 2QU LoRE | Red Flag Warning - Catastrophic Fires | Vegetation Contact | Aggregated | 2039 | 7.164e-05 | 264.4574 | 0.018946 | 2039 | Mitigation | 0.95 | 45 | 0 | esc | 0.00097009 | 6.9497e-08 | 0.00097009 | 6.9497e-08 | 0.0027785 | 3.1025e-08 | 0.0013359 | 2.0164e-12
[120 empty] | 7.3.3.17.5 (Remote Grid) Updates to grid topology to minimize risk of ignition in HFTDs Remote GridWLDFRVegetation ContactAggregated | WLDFR | HFTD - Distribution - Tier 3 - 2QU CoRE ¦ 2QU LoRE | Red Flag Warning - Catastrophic Fires | Vegetation Contact | Aggregated | 2040 | 7.164e-05 | 264.4574 | 0.018946 | 2040 | Mitigation | 0.95 | 45 | 0 | esc | 0.00097009 | 6.9497e-08 | 0.00097009 | 6.9497e-08 | 0.0027785 | 3.1025e-08 | 0.0013359 | 2.0164e-12
[120 empty] | 7.3.3.17.5 (Remote Grid) Updates to grid topology to minimize risk of ignition in HFTDs Remote GridWLDFRVegetation ContactAggregated | WLDFR | HFTD - Distribution - Tier 3 - 2QU CoRE ¦ 2QU LoRE | Red Flag Warning - Catastrophic Fires | Vegetation Contact | Aggregated | 2041 | 7.164e-05 | 264.4574 | 0.018946 | 2041 | Mitigation | 0.95 | 45 | 0 | esc | 0.00097009 | 6.9497e-08 | 0.00097009 | 6.9497e-08 | 0.0027785 | 3.1025e-08 | 0.0013359 | 2.0164e-12
[120 empty] | 7.3.3.17.5 (Remote Grid) Updates to grid topology to minimize risk of ignition in HFTDs Remote GridWLDFRVegetation ContactAggregated | WLDFR | HFTD - Distribution - Tier 3 - 2QU CoRE ¦ 2QU LoRE | Red Flag Warning - Catastrophic Fires | Vegetation Contact | Aggregated | 2042 | 7.164e-05 | 264.4574 | 0.018946 | 2042 | Mitigation | 0.95 | 45 | 0 | esc | 0.00097009 | 6.9497e-08 | 0.00097009 | 6.9497e-08 | 0.0027785 | 3.1025e-08 | 0.0013359 | 2.0164e-12
[120 empty] | 7.3.3.17.5 (Remote Grid) Updates to grid topology to minimize risk of ignition in HFTDs Remote GridWLDFRVegetation ContactAggregated | WLDFR | HFTD - Distribution - Tier 3 - 2QU CoRE ¦ 2QU LoRE | Red Flag Warning - Catastrophic Fires | Vegetation Contact | Aggregated | 2043 | 7.164e-05 | 264.4574 | 0.018946 | 2043 | Mitigation | 0.95 | 45 | 0 | esc | 0.00097009 | 6.9497e-08 | 0.00097009 | 6.9497e-08 | 0.0027785 | 3.1025e-08 | 0.0013359 | 2.0164e-12
[120 empty] | 7.3.3.17.5 (Remote Grid) Updates to grid topology to minimize risk of ignition in HFTDs Remote GridWLDFRVegetation ContactAggregated | WLDFR | HFTD - Distribution - Tier 3 - 2QU CoRE ¦ 2QU LoRE | Red Flag Warning - Catastrophic Fires | Vegetation Contact | Aggregated | 2044 | 7.164e-05 | 264.4574 | 0.018946 | 2044 | Mitigation | 0.95 | 45 | 0 | esc | 0.00097009 | 6.9497e-08 | 0.00097009 | 6.9497e-08 | 0.0027785 | 3.1025e-08 | 0.0013359 | 2.0164e-12
[120 empty] | 7.3.3.17.5 (Remote Grid) Updates to grid topology to minimize risk of ignition in HFTDs Remote GridWLDFRVegetation ContactAggregated | WLDFR | HFTD - Distribution - Tier 3 - 2QU CoRE ¦ 2QU LoRE | Red Flag Warning - Catastrophic Fires | Vegetation Contact | Aggregated | 2045 | 7.164e-05 | 264.4574 | 0.018946 | 2045 | Mitigation | 0.95 | 45 | 0 | esc | 0.00097009 | 6.9497e-08 | 0.00097009 | 6.9497e-08 | 0.0027785 | 3.1025e-08 | 0.0013359 | 2.0164e-12
[120 empty] | 7.3.3.17.5 (Remote Grid) Updates to grid topology to minimize risk of ignition in HFTDs Remote GridWLDFRVegetation ContactAggregated | WLDFR | HFTD - Distribution - Tier 3 - 2QU CoRE ¦ 2QU LoRE | Red Flag Warning - Catastrophic Fires | Vegetation Contact | Aggregated | 2046 | 7.164e-05 | 264.4574 | 0.018946 | 2046 | Mitigation | 0.95 | 45 | 0 | esc | 0.00097009 | 6.9497e-08 | 0.00097009 | 6.9497e-08 | 0.0027785 | 3.1025e-08 | 0.0013359 | 2.0164e-12
[120 empty] | 7.3.3.17.5 (Remote Grid) Updates to grid topology to minimize risk of ignition in HFTDs Remote GridWLDFRVegetation ContactAggregated | WLDFR | HFTD - Distribution - Tier 3 - 2QU CoRE ¦ 2QU LoRE | Red Flag Warning - Catastrophic Fires | Vegetation Contact | Aggregated | 2047 | 7.164e-05 | 264.4574 | 0.018946 | 2047 | Mitigation | 0.95 | 45 | 0 | esc | 0.00097009 | 6.9497e-08 | 0.00097009 | 6.9497e-08 | 0.0027785 | 3.1025e-08 | 0.0013359 | 2.0164e-12
[120 empty] | 7.3.3.17.5 (Remote Grid) Updates to grid topology to minimize risk of ignition in HFTDs Remote GridWLDFRVegetation ContactAggregated | WLDFR | HFTD - Distribution - Tier 3 - 2QU CoRE ¦ 2QU LoRE | Red Flag Warning - Catastrophic Fires | Vegetation Contact | Aggregated | 2048 | 7.164e-05 | 264.4574 | 0.018946 | 2048 | Mitigation | 0.95 | 45 | 0 | esc | 0.00097009 | 6.9497e-08 | 0.00097009 | 6.9497e-08 | 0.0027785 | 3.1025e-08 | 0.0013359 | 2.0164e-12
[120 empty] | 7.3.3.17.5 (Remote Grid) Updates to grid topology to minimize risk of ignition in HFTDs Remote GridWLDFRVegetation ContactAggregated | WLDFR | HFTD - Distribution - Tier 3 - 2QU CoRE ¦ 2QU LoRE | Red Flag Warning - Catastrophic Fires | Vegetation Contact | Aggregated | 2049 | 7.164e-05 | 264.4574 | 0.018946 | 2049 | Mitigation | 0.95 | 45 | 0 | esc | 0.00097009 | 6.9497e-08 | 0.00097009 | 6.9497e-08 | 0.0027785 | 3.1025e-08 | 0.0013359 | 2.0164e-12
[120 empty] | 7.3.3.17.5 (Remote Grid) Updates to grid topology to minimize risk of ignition in HFTDs Remote GridWLDFRVegetation ContactAggregated | WLDFR | HFTD - Distribution - Tier 3 - 2QU CoRE ¦ 2QU LoRE | Red Flag Warning - Catastrophic Fires | Vegetation Contact | Aggregated | 2050 | 7.164e-05 | 264.4574 | 0.018946 | 2050 | Mitigation | 0.95 | 45 | 0 | esc | 0.00097009 | 6.9497e-08 | 0.00097009 | 6.9497e-08 | 0 | 0 | 0.0013359 | 2.0164e-12
[120 empty] | 7.3.3.17.5 (Remote Grid) Updates to grid topology to minimize risk of ignition in HFTDs Remote GridWLDFRVegetation ContactAggregated | WLDFR | HFTD - Distribution - Tier 3 - 2QU CoRE ¦ 2QU LoRE | Red Flag Warning - Catastrophic Fires | Vegetation Contact | Aggregated | 2051 | 7.164e-05 | 264.4574 | 0.018946 | 2051 | Mitigation | 0.95 | 45 | 0 | esc | 0.00097009 | 6.9497e-08 | 0.00097009 | 6.9497e-08 | 0.0027785 | 2.5007e-06 | 0.0013359 | 2.0164e-12
[120 empty] | 7.3.3.17.5 (Remote Grid) Updates to grid topology to minimize risk of ignition in HFTDs Remote GridWLDFRVegetation ContactAggregated | WLDFR | HFTD - Distribution - Tier 3 - 2QU CoRE ¦ 2QU LoRE | Red Flag Warning - Catastrophic Fires | Vegetation Contact | Aggregated | 2052 | 7.164e-05 | 264.4574 | 0.018946 | 2052 | Mitigation | 0.95 | 45 | 0 | esc | 0.00097009 | 6.9497e-08 | 0.00097009 | 6.9497e-08 | 0.0027785 | 2.5007e-06 | 0.0013359 | 2.0164e-12
[120 empty] | 7.3.3.17.5 (Remote Grid) Updates to grid topology to minimize risk of ignition in HFTDs Remote GridWLDFRVegetation ContactAggregated | WLDFR | HFTD - Distribution - Tier 3 - 2QU CoRE ¦ 2QU LoRE | Red Flag Warning - Catastrophic Fires | Vegetation Contact | Aggregated | 2053 | 7.164e-05 | 264.4574 | 0.018946 | 2053 | Mitigation | 0.95 | 45 | 0 | esc | 0.00097009 | 6.9497e-08 | 0.00097009 | 6.9497e-08 | 0.0027785 | 2.5007e-06 | 0.0013359 | 2.0164e-12
[120 empty] | 7.3.3.17.5 (Remote Grid) Updates to grid topology to minimize risk of ignition in HFTDs Remote GridWLDFRVegetation ContactAggregated | WLDFR | HFTD - Distribution - Tier 3 - 2QU CoRE ¦ 2QU LoRE | Red Flag Warning - Catastrophic Fires | Vegetation Contact | Aggregated | 2054 | 7.164e-05 | 264.4574 | 0.018946 | 2054 | Mitigation | 0.95 | 45 | 0 | esc | 0.00097009 | 6.9497e-08 | 0.00097009 | 6.9497e-08 | 0.0027785 | 2.5007e-06 | 0.0013359 | 2.0164e-12
[120 empty] | 7.3.3.17.5 (Remote Grid) Updates to grid topology to minimize risk of ignition in HFTDs Remote GridWLDFRVegetation ContactAggregated | WLDFR | HFTD - Distribution - Tier 3 - 2QU CoRE ¦ 2QU LoRE | Red Flag Warning - Catastrophic Fires | Vegetation Contact | Aggregated | 2055 | 7.164e-05 | 264.4574 | 0.018946 | 2055 | Mitigation | 0.95 | 45 | 0 | esc | 0.00097009 | 6.9497e-08 | 0.00097009 | 6.9497e-08 | 0.0027785 | 2.5007e-06 | 0.0013359 | 2.0164e-12
[120 empty] | 7.3.3.17.5 (Remote Grid) Updates to grid topology to minimize risk of ignition in HFTDs Remote GridWLDFRVegetation ContactAggregated | WLDFR | HFTD - Distribution - Tier 3 - 2QU CoRE ¦ 2QU LoRE | Red Flag Warning - Catastrophic Fires | Vegetation Contact | Aggregated | 2056 | 7.164e-05 | 264.4574 | 0.018946 | 2056 | Mitigation | 0.95 | 45 | 0 | esc | 0.00097009 | 6.9497e-08 | 0.00097009 | 6.9497e-08 | 0.0027785 | 2.5007e-06 | 0.0013359 | 2.0164e-12
[120 empty] | 7.3.3.17.5 (Remote Grid) Updates to grid topology to minimize risk of ignition in HFTDs Remote GridWLDFRVegetation ContactAggregated | WLDFR | HFTD - Distribution - Tier 3 - 2QU CoRE ¦ 2QU LoRE | Red Flag Warning - Catastrophic Fires | Vegetation Contact | Aggregated | 2057 | 7.164e-05 | 264.4574 | 0.018946 | 2057 | Mitigation | 0.95 | 45 | 0 | esc | 0.00097009 | 6.9497e-08 | 0.00097009 | 6.9497e-08 | 0.0027785 | 2.5007e-06 | 0.0013359 | 2.0164e-12
[120 empty] | 7.3.3.17.5 (Remote Grid) Updates to grid topology to minimize risk of ignition in HFTDs Remote GridWLDFRVegetation ContactAggregated | WLDFR | HFTD - Distribution - Tier 3 - 2QU CoRE ¦ 2QU LoRE | Red Flag Warning - Catastrophic Fires | Vegetation Contact | Aggregated | 2058 | 7.164e-05 | 264.4574 | 0.018946 | 2058 | Mitigation | 0.95 | 45 | 0 | esc | 0.00097009 | 6.9497e-08 | 0.00097009 | 6.9497e-08 | 0.0027785 | 2.5007e-06 | 0.0013359 | 2.0164e-12
[120 empty] | 7.3.3.17.5 (Remote Grid) Updates to grid topology to minimize risk of ignition in HFTDs Remote GridWLDFRVegetation ContactAggregated | WLDFR | HFTD - Distribution - Tier 3 - 2QU CoRE ¦ 2QU LoRE | Red Flag Warning - Catastrophic Fires | Vegetation Contact | Aggregated | 2059 | 7.164e-05 | 264.4574 | 0.018946 | 2059 | Mitigation | 0.95 | 45 | 0 | esc | 0.00097009 | 6.9497e-08 | 0.00097009 | 6.9497e-08 | 0.0027785 | 2.5007e-06 | 0.0013359 | 2.0164e-12
[120 empty] | 7.3.3.17.5 (Remote Grid) Updates to grid topology to minimize risk of ignition in HFTDs Remote GridWLDFRVegetation ContactAggregated | WLDFR | HFTD - Distribution - Tier 3 - 2QU CoRE ¦ 2QU LoRE | Red Flag Warning - Catastrophic Fires | Vegetation Contact | Aggregated | 2060 | 7.164e-05 | 264.4574 | 0.018946 | 2060 | Mitigation | 0.95 | 45 | 0 | esc | 0.00097009 | 6.9497e-08 | 0.00097009 | 6.9497e-08 | 0.0027785 | 2.5007e-06 | 0.0013359 | 2.0164e-12
[120 empty] | 7.3.3.17.5 (Remote Grid) Updates to grid topology to minimize risk of ignition in HFTDs Remote GridWLDFRVegetation ContactAggregated | WLDFR | HFTD - Distribution - Tier 3 - 2QU CoRE ¦ 2QU LoRE | Red Flag Warning - Catastrophic Fires | Vegetation Contact | Aggregated | 2061 | 7.164e-05 | 264.4574 | 0.018946 | 2061 | Mitigation | 0.95 | 45 | 0 | esc | 0.00097009 | 6.9497e-08 | 0.00097009 | 6.9497e-08 | 0.0027785 | 2.5007e-06 | 0.0013359 | 2.0164e-12
[120 empty] | 7.3.3.17.5 (Remote Grid) Updates to grid topology to minimize risk of ignition in HFTDs Remote GridWLDFRVegetation ContactAggregated | WLDFR | HFTD - Distribution - Tier 3 - 2QU CoRE ¦ 2QU LoRE | Red Flag Warning - Catastrophic Fires | Vegetation Contact | Aggregated | 2062 | 7.164e-05 | 264.4574 | 0.018946 | 2062 | Mitigation | 0.95 | 45 | 0 | esc | 0.00097009 | 6.9497e-08 | 0.00097009 | 6.9497e-08 | 0.0027785 | 2.5007e-06 | 0.0013359 | 2.0164e-12
[120 empty] | 7.3.3.17.5 (Remote Grid) Updates to grid topology to minimize risk of ignition in HFTDs Remote GridWLDFRVegetation ContactAggregated | WLDFR | HFTD - Distribution - Tier 3 - 2QU CoRE ¦ 2QU LoRE | Red Flag Warning - Catastrophic Fires | Vegetation Contact | Aggregated | 2063 | 7.164e-05 | 264.4574 | 0.018946 | 2063 | Mitigation | 0.95 | 45 | 0 | esc | 0.00097009 | 6.9497e-08 | 0.00097009 | 6.9497e-08 | 0.0027785 | 2.5007e-06 | 0.0013359 | 2.0164e-12
[120 empty] | 7.3.3.17.5 (Remote Grid) Updates to grid topology to minimize risk of ignition in HFTDs Remote GridWLDFRVegetation ContactAggregated | WLDFR | HFTD - Distribution - Tier 3 - 2QU CoRE ¦ 2QU LoRE | Red Flag Warning - Catastrophic Fires | Vegetation Contact | Aggregated | 2064 | 7.164e-05 | 264.4574 | 0.018946 | 2064 | Mitigation | 0.95 | 45 | 0 | esc | 0.00097009 | 6.9497e-08 | 0.00097009 | 6.9497e-08 | 0.0027785 | 2.5007e-06 | 0.0013359 | 2.0164e-12
[120 empty] | 7.3.3.17.5 (Remote Grid) Updates to grid topology to minimize risk of ignition in HFTDs Remote GridWLDFRVegetation ContactAggregated | WLDFR | HFTD - Distribution - Tier 3 - 2QU CoRE ¦ 2QU LoRE | Red Flag Warning - Catastrophic Fires | Vegetation Contact | Aggregated | 2065 | 7.164e-05 | 264.4574 | 0.018946 | 2065 | Mitigation | 0.95 | 45 | 0 | esc | 0.00097009 | 6.9497e-08 | 0.00097009 | 6.9497e-08 | 0.0027785 | 2.5007e-06 | 0.0013359 | 2.0164e-12
[120 empty] | 7.3.3.17.5 (Remote Grid) Updates to grid topology to minimize risk of ignition in HFTDs Remote GridWLDFRVegetation ContactAggregated | WLDFR | HFTD - Distribution - Tier 3 - 2QU CoRE ¦ 2QU LoRE | Red Flag Warning - Catastrophic Fires | Vegetation Contact | Aggregated | 2066 | 7.164e-05 | 264.4574 | 0.018946 | 2066 | Mitigation | 0.95 | 45 | 0 | esc | 0.00097009 | 6.9497e-08 | 0.00097009 | 6.9497e-08 | 0.0027785 | 2.5007e-06 | 0 | 0
[120 empty] | 7.3.3.17.5 (Remote Grid) Updates to grid topology to minimize risk of ignition in HFTDs Remote GridWLDFRVegetation ContactAggregated | WLDFR | HFTD - Distribution - Tier 3 - 2QU CoRE ¦ 2QU LoRE | Red Flag Warning - Catastrophic Fires | Vegetation Contact | Aggregated | 2067 | 7.164e-05 | 264.4574 | 0.018946 | 2067 | Mitigation | 0.95 | 45 | 0 | esc | 0 | 0 | 0.00097009 | 6.9497e-08 | 0.0027785 | 2.5007e-06 | 0 | 0
[120 empty] | 7.3.3.17.5 (Remote Grid) Updates to grid topology to minimize risk of ignition in HFTDs Remote GridWLDFREquipment / facility failureAggregated | WLDFR | HFTD - Distribution - Tier 3 - 2QU CoRE ¦ 2QU LoRE | Red Flag Warning - Destructive Fires | Equipment / facility failure | Aggregated | 2022 | 2.4183e-06 | 264.4574 | 0.00063954 | 2022 | Mitigation | 0.95 | 45 | 0 | esc | 0.00097009 | 2.346e-09 | 0 | 0 | 0.0027785 | 2.5007e-06 | 0.0093813 | 1.164e-10
[120 empty] | 7.3.3.17.5 (Remote Grid) Updates to grid topology to minimize risk of ignition in HFTDs Remote GridWLDFREquipment / facility failureAggregated | WLDFR | HFTD - Distribution - Tier 3 - 2QU CoRE ¦ 2QU LoRE | Red Flag Warning - Destructive Fires | Equipment / facility failure | Aggregated | 2023 | 2.4183e-06 | 264.4574 | 0.00063954 | 2023 | Mitigation | 0.95 | 45 | 0 | esc | 0.00097009 | 2.346e-09 | 0.00097009 | 2.346e-09 | 0.0027785 | 2.5007e-06 | 0.0093813 | 1.164e-10
[120 empty] | 7.3.3.17.5 (Remote Grid) Updates to grid topology to minimize risk of ignition in HFTDs Remote GridWLDFREquipment / facility failureAggregated | WLDFR | HFTD - Distribution - Tier 3 - 2QU CoRE ¦ 2QU LoRE | Red Flag Warning - Destructive Fires | Equipment / facility failure | Aggregated | 2024 | 2.4183e-06 | 264.4574 | 0.00063954 | 2024 | Mitigation | 0.95 | 45 | 0 | esc | 0.00097009 | 2.346e-09 | 0.00097009 | 2.346e-09 | 0.0027785 | 2.5007e-06 | 0.0093813 | 1.164e-10
[120 empty] | 7.3.3.17.5 (Remote Grid) Updates to grid topology to minimize risk of ignition in HFTDs Remote GridWLDFREquipment / facility failureAggregated | WLDFR | HFTD - Distribution - Tier 3 - 2QU CoRE ¦ 2QU LoRE | Red Flag Warning - Destructive Fires | Equipment / facility failure | Aggregated | 2025 | 2.4183e-06 | 264.4574 | 0.00063954 | 2025 | Mitigation | 0.95 | 45 | 0 | esc | 0.00097009 | 2.346e-09 | 0.00097009 | 2.346e-09 | 0.0027785 | 2.5007e-06 | 0.0093813 | 1.164e-10
[120 empty] | 7.3.3.17.5 (Remote Grid) Updates to grid topology to minimize risk of ignition in HFTDs Remote GridWLDFREquipment / facility failureAggregated | WLDFR | HFTD - Distribution - Tier 3 - 2QU CoRE ¦ 2QU LoRE | Red Flag Warning - Destructive Fires | Equipment / facility failure | Aggregated | 2026 | 2.4183e-06 | 264.4574 | 0.00063954 | 2026 | Mitigation | 0.95 | 45 | 0 | esc | 0.00097009 | 2.346e-09 | 0.00097009 | 2.346e-09 | 0.0027785 | 2.5007e-06 | 0.0093813 | 1.164e-10
[120 empty] | 7.3.3.17.5 (Remote Grid) Updates to grid topology to minimize risk of ignition in HFTDs Remote GridWLDFREquipment / facility failureAggregated | WLDFR | HFTD - Distribution - Tier 3 - 2QU CoRE ¦ 2QU LoRE | Red Flag Warning - Destructive Fires | Equipment / facility failure | Aggregated | 2027 | 2.4183e-06 | 264.4574 | 0.00063954 | 2027 | Mitigation | 0.95 | 45 | 0 | esc | 0.00097009 | 2.346e-09 | 0.00097009 | 2.346e-09 | 0.0027785 | 2.5007e-06 | 0.0093813 | 1.164e-10
[120 empty] | 7.3.3.17.5 (Remote Grid) Updates to grid topology to minimize risk of ignition in HFTDs Remote GridWLDFREquipment / facility failureAggregated | WLDFR | HFTD - Distribution - Tier 3 - 2QU CoRE ¦ 2QU LoRE | Red Flag Warning - Destructive Fires | Equipment / facility failure | Aggregated | 2028 | 2.4183e-06 | 264.4574 | 0.00063954 | 2028 | Mitigation | 0.95 | 45 | 0 | esc | 0.00097009 | 2.346e-09 | 0.00097009 | 2.346e-09 | 0.0027785 | 2.5007e-06 | 0.0093813 | 1.164e-10
[120 empty] | 7.3.3.17.5 (Remote Grid) Updates to grid topology to minimize risk of ignition in HFTDs Remote GridWLDFREquipment / facility failureAggregated | WLDFR | HFTD - Distribution - Tier 3 - 2QU CoRE ¦ 2QU LoRE | Red Flag Warning - Destructive Fires | Equipment / facility failure | Aggregated | 2029 | 2.4183e-06 | 264.4574 | 0.00063954 | 2029 | Mitigation | 0.95 | 45 | 0 | esc | 0.00097009 | 2.346e-09 | 0.00097009 | 2.346e-09 | 0.0027785 | 2.5007e-06 | 0.0093813 | 1.164e-10
[120 empty] | 7.3.3.17.5 (Remote Grid) Updates to grid topology to minimize risk of ignition in HFTDs Remote GridWLDFREquipment / facility failureAggregated | WLDFR | HFTD - Distribution - Tier 3 - 2QU CoRE ¦ 2QU LoRE | Red Flag Warning - Destructive Fires | Equipment / facility failure | Aggregated | 2030 | 2.4183e-06 | 264.4574 | 0.00063954 | 2030 | Mitigation | 0.95 | 45 | 0 | esc | 0.00097009 | 2.346e-09 | 0.00097009 | 2.346e-09 | 0.0027785 | 2.5007e-06 | 0.0093813 | 1.164e-10
[120 empty] | 7.3.3.17.5 (Remote Grid) Updates to grid topology to minimize risk of ignition in HFTDs Remote GridWLDFREquipment / facility failureAggregated | WLDFR | HFTD - Distribution - Tier 3 - 2QU CoRE ¦ 2QU LoRE | Red Flag Warning - Destructive Fires | Equipment / facility failure | Aggregated | 2031 | 2.4183e-06 | 264.4574 | 0.00063954 | 2031 | Mitigation | 0.95 | 45 | 0 | esc | 0.00097009 | 2.346e-09 | 0.00097009 | 2.346e-09 | 0.0027785 | 2.5007e-06 | 0.0093813 | 1.164e-10
[120 empty] | 7.3.3.17.5 (Remote Grid) Updates to grid topology to minimize risk of ignition in HFTDs Remote GridWLDFREquipment / facility failureAggregated | WLDFR | HFTD - Distribution - Tier 3 - 2QU CoRE ¦ 2QU LoRE | Red Flag Warning - Destructive Fires | Equipment / facility failure | Aggregated | 2032 | 2.4183e-06 | 264.4574 | 0.00063954 | 2032 | Mitigation | 0.95 | 45 | 0 | esc | 0.00097009 | 2.346e-09 | 0.00097009 | 2.346e-09 | 0.0027785 | 2.5007e-06 | 0.0093813 | 1.164e-10
[120 empty] | 7.3.3.17.5 (Remote Grid) Updates to grid topology to minimize risk of ignition in HFTDs Remote GridWLDFREquipment / facility failureAggregated | WLDFR | HFTD - Distribution - Tier 3 - 2QU CoRE ¦ 2QU LoRE | Red Flag Warning - Destructive Fires | Equipment / facility failure | Aggregated | 2033 | 2.4183e-06 | 264.4574 | 0.00063954 | 2033 | Mitigation | 0.95 | 45 | 0 | esc | 0.00097009 | 2.346e-09 | 0.00097009 | 2.346e-09 | 0.0027785 | 2.5007e-06 | 0.0093813 | 1.164e-10
[120 empty] | 7.3.3.17.5 (Remote Grid) Updates to grid topology to minimize risk of ignition in HFTDs Remote GridWLDFREquipment / facility failureAggregated | WLDFR | HFTD - Distribution - Tier 3 - 2QU CoRE ¦ 2QU LoRE | Red Flag Warning - Destructive Fires | Equipment / facility failure | Aggregated | 2034 | 2.4183e-06 | 264.4574 | 0.00063954 | 2034 | Mitigation | 0.95 | 45 | 0 | esc | 0.00097009 | 2.346e-09 | 0.00097009 | 2.346e-09 | 0.0027785 | 2.5007e-06 | 0.0093813 | 1.164e-10
[120 empty] | 7.3.3.17.5 (Remote Grid) Updates to grid topology to minimize risk of ignition in HFTDs Remote GridWLDFREquipment / facility failureAggregated | WLDFR | HFTD - Distribution - Tier 3 - 2QU CoRE ¦ 2QU LoRE | Red Flag Warning - Destructive Fires | Equipment / facility failure | Aggregated | 2035 | 2.4183e-06 | 264.4574 | 0.00063954 | 2035 | Mitigation | 0.95 | 45 | 0 | esc | 0.00097009 | 2.346e-09 | 0.00097009 | 2.346e-09 | 0.0027785 | 2.5007e-06 | 0.0093813 | 1.164e-10
[120 empty] | 7.3.3.17.5 (Remote Grid) Updates to grid topology to minimize risk of ignition in HFTDs Remote GridWLDFREquipment / facility failureAggregated | WLDFR | HFTD - Distribution - Tier 3 - 2QU CoRE ¦ 2QU LoRE | Red Flag Warning - Destructive Fires | Equipment / facility failure | Aggregated | 2036 | 2.4183e-06 | 264.4574 | 0.00063954 | 2036 | Mitigation | 0.95 | 45 | 0 | esc | 0.00097009 | 2.346e-09 | 0.00097009 | 2.346e-09 | 0.0027785 | 2.5007e-06 | 0.0093813 | 1.164e-10
[120 empty] | 7.3.3.17.5 (Remote Grid) Updates to grid topology to minimize risk of ignition in HFTDs Remote GridWLDFREquipment / facility failureAggregated | WLDFR | HFTD - Distribution - Tier 3 - 2QU CoRE ¦ 2QU LoRE | Red Flag Warning - Destructive Fires | Equipment / facility failure | Aggregated | 2037 | 2.4183e-06 | 264.4574 | 0.00063954 | 2037 | Mitigation | 0.95 | 45 | 0 | esc | 0.00097009 | 2.346e-09 | 0.00097009 | 2.346e-09 | 0.0027785 | 2.5007e-06 | 0.0093813 | 1.164e-10
[120 empty] | 7.3.3.17.5 (Remote Grid) Updates to grid topology to minimize risk of ignition in HFTDs Remote GridWLDFREquipment / facility failureAggregated | WLDFR | HFTD - Distribution - Tier 3 - 2QU CoRE ¦ 2QU LoRE | Red Flag Warning - Destructive Fires | Equipment / facility failure | Aggregated | 2038 | 2.4183e-06 | 264.4574 | 0.00063954 | 2038 | Mitigation | 0.95 | 45 | 0 | esc | 0.00097009 | 2.346e-09 | 0.00097009 | 2.346e-09 | 0.0027785 | 2.5007e-06 | 0.0093813 | 1.164e-10
[120 empty] | 7.3.3.17.5 (Remote Grid) Updates to grid topology to minimize risk of ignition in HFTDs Remote GridWLDFREquipment / facility failureAggregated | WLDFR | HFTD - Distribution - Tier 3 - 2QU CoRE ¦ 2QU LoRE | Red Flag Warning - Destructive Fires | Equipment / facility failure | Aggregated | 2039 | 2.4183e-06 | 264.4574 | 0.00063954 | 2039 | Mitigation | 0.95 | 45 | 0 | esc | 0.00097009 | 2.346e-09 | 0.00097009 | 2.346e-09 | 0.0027785 | 2.5007e-06 | 0.0093813 | 1.164e-10
[120 empty] | 7.3.3.17.5 (Remote Grid) Updates to grid topology to minimize risk of ignition in HFTDs Remote GridWLDFREquipment / facility failureAggregated | WLDFR | HFTD - Distribution - Tier 3 - 2QU CoRE ¦ 2QU LoRE | Red Flag Warning - Destructive Fires | Equipment / facility failure | Aggregated | 2040 | 2.4183e-06 | 264.4574 | 0.00063954 | 2040 | Mitigation | 0.95 | 45 | 0 | esc | 0.00097009 | 2.346e-09 | 0.00097009 | 2.346e-09 | 0.0027785 | 2.5007e-06 | 0.0093813 | 1.164e-10
[120 empty] | 7.3.3.17.5 (Remote Grid) Updates to grid topology to minimize risk of ignition in HFTDs Remote GridWLDFREquipment / facility failureAggregated | WLDFR | HFTD - Distribution - Tier 3 - 2QU CoRE ¦ 2QU LoRE | Red Flag Warning - Destructive Fires | Equipment / facility failure | Aggregated | 2041 | 2.4183e-06 | 264.4574 | 0.00063954 | 2041 | Mitigation | 0.95 | 45 | 0 | esc | 0.00097009 | 2.346e-09 | 0.00097009 | 2.346e-09 | 0.0027785 | 2.5007e-06 | 0.0093813 | 1.164e-10
[120 empty] | 7.3.3.17.5 (Remote Grid) Updates to grid topology to minimize risk of ignition in HFTDs Remote GridWLDFREquipment / facility failureAggregated | WLDFR | HFTD - Distribution - Tier 3 - 2QU CoRE ¦ 2QU LoRE | Red Flag Warning - Destructive Fires | Equipment / facility failure | Aggregated | 2042 | 2.4183e-06 | 264.4574 | 0.00063954 | 2042 | Mitigation | 0.95 | 45 | 0 | esc | 0.00097009 | 2.346e-09 | 0.00097009 | 2.346e-09 | 0.0027785 | 2.5007e-06 | 0.0093813 | 1.164e-10
[120 empty] | 7.3.3.17.5 (Remote Grid) Updates to grid topology to minimize risk of ignition in HFTDs Remote GridWLDFREquipment / facility failureAggregated | WLDFR | HFTD - Distribution - Tier 3 - 2QU CoRE ¦ 2QU LoRE | Red Flag Warning - Destructive Fires | Equipment / facility failure | Aggregated | 2043 | 2.4183e-06 | 264.4574 | 0.00063954 | 2043 | Mitigation | 0.95 | 45 | 0 | esc | 0.00097009 | 2.346e-09 | 0.00097009 | 2.346e-09 | 0.0027785 | 2.5007e-06 | 0.0093813 | 1.164e-10
[120 empty] | 7.3.3.17.5 (Remote Grid) Updates to grid topology to minimize risk of ignition in HFTDs Remote GridWLDFREquipment / facility failureAggregated | WLDFR | HFTD - Distribution - Tier 3 - 2QU CoRE ¦ 2QU LoRE | Red Flag Warning - Destructive Fires | Equipment / facility failure | Aggregated | 2044 | 2.4183e-06 | 264.4574 | 0.00063954 | 2044 | Mitigation | 0.95 | 45 | 0 | esc | 0.00097009 | 2.346e-09 | 0.00097009 | 2.346e-09 | 0.0027785 | 2.5007e-06 | 0.0093813 | 1.164e-10
[120 empty] | 7.3.3.17.5 (Remote Grid) Updates to grid topology to minimize risk of ignition in HFTDs Remote GridWLDFREquipment / facility failureAggregated | WLDFR | HFTD - Distribution - Tier 3 - 2QU CoRE ¦ 2QU LoRE | Red Flag Warning - Destructive Fires | Equipment / facility failure | Aggregated | 2045 | 2.4183e-06 | 264.4574 | 0.00063954 | 2045 | Mitigation | 0.95 | 45 | 0 | esc | 0.00097009 | 2.346e-09 | 0.00097009 | 2.346e-09 | 0.0027785 | 2.5007e-06 | 0.0093813 | 1.164e-10
[120 empty] | 7.3.3.17.5 (Remote Grid) Updates to grid topology to minimize risk of ignition in HFTDs Remote GridWLDFREquipment / facility failureAggregated | WLDFR | HFTD - Distribution - Tier 3 - 2QU CoRE ¦ 2QU LoRE | Red Flag Warning - Destructive Fires | Equipment / facility failure | Aggregated | 2046 | 2.4183e-06 | 264.4574 | 0.00063954 | 2046 | Mitigation | 0.95 | 45 | 0 | esc | 0.00097009 | 2.346e-09 | 0.00097009 | 2.346e-09 | 0.0027785 | 2.5007e-06 | 0.0093813 | 1.164e-10
[120 empty] | 7.3.3.17.5 (Remote Grid) Updates to grid topology to minimize risk of ignition in HFTDs Remote GridWLDFREquipment / facility failureAggregated | WLDFR | HFTD - Distribution - Tier 3 - 2QU CoRE ¦ 2QU LoRE | Red Flag Warning - Destructive Fires | Equipment / facility failure | Aggregated | 2047 | 2.4183e-06 | 264.4574 | 0.00063954 | 2047 | Mitigation | 0.95 | 45 | 0 | esc | 0.00097009 | 2.346e-09 | 0.00097009 | 2.346e-09 | 0.0027785 | 2.5007e-06 | 0.0093813 | 1.164e-10
[120 empty] | 7.3.3.17.5 (Remote Grid) Updates to grid topology to minimize risk of ignition in HFTDs Remote GridWLDFREquipment / facility failureAggregated | WLDFR | HFTD - Distribution - Tier 3 - 2QU CoRE ¦ 2QU LoRE | Red Flag Warning - Destructive Fires | Equipment / facility failure | Aggregated | 2048 | 2.4183e-06 | 264.4574 | 0.00063954 | 2048 | Mitigation | 0.95 | 45 | 0 | esc | 0.00097009 | 2.346e-09 | 0.00097009 | 2.346e-09 | 0.0027785 | 2.5007e-06 | 0.0093813 | 1.164e-10
[120 empty] | 7.3.3.17.5 (Remote Grid) Updates to grid topology to minimize risk of ignition in HFTDs Remote GridWLDFREquipment / facility failureAggregated | WLDFR | HFTD - Distribution - Tier 3 - 2QU CoRE ¦ 2QU LoRE | Red Flag Warning - Destructive Fires | Equipment / facility failure | Aggregated | 2049 | 2.4183e-06 | 264.4574 | 0.00063954 | 2049 | Mitigation | 0.95 | 45 | 0 | esc | 0.00097009 | 2.346e-09 | 0.00097009 | 2.346e-09 | 0.0027785 | 2.5007e-06 | 0.0093813 | 1.164e-10
[120 empty] | 7.3.3.17.5 (Remote Grid) Updates to grid topology to minimize risk of ignition in HFTDs Remote GridWLDFREquipment / facility failureAggregated | WLDFR | HFTD - Distribution - Tier 3 - 2QU CoRE ¦ 2QU LoRE | Red Flag Warning - Destructive Fires | Equipment / facility failure | Aggregated | 2050 | 2.4183e-06 | 264.4574 | 0.00063954 | 2050 | Mitigation | 0.95 | 45 | 0 | esc | 0.00097009 | 2.346e-09 | 0.00097009 | 2.346e-09 | 0.0027785 | 2.5007e-06 | 0.0093813 | 1.164e-10
[120 empty] | 7.3.3.17.5 (Remote Grid) Updates to grid topology to minimize risk of ignition in HFTDs Remote GridWLDFREquipment / facility failureAggregated | WLDFR | HFTD - Distribution - Tier 3 - 2QU CoRE ¦ 2QU LoRE | Red Flag Warning - Destructive Fires | Equipment / facility failure | Aggregated | 2051 | 2.4183e-06 | 264.4574 | 0.00063954 | 2051 | Mitigation | 0.95 | 45 | 0 | esc | 0.00097009 | 2.346e-09 | 0.00097009 | 2.346e-09 | 0.0027785 | 2.5007e-06 | 0.0093813 | 1.164e-10
[120 empty] | 7.3.3.17.5 (Remote Grid) Updates to grid topology to minimize risk of ignition in HFTDs Remote GridWLDFREquipment / facility failureAggregated | WLDFR | HFTD - Distribution - Tier 3 - 2QU CoRE ¦ 2QU LoRE | Red Flag Warning - Destructive Fires | Equipment / facility failure | Aggregated | 2052 | 2.4183e-06 | 264.4574 | 0.00063954 | 2052 | Mitigation | 0.95 | 45 | 0 | esc | 0.00097009 | 2.346e-09 | 0.00097009 | 2.346e-09 | 0.0027785 | 2.5007e-06 | 0 | 0
[120 empty] | 7.3.3.17.5 (Remote Grid) Updates to grid topology to minimize risk of ignition in HFTDs Remote GridWLDFREquipment / facility failureAggregated | WLDFR | HFTD - Distribution - Tier 3 - 2QU CoRE ¦ 2QU LoRE | Red Flag Warning - Destructive Fires | Equipment / facility failure | Aggregated | 2053 | 2.4183e-06 | 264.4574 | 0.00063954 | 2053 | Mitigation | 0.95 | 45 | 0 | esc | 0.00097009 | 2.346e-09 | 0.00097009 | 2.346e-09 | 0.0027785 | 2.5007e-06 | 0 | 0
[120 empty] | 7.3.3.17.5 (Remote Grid) Updates to grid topology to minimize risk of ignition in HFTDs Remote GridWLDFREquipment / facility failureAggregated | WLDFR | HFTD - Distribution - Tier 3 - 2QU CoRE ¦ 2QU LoRE | Red Flag Warning - Destructive Fires | Equipment / facility failure | Aggregated | 2054 | 2.4183e-06 | 264.4574 | 0.00063954 | 2054 | Mitigation | 0.95 | 45 | 0 | esc | 0.00097009 | 2.346e-09 | 0.00097009 | 2.346e-09 | 0 | 0 | 0.014004 | 6.8235e-11
[120 empty] | 7.3.3.17.5 (Remote Grid) Updates to grid topology to minimize risk of ignition in HFTDs Remote GridWLDFREquipment / facility failureAggregated | WLDFR | HFTD - Distribution - Tier 3 - 2QU CoRE ¦ 2QU LoRE | Red Flag Warning - Destructive Fires | Equipment / facility failure | Aggregated | 2055 | 2.4183e-06 | 264.4574 | 0.00063954 | 2055 | Mitigation | 0.95 | 45 | 0 | esc | 0.00097009 | 2.346e-09 | 0.00097009 | 2.346e-09 | 0.0027785 | 6.1836e-07 | 0.014004 | 6.8235e-11
[120 empty] | 7.3.3.17.5 (Remote Grid) Updates to grid topology to minimize risk of ignition in HFTDs Remote GridWLDFREquipment / facility failureAggregated | WLDFR | HFTD - Distribution - Tier 3 - 2QU CoRE ¦ 2QU LoRE | Red Flag Warning - Destructive Fires | Equipment / facility failure | Aggregated | 2056 | 2.4183e-06 | 264.4574 | 0.00063954 | 2056 | Mitigation | 0.95 | 45 | 0 | esc | 0.00097009 | 2.346e-09 | 0.00097009 | 2.346e-09 | 0.0027785 | 6.1836e-07 | 0.014004 | 6.8235e-11
[120 empty] | 7.3.3.17.5 (Remote Grid) Updates to grid topology to minimize risk of ignition in HFTDs Remote GridWLDFREquipment / facility failureAggregated | WLDFR | HFTD - Distribution - Tier 3 - 2QU CoRE ¦ 2QU LoRE | Red Flag Warning - Destructive Fires | Equipment / facility failure | Aggregated | 2057 | 2.4183e-06 | 264.4574 | 0.00063954 | 2057 | Mitigation | 0.95 | 45 | 0 | esc | 0.00097009 | 2.346e-09 | 0.00097009 | 2.346e-09 | 0.0027785 | 6.1836e-07 | 0.014004 | 6.8235e-11
[120 empty] | 7.3.3.17.5 (Remote Grid) Updates to grid topology to minimize risk of ignition in HFTDs Remote GridWLDFREquipment / facility failureAggregated | WLDFR | HFTD - Distribution - Tier 3 - 2QU CoRE ¦ 2QU LoRE | Red Flag Warning - Destructive Fires | Equipment / facility failure | Aggregated | 2058 | 2.4183e-06 | 264.4574 | 0.00063954 | 2058 | Mitigation | 0.95 | 45 | 0 | esc | 0.00097009 | 2.346e-09 | 0.00097009 | 2.346e-09 | 0.0027785 | 6.1836e-07 | 0.014004 | 6.8235e-11
[120 empty] | 7.3.3.17.5 (Remote Grid) Updates to grid topology to minimize risk of ignition in HFTDs Remote GridWLDFREquipment / facility failureAggregated | WLDFR | HFTD - Distribution - Tier 3 - 2QU CoRE ¦ 2QU LoRE | Red Flag Warning - Destructive Fires | Equipment / facility failure | Aggregated | 2059 | 2.4183e-06 | 264.4574 | 0.00063954 | 2059 | Mitigation | 0.95 | 45 | 0 | esc | 0.00097009 | 2.346e-09 | 0.00097009 | 2.346e-09 | 0.0027785 | 6.1836e-07 | 0.014004 | 6.8235e-11
[120 empty] | 7.3.3.17.5 (Remote Grid) Updates to grid topology to minimize risk of ignition in HFTDs Remote GridWLDFREquipment / facility failureAggregated | WLDFR | HFTD - Distribution - Tier 3 - 2QU CoRE ¦ 2QU LoRE | Red Flag Warning - Destructive Fires | Equipment / facility failure | Aggregated | 2060 | 2.4183e-06 | 264.4574 | 0.00063954 | 2060 | Mitigation | 0.95 | 45 | 0 | esc | 0.00097009 | 2.346e-09 | 0.00097009 | 2.346e-09 | 0.0027785 | 6.1836e-07 | 0.014004 | 6.8235e-11
[120 empty] | 7.3.3.17.5 (Remote Grid) Updates to grid topology to minimize risk of ignition in HFTDs Remote GridWLDFREquipment / facility failureAggregated | WLDFR | HFTD - Distribution - Tier 3 - 2QU CoRE ¦ 2QU LoRE | Red Flag Warning - Destructive Fires | Equipment / facility failure | Aggregated | 2061 | 2.4183e-06 | 264.4574 | 0.00063954 | 2061 | Mitigation | 0.95 | 45 | 0 | esc | 0.00097009 | 2.346e-09 | 0.00097009 | 2.346e-09 | 0.0027785 | 6.1836e-07 | 0.014004 | 6.8235e-11
[120 empty] | 7.3.3.17.5 (Remote Grid) Updates to grid topology to minimize risk of ignition in HFTDs Remote GridWLDFREquipment / facility failureAggregated | WLDFR | HFTD - Distribution - Tier 3 - 2QU CoRE ¦ 2QU LoRE | Red Flag Warning - Destructive Fires | Equipment / facility failure | Aggregated | 2062 | 2.4183e-06 | 264.4574 | 0.00063954 | 2062 | Mitigation | 0.95 | 45 | 0 | esc | 0.00097009 | 2.346e-09 | 0.00097009 | 2.346e-09 | 0.0027785 | 6.1836e-07 | 0.014004 | 6.8235e-11
[120 empty] | 7.3.3.17.5 (Remote Grid) Updates to grid topology to minimize risk of ignition in HFTDs Remote GridWLDFREquipment / facility failureAggregated | WLDFR | HFTD - Distribution - Tier 3 - 2QU CoRE ¦ 2QU LoRE | Red Flag Warning - Destructive Fires | Equipment / facility failure | Aggregated | 2063 | 2.4183e-06 | 264.4574 | 0.00063954 | 2063 | Mitigation | 0.95 | 45 | 0 | esc | 0.00097009 | 2.346e-09 | 0.00097009 | 2.346e-09 | 0.0027785 | 6.1836e-07 | 0.014004 | 6.8235e-11
[120 empty] | 7.3.3.17.5 (Remote Grid) Updates to grid topology to minimize risk of ignition in HFTDs Remote GridWLDFREquipment / facility failureAggregated | WLDFR | HFTD - Distribution - Tier 3 - 2QU CoRE ¦ 2QU LoRE | Red Flag Warning - Destructive Fires | Equipment / facility failure | Aggregated | 2064 | 2.4183e-06 | 264.4574 | 0.00063954 | 2064 | Mitigation | 0.95 | 45 | 0 | esc | 0.00097009 | 2.346e-09 | 0.00097009 | 2.346e-09 | 0.0027785 | 6.1836e-07 | 0.014004 | 6.8235e-11
[120 empty] | 7.3.3.17.5 (Remote Grid) Updates to grid topology to minimize risk of ignition in HFTDs Remote GridWLDFREquipment / facility failureAggregated | WLDFR | HFTD - Distribution - Tier 3 - 2QU CoRE ¦ 2QU LoRE | Red Flag Warning - Destructive Fires | Equipment / facility failure | Aggregated | 2065 | 2.4183e-06 | 264.4574 | 0.00063954 | 2065 | Mitigation | 0.95 | 45 | 0 | esc | 0.00097009 | 2.346e-09 | 0.00097009 | 2.346e-09 | 0.0027785 | 6.1836e-07 | 0.014004 | 6.8235e-11
[120 empty] | 7.3.3.17.5 (Remote Grid) Updates to grid topology to minimize risk of ignition in HFTDs Remote GridWLDFREquipment / facility failureAggregated | WLDFR | HFTD - Distribution - Tier 3 - 2QU CoRE ¦ 2QU LoRE | Red Flag Warning - Destructive Fires | Equipment / facility failure | Aggregated | 2066 | 2.4183e-06 | 264.4574 | 0.00063954 | 2066 | Mitigation | 0.95 | 45 | 0 | esc | 0.00097009 | 2.346e-09 | 0.00097009 | 2.346e-09 | 0.0027785 | 6.1836e-07 | 0.014004 | 6.8235e-11
[120 empty] | 7.3.3.17.5 (Remote Grid) Updates to grid topology to minimize risk of ignition in HFTDs Remote GridWLDFREquipment / facility failureAggregated | WLDFR | HFTD - Distribution - Tier 3 - 2QU CoRE ¦ 2QU LoRE | Red Flag Warning - Destructive Fires | Equipment / facility failure | Aggregated | 2067 | 2.4183e-06 | 264.4574 | 0.00063954 | 2067 | Mitigation | 0.95 | 45 | 0 | esc | 0 | 0 | 0.00097009 | 2.346e-09 | 0.0027785 | 6.1836e-07 | 0.014004 | 6.8235e-11
[120 empty] | 7.3.3.17.5 (Remote Grid) Updates to grid topology to minimize risk of ignition in HFTDs Remote GridWLDFRVegetation ContactAggregated | WLDFR | HFTD - Distribution - Tier 3 - 2QU CoRE ¦ 2QU LoRE | Red Flag Warning - Destructive Fires | Vegetation Contact | Aggregated | 2022 | 8.5252e-06 | 264.4574 | 0.0022545 | 2022 | Mitigation | 0.95 | 45 | 0 | esc | 0.00097009 | 8.2701e-09 | 0 | 0 | 0.0027785 | 6.1836e-07 | 0.014004 | 6.8235e-11
[120 empty] | 7.3.3.17.5 (Remote Grid) Updates to grid topology to minimize risk of ignition in HFTDs Remote GridWLDFRVegetation ContactAggregated | WLDFR | HFTD - Distribution - Tier 3 - 2QU CoRE ¦ 2QU LoRE | Red Flag Warning - Destructive Fires | Vegetation Contact | Aggregated | 2023 | 8.5252e-06 | 264.4574 | 0.0022545 | 2023 | Mitigation | 0.95 | 45 | 0 | esc | 0.00097009 | 8.2701e-09 | 0.00097009 | 8.2701e-09 | 0.0027785 | 6.1836e-07 | 0.014004 | 6.8235e-11
[120 empty] | 7.3.3.17.5 (Remote Grid) Updates to grid topology to minimize risk of ignition in HFTDs Remote GridWLDFRVegetation ContactAggregated | WLDFR | HFTD - Distribution - Tier 3 - 2QU CoRE ¦ 2QU LoRE | Red Flag Warning - Destructive Fires | Vegetation Contact | Aggregated | 2024 | 8.5252e-06 | 264.4574 | 0.0022545 | 2024 | Mitigation | 0.95 | 45 | 0 | esc | 0.00097009 | 8.2701e-09 | 0.00097009 | 8.2701e-09 | 0.0027785 | 6.1836e-07 | 0.014004 | 6.8235e-11
[120 empty] | 7.3.3.17.5 (Remote Grid) Updates to grid topology to minimize risk of ignition in HFTDs Remote GridWLDFRVegetation ContactAggregated | WLDFR | HFTD - Distribution - Tier 3 - 2QU CoRE ¦ 2QU LoRE | Red Flag Warning - Destructive Fires | Vegetation Contact | Aggregated | 2025 | 8.5252e-06 | 264.4574 | 0.0022545 | 2025 | Mitigation | 0.95 | 45 | 0 | esc | 0.00097009 | 8.2701e-09 | 0.00097009 | 8.2701e-09 | 0.0027785 | 6.1836e-07 | 0.014004 | 6.8235e-11
[120 empty] | 7.3.3.17.5 (Remote Grid) Updates to grid topology to minimize risk of ignition in HFTDs Remote GridWLDFRVegetation ContactAggregated | WLDFR | HFTD - Distribution - Tier 3 - 2QU CoRE ¦ 2QU LoRE | Red Flag Warning - Destructive Fires | Vegetation Contact | Aggregated | 2026 | 8.5252e-06 | 264.4574 | 0.0022545 | 2026 | Mitigation | 0.95 | 45 | 0 | esc | 0.00097009 | 8.2701e-09 | 0.00097009 | 8.2701e-09 | 0.0027785 | 6.1836e-07 | 0.014004 | 6.8235e-11
[120 empty] | 7.3.3.17.5 (Remote Grid) Updates to grid topology to minimize risk of ignition in HFTDs Remote GridWLDFRVegetation ContactAggregated | WLDFR | HFTD - Distribution - Tier 3 - 2QU CoRE ¦ 2QU LoRE | Red Flag Warning - Destructive Fires | Vegetation Contact | Aggregated | 2027 | 8.5252e-06 | 264.4574 | 0.0022545 | 2027 | Mitigation | 0.95 | 45 | 0 | esc | 0.00097009 | 8.2701e-09 | 0.00097009 | 8.2701e-09 | 0.0027785 | 6.1836e-07 | 0.014004 | 6.8235e-11
[120 empty] | 7.3.3.17.5 (Remote Grid) Updates to grid topology to minimize risk of ignition in HFTDs Remote GridWLDFRVegetation ContactAggregated | WLDFR | HFTD - Distribution - Tier 3 - 2QU CoRE ¦ 2QU LoRE | Red Flag Warning - Destructive Fires | Vegetation Contact | Aggregated | 2028 | 8.5252e-06 | 264.4574 | 0.0022545 | 2028 | Mitigation | 0.95 | 45 | 0 | esc | 0.00097009 | 8.2701e-09 | 0.00097009 | 8.2701e-09 | 0.0027785 | 6.1836e-07 | 0.014004 | 6.8235e-11
[120 empty] | 7.3.3.17.5 (Remote Grid) Updates to grid topology to minimize risk of ignition in HFTDs Remote GridWLDFRVegetation ContactAggregated | WLDFR | HFTD - Distribution - Tier 3 - 2QU CoRE ¦ 2QU LoRE | Red Flag Warning - Destructive Fires | Vegetation Contact | Aggregated | 2029 | 8.5252e-06 | 264.4574 | 0.0022545 | 2029 | Mitigation | 0.95 | 45 | 0 | esc | 0.00097009 | 8.2701e-09 | 0.00097009 | 8.2701e-09 | 0.0027785 | 6.1836e-07 | 0.014004 | 6.8235e-11
[120 empty] | 7.3.3.17.5 (Remote Grid) Updates to grid topology to minimize risk of ignition in HFTDs Remote GridWLDFRVegetation ContactAggregated | WLDFR | HFTD - Distribution - Tier 3 - 2QU CoRE ¦ 2QU LoRE | Red Flag Warning - Destructive Fires | Vegetation Contact | Aggregated | 2030 | 8.5252e-06 | 264.4574 | 0.0022545 | 2030 | Mitigation | 0.95 | 45 | 0 | esc | 0.00097009 | 8.2701e-09 | 0.00097009 | 8.2701e-09 | 0.0027785 | 6.1836e-07 | 0.014004 | 6.8235e-11
[120 empty] | 7.3.3.17.5 (Remote Grid) Updates to grid topology to minimize risk of ignition in HFTDs Remote GridWLDFRVegetation ContactAggregated | WLDFR | HFTD - Distribution - Tier 3 - 2QU CoRE ¦ 2QU LoRE | Red Flag Warning - Destructive Fires | Vegetation Contact | Aggregated | 2031 | 8.5252e-06 | 264.4574 | 0.0022545 | 2031 | Mitigation | 0.95 | 45 | 0 | esc | 0.00097009 | 8.2701e-09 | 0.00097009 | 8.2701e-09 | 0.0027785 | 6.1836e-07 | 0.014004 | 6.8235e-11
[120 empty] | 7.3.3.17.5 (Remote Grid) Updates to grid topology to minimize risk of ignition in HFTDs Remote GridWLDFRVegetation ContactAggregated | WLDFR | HFTD - Distribution - Tier 3 - 2QU CoRE ¦ 2QU LoRE | Red Flag Warning - Destructive Fires | Vegetation Contact | Aggregated | 2032 | 8.5252e-06 | 264.4574 | 0.0022545 | 2032 | Mitigation | 0.95 | 45 | 0 | esc | 0.00097009 | 8.2701e-09 | 0.00097009 | 8.2701e-09 | 0.0027785 | 6.1836e-07 | 0.014004 | 6.8235e-11
[120 empty] | 7.3.3.17.5 (Remote Grid) Updates to grid topology to minimize risk of ignition in HFTDs Remote GridWLDFRVegetation ContactAggregated | WLDFR | HFTD - Distribution - Tier 3 - 2QU CoRE ¦ 2QU LoRE | Red Flag Warning - Destructive Fires | Vegetation Contact | Aggregated | 2033 | 8.5252e-06 | 264.4574 | 0.0022545 | 2033 | Mitigation | 0.95 | 45 | 0 | esc | 0.00097009 | 8.2701e-09 | 0.00097009 | 8.2701e-09 | 0.0027785 | 6.1836e-07 | 0.014004 | 6.8235e-11
[120 empty] | 7.3.3.17.5 (Remote Grid) Updates to grid topology to minimize risk of ignition in HFTDs Remote GridWLDFRVegetation ContactAggregated | WLDFR | HFTD - Distribution - Tier 3 - 2QU CoRE ¦ 2QU LoRE | Red Flag Warning - Destructive Fires | Vegetation Contact | Aggregated | 2034 | 8.5252e-06 | 264.4574 | 0.0022545 | 2034 | Mitigation | 0.95 | 45 | 0 | esc | 0.00097009 | 8.2701e-09 | 0.00097009 | 8.2701e-09 | 0.0027785 | 6.1836e-07 | 0.014004 | 6.8235e-11
[120 empty] | 7.3.3.17.5 (Remote Grid) Updates to grid topology to minimize risk of ignition in HFTDs Remote GridWLDFRVegetation ContactAggregated | WLDFR | HFTD - Distribution - Tier 3 - 2QU CoRE ¦ 2QU LoRE | Red Flag Warning - Destructive Fires | Vegetation Contact | Aggregated | 2035 | 8.5252e-06 | 264.4574 | 0.0022545 | 2035 | Mitigation | 0.95 | 45 | 0 | esc | 0.00097009 | 8.2701e-09 | 0.00097009 | 8.2701e-09 | 0.0027785 | 6.1836e-07 | 0.014004 | 6.8235e-11
[120 empty] | 7.3.3.17.5 (Remote Grid) Updates to grid topology to minimize risk of ignition in HFTDs Remote GridWLDFRVegetation ContactAggregated | WLDFR | HFTD - Distribution - Tier 3 - 2QU CoRE ¦ 2QU LoRE | Red Flag Warning - Destructive Fires | Vegetation Contact | Aggregated | 2036 | 8.5252e-06 | 264.4574 | 0.0022545 | 2036 | Mitigation | 0.95 | 45 | 0 | esc | 0.00097009 | 8.2701e-09 | 0.00097009 | 8.2701e-09 | 0.0027785 | 6.1836e-07 | 0.014004 | 6.8235e-11
[120 empty] | 7.3.3.17.5 (Remote Grid) Updates to grid topology to minimize risk of ignition in HFTDs Remote GridWLDFRVegetation ContactAggregated | WLDFR | HFTD - Distribution - Tier 3 - 2QU CoRE ¦ 2QU LoRE | Red Flag Warning - Destructive Fires | Vegetation Contact | Aggregated | 2037 | 8.5252e-06 | 264.4574 | 0.0022545 | 2037 | Mitigation | 0.95 | 45 | 0 | esc | 0.00097009 | 8.2701e-09 | 0.00097009 | 8.2701e-09 | 0.0027785 | 6.1836e-07 | 0.014004 | 6.8235e-11
[120 empty] | 7.3.3.17.5 (Remote Grid) Updates to grid topology to minimize risk of ignition in HFTDs Remote GridWLDFRVegetation ContactAggregated | WLDFR | HFTD - Distribution - Tier 3 - 2QU CoRE ¦ 2QU LoRE | Red Flag Warning - Destructive Fires | Vegetation Contact | Aggregated | 2038 | 8.5252e-06 | 264.4574 | 0.0022545 | 2038 | Mitigation | 0.95 | 45 | 0 | esc | 0.00097009 | 8.2701e-09 | 0.00097009 | 8.2701e-09 | 0.0027785 | 6.1836e-07 | 0 | 0
[120 empty] | 7.3.3.17.5 (Remote Grid) Updates to grid topology to minimize risk of ignition in HFTDs Remote GridWLDFRVegetation ContactAggregated | WLDFR | HFTD - Distribution - Tier 3 - 2QU CoRE ¦ 2QU LoRE | Red Flag Warning - Destructive Fires | Vegetation Contact | Aggregated | 2039 | 8.5252e-06 | 264.4574 | 0.0022545 | 2039 | Mitigation | 0.95 | 45 | 0 | esc | 0.00097009 | 8.2701e-09 | 0.00097009 | 8.2701e-09 | 0.0027785 | 6.1836e-07 | 0 | 0
[120 empty] | 7.3.3.17.5 (Remote Grid) Updates to grid topology to minimize risk of ignition in HFTDs Remote GridWLDFRVegetation ContactAggregated | WLDFR | HFTD - Distribution - Tier 3 - 2QU CoRE ¦ 2QU LoRE | Red Flag Warning - Destructive Fires | Vegetation Contact | Aggregated | 2040 | 8.5252e-06 | 264.4574 | 0.0022545 | 2040 | Mitigation | 0.95 | 45 | 0 | esc | 0.00097009 | 8.2701e-09 | 0.00097009 | 8.2701e-09 | 0.0027785 | 6.1836e-07 | 0.012777 | 3.7e-11
[120 empty] | 7.3.3.17.5 (Remote Grid) Updates to grid topology to minimize risk of ignition in HFTDs Remote GridWLDFRVegetation ContactAggregated | WLDFR | HFTD - Distribution - Tier 3 - 2QU CoRE ¦ 2QU LoRE | Red Flag Warning - Destructive Fires | Vegetation Contact | Aggregated | 2041 | 8.5252e-06 | 264.4574 | 0.0022545 | 2041 | Mitigation | 0.95 | 45 | 0 | esc | 0.00097009 | 8.2701e-09 | 0.00097009 | 8.2701e-09 | 0.0027785 | 6.1836e-07 | 0.012777 | 3.7e-11
[120 empty] | 7.3.3.17.5 (Remote Grid) Updates to grid topology to minimize risk of ignition in HFTDs Remote GridWLDFRVegetation ContactAggregated | WLDFR | HFTD - Distribution - Tier 3 - 2QU CoRE ¦ 2QU LoRE | Red Flag Warning - Destructive Fires | Vegetation Contact | Aggregated | 2042 | 8.5252e-06 | 264.4574 | 0.0022545 | 2042 | Mitigation | 0.95 | 45 | 0 | esc | 0.00097009 | 8.2701e-09 | 0.00097009 | 8.2701e-09 | 0.0027785 | 6.1836e-07 | 0.012777 | 3.7e-11
[120 empty] | 7.3.3.17.5 (Remote Grid) Updates to grid topology to minimize risk of ignition in HFTDs Remote GridWLDFRVegetation ContactAggregated | WLDFR | HFTD - Distribution - Tier 3 - 2QU CoRE ¦ 2QU LoRE | Red Flag Warning - Destructive Fires | Vegetation Contact | Aggregated | 2043 | 8.5252e-06 | 264.4574 | 0.0022545 | 2043 | Mitigation | 0.95 | 45 | 0 | esc | 0.00097009 | 8.2701e-09 | 0.00097009 | 8.2701e-09 | 0.0027785 | 6.1836e-07 | 0.012777 | 3.7e-11
[120 empty] | 7.3.3.17.5 (Remote Grid) Updates to grid topology to minimize risk of ignition in HFTDs Remote GridWLDFRVegetation ContactAggregated | WLDFR | HFTD - Distribution - Tier 3 - 2QU CoRE ¦ 2QU LoRE | Red Flag Warning - Destructive Fires | Vegetation Contact | Aggregated | 2044 | 8.5252e-06 | 264.4574 | 0.0022545 | 2044 | Mitigation | 0.95 | 45 | 0 | esc | 0.00097009 | 8.2701e-09 | 0.00097009 | 8.2701e-09 | 0.0027785 | 6.1836e-07 | 0.012777 | 3.7e-11
[120 empty] | 7.3.3.17.5 (Remote Grid) Updates to grid topology to minimize risk of ignition in HFTDs Remote GridWLDFRVegetation ContactAggregated | WLDFR | HFTD - Distribution - Tier 3 - 2QU CoRE ¦ 2QU LoRE | Red Flag Warning - Destructive Fires | Vegetation Contact | Aggregated | 2045 | 8.5252e-06 | 264.4574 | 0.0022545 | 2045 | Mitigation | 0.95 | 45 | 0 | esc | 0.00097009 | 8.2701e-09 | 0.00097009 | 8.2701e-09 | 0.0027785 | 6.1836e-07 | 0.012777 | 3.7e-11
[120 empty] | 7.3.3.17.5 (Remote Grid) Updates to grid topology to minimize risk of ignition in HFTDs Remote GridWLDFRVegetation ContactAggregated | WLDFR | HFTD - Distribution - Tier 3 - 2QU CoRE ¦ 2QU LoRE | Red Flag Warning - Destructive Fires | Vegetation Contact | Aggregated | 2046 | 8.5252e-06 | 264.4574 | 0.0022545 | 2046 | Mitigation | 0.95 | 45 | 0 | esc | 0.00097009 | 8.2701e-09 | 0.00097009 | 8.2701e-09 | 0.0027785 | 6.1836e-07 | 0.012777 | 3.7e-11
[120 empty] | 7.3.3.17.5 (Remote Grid) Updates to grid topology to minimize risk of ignition in HFTDs Remote GridWLDFRVegetation ContactAggregated | WLDFR | HFTD - Distribution - Tier 3 - 2QU CoRE ¦ 2QU LoRE | Red Flag Warning - Destructive Fires | Vegetation Contact | Aggregated | 2047 | 8.5252e-06 | 264.4574 | 0.0022545 | 2047 | Mitigation | 0.95 | 45 | 0 | esc | 0.00097009 | 8.2701e-09 | 0.00097009 | 8.2701e-09 | 0.0027785 | 6.1836e-07 | 0.012777 | 3.7e-11
[120 empty] | 7.3.3.17.5 (Remote Grid) Updates to grid topology to minimize risk of ignition in HFTDs Remote GridWLDFRVegetation ContactAggregated | WLDFR | HFTD - Distribution - Tier 3 - 2QU CoRE ¦ 2QU LoRE | Red Flag Warning - Destructive Fires | Vegetation Contact | Aggregated | 2048 | 8.5252e-06 | 264.4574 | 0.0022545 | 2048 | Mitigation | 0.95 | 45 | 0 | esc | 0.00097009 | 8.2701e-09 | 0.00097009 | 8.2701e-09 | 0.0027785 | 6.1836e-07 | 0.012777 | 3.7e-11
[120 empty] | 7.3.3.17.5 (Remote Grid) Updates to grid topology to minimize risk of ignition in HFTDs Remote GridWLDFRVegetation ContactAggregated | WLDFR | HFTD - Distribution - Tier 3 - 2QU CoRE ¦ 2QU LoRE | Red Flag Warning - Destructive Fires | Vegetation Contact | Aggregated | 2049 | 8.5252e-06 | 264.4574 | 0.0022545 | 2049 | Mitigation | 0.95 | 45 | 0 | esc | 0.00097009 | 8.2701e-09 | 0.00097009 | 8.2701e-09 | 0.0027785 | 6.1836e-07 | 0.012777 | 3.7e-11
[120 empty] | 7.3.3.17.5 (Remote Grid) Updates to grid topology to minimize risk of ignition in HFTDs Remote GridWLDFRVegetation ContactAggregated | WLDFR | HFTD - Distribution - Tier 3 - 2QU CoRE ¦ 2QU LoRE | Red Flag Warning - Destructive Fires | Vegetation Contact | Aggregated | 2050 | 8.5252e-06 | 264.4574 | 0.0022545 | 2050 | Mitigation | 0.95 | 45 | 0 | esc | 0.00097009 | 8.2701e-09 | 0.00097009 | 8.2701e-09 | 0.0027785 | 6.1836e-07 | 0.012777 | 3.7e-11
[120 empty] | 7.3.3.17.5 (Remote Grid) Updates to grid topology to minimize risk of ignition in HFTDs Remote GridWLDFRVegetation ContactAggregated | WLDFR | HFTD - Distribution - Tier 3 - 2QU CoRE ¦ 2QU LoRE | Red Flag Warning - Destructive Fires | Vegetation Contact | Aggregated | 2051 | 8.5252e-06 | 264.4574 | 0.0022545 | 2051 | Mitigation | 0.95 | 45 | 0 | esc | 0.00097009 | 8.2701e-09 | 0.00097009 | 8.2701e-09 | 0.0027785 | 6.1836e-07 | 0.012777 | 3.7e-11
[120 empty] | 7.3.3.17.5 (Remote Grid) Updates to grid topology to minimize risk of ignition in HFTDs Remote GridWLDFRVegetation ContactAggregated | WLDFR | HFTD - Distribution - Tier 3 - 2QU CoRE ¦ 2QU LoRE | Red Flag Warning - Destructive Fires | Vegetation Contact | Aggregated | 2052 | 8.5252e-06 | 264.4574 | 0.0022545 | 2052 | Mitigation | 0.95 | 45 | 0 | esc | 0.00097009 | 8.2701e-09 | 0.00097009 | 8.2701e-09 | 0.0027785 | 6.1836e-07 | 0.012777 | 3.7e-11
[120 empty] | 7.3.3.17.5 (Remote Grid) Updates to grid topology to minimize risk of ignition in HFTDs Remote GridWLDFRVegetation ContactAggregated | WLDFR | HFTD - Distribution - Tier 3 - 2QU CoRE ¦ 2QU LoRE | Red Flag Warning - Destructive Fires | Vegetation Contact | Aggregated | 2053 | 8.5252e-06 | 264.4574 | 0.0022545 | 2053 | Mitigation | 0.95 | 45 | 0 | esc | 0.00097009 | 8.2701e-09 | 0.00097009 | 8.2701e-09 | 0.0027785 | 6.1836e-07 | 0.012777 | 3.7e-11
[120 empty] | 7.3.3.17.5 (Remote Grid) Updates to grid topology to minimize risk of ignition in HFTDs Remote GridWLDFRVegetation ContactAggregated | WLDFR | HFTD - Distribution - Tier 3 - 2QU CoRE ¦ 2QU LoRE | Red Flag Warning - Destructive Fires | Vegetation Contact | Aggregated | 2054 | 8.5252e-06 | 264.4574 | 0.0022545 | 2054 | Mitigation | 0.95 | 45 | 0 | esc | 0.00097009 | 8.2701e-09 | 0.00097009 | 8.2701e-09 | 0.0027785 | 6.1836e-07 | 0.012777 | 3.7e-11
[120 empty] | 7.3.3.17.5 (Remote Grid) Updates to grid topology to minimize risk of ignition in HFTDs Remote GridWLDFRVegetation ContactAggregated | WLDFR | HFTD - Distribution - Tier 3 - 2QU CoRE ¦ 2QU LoRE | Red Flag Warning - Destructive Fires | Vegetation Contact | Aggregated | 2055 | 8.5252e-06 | 264.4574 | 0.0022545 | 2055 | Mitigation | 0.95 | 45 | 0 | esc | 0.00097009 | 8.2701e-09 | 0.00097009 | 8.2701e-09 | 0.0027785 | 6.1836e-07 | 0.012777 | 3.7e-11
[120 empty] | 7.3.3.17.5 (Remote Grid) Updates to grid topology to minimize risk of ignition in HFTDs Remote GridWLDFRVegetation ContactAggregated | WLDFR | HFTD - Distribution - Tier 3 - 2QU CoRE ¦ 2QU LoRE | Red Flag Warning - Destructive Fires | Vegetation Contact | Aggregated | 2056 | 8.5252e-06 | 264.4574 | 0.0022545 | 2056 | Mitigation | 0.95 | 45 | 0 | esc | 0.00097009 | 8.2701e-09 | 0.00097009 | 8.2701e-09 | 0.0027785 | 6.1836e-07 | 0.012777 | 3.7e-11
[120 empty] | 7.3.3.17.5 (Remote Grid) Updates to grid topology to minimize risk of ignition in HFTDs Remote GridWLDFRVegetation ContactAggregated | WLDFR | HFTD - Distribution - Tier 3 - 2QU CoRE ¦ 2QU LoRE | Red Flag Warning - Destructive Fires | Vegetation Contact | Aggregated | 2057 | 8.5252e-06 | 264.4574 | 0.0022545 | 2057 | Mitigation | 0.95 | 45 | 0 | esc | 0.00097009 | 8.2701e-09 | 0.00097009 | 8.2701e-09 | 0.0027785 | 6.1836e-07 | 0.012777 | 3.7e-11
[120 empty] | 7.3.3.17.5 (Remote Grid) Updates to grid topology to minimize risk of ignition in HFTDs Remote GridWLDFRVegetation ContactAggregated | WLDFR | HFTD - Distribution - Tier 3 - 2QU CoRE ¦ 2QU LoRE | Red Flag Warning - Destructive Fires | Vegetation Contact | Aggregated | 2058 | 8.5252e-06 | 264.4574 | 0.0022545 | 2058 | Mitigation | 0.95 | 45 | 0 | esc | 0.00097009 | 8.2701e-09 | 0.00097009 | 8.2701e-09 | 0 | 0 | 0.012777 | 3.7e-11
[120 empty] | 7.3.3.17.5 (Remote Grid) Updates to grid topology to minimize risk of ignition in HFTDs Remote GridWLDFRVegetation ContactAggregated | WLDFR | HFTD - Distribution - Tier 3 - 2QU CoRE ¦ 2QU LoRE | Red Flag Warning - Destructive Fires | Vegetation Contact | Aggregated | 2059 | 8.5252e-06 | 264.4574 | 0.0022545 | 2059 | Mitigation | 0.95 | 45 | 0 | esc | 0.00097009 | 8.2701e-09 | 0.00097009 | 8.2701e-09 | 0.0027785 | 6.2715e-09 | 0.012777 | 3.7e-11
[120 empty] | 7.3.3.17.5 (Remote Grid) Updates to grid topology to minimize risk of ignition in HFTDs Remote GridWLDFRVegetation ContactAggregated | WLDFR | HFTD - Distribution - Tier 3 - 2QU CoRE ¦ 2QU LoRE | Red Flag Warning - Destructive Fires | Vegetation Contact | Aggregated | 2060 | 8.5252e-06 | 264.4574 | 0.0022545 | 2060 | Mitigation | 0.95 | 45 | 0 | esc | 0.00097009 | 8.2701e-09 | 0.00097009 | 8.2701e-09 | 0.0027785 | 6.2715e-09 | 0.012777 | 3.7e-11
[120 empty] | 7.3.3.17.5 (Remote Grid) Updates to grid topology to minimize risk of ignition in HFTDs Remote GridWLDFRVegetation ContactAggregated | WLDFR | HFTD - Distribution - Tier 3 - 2QU CoRE ¦ 2QU LoRE | Red Flag Warning - Destructive Fires | Vegetation Contact | Aggregated | 2061 | 8.5252e-06 | 264.4574 | 0.0022545 | 2061 | Mitigation | 0.95 | 45 | 0 | esc | 0.00097009 | 8.2701e-09 | 0.00097009 | 8.2701e-09 | 0.0027785 | 6.2715e-09 | 0.012777 | 3.7e-11
[120 empty] | 7.3.3.17.5 (Remote Grid) Updates to grid topology to minimize risk of ignition in HFTDs Remote GridWLDFRVegetation ContactAggregated | WLDFR | HFTD - Distribution - Tier 3 - 2QU CoRE ¦ 2QU LoRE | Red Flag Warning - Destructive Fires | Vegetation Contact | Aggregated | 2062 | 8.5252e-06 | 264.4574 | 0.0022545 | 2062 | Mitigation | 0.95 | 45 | 0 | esc | 0.00097009 | 8.2701e-09 | 0.00097009 | 8.2701e-09 | 0.0027785 | 6.2715e-09 | 0.012777 | 3.7e-11
[120 empty] | 7.3.3.17.5 (Remote Grid) Updates to grid topology to minimize risk of ignition in HFTDs Remote GridWLDFRVegetation ContactAggregated | WLDFR | HFTD - Distribution - Tier 3 - 2QU CoRE ¦ 2QU LoRE | Red Flag Warning - Destructive Fires | Vegetation Contact | Aggregated | 2063 | 8.5252e-06 | 264.4574 | 0.0022545 | 2063 | Mitigation | 0.95 | 45 | 0 | esc | 0.00097009 | 8.2701e-09 | 0.00097009 | 8.2701e-09 | 0.0027785 | 6.2715e-09 | 0.012777 | 3.7e-11
[120 empty] | 7.3.3.17.5 (Remote Grid) Updates to grid topology to minimize risk of ignition in HFTDs Remote GridWLDFRVegetation ContactAggregated | WLDFR | HFTD - Distribution - Tier 3 - 2QU CoRE ¦ 2QU LoRE | Red Flag Warning - Destructive Fires | Vegetation Contact | Aggregated | 2064 | 8.5252e-06 | 264.4574 | 0.0022545 | 2064 | Mitigation | 0.95 | 45 | 0 | esc | 0.00097009 | 8.2701e-09 | 0.00097009 | 8.2701e-09 | 0.0027785 | 6.2715e-09 | 0.012777 | 3.7e-11
[120 empty] | 7.3.3.17.5 (Remote Grid) Updates to grid topology to minimize risk of ignition in HFTDs Remote GridWLDFRVegetation ContactAggregated | WLDFR | HFTD - Distribution - Tier 3 - 2QU CoRE ¦ 2QU LoRE | Red Flag Warning - Destructive Fires | Vegetation Contact | Aggregated | 2065 | 8.5252e-06 | 264.4574 | 0.0022545 | 2065 | Mitigation | 0.95 | 45 | 0 | esc | 0.00097009 | 8.2701e-09 | 0.00097009 | 8.2701e-09 | 0.0027785 | 6.2715e-09 | 0.012777 | 3.7e-11
[120 empty] | 7.3.3.17.5 (Remote Grid) Updates to grid topology to minimize risk of ignition in HFTDs Remote GridWLDFRVegetation ContactAggregated | WLDFR | HFTD - Distribution - Tier 3 - 2QU CoRE ¦ 2QU LoRE | Red Flag Warning - Destructive Fires | Vegetation Contact | Aggregated | 2066 | 8.5252e-06 | 264.4574 | 0.0022545 | 2066 | Mitigation | 0.95 | 45 | 0 | esc | 0.00097009 | 8.2701e-09 | 0.00097009 | 8.2701e-09 | 0.0027785 | 6.2715e-09 | 0.012777 | 3.7e-11
[120 empty] | 7.3.3.17.5 (Remote Grid) Updates to grid topology to minimize risk of ignition in HFTDs Remote GridWLDFRVegetation ContactAggregated | WLDFR | HFTD - Distribution - Tier 3 - 2QU CoRE ¦ 2QU LoRE | Red Flag Warning - Destructive Fires | Vegetation Contact | Aggregated | 2067 | 8.5252e-06 | 264.4574 | 0.0022545 | 2067 | Mitigation | 0.95 | 45 | 0 | esc | 0 | 0 | 0.00097009 | 8.2701e-09 | 0.0027785 | 6.2715e-09 | 0.012777 | 3.7e-11
[120 empty] | 7.3.3.17.5 (Remote Grid) Updates to grid topology to minimize risk of ignition in HFTDs Remote GridWLDFREquipment / facility failureAggregated | WLDFR | HFTD - Distribution - Tier 3 - 2QU CoRE ¦ 2QU LoRE | Red Flag Warning - Large Fires | Equipment / facility failure | Aggregated | 2022 | 1.2912e-05 | 264.4574 | 0.0034148 | 2022 | Mitigation | 0.95 | 45 | 0 | esc | 0.00097009 | 1.2526e-08 | 0 | 0 | 0.0027785 | 6.2715e-09 | 0.012777 | 3.7e-11
[120 empty] | 7.3.3.17.5 (Remote Grid) Updates to grid topology to minimize risk of ignition in HFTDs Remote GridWLDFREquipment / facility failureAggregated | WLDFR | HFTD - Distribution - Tier 3 - 2QU CoRE ¦ 2QU LoRE | Red Flag Warning - Large Fires | Equipment / facility failure | Aggregated | 2023 | 1.2912e-05 | 264.4574 | 0.0034148 | 2023 | Mitigation | 0.95 | 45 | 0 | esc | 0.00097009 | 1.2526e-08 | 0.00097009 | 1.2526e-08 | 0.0027785 | 6.2715e-09 | 0.012777 | 3.7e-11
[120 empty] | 7.3.3.17.5 (Remote Grid) Updates to grid topology to minimize risk of ignition in HFTDs Remote GridWLDFREquipment / facility failureAggregated | WLDFR | HFTD - Distribution - Tier 3 - 2QU CoRE ¦ 2QU LoRE | Red Flag Warning - Large Fires | Equipment / facility failure | Aggregated | 2024 | 1.2912e-05 | 264.4574 | 0.0034148 | 2024 | Mitigation | 0.95 | 45 | 0 | esc | 0.00097009 | 1.2526e-08 | 0.00097009 | 1.2526e-08 | 0.0027785 | 6.2715e-09 | 0 | 0
[120 empty] | 7.3.3.17.5 (Remote Grid) Updates to grid topology to minimize risk of ignition in HFTDs Remote GridWLDFREquipment / facility failureAggregated | WLDFR | HFTD - Distribution - Tier 3 - 2QU CoRE ¦ 2QU LoRE | Red Flag Warning - Large Fires | Equipment / facility failure | Aggregated | 2025 | 1.2912e-05 | 264.4574 | 0.0034148 | 2025 | Mitigation | 0.95 | 45 | 0 | esc | 0.00097009 | 1.2526e-08 | 0.00097009 | 1.2526e-08 | 0.0027785 | 6.2715e-09 | 0 | 0
[120 empty] | 7.3.3.17.5 (Remote Grid) Updates to grid topology to minimize risk of ignition in HFTDs Remote GridWLDFREquipment / facility failureAggregated | WLDFR | HFTD - Distribution - Tier 3 - 2QU CoRE ¦ 2QU LoRE | Red Flag Warning - Large Fires | Equipment / facility failure | Aggregated | 2026 | 1.2912e-05 | 264.4574 | 0.0034148 | 2026 | Mitigation | 0.95 | 45 | 0 | esc | 0.00097009 | 1.2526e-08 | 0.00097009 | 1.2526e-08 | 0.0027785 | 6.2715e-09 | 0.012705 | 3.2368e-11
[120 empty] | 7.3.3.17.5 (Remote Grid) Updates to grid topology to minimize risk of ignition in HFTDs Remote GridWLDFREquipment / facility failureAggregated | WLDFR | HFTD - Distribution - Tier 3 - 2QU CoRE ¦ 2QU LoRE | Red Flag Warning - Large Fires | Equipment / facility failure | Aggregated | 2027 | 1.2912e-05 | 264.4574 | 0.0034148 | 2027 | Mitigation | 0.95 | 45 | 0 | esc | 0.00097009 | 1.2526e-08 | 0.00097009 | 1.2526e-08 | 0.0027785 | 6.2715e-09 | 0.012705 | 3.2368e-11
[120 empty] | 7.3.3.17.5 (Remote Grid) Updates to grid topology to minimize risk of ignition in HFTDs Remote GridWLDFREquipment / facility failureAggregated | WLDFR | HFTD - Distribution - Tier 3 - 2QU CoRE ¦ 2QU LoRE | Red Flag Warning - Large Fires | Equipment / facility failure | Aggregated | 2028 | 1.2912e-05 | 264.4574 | 0.0034148 | 2028 | Mitigation | 0.95 | 45 | 0 | esc | 0.00097009 | 1.2526e-08 | 0.00097009 | 1.2526e-08 | 0.0027785 | 6.2715e-09 | 0.012705 | 3.2368e-11
[120 empty] | 7.3.3.17.5 (Remote Grid) Updates to grid topology to minimize risk of ignition in HFTDs Remote GridWLDFREquipment / facility failureAggregated | WLDFR | HFTD - Distribution - Tier 3 - 2QU CoRE ¦ 2QU LoRE | Red Flag Warning - Large Fires | Equipment / facility failure | Aggregated | 2029 | 1.2912e-05 | 264.4574 | 0.0034148 | 2029 | Mitigation | 0.95 | 45 | 0 | esc | 0.00097009 | 1.2526e-08 | 0.00097009 | 1.2526e-08 | 0.0027785 | 6.2715e-09 | 0.012705 | 3.2368e-11
[120 empty] | 7.3.3.17.5 (Remote Grid) Updates to grid topology to minimize risk of ignition in HFTDs Remote GridWLDFREquipment / facility failureAggregated | WLDFR | HFTD - Distribution - Tier 3 - 2QU CoRE ¦ 2QU LoRE | Red Flag Warning - Large Fires | Equipment / facility failure | Aggregated | 2030 | 1.2912e-05 | 264.4574 | 0.0034148 | 2030 | Mitigation | 0.95 | 45 | 0 | esc | 0.00097009 | 1.2526e-08 | 0.00097009 | 1.2526e-08 | 0.0027785 | 6.2715e-09 | 0.012705 | 3.2368e-11
[120 empty] | 7.3.3.17.5 (Remote Grid) Updates to grid topology to minimize risk of ignition in HFTDs Remote GridWLDFREquipment / facility failureAggregated | WLDFR | HFTD - Distribution - Tier 3 - 2QU CoRE ¦ 2QU LoRE | Red Flag Warning - Large Fires | Equipment / facility failure | Aggregated | 2031 | 1.2912e-05 | 264.4574 | 0.0034148 | 2031 | Mitigation | 0.95 | 45 | 0 | esc | 0.00097009 | 1.2526e-08 | 0.00097009 | 1.2526e-08 | 0.0027785 | 6.2715e-09 | 0.012705 | 3.2368e-11
[120 empty] | 7.3.3.17.5 (Remote Grid) Updates to grid topology to minimize risk of ignition in HFTDs Remote GridWLDFREquipment / facility failureAggregated | WLDFR | HFTD - Distribution - Tier 3 - 2QU CoRE ¦ 2QU LoRE | Red Flag Warning - Large Fires | Equipment / facility failure | Aggregated | 2032 | 1.2912e-05 | 264.4574 | 0.0034148 | 2032 | Mitigation | 0.95 | 45 | 0 | esc | 0.00097009 | 1.2526e-08 | 0.00097009 | 1.2526e-08 | 0.0027785 | 6.2715e-09 | 0.012705 | 3.2368e-11
[120 empty] | 7.3.3.17.5 (Remote Grid) Updates to grid topology to minimize risk of ignition in HFTDs Remote GridWLDFREquipment / facility failureAggregated | WLDFR | HFTD - Distribution - Tier 3 - 2QU CoRE ¦ 2QU LoRE | Red Flag Warning - Large Fires | Equipment / facility failure | Aggregated | 2033 | 1.2912e-05 | 264.4574 | 0.0034148 | 2033 | Mitigation | 0.95 | 45 | 0 | esc | 0.00097009 | 1.2526e-08 | 0.00097009 | 1.2526e-08 | 0.0027785 | 6.2715e-09 | 0.012705 | 3.2368e-11
[120 empty] | 7.3.3.17.5 (Remote Grid) Updates to grid topology to minimize risk of ignition in HFTDs Remote GridWLDFREquipment / facility failureAggregated | WLDFR | HFTD - Distribution - Tier 3 - 2QU CoRE ¦ 2QU LoRE | Red Flag Warning - Large Fires | Equipment / facility failure | Aggregated | 2034 | 1.2912e-05 | 264.4574 | 0.0034148 | 2034 | Mitigation | 0.95 | 45 | 0 | esc | 0.00097009 | 1.2526e-08 | 0.00097009 | 1.2526e-08 | 0.0027785 | 6.2715e-09 | 0.012705 | 3.2368e-11
[120 empty] | 7.3.3.17.5 (Remote Grid) Updates to grid topology to minimize risk of ignition in HFTDs Remote GridWLDFREquipment / facility failureAggregated | WLDFR | HFTD - Distribution - Tier 3 - 2QU CoRE ¦ 2QU LoRE | Red Flag Warning - Large Fires | Equipment / facility failure | Aggregated | 2035 | 1.2912e-05 | 264.4574 | 0.0034148 | 2035 | Mitigation | 0.95 | 45 | 0 | esc | 0.00097009 | 1.2526e-08 | 0.00097009 | 1.2526e-08 | 0.0027785 | 6.2715e-09 | 0.012705 | 3.2368e-11
[120 empty] | 7.3.3.17.5 (Remote Grid) Updates to grid topology to minimize risk of ignition in HFTDs Remote GridWLDFREquipment / facility failureAggregated | WLDFR | HFTD - Distribution - Tier 3 - 2QU CoRE ¦ 2QU LoRE | Red Flag Warning - Large Fires | Equipment / facility failure | Aggregated | 2036 | 1.2912e-05 | 264.4574 | 0.0034148 | 2036 | Mitigation | 0.95 | 45 | 0 | esc | 0.00097009 | 1.2526e-08 | 0.00097009 | 1.2526e-08 | 0.0027785 | 6.2715e-09 | 0.012705 | 3.2368e-11
[120 empty] | 7.3.3.17.5 (Remote Grid) Updates to grid topology to minimize risk of ignition in HFTDs Remote GridWLDFREquipment / facility failureAggregated | WLDFR | HFTD - Distribution - Tier 3 - 2QU CoRE ¦ 2QU LoRE | Red Flag Warning - Large Fires | Equipment / facility failure | Aggregated | 2037 | 1.2912e-05 | 264.4574 | 0.0034148 | 2037 | Mitigation | 0.95 | 45 | 0 | esc | 0.00097009 | 1.2526e-08 | 0.00097009 | 1.2526e-08 | 0.0027785 | 6.2715e-09 | 0.012705 | 3.2368e-11
[120 empty] | 7.3.3.17.5 (Remote Grid) Updates to grid topology to minimize risk of ignition in HFTDs Remote GridWLDFREquipment / facility failureAggregated | WLDFR | HFTD - Distribution - Tier 3 - 2QU CoRE ¦ 2QU LoRE | Red Flag Warning - Large Fires | Equipment / facility failure | Aggregated | 2038 | 1.2912e-05 | 264.4574 | 0.0034148 | 2038 | Mitigation | 0.95 | 45 | 0 | esc | 0.00097009 | 1.2526e-08 | 0.00097009 | 1.2526e-08 | 0.0027785 | 6.2715e-09 | 0.012705 | 3.2368e-11
[120 empty] | 7.3.3.17.5 (Remote Grid) Updates to grid topology to minimize risk of ignition in HFTDs Remote GridWLDFREquipment / facility failureAggregated | WLDFR | HFTD - Distribution - Tier 3 - 2QU CoRE ¦ 2QU LoRE | Red Flag Warning - Large Fires | Equipment / facility failure | Aggregated | 2039 | 1.2912e-05 | 264.4574 | 0.0034148 | 2039 | Mitigation | 0.95 | 45 | 0 | esc | 0.00097009 | 1.2526e-08 | 0.00097009 | 1.2526e-08 | 0.0027785 | 6.2715e-09 | 0.012705 | 3.2368e-11
[120 empty] | 7.3.3.17.5 (Remote Grid) Updates to grid topology to minimize risk of ignition in HFTDs Remote GridWLDFREquipment / facility failureAggregated | WLDFR | HFTD - Distribution - Tier 3 - 2QU CoRE ¦ 2QU LoRE | Red Flag Warning - Large Fires | Equipment / facility failure | Aggregated | 2040 | 1.2912e-05 | 264.4574 | 0.0034148 | 2040 | Mitigation | 0.95 | 45 | 0 | esc | 0.00097009 | 1.2526e-08 | 0.00097009 | 1.2526e-08 | 0.0027785 | 6.2715e-09 | 0.012705 | 3.2368e-11
[120 empty] | 7.3.3.17.5 (Remote Grid) Updates to grid topology to minimize risk of ignition in HFTDs Remote GridWLDFREquipment / facility failureAggregated | WLDFR | HFTD - Distribution - Tier 3 - 2QU CoRE ¦ 2QU LoRE | Red Flag Warning - Large Fires | Equipment / facility failure | Aggregated | 2041 | 1.2912e-05 | 264.4574 | 0.0034148 | 2041 | Mitigation | 0.95 | 45 | 0 | esc | 0.00097009 | 1.2526e-08 | 0.00097009 | 1.2526e-08 | 0.0027785 | 6.2715e-09 | 0.012705 | 3.2368e-11
[120 empty] | 7.3.3.17.5 (Remote Grid) Updates to grid topology to minimize risk of ignition in HFTDs Remote GridWLDFREquipment / facility failureAggregated | WLDFR | HFTD - Distribution - Tier 3 - 2QU CoRE ¦ 2QU LoRE | Red Flag Warning - Large Fires | Equipment / facility failure | Aggregated | 2042 | 1.2912e-05 | 264.4574 | 0.0034148 | 2042 | Mitigation | 0.95 | 45 | 0 | esc | 0.00097009 | 1.2526e-08 | 0.00097009 | 1.2526e-08 | 0.0027785 | 6.2715e-09 | 0.012705 | 3.2368e-11
[120 empty] | 7.3.3.17.5 (Remote Grid) Updates to grid topology to minimize risk of ignition in HFTDs Remote GridWLDFREquipment / facility failureAggregated | WLDFR | HFTD - Distribution - Tier 3 - 2QU CoRE ¦ 2QU LoRE | Red Flag Warning - Large Fires | Equipment / facility failure | Aggregated | 2043 | 1.2912e-05 | 264.4574 | 0.0034148 | 2043 | Mitigation | 0.95 | 45 | 0 | esc | 0.00097009 | 1.2526e-08 | 0.00097009 | 1.2526e-08 | 0.0027785 | 6.2715e-09 | 0.012705 | 3.2368e-11
[120 empty] | 7.3.3.17.5 (Remote Grid) Updates to grid topology to minimize risk of ignition in HFTDs Remote GridWLDFREquipment / facility failureAggregated | WLDFR | HFTD - Distribution - Tier 3 - 2QU CoRE ¦ 2QU LoRE | Red Flag Warning - Large Fires | Equipment / facility failure | Aggregated | 2044 | 1.2912e-05 | 264.4574 | 0.0034148 | 2044 | Mitigation | 0.95 | 45 | 0 | esc | 0.00097009 | 1.2526e-08 | 0.00097009 | 1.2526e-08 | 0.0027785 | 6.2715e-09 | 0.012705 | 3.2368e-11
[120 empty] | 7.3.3.17.5 (Remote Grid) Updates to grid topology to minimize risk of ignition in HFTDs Remote GridWLDFREquipment / facility failureAggregated | WLDFR | HFTD - Distribution - Tier 3 - 2QU CoRE ¦ 2QU LoRE | Red Flag Warning - Large Fires | Equipment / facility failure | Aggregated | 2045 | 1.2912e-05 | 264.4574 | 0.0034148 | 2045 | Mitigation | 0.95 | 45 | 0 | esc | 0.00097009 | 1.2526e-08 | 0.00097009 | 1.2526e-08 | 0.0027785 | 6.2715e-09 | 0.012705 | 3.2368e-11
[120 empty] | 7.3.3.17.5 (Remote Grid) Updates to grid topology to minimize risk of ignition in HFTDs Remote GridWLDFREquipment / facility failureAggregated | WLDFR | HFTD - Distribution - Tier 3 - 2QU CoRE ¦ 2QU LoRE | Red Flag Warning - Large Fires | Equipment / facility failure | Aggregated | 2046 | 1.2912e-05 | 264.4574 | 0.0034148 | 2046 | Mitigation | 0.95 | 45 | 0 | esc | 0.00097009 | 1.2526e-08 | 0.00097009 | 1.2526e-08 | 0.0027785 | 6.2715e-09 | 0.012705 | 3.2368e-11
[120 empty] | 7.3.3.17.5 (Remote Grid) Updates to grid topology to minimize risk of ignition in HFTDs Remote GridWLDFREquipment / facility failureAggregated | WLDFR | HFTD - Distribution - Tier 3 - 2QU CoRE ¦ 2QU LoRE | Red Flag Warning - Large Fires | Equipment / facility failure | Aggregated | 2047 | 1.2912e-05 | 264.4574 | 0.0034148 | 2047 | Mitigation | 0.95 | 45 | 0 | esc | 0.00097009 | 1.2526e-08 | 0.00097009 | 1.2526e-08 | 0.0027785 | 6.2715e-09 | 0.012705 | 3.2368e-11
[120 empty] | 7.3.3.17.5 (Remote Grid) Updates to grid topology to minimize risk of ignition in HFTDs Remote GridWLDFREquipment / facility failureAggregated | WLDFR | HFTD - Distribution - Tier 3 - 2QU CoRE ¦ 2QU LoRE | Red Flag Warning - Large Fires | Equipment / facility failure | Aggregated | 2048 | 1.2912e-05 | 264.4574 | 0.0034148 | 2048 | Mitigation | 0.95 | 45 | 0 | esc | 0.00097009 | 1.2526e-08 | 0.00097009 | 1.2526e-08 | 0.0027785 | 6.2715e-09 | 0.012705 | 3.2368e-11
[120 empty] | 7.3.3.17.5 (Remote Grid) Updates to grid topology to minimize risk of ignition in HFTDs Remote GridWLDFREquipment / facility failureAggregated | WLDFR | HFTD - Distribution - Tier 3 - 2QU CoRE ¦ 2QU LoRE | Red Flag Warning - Large Fires | Equipment / facility failure | Aggregated | 2049 | 1.2912e-05 | 264.4574 | 0.0034148 | 2049 | Mitigation | 0.95 | 45 | 0 | esc | 0.00097009 | 1.2526e-08 | 0.00097009 | 1.2526e-08 | 0.0027785 | 6.2715e-09 | 0.012705 | 3.2368e-11
[120 empty] | 7.3.3.17.5 (Remote Grid) Updates to grid topology to minimize risk of ignition in HFTDs Remote GridWLDFREquipment / facility failureAggregated | WLDFR | HFTD - Distribution - Tier 3 - 2QU CoRE ¦ 2QU LoRE | Red Flag Warning - Large Fires | Equipment / facility failure | Aggregated | 2050 | 1.2912e-05 | 264.4574 | 0.0034148 | 2050 | Mitigation | 0.95 | 45 | 0 | esc | 0.00097009 | 1.2526e-08 | 0.00097009 | 1.2526e-08 | 0.0027785 | 6.2715e-09 | 0.012705 | 3.2368e-11
[120 empty] | 7.3.3.17.5 (Remote Grid) Updates to grid topology to minimize risk of ignition in HFTDs Remote GridWLDFREquipment / facility failureAggregated | WLDFR | HFTD - Distribution - Tier 3 - 2QU CoRE ¦ 2QU LoRE | Red Flag Warning - Large Fires | Equipment / facility failure | Aggregated | 2051 | 1.2912e-05 | 264.4574 | 0.0034148 | 2051 | Mitigation | 0.95 | 45 | 0 | esc | 0.00097009 | 1.2526e-08 | 0.00097009 | 1.2526e-08 | 0.0027785 | 6.2715e-09 | 0.012705 | 3.2368e-11
[120 empty] | 7.3.3.17.5 (Remote Grid) Updates to grid topology to minimize risk of ignition in HFTDs Remote GridWLDFREquipment / facility failureAggregated | WLDFR | HFTD - Distribution - Tier 3 - 2QU CoRE ¦ 2QU LoRE | Red Flag Warning - Large Fires | Equipment / facility failure | Aggregated | 2052 | 1.2912e-05 | 264.4574 | 0.0034148 | 2052 | Mitigation | 0.95 | 45 | 0 | esc | 0.00097009 | 1.2526e-08 | 0.00097009 | 1.2526e-08 | 0.0027785 | 6.2715e-09 | 0.012705 | 3.2368e-11
[120 empty] | 7.3.3.17.5 (Remote Grid) Updates to grid topology to minimize risk of ignition in HFTDs Remote GridWLDFREquipment / facility failureAggregated | WLDFR | HFTD - Distribution - Tier 3 - 2QU CoRE ¦ 2QU LoRE | Red Flag Warning - Large Fires | Equipment / facility failure | Aggregated | 2053 | 1.2912e-05 | 264.4574 | 0.0034148 | 2053 | Mitigation | 0.95 | 45 | 0 | esc | 0.00097009 | 1.2526e-08 | 0.00097009 | 1.2526e-08 | 0.0027785 | 6.2715e-09 | 0.012705 | 3.2368e-11
[120 empty] | 7.3.3.17.5 (Remote Grid) Updates to grid topology to minimize risk of ignition in HFTDs Remote GridWLDFREquipment / facility failureAggregated | WLDFR | HFTD - Distribution - Tier 3 - 2QU CoRE ¦ 2QU LoRE | Red Flag Warning - Large Fires | Equipment / facility failure | Aggregated | 2054 | 1.2912e-05 | 264.4574 | 0.0034148 | 2054 | Mitigation | 0.95 | 45 | 0 | esc | 0.00097009 | 1.2526e-08 | 0.00097009 | 1.2526e-08 | 0.0027785 | 6.2715e-09 | 0.012705 | 3.2368e-11
[120 empty] | 7.3.3.17.5 (Remote Grid) Updates to grid topology to minimize risk of ignition in HFTDs Remote GridWLDFREquipment / facility failureAggregated | WLDFR | HFTD - Distribution - Tier 3 - 2QU CoRE ¦ 2QU LoRE | Red Flag Warning - Large Fires | Equipment / facility failure | Aggregated | 2055 | 1.2912e-05 | 264.4574 | 0.0034148 | 2055 | Mitigation | 0.95 | 45 | 0 | esc | 0.00097009 | 1.2526e-08 | 0.00097009 | 1.2526e-08 | 0.0027785 | 6.2715e-09 | 0.012705 | 3.2368e-11
[120 empty] | 7.3.3.17.5 (Remote Grid) Updates to grid topology to minimize risk of ignition in HFTDs Remote GridWLDFREquipment / facility failureAggregated | WLDFR | HFTD - Distribution - Tier 3 - 2QU CoRE ¦ 2QU LoRE | Red Flag Warning - Large Fires | Equipment / facility failure | Aggregated | 2056 | 1.2912e-05 | 264.4574 | 0.0034148 | 2056 | Mitigation | 0.95 | 45 | 0 | esc | 0.00097009 | 1.2526e-08 | 0.00097009 | 1.2526e-08 | 0.0027785 | 6.2715e-09 | 0 | 0
[120 empty] | 7.3.3.17.5 (Remote Grid) Updates to grid topology to minimize risk of ignition in HFTDs Remote GridWLDFREquipment / facility failureAggregated | WLDFR | HFTD - Distribution - Tier 3 - 2QU CoRE ¦ 2QU LoRE | Red Flag Warning - Large Fires | Equipment / facility failure | Aggregated | 2057 | 1.2912e-05 | 264.4574 | 0.0034148 | 2057 | Mitigation | 0.95 | 45 | 0 | esc | 0.00097009 | 1.2526e-08 | 0.00097009 | 1.2526e-08 | 0.0027785 | 6.2715e-09 | 0 | 0
[120 empty] | 7.3.3.17.5 (Remote Grid) Updates to grid topology to minimize risk of ignition in HFTDs Remote GridWLDFREquipment / facility failureAggregated | WLDFR | HFTD - Distribution - Tier 3 - 2QU CoRE ¦ 2QU LoRE | Red Flag Warning - Large Fires | Equipment / facility failure | Aggregated | 2058 | 1.2912e-05 | 264.4574 | 0.0034148 | 2058 | Mitigation | 0.95 | 45 | 0 | esc | 0.00097009 | 1.2526e-08 | 0.00097009 | 1.2526e-08 | 0.0027785 | 6.2715e-09 | 0.01662 | 6.5364e-12
[120 empty] | 7.3.3.17.5 (Remote Grid) Updates to grid topology to minimize risk of ignition in HFTDs Remote GridWLDFREquipment / facility failureAggregated | WLDFR | HFTD - Distribution - Tier 3 - 2QU CoRE ¦ 2QU LoRE | Red Flag Warning - Large Fires | Equipment / facility failure | Aggregated | 2059 | 1.2912e-05 | 264.4574 | 0.0034148 | 2059 | Mitigation | 0.95 | 45 | 0 | esc | 0.00097009 | 1.2526e-08 | 0.00097009 | 1.2526e-08 | 0.0027785 | 6.2715e-09 | 0.01662 | 6.5364e-12
[120 empty] | 7.3.3.17.5 (Remote Grid) Updates to grid topology to minimize risk of ignition in HFTDs Remote GridWLDFREquipment / facility failureAggregated | WLDFR | HFTD - Distribution - Tier 3 - 2QU CoRE ¦ 2QU LoRE | Red Flag Warning - Large Fires | Equipment / facility failure | Aggregated | 2060 | 1.2912e-05 | 264.4574 | 0.0034148 | 2060 | Mitigation | 0.95 | 45 | 0 | esc | 0.00097009 | 1.2526e-08 | 0.00097009 | 1.2526e-08 | 0.0027785 | 6.2715e-09 | 0.01662 | 6.5364e-12
[120 empty] | 7.3.3.17.5 (Remote Grid) Updates to grid topology to minimize risk of ignition in HFTDs Remote GridWLDFREquipment / facility failureAggregated | WLDFR | HFTD - Distribution - Tier 3 - 2QU CoRE ¦ 2QU LoRE | Red Flag Warning - Large Fires | Equipment / facility failure | Aggregated | 2061 | 1.2912e-05 | 264.4574 | 0.0034148 | 2061 | Mitigation | 0.95 | 45 | 0 | esc | 0.00097009 | 1.2526e-08 | 0.00097009 | 1.2526e-08 | 0.0027785 | 6.2715e-09 | 0.01662 | 6.5364e-12
[120 empty] | 7.3.3.17.5 (Remote Grid) Updates to grid topology to minimize risk of ignition in HFTDs Remote GridWLDFREquipment / facility failureAggregated | WLDFR | HFTD - Distribution - Tier 3 - 2QU CoRE ¦ 2QU LoRE | Red Flag Warning - Large Fires | Equipment / facility failure | Aggregated | 2062 | 1.2912e-05 | 264.4574 | 0.0034148 | 2062 | Mitigation | 0.95 | 45 | 0 | esc | 0.00097009 | 1.2526e-08 | 0.00097009 | 1.2526e-08 | 0 | 0 | 0.01662 | 6.5364e-12
[120 empty] | 7.3.3.17.5 (Remote Grid) Updates to grid topology to minimize risk of ignition in HFTDs Remote GridWLDFREquipment / facility failureAggregated | WLDFR | HFTD - Distribution - Tier 3 - 2QU CoRE ¦ 2QU LoRE | Red Flag Warning - Large Fires | Equipment / facility failure | Aggregated | 2063 | 1.2912e-05 | 264.4574 | 0.0034148 | 2063 | Mitigation | 0.95 | 45 | 0 | esc | 0.00097009 | 1.2526e-08 | 0.00097009 | 1.2526e-08 | 0.0027785 | 8.7534e-09 | 0.01662 | 6.5364e-12
[120 empty] | 7.3.3.17.5 (Remote Grid) Updates to grid topology to minimize risk of ignition in HFTDs Remote GridWLDFREquipment / facility failureAggregated | WLDFR | HFTD - Distribution - Tier 3 - 2QU CoRE ¦ 2QU LoRE | Red Flag Warning - Large Fires | Equipment / facility failure | Aggregated | 2064 | 1.2912e-05 | 264.4574 | 0.0034148 | 2064 | Mitigation | 0.95 | 45 | 0 | esc | 0.00097009 | 1.2526e-08 | 0.00097009 | 1.2526e-08 | 0.0027785 | 8.7534e-09 | 0.01662 | 6.5364e-12
[120 empty] | 7.3.3.17.5 (Remote Grid) Updates to grid topology to minimize risk of ignition in HFTDs Remote GridWLDFREquipment / facility failureAggregated | WLDFR | HFTD - Distribution - Tier 3 - 2QU CoRE ¦ 2QU LoRE | Red Flag Warning - Large Fires | Equipment / facility failure | Aggregated | 2065 | 1.2912e-05 | 264.4574 | 0.0034148 | 2065 | Mitigation | 0.95 | 45 | 0 | esc | 0.00097009 | 1.2526e-08 | 0.00097009 | 1.2526e-08 | 0.0027785 | 8.7534e-09 | 0.01662 | 6.5364e-12
[120 empty] | 7.3.3.17.5 (Remote Grid) Updates to grid topology to minimize risk of ignition in HFTDs Remote GridWLDFREquipment / facility failureAggregated | WLDFR | HFTD - Distribution - Tier 3 - 2QU CoRE ¦ 2QU LoRE | Red Flag Warning - Large Fires | Equipment / facility failure | Aggregated | 2066 | 1.2912e-05 | 264.4574 | 0.0034148 | 2066 | Mitigation | 0.95 | 45 | 0 | esc | 0.00097009 | 1.2526e-08 | 0.00097009 | 1.2526e-08 | 0.0027785 | 8.7534e-09 | 0.01662 | 6.5364e-12
[120 empty] | 7.3.3.17.5 (Remote Grid) Updates to grid topology to minimize risk of ignition in HFTDs Remote GridWLDFREquipment / facility failureAggregated | WLDFR | HFTD - Distribution - Tier 3 - 2QU CoRE ¦ 2QU LoRE | Red Flag Warning - Large Fires | Equipment / facility failure | Aggregated | 2067 | 1.2912e-05 | 264.4574 | 0.0034148 | 2067 | Mitigation | 0.95 | 45 | 0 | esc | 0 | 0 | 0.00097009 | 1.2526e-08 | 0.0027785 | 8.7534e-09 | 0.01662 | 6.5364e-12
[120 empty] | 7.3.3.17.5 (Remote Grid) Updates to grid topology to minimize risk of ignition in HFTDs Remote GridWLDFRVegetation ContactAggregated | WLDFR | HFTD - Distribution - Tier 3 - 2QU CoRE ¦ 2QU LoRE | Red Flag Warning - Large Fires | Vegetation Contact | Aggregated | 2022 | 4.1246e-05 | 264.4574 | 0.010908 | 2022 | Mitigation | 0.95 | 45 | 0 | esc | 0.00097009 | 4.0012e-08 | 0 | 0 | 0.0027785 | 8.7534e-09 | 0.01662 | 6.5364e-12
[120 empty] | 7.3.3.17.5 (Remote Grid) Updates to grid topology to minimize risk of ignition in HFTDs Remote GridWLDFRVegetation ContactAggregated | WLDFR | HFTD - Distribution - Tier 3 - 2QU CoRE ¦ 2QU LoRE | Red Flag Warning - Large Fires | Vegetation Contact | Aggregated | 2023 | 4.1246e-05 | 264.4574 | 0.010908 | 2023 | Mitigation | 0.95 | 45 | 0 | esc | 0.00097009 | 4.0012e-08 | 0.00097009 | 4.0012e-08 | 0.0027785 | 8.7534e-09 | 0.01662 | 6.5364e-12
[120 empty] | 7.3.3.17.5 (Remote Grid) Updates to grid topology to minimize risk of ignition in HFTDs Remote GridWLDFRVegetation ContactAggregated | WLDFR | HFTD - Distribution - Tier 3 - 2QU CoRE ¦ 2QU LoRE | Red Flag Warning - Large Fires | Vegetation Contact | Aggregated | 2024 | 4.1246e-05 | 264.4574 | 0.010908 | 2024 | Mitigation | 0.95 | 45 | 0 | esc | 0.00097009 | 4.0012e-08 | 0.00097009 | 4.0012e-08 | 0.0027785 | 8.7534e-09 | 0.01662 | 6.5364e-12
[120 empty] | 7.3.3.17.5 (Remote Grid) Updates to grid topology to minimize risk of ignition in HFTDs Remote GridWLDFRVegetation ContactAggregated | WLDFR | HFTD - Distribution - Tier 3 - 2QU CoRE ¦ 2QU LoRE | Red Flag Warning - Large Fires | Vegetation Contact | Aggregated | 2025 | 4.1246e-05 | 264.4574 | 0.010908 | 2025 | Mitigation | 0.95 | 45 | 0 | esc | 0.00097009 | 4.0012e-08 | 0.00097009 | 4.0012e-08 | 0.0027785 | 8.7534e-09 | 0.01662 | 6.5364e-12
[120 empty] | 7.3.3.17.5 (Remote Grid) Updates to grid topology to minimize risk of ignition in HFTDs Remote GridWLDFRVegetation ContactAggregated | WLDFR | HFTD - Distribution - Tier 3 - 2QU CoRE ¦ 2QU LoRE | Red Flag Warning - Large Fires | Vegetation Contact | Aggregated | 2026 | 4.1246e-05 | 264.4574 | 0.010908 | 2026 | Mitigation | 0.95 | 45 | 0 | esc | 0.00097009 | 4.0012e-08 | 0.00097009 | 4.0012e-08 | 0.0027785 | 8.7534e-09 | 0.01662 | 6.5364e-12
[120 empty] | 7.3.3.17.5 (Remote Grid) Updates to grid topology to minimize risk of ignition in HFTDs Remote GridWLDFRVegetation ContactAggregated | WLDFR | HFTD - Distribution - Tier 3 - 2QU CoRE ¦ 2QU LoRE | Red Flag Warning - Large Fires | Vegetation Contact | Aggregated | 2027 | 4.1246e-05 | 264.4574 | 0.010908 | 2027 | Mitigation | 0.95 | 45 | 0 | esc | 0.00097009 | 4.0012e-08 | 0.00097009 | 4.0012e-08 | 0.0027785 | 8.7534e-09 | 0.01662 | 6.5364e-12
[120 empty] | 7.3.3.17.5 (Remote Grid) Updates to grid topology to minimize risk of ignition in HFTDs Remote GridWLDFRVegetation ContactAggregated | WLDFR | HFTD - Distribution - Tier 3 - 2QU CoRE ¦ 2QU LoRE | Red Flag Warning - Large Fires | Vegetation Contact | Aggregated | 2028 | 4.1246e-05 | 264.4574 | 0.010908 | 2028 | Mitigation | 0.95 | 45 | 0 | esc | 0.00097009 | 4.0012e-08 | 0.00097009 | 4.0012e-08 | 0.0027785 | 8.7534e-09 | 0.01662 | 6.5364e-12
[120 empty] | 7.3.3.17.5 (Remote Grid) Updates to grid topology to minimize risk of ignition in HFTDs Remote GridWLDFRVegetation ContactAggregated | WLDFR | HFTD - Distribution - Tier 3 - 2QU CoRE ¦ 2QU LoRE | Red Flag Warning - Large Fires | Vegetation Contact | Aggregated | 2029 | 4.1246e-05 | 264.4574 | 0.010908 | 2029 | Mitigation | 0.95 | 45 | 0 | esc | 0.00097009 | 4.0012e-08 | 0.00097009 | 4.0012e-08 | 0.0027785 | 8.7534e-09 | 0.01662 | 6.5364e-12
[120 empty] | 7.3.3.17.5 (Remote Grid) Updates to grid topology to minimize risk of ignition in HFTDs Remote GridWLDFRVegetation ContactAggregated | WLDFR | HFTD - Distribution - Tier 3 - 2QU CoRE ¦ 2QU LoRE | Red Flag Warning - Large Fires | Vegetation Contact | Aggregated | 2030 | 4.1246e-05 | 264.4574 | 0.010908 | 2030 | Mitigation | 0.95 | 45 | 0 | esc | 0.00097009 | 4.0012e-08 | 0.00097009 | 4.0012e-08 | 0.0027785 | 8.7534e-09 | 0.01662 | 6.5364e-12
[120 empty] | 7.3.3.17.5 (Remote Grid) Updates to grid topology to minimize risk of ignition in HFTDs Remote GridWLDFRVegetation ContactAggregated | WLDFR | HFTD - Distribution - Tier 3 - 2QU CoRE ¦ 2QU LoRE | Red Flag Warning - Large Fires | Vegetation Contact | Aggregated | 2031 | 4.1246e-05 | 264.4574 | 0.010908 | 2031 | Mitigation | 0.95 | 45 | 0 | esc | 0.00097009 | 4.0012e-08 | 0.00097009 | 4.0012e-08 | 0.0027785 | 8.7534e-09 | 0.01662 | 6.5364e-12
[120 empty] | 7.3.3.17.5 (Remote Grid) Updates to grid topology to minimize risk of ignition in HFTDs Remote GridWLDFRVegetation ContactAggregated | WLDFR | HFTD - Distribution - Tier 3 - 2QU CoRE ¦ 2QU LoRE | Red Flag Warning - Large Fires | Vegetation Contact | Aggregated | 2032 | 4.1246e-05 | 264.4574 | 0.010908 | 2032 | Mitigation | 0.95 | 45 | 0 | esc | 0.00097009 | 4.0012e-08 | 0.00097009 | 4.0012e-08 | 0.0027785 | 8.7534e-09 | 0.01662 | 6.5364e-12
[120 empty] | 7.3.3.17.5 (Remote Grid) Updates to grid topology to minimize risk of ignition in HFTDs Remote GridWLDFRVegetation ContactAggregated | WLDFR | HFTD - Distribution - Tier 3 - 2QU CoRE ¦ 2QU LoRE | Red Flag Warning - Large Fires | Vegetation Contact | Aggregated | 2033 | 4.1246e-05 | 264.4574 | 0.010908 | 2033 | Mitigation | 0.95 | 45 | 0 | esc | 0.00097009 | 4.0012e-08 | 0.00097009 | 4.0012e-08 | 0.0027785 | 8.7534e-09 | 0.01662 | 6.5364e-12
[120 empty] | 7.3.3.17.5 (Remote Grid) Updates to grid topology to minimize risk of ignition in HFTDs Remote GridWLDFRVegetation ContactAggregated | WLDFR | HFTD - Distribution - Tier 3 - 2QU CoRE ¦ 2QU LoRE | Red Flag Warning - Large Fires | Vegetation Contact | Aggregated | 2034 | 4.1246e-05 | 264.4574 | 0.010908 | 2034 | Mitigation | 0.95 | 45 | 0 | esc | 0.00097009 | 4.0012e-08 | 0.00097009 | 4.0012e-08 | 0.0027785 | 8.7534e-09 | 0.01662 | 6.5364e-12
[120 empty] | 7.3.3.17.5 (Remote Grid) Updates to grid topology to minimize risk of ignition in HFTDs Remote GridWLDFRVegetation ContactAggregated | WLDFR | HFTD - Distribution - Tier 3 - 2QU CoRE ¦ 2QU LoRE | Red Flag Warning - Large Fires | Vegetation Contact | Aggregated | 2035 | 4.1246e-05 | 264.4574 | 0.010908 | 2035 | Mitigation | 0.95 | 45 | 0 | esc | 0.00097009 | 4.0012e-08 | 0.00097009 | 4.0012e-08 | 0.0027785 | 8.7534e-09 | 0.01662 | 6.5364e-12
[120 empty] | 7.3.3.17.5 (Remote Grid) Updates to grid topology to minimize risk of ignition in HFTDs Remote GridWLDFRVegetation ContactAggregated | WLDFR | HFTD - Distribution - Tier 3 - 2QU CoRE ¦ 2QU LoRE | Red Flag Warning - Large Fires | Vegetation Contact | Aggregated | 2036 | 4.1246e-05 | 264.4574 | 0.010908 | 2036 | Mitigation | 0.95 | 45 | 0 | esc | 0.00097009 | 4.0012e-08 | 0.00097009 | 4.0012e-08 | 0.0027785 | 8.7534e-09 | 0.01662 | 6.5364e-12
[120 empty] | 7.3.3.17.5 (Remote Grid) Updates to grid topology to minimize risk of ignition in HFTDs Remote GridWLDFRVegetation ContactAggregated | WLDFR | HFTD - Distribution - Tier 3 - 2QU CoRE ¦ 2QU LoRE | Red Flag Warning - Large Fires | Vegetation Contact | Aggregated | 2037 | 4.1246e-05 | 264.4574 | 0.010908 | 2037 | Mitigation | 0.95 | 45 | 0 | esc | 0.00097009 | 4.0012e-08 | 0.00097009 | 4.0012e-08 | 0.0027785 | 8.7534e-09 | 0.01662 | 6.5364e-12
[120 empty] | 7.3.3.17.5 (Remote Grid) Updates to grid topology to minimize risk of ignition in HFTDs Remote GridWLDFRVegetation ContactAggregated | WLDFR | HFTD - Distribution - Tier 3 - 2QU CoRE ¦ 2QU LoRE | Red Flag Warning - Large Fires | Vegetation Contact | Aggregated | 2038 | 4.1246e-05 | 264.4574 | 0.010908 | 2038 | Mitigation | 0.95 | 45 | 0 | esc | 0.00097009 | 4.0012e-08 | 0.00097009 | 4.0012e-08 | 0.0027785 | 8.7534e-09 | 0.01662 | 6.5364e-12
[120 empty] | 7.3.3.17.5 (Remote Grid) Updates to grid topology to minimize risk of ignition in HFTDs Remote GridWLDFRVegetation ContactAggregated | WLDFR | HFTD - Distribution - Tier 3 - 2QU CoRE ¦ 2QU LoRE | Red Flag Warning - Large Fires | Vegetation Contact | Aggregated | 2039 | 4.1246e-05 | 264.4574 | 0.010908 | 2039 | Mitigation | 0.95 | 45 | 0 | esc | 0.00097009 | 4.0012e-08 | 0.00097009 | 4.0012e-08 | 0.0027785 | 8.7534e-09 | 0.01662 | 6.5364e-12
[120 empty] | 7.3.3.17.5 (Remote Grid) Updates to grid topology to minimize risk of ignition in HFTDs Remote GridWLDFRVegetation ContactAggregated | WLDFR | HFTD - Distribution - Tier 3 - 2QU CoRE ¦ 2QU LoRE | Red Flag Warning - Large Fires | Vegetation Contact | Aggregated | 2040 | 4.1246e-05 | 264.4574 | 0.010908 | 2040 | Mitigation | 0.95 | 45 | 0 | esc | 0.00097009 | 4.0012e-08 | 0.00097009 | 4.0012e-08 | 0.0027785 | 8.7534e-09 | 0.01662 | 6.5364e-12
[120 empty] | 7.3.3.17.5 (Remote Grid) Updates to grid topology to minimize risk of ignition in HFTDs Remote GridWLDFRVegetation ContactAggregated | WLDFR | HFTD - Distribution - Tier 3 - 2QU CoRE ¦ 2QU LoRE | Red Flag Warning - Large Fires | Vegetation Contact | Aggregated | 2041 | 4.1246e-05 | 264.4574 | 0.010908 | 2041 | Mitigation | 0.95 | 45 | 0 | esc | 0.00097009 | 4.0012e-08 | 0.00097009 | 4.0012e-08 | 0.0027785 | 8.7534e-09 | 0.01662 | 6.5364e-12
[120 empty] | 7.3.3.17.5 (Remote Grid) Updates to grid topology to minimize risk of ignition in HFTDs Remote GridWLDFRVegetation ContactAggregated | WLDFR | HFTD - Distribution - Tier 3 - 2QU CoRE ¦ 2QU LoRE | Red Flag Warning - Large Fires | Vegetation Contact | Aggregated | 2042 | 4.1246e-05 | 264.4574 | 0.010908 | 2042 | Mitigation | 0.95 | 45 | 0 | esc | 0.00097009 | 4.0012e-08 | 0.00097009 | 4.0012e-08 | 0.0027785 | 8.7534e-09 | 0 | 0
[120 empty] | 7.3.3.17.5 (Remote Grid) Updates to grid topology to minimize risk of ignition in HFTDs Remote GridWLDFRVegetation ContactAggregated | WLDFR | HFTD - Distribution - Tier 3 - 2QU CoRE ¦ 2QU LoRE | Red Flag Warning - Large Fires | Vegetation Contact | Aggregated | 2043 | 4.1246e-05 | 264.4574 | 0.010908 | 2043 | Mitigation | 0.95 | 45 | 0 | esc | 0.00097009 | 4.0012e-08 | 0.00097009 | 4.0012e-08 | 0.0027785 | 8.7534e-09 | 0 | 0
[120 empty] | 7.3.3.17.5 (Remote Grid) Updates to grid topology to minimize risk of ignition in HFTDs Remote GridWLDFRVegetation ContactAggregated | WLDFR | HFTD - Distribution - Tier 3 - 2QU CoRE ¦ 2QU LoRE | Red Flag Warning - Large Fires | Vegetation Contact | Aggregated | 2044 | 4.1246e-05 | 264.4574 | 0.010908 | 2044 | Mitigation | 0.95 | 45 | 0 | esc | 0.00097009 | 4.0012e-08 | 0.00097009 | 4.0012e-08 | 0.0027785 | 8.7534e-09 | 0.0080352 | 1.7969e-10
[120 empty] | 7.3.3.17.5 (Remote Grid) Updates to grid topology to minimize risk of ignition in HFTDs Remote GridWLDFRVegetation ContactAggregated | WLDFR | HFTD - Distribution - Tier 3 - 2QU CoRE ¦ 2QU LoRE | Red Flag Warning - Large Fires | Vegetation Contact | Aggregated | 2045 | 4.1246e-05 | 264.4574 | 0.010908 | 2045 | Mitigation | 0.95 | 45 | 0 | esc | 0.00097009 | 4.0012e-08 | 0.00097009 | 4.0012e-08 | 0.0027785 | 8.7534e-09 | 0.0080352 | 1.7969e-10
[120 empty] | 7.3.3.17.5 (Remote Grid) Updates to grid topology to minimize risk of ignition in HFTDs Remote GridWLDFRVegetation ContactAggregated | WLDFR | HFTD - Distribution - Tier 3 - 2QU CoRE ¦ 2QU LoRE | Red Flag Warning - Large Fires | Vegetation Contact | Aggregated | 2046 | 4.1246e-05 | 264.4574 | 0.010908 | 2046 | Mitigation | 0.95 | 45 | 0 | esc | 0.00097009 | 4.0012e-08 | 0.00097009 | 4.0012e-08 | 0.0027785 | 8.7534e-09 | 0.0080352 | 1.7969e-10
[120 empty] | 7.3.3.17.5 (Remote Grid) Updates to grid topology to minimize risk of ignition in HFTDs Remote GridWLDFRVegetation ContactAggregated | WLDFR | HFTD - Distribution - Tier 3 - 2QU CoRE ¦ 2QU LoRE | Red Flag Warning - Large Fires | Vegetation Contact | Aggregated | 2047 | 4.1246e-05 | 264.4574 | 0.010908 | 2047 | Mitigation | 0.95 | 45 | 0 | esc | 0.00097009 | 4.0012e-08 | 0.00097009 | 4.0012e-08 | 0.0027785 | 8.7534e-09 | 0.0080352 | 1.7969e-10
[120 empty] | 7.3.3.17.5 (Remote Grid) Updates to grid topology to minimize risk of ignition in HFTDs Remote GridWLDFRVegetation ContactAggregated | WLDFR | HFTD - Distribution - Tier 3 - 2QU CoRE ¦ 2QU LoRE | Red Flag Warning - Large Fires | Vegetation Contact | Aggregated | 2048 | 4.1246e-05 | 264.4574 | 0.010908 | 2048 | Mitigation | 0.95 | 45 | 0 | esc | 0.00097009 | 4.0012e-08 | 0.00097009 | 4.0012e-08 | 0.0027785 | 8.7534e-09 | 0.0080352 | 1.7969e-10
[120 empty] | 7.3.3.17.5 (Remote Grid) Updates to grid topology to minimize risk of ignition in HFTDs Remote GridWLDFRVegetation ContactAggregated | WLDFR | HFTD - Distribution - Tier 3 - 2QU CoRE ¦ 2QU LoRE | Red Flag Warning - Large Fires | Vegetation Contact | Aggregated | 2049 | 4.1246e-05 | 264.4574 | 0.010908 | 2049 | Mitigation | 0.95 | 45 | 0 | esc | 0.00097009 | 4.0012e-08 | 0.00097009 | 4.0012e-08 | 0.0027785 | 8.7534e-09 | 0.0080352 | 1.7969e-10
[120 empty] | 7.3.3.17.5 (Remote Grid) Updates to grid topology to minimize risk of ignition in HFTDs Remote GridWLDFRVegetation ContactAggregated | WLDFR | HFTD - Distribution - Tier 3 - 2QU CoRE ¦ 2QU LoRE | Red Flag Warning - Large Fires | Vegetation Contact | Aggregated | 2050 | 4.1246e-05 | 264.4574 | 0.010908 | 2050 | Mitigation | 0.95 | 45 | 0 | esc | 0.00097009 | 4.0012e-08 | 0.00097009 | 4.0012e-08 | 0.0027785 | 8.7534e-09 | 0.0080352 | 1.7969e-10
[120 empty] | 7.3.3.17.5 (Remote Grid) Updates to grid topology to minimize risk of ignition in HFTDs Remote GridWLDFRVegetation ContactAggregated | WLDFR | HFTD - Distribution - Tier 3 - 2QU CoRE ¦ 2QU LoRE | Red Flag Warning - Large Fires | Vegetation Contact | Aggregated | 2051 | 4.1246e-05 | 264.4574 | 0.010908 | 2051 | Mitigation | 0.95 | 45 | 0 | esc | 0.00097009 | 4.0012e-08 | 0.00097009 | 4.0012e-08 | 0.0027785 | 8.7534e-09 | 0.0080352 | 1.7969e-10
[120 empty] | 7.3.3.17.5 (Remote Grid) Updates to grid topology to minimize risk of ignition in HFTDs Remote GridWLDFRVegetation ContactAggregated | WLDFR | HFTD - Distribution - Tier 3 - 2QU CoRE ¦ 2QU LoRE | Red Flag Warning - Large Fires | Vegetation Contact | Aggregated | 2052 | 4.1246e-05 | 264.4574 | 0.010908 | 2052 | Mitigation | 0.95 | 45 | 0 | esc | 0.00097009 | 4.0012e-08 | 0.00097009 | 4.0012e-08 | 0.0027785 | 8.7534e-09 | 0.0080352 | 1.7969e-10
[120 empty] | 7.3.3.17.5 (Remote Grid) Updates to grid topology to minimize risk of ignition in HFTDs Remote GridWLDFRVegetation ContactAggregated | WLDFR | HFTD - Distribution - Tier 3 - 2QU CoRE ¦ 2QU LoRE | Red Flag Warning - Large Fires | Vegetation Contact | Aggregated | 2053 | 4.1246e-05 | 264.4574 | 0.010908 | 2053 | Mitigation | 0.95 | 45 | 0 | esc | 0.00097009 | 4.0012e-08 | 0.00097009 | 4.0012e-08 | 0.0027785 | 8.7534e-09 | 0.0080352 | 1.7969e-10
[120 empty] | 7.3.3.17.5 (Remote Grid) Updates to grid topology to minimize risk of ignition in HFTDs Remote GridWLDFRVegetation ContactAggregated | WLDFR | HFTD - Distribution - Tier 3 - 2QU CoRE ¦ 2QU LoRE | Red Flag Warning - Large Fires | Vegetation Contact | Aggregated | 2054 | 4.1246e-05 | 264.4574 | 0.010908 | 2054 | Mitigation | 0.95 | 45 | 0 | esc | 0.00097009 | 4.0012e-08 | 0.00097009 | 4.0012e-08 | 0.0027785 | 8.7534e-09 | 0.0080352 | 1.7969e-10
[120 empty] | 7.3.3.17.5 (Remote Grid) Updates to grid topology to minimize risk of ignition in HFTDs Remote GridWLDFRVegetation ContactAggregated | WLDFR | HFTD - Distribution - Tier 3 - 2QU CoRE ¦ 2QU LoRE | Red Flag Warning - Large Fires | Vegetation Contact | Aggregated | 2055 | 4.1246e-05 | 264.4574 | 0.010908 | 2055 | Mitigation | 0.95 | 45 | 0 | esc | 0.00097009 | 4.0012e-08 | 0.00097009 | 4.0012e-08 | 0.0027785 | 8.7534e-09 | 0.0080352 | 1.7969e-10
[120 empty] | 7.3.3.17.5 (Remote Grid) Updates to grid topology to minimize risk of ignition in HFTDs Remote GridWLDFRVegetation ContactAggregated | WLDFR | HFTD - Distribution - Tier 3 - 2QU CoRE ¦ 2QU LoRE | Red Flag Warning - Large Fires | Vegetation Contact | Aggregated | 2056 | 4.1246e-05 | 264.4574 | 0.010908 | 2056 | Mitigation | 0.95 | 45 | 0 | esc | 0.00097009 | 4.0012e-08 | 0.00097009 | 4.0012e-08 | 0.0027785 | 8.7534e-09 | 0.0080352 | 1.7969e-10
[120 empty] | 7.3.3.17.5 (Remote Grid) Updates to grid topology to minimize risk of ignition in HFTDs Remote GridWLDFRVegetation ContactAggregated | WLDFR | HFTD - Distribution - Tier 3 - 2QU CoRE ¦ 2QU LoRE | Red Flag Warning - Large Fires | Vegetation Contact | Aggregated | 2057 | 4.1246e-05 | 264.4574 | 0.010908 | 2057 | Mitigation | 0.95 | 45 | 0 | esc | 0.00097009 | 4.0012e-08 | 0.00097009 | 4.0012e-08 | 0.0027785 | 8.7534e-09 | 0.0080352 | 1.7969e-10
[120 empty] | 7.3.3.17.5 (Remote Grid) Updates to grid topology to minimize risk of ignition in HFTDs Remote GridWLDFRVegetation ContactAggregated | WLDFR | HFTD - Distribution - Tier 3 - 2QU CoRE ¦ 2QU LoRE | Red Flag Warning - Large Fires | Vegetation Contact | Aggregated | 2058 | 4.1246e-05 | 264.4574 | 0.010908 | 2058 | Mitigation | 0.95 | 45 | 0 | esc | 0.00097009 | 4.0012e-08 | 0.00097009 | 4.0012e-08 | 0.0027785 | 8.7534e-09 | 0.0080352 | 1.7969e-10
[120 empty] | 7.3.3.17.5 (Remote Grid) Updates to grid topology to minimize risk of ignition in HFTDs Remote GridWLDFRVegetation ContactAggregated | WLDFR | HFTD - Distribution - Tier 3 - 2QU CoRE ¦ 2QU LoRE | Red Flag Warning - Large Fires | Vegetation Contact | Aggregated | 2059 | 4.1246e-05 | 264.4574 | 0.010908 | 2059 | Mitigation | 0.95 | 45 | 0 | esc | 0.00097009 | 4.0012e-08 | 0.00097009 | 4.0012e-08 | 0.0027785 | 8.7534e-09 | 0.0080352 | 1.7969e-10
[120 empty] | 7.3.3.17.5 (Remote Grid) Updates to grid topology to minimize risk of ignition in HFTDs Remote GridWLDFRVegetation ContactAggregated | WLDFR | HFTD - Distribution - Tier 3 - 2QU CoRE ¦ 2QU LoRE | Red Flag Warning - Large Fires | Vegetation Contact | Aggregated | 2060 | 4.1246e-05 | 264.4574 | 0.010908 | 2060 | Mitigation | 0.95 | 45 | 0 | esc | 0.00097009 | 4.0012e-08 | 0.00097009 | 4.0012e-08 | 0.0027785 | 8.7534e-09 | 0.0080352 | 1.7969e-10
[120 empty] | 7.3.3.17.5 (Remote Grid) Updates to grid topology to minimize risk of ignition in HFTDs Remote GridWLDFRVegetation ContactAggregated | WLDFR | HFTD - Distribution - Tier 3 - 2QU CoRE ¦ 2QU LoRE | Red Flag Warning - Large Fires | Vegetation Contact | Aggregated | 2061 | 4.1246e-05 | 264.4574 | 0.010908 | 2061 | Mitigation | 0.95 | 45 | 0 | esc | 0.00097009 | 4.0012e-08 | 0.00097009 | 4.0012e-08 | 0.0027785 | 8.7534e-09 | 0.0080352 | 1.7969e-10
[120 empty] | 7.3.3.17.5 (Remote Grid) Updates to grid topology to minimize risk of ignition in HFTDs Remote GridWLDFRVegetation ContactAggregated | WLDFR | HFTD - Distribution - Tier 3 - 2QU CoRE ¦ 2QU LoRE | Red Flag Warning - Large Fires | Vegetation Contact | Aggregated | 2062 | 4.1246e-05 | 264.4574 | 0.010908 | 2062 | Mitigation | 0.95 | 45 | 0 | esc | 0.00097009 | 4.0012e-08 | 0.00097009 | 4.0012e-08 | 0.0027785 | 8.7534e-09 | 0.0080352 | 1.7969e-10
[120 empty] | 7.3.3.17.5 (Remote Grid) Updates to grid topology to minimize risk of ignition in HFTDs Remote GridWLDFRVegetation ContactAggregated | WLDFR | HFTD - Distribution - Tier 3 - 2QU CoRE ¦ 2QU LoRE | Red Flag Warning - Large Fires | Vegetation Contact | Aggregated | 2063 | 4.1246e-05 | 264.4574 | 0.010908 | 2063 | Mitigation | 0.95 | 45 | 0 | esc | 0.00097009 | 4.0012e-08 | 0.00097009 | 4.0012e-08 | 0.0027785 | 8.7534e-09 | 0.0080352 | 1.7969e-10
[120 empty] | 7.3.3.17.5 (Remote Grid) Updates to grid topology to minimize risk of ignition in HFTDs Remote GridWLDFRVegetation ContactAggregated | WLDFR | HFTD - Distribution - Tier 3 - 2QU CoRE ¦ 2QU LoRE | Red Flag Warning - Large Fires | Vegetation Contact | Aggregated | 2064 | 4.1246e-05 | 264.4574 | 0.010908 | 2064 | Mitigation | 0.95 | 45 | 0 | esc | 0.00097009 | 4.0012e-08 | 0.00097009 | 4.0012e-08 | 0.0027785 | 8.7534e-09 | 0.0080352 | 1.7969e-10
[120 empty] | 7.3.3.17.5 (Remote Grid) Updates to grid topology to minimize risk of ignition in HFTDs Remote GridWLDFRVegetation ContactAggregated | WLDFR | HFTD - Distribution - Tier 3 - 2QU CoRE ¦ 2QU LoRE | Red Flag Warning - Large Fires | Vegetation Contact | Aggregated | 2065 | 4.1246e-05 | 264.4574 | 0.010908 | 2065 | Mitigation | 0.95 | 45 | 0 | esc | 0.00097009 | 4.0012e-08 | 0.00097009 | 4.0012e-08 | 0.0027785 | 8.7534e-09 | 0.0080352 | 1.7969e-10
[120 empty] | 7.3.3.17.5 (Remote Grid) Updates to grid topology to minimize risk of ignition in HFTDs Remote GridWLDFRVegetation ContactAggregated | WLDFR | HFTD - Distribution - Tier 3 - 2QU CoRE ¦ 2QU LoRE | Red Flag Warning - Large Fires | Vegetation Contact | Aggregated | 2066 | 4.1246e-05 | 264.4574 | 0.010908 | 2066 | Mitigation | 0.95 | 45 | 0 | esc | 0.00097009 | 4.0012e-08 | 0.00097009 | 4.0012e-08 | 0 | 0 | 0.0080352 | 1.7969e-10
[120 empty] | 7.3.3.17.5 (Remote Grid) Updates to grid topology to minimize risk of ignition in HFTDs Remote GridWLDFRVegetation ContactAggregated | WLDFR | HFTD - Distribution - Tier 3 - 2QU CoRE ¦ 2QU LoRE | Red Flag Warning - Large Fires | Vegetation Contact | Aggregated | 2067 | 4.1246e-05 | 264.4574 | 0.010908 | 2067 | Mitigation | 0.95 | 45 | 0 | esc | 0 | 0 | 0.00097009 | 4.0012e-08 | 0.0027785 | 1.2794e-09 | 0.0080352 | 1.7969e-10
[120 empty] | 7.3.3.17.5 (Remote Grid) Updates to grid topology to minimize risk of ignition in HFTDs Remote GridWLDFRContact from objectAggregated | WLDFR | HFTD - Distribution - Tier 3 - 2QU CoRE ¦ 2QU LoRE | Red Flag Warning - Small Fires | Contact from object | Aggregated | 2022 | 2.0305e-05 | 264.4574 | 0.0053698 | 2022 | Mitigation | 0.95 | 45 | 0 | esc | 0.00097009 | 1.9698e-08 | 0 | 0 | 0.0027785 | 1.2794e-09 | 0.0080352 | 1.7969e-10
[120 empty] | 7.3.3.17.5 (Remote Grid) Updates to grid topology to minimize risk of ignition in HFTDs Remote GridWLDFRContact from objectAggregated | WLDFR | HFTD - Distribution - Tier 3 - 2QU CoRE ¦ 2QU LoRE | Red Flag Warning - Small Fires | Contact from object | Aggregated | 2023 | 2.0305e-05 | 264.4574 | 0.0053698 | 2023 | Mitigation | 0.95 | 45 | 0 | esc | 0.00097009 | 1.9698e-08 | 0.00097009 | 1.9698e-08 | 0.0027785 | 1.2794e-09 | 0.0080352 | 1.7969e-10
[120 empty] | 7.3.3.17.5 (Remote Grid) Updates to grid topology to minimize risk of ignition in HFTDs Remote GridWLDFRContact from objectAggregated | WLDFR | HFTD - Distribution - Tier 3 - 2QU CoRE ¦ 2QU LoRE | Red Flag Warning - Small Fires | Contact from object | Aggregated | 2024 | 2.0305e-05 | 264.4574 | 0.0053698 | 2024 | Mitigation | 0.95 | 45 | 0 | esc | 0.00097009 | 1.9698e-08 | 0.00097009 | 1.9698e-08 | 0.0027785 | 1.2794e-09 | 0.0080352 | 1.7969e-10
[120 empty] | 7.3.3.17.5 (Remote Grid) Updates to grid topology to minimize risk of ignition in HFTDs Remote GridWLDFRContact from objectAggregated | WLDFR | HFTD - Distribution - Tier 3 - 2QU CoRE ¦ 2QU LoRE | Red Flag Warning - Small Fires | Contact from object | Aggregated | 2025 | 2.0305e-05 | 264.4574 | 0.0053698 | 2025 | Mitigation | 0.95 | 45 | 0 | esc | 0.00097009 | 1.9698e-08 | 0.00097009 | 1.9698e-08 | 0.0027785 | 1.2794e-09 | 0.0080352 | 1.7969e-10
[120 empty] | 7.3.3.17.5 (Remote Grid) Updates to grid topology to minimize risk of ignition in HFTDs Remote GridWLDFRContact from objectAggregated | WLDFR | HFTD - Distribution - Tier 3 - 2QU CoRE ¦ 2QU LoRE | Red Flag Warning - Small Fires | Contact from object | Aggregated | 2026 | 2.0305e-05 | 264.4574 | 0.0053698 | 2026 | Mitigation | 0.95 | 45 | 0 | esc | 0.00097009 | 1.9698e-08 | 0.00097009 | 1.9698e-08 | 0.0027785 | 1.2794e-09 | 0.0080352 | 1.7969e-10
[120 empty] | 7.3.3.17.5 (Remote Grid) Updates to grid topology to minimize risk of ignition in HFTDs Remote GridWLDFRContact from objectAggregated | WLDFR | HFTD - Distribution - Tier 3 - 2QU CoRE ¦ 2QU LoRE | Red Flag Warning - Small Fires | Contact from object | Aggregated | 2027 | 2.0305e-05 | 264.4574 | 0.0053698 | 2027 | Mitigation | 0.95 | 45 | 0 | esc | 0.00097009 | 1.9698e-08 | 0.00097009 | 1.9698e-08 | 0.0027785 | 1.2794e-09 | 0.0080352 | 1.7969e-10
[120 empty] | 7.3.3.17.5 (Remote Grid) Updates to grid topology to minimize risk of ignition in HFTDs Remote GridWLDFRContact from objectAggregated | WLDFR | HFTD - Distribution - Tier 3 - 2QU CoRE ¦ 2QU LoRE | Red Flag Warning - Small Fires | Contact from object | Aggregated | 2028 | 2.0305e-05 | 264.4574 | 0.0053698 | 2028 | Mitigation | 0.95 | 45 | 0 | esc | 0.00097009 | 1.9698e-08 | 0.00097009 | 1.9698e-08 | 0.0027785 | 1.2794e-09 | 0 | 0
[120 empty] | 7.3.3.17.5 (Remote Grid) Updates to grid topology to minimize risk of ignition in HFTDs Remote GridWLDFRContact from objectAggregated | WLDFR | HFTD - Distribution - Tier 3 - 2QU CoRE ¦ 2QU LoRE | Red Flag Warning - Small Fires | Contact from object | Aggregated | 2029 | 2.0305e-05 | 264.4574 | 0.0053698 | 2029 | Mitigation | 0.95 | 45 | 0 | esc | 0.00097009 | 1.9698e-08 | 0.00097009 | 1.9698e-08 | 0.0027785 | 1.2794e-09 | 0 | 0
[120 empty] | 7.3.3.17.5 (Remote Grid) Updates to grid topology to minimize risk of ignition in HFTDs Remote GridWLDFRContact from objectAggregated | WLDFR | HFTD - Distribution - Tier 3 - 2QU CoRE ¦ 2QU LoRE | Red Flag Warning - Small Fires | Contact from object | Aggregated | 2030 | 2.0305e-05 | 264.4574 | 0.0053698 | 2030 | Mitigation | 0.95 | 45 | 0 | esc | 0.00097009 | 1.9698e-08 | 0.00097009 | 1.9698e-08 | 0.0027785 | 1.2794e-09 | 0.010315 | 5.9446e-11
[120 empty] | 7.3.3.17.5 (Remote Grid) Updates to grid topology to minimize risk of ignition in HFTDs Remote GridWLDFRContact from objectAggregated | WLDFR | HFTD - Distribution - Tier 3 - 2QU CoRE ¦ 2QU LoRE | Red Flag Warning - Small Fires | Contact from object | Aggregated | 2031 | 2.0305e-05 | 264.4574 | 0.0053698 | 2031 | Mitigation | 0.95 | 45 | 0 | esc | 0.00097009 | 1.9698e-08 | 0.00097009 | 1.9698e-08 | 0.0027785 | 1.2794e-09 | 0.010315 | 5.9446e-11
[120 empty] | 7.3.3.17.5 (Remote Grid) Updates to grid topology to minimize risk of ignition in HFTDs Remote GridWLDFRContact from objectAggregated | WLDFR | HFTD - Distribution - Tier 3 - 2QU CoRE ¦ 2QU LoRE | Red Flag Warning - Small Fires | Contact from object | Aggregated | 2032 | 2.0305e-05 | 264.4574 | 0.0053698 | 2032 | Mitigation | 0.95 | 45 | 0 | esc | 0.00097009 | 1.9698e-08 | 0.00097009 | 1.9698e-08 | 0.0027785 | 1.2794e-09 | 0.010315 | 5.9446e-11
[120 empty] | 7.3.3.17.5 (Remote Grid) Updates to grid topology to minimize risk of ignition in HFTDs Remote GridWLDFRContact from objectAggregated | WLDFR | HFTD - Distribution - Tier 3 - 2QU CoRE ¦ 2QU LoRE | Red Flag Warning - Small Fires | Contact from object | Aggregated | 2033 | 2.0305e-05 | 264.4574 | 0.0053698 | 2033 | Mitigation | 0.95 | 45 | 0 | esc | 0.00097009 | 1.9698e-08 | 0.00097009 | 1.9698e-08 | 0.0027785 | 1.2794e-09 | 0.010315 | 5.9446e-11
[120 empty] | 7.3.3.17.5 (Remote Grid) Updates to grid topology to minimize risk of ignition in HFTDs Remote GridWLDFRContact from objectAggregated | WLDFR | HFTD - Distribution - Tier 3 - 2QU CoRE ¦ 2QU LoRE | Red Flag Warning - Small Fires | Contact from object | Aggregated | 2034 | 2.0305e-05 | 264.4574 | 0.0053698 | 2034 | Mitigation | 0.95 | 45 | 0 | esc | 0.00097009 | 1.9698e-08 | 0.00097009 | 1.9698e-08 | 0.0027785 | 1.2794e-09 | 0.010315 | 5.9446e-11
[120 empty] | 7.3.3.17.5 (Remote Grid) Updates to grid topology to minimize risk of ignition in HFTDs Remote GridWLDFRContact from objectAggregated | WLDFR | HFTD - Distribution - Tier 3 - 2QU CoRE ¦ 2QU LoRE | Red Flag Warning - Small Fires | Contact from object | Aggregated | 2035 | 2.0305e-05 | 264.4574 | 0.0053698 | 2035 | Mitigation | 0.95 | 45 | 0 | esc | 0.00097009 | 1.9698e-08 | 0.00097009 | 1.9698e-08 | 0.0027785 | 1.2794e-09 | 0.010315 | 5.9446e-11
[120 empty] | 7.3.3.17.5 (Remote Grid) Updates to grid topology to minimize risk of ignition in HFTDs Remote GridWLDFRContact from objectAggregated | WLDFR | HFTD - Distribution - Tier 3 - 2QU CoRE ¦ 2QU LoRE | Red Flag Warning - Small Fires | Contact from object | Aggregated | 2036 | 2.0305e-05 | 264.4574 | 0.0053698 | 2036 | Mitigation | 0.95 | 45 | 0 | esc | 0.00097009 | 1.9698e-08 | 0.00097009 | 1.9698e-08 | 0.0027785 | 1.2794e-09 | 0.010315 | 5.9446e-11
[120 empty] | 7.3.3.17.5 (Remote Grid) Updates to grid topology to minimize risk of ignition in HFTDs Remote GridWLDFRContact from objectAggregated | WLDFR | HFTD - Distribution - Tier 3 - 2QU CoRE ¦ 2QU LoRE | Red Flag Warning - Small Fires | Contact from object | Aggregated | 2037 | 2.0305e-05 | 264.4574 | 0.0053698 | 2037 | Mitigation | 0.95 | 45 | 0 | esc | 0.00097009 | 1.9698e-08 | 0.00097009 | 1.9698e-08 | 0.0027785 | 1.2794e-09 | 0.010315 | 5.9446e-11
[120 empty] | 7.3.3.17.5 (Remote Grid) Updates to grid topology to minimize risk of ignition in HFTDs Remote GridWLDFRContact from objectAggregated | WLDFR | HFTD - Distribution - Tier 3 - 2QU CoRE ¦ 2QU LoRE | Red Flag Warning - Small Fires | Contact from object | Aggregated | 2038 | 2.0305e-05 | 264.4574 | 0.0053698 | 2038 | Mitigation | 0.95 | 45 | 0 | esc | 0.00097009 | 1.9698e-08 | 0.00097009 | 1.9698e-08 | 0.0027785 | 1.2794e-09 | 0.010315 | 5.9446e-11
[120 empty] | 7.3.3.17.5 (Remote Grid) Updates to grid topology to minimize risk of ignition in HFTDs Remote GridWLDFRContact from objectAggregated | WLDFR | HFTD - Distribution - Tier 3 - 2QU CoRE ¦ 2QU LoRE | Red Flag Warning - Small Fires | Contact from object | Aggregated | 2039 | 2.0305e-05 | 264.4574 | 0.0053698 | 2039 | Mitigation | 0.95 | 45 | 0 | esc | 0.00097009 | 1.9698e-08 | 0.00097009 | 1.9698e-08 | 0.0027785 | 1.2794e-09 | 0.010315 | 5.9446e-11
[120 empty] | 7.3.3.17.5 (Remote Grid) Updates to grid topology to minimize risk of ignition in HFTDs Remote GridWLDFRContact from objectAggregated | WLDFR | HFTD - Distribution - Tier 3 - 2QU CoRE ¦ 2QU LoRE | Red Flag Warning - Small Fires | Contact from object | Aggregated | 2040 | 2.0305e-05 | 264.4574 | 0.0053698 | 2040 | Mitigation | 0.95 | 45 | 0 | esc | 0.00097009 | 1.9698e-08 | 0.00097009 | 1.9698e-08 | 0.0027785 | 1.2794e-09 | 0.010315 | 5.9446e-11
[120 empty] | 7.3.3.17.5 (Remote Grid) Updates to grid topology to minimize risk of ignition in HFTDs Remote GridWLDFRContact from objectAggregated | WLDFR | HFTD - Distribution - Tier 3 - 2QU CoRE ¦ 2QU LoRE | Red Flag Warning - Small Fires | Contact from object | Aggregated | 2041 | 2.0305e-05 | 264.4574 | 0.0053698 | 2041 | Mitigation | 0.95 | 45 | 0 | esc | 0.00097009 | 1.9698e-08 | 0.00097009 | 1.9698e-08 | 0.0027785 | 1.2794e-09 | 0.010315 | 5.9446e-11
[120 empty] | 7.3.3.17.5 (Remote Grid) Updates to grid topology to minimize risk of ignition in HFTDs Remote GridWLDFRContact from objectAggregated | WLDFR | HFTD - Distribution - Tier 3 - 2QU CoRE ¦ 2QU LoRE | Red Flag Warning - Small Fires | Contact from object | Aggregated | 2042 | 2.0305e-05 | 264.4574 | 0.0053698 | 2042 | Mitigation | 0.95 | 45 | 0 | esc | 0.00097009 | 1.9698e-08 | 0.00097009 | 1.9698e-08 | 0.0027785 | 1.2794e-09 | 0.010315 | 5.9446e-11
[120 empty] | 7.3.3.17.5 (Remote Grid) Updates to grid topology to minimize risk of ignition in HFTDs Remote GridWLDFRContact from objectAggregated | WLDFR | HFTD - Distribution - Tier 3 - 2QU CoRE ¦ 2QU LoRE | Red Flag Warning - Small Fires | Contact from object | Aggregated | 2043 | 2.0305e-05 | 264.4574 | 0.0053698 | 2043 | Mitigation | 0.95 | 45 | 0 | esc | 0.00097009 | 1.9698e-08 | 0.00097009 | 1.9698e-08 | 0.0027785 | 1.2794e-09 | 0.010315 | 5.9446e-11
[120 empty] | 7.3.3.17.5 (Remote Grid) Updates to grid topology to minimize risk of ignition in HFTDs Remote GridWLDFRContact from objectAggregated | WLDFR | HFTD - Distribution - Tier 3 - 2QU CoRE ¦ 2QU LoRE | Red Flag Warning - Small Fires | Contact from object | Aggregated | 2044 | 2.0305e-05 | 264.4574 | 0.0053698 | 2044 | Mitigation | 0.95 | 45 | 0 | esc | 0.00097009 | 1.9698e-08 | 0.00097009 | 1.9698e-08 | 0.0027785 | 1.2794e-09 | 0.010315 | 5.9446e-11
[120 empty] | 7.3.3.17.5 (Remote Grid) Updates to grid topology to minimize risk of ignition in HFTDs Remote GridWLDFRContact from objectAggregated | WLDFR | HFTD - Distribution - Tier 3 - 2QU CoRE ¦ 2QU LoRE | Red Flag Warning - Small Fires | Contact from object | Aggregated | 2045 | 2.0305e-05 | 264.4574 | 0.0053698 | 2045 | Mitigation | 0.95 | 45 | 0 | esc | 0.00097009 | 1.9698e-08 | 0.00097009 | 1.9698e-08 | 0.0027785 | 1.2794e-09 | 0.010315 | 5.9446e-11
[120 empty] | 7.3.3.17.5 (Remote Grid) Updates to grid topology to minimize risk of ignition in HFTDs Remote GridWLDFRContact from objectAggregated | WLDFR | HFTD - Distribution - Tier 3 - 2QU CoRE ¦ 2QU LoRE | Red Flag Warning - Small Fires | Contact from object | Aggregated | 2046 | 2.0305e-05 | 264.4574 | 0.0053698 | 2046 | Mitigation | 0.95 | 45 | 0 | esc | 0.00097009 | 1.9698e-08 | 0.00097009 | 1.9698e-08 | 0.0027785 | 1.2794e-09 | 0.010315 | 5.9446e-11
[120 empty] | 7.3.3.17.5 (Remote Grid) Updates to grid topology to minimize risk of ignition in HFTDs Remote GridWLDFRContact from objectAggregated | WLDFR | HFTD - Distribution - Tier 3 - 2QU CoRE ¦ 2QU LoRE | Red Flag Warning - Small Fires | Contact from object | Aggregated | 2047 | 2.0305e-05 | 264.4574 | 0.0053698 | 2047 | Mitigation | 0.95 | 45 | 0 | esc | 0.00097009 | 1.9698e-08 | 0.00097009 | 1.9698e-08 | 0.0027785 | 1.2794e-09 | 0.010315 | 5.9446e-11
[120 empty] | 7.3.3.17.5 (Remote Grid) Updates to grid topology to minimize risk of ignition in HFTDs Remote GridWLDFRContact from objectAggregated | WLDFR | HFTD - Distribution - Tier 3 - 2QU CoRE ¦ 2QU LoRE | Red Flag Warning - Small Fires | Contact from object | Aggregated | 2048 | 2.0305e-05 | 264.4574 | 0.0053698 | 2048 | Mitigation | 0.95 | 45 | 0 | esc | 0.00097009 | 1.9698e-08 | 0.00097009 | 1.9698e-08 | 0.0027785 | 1.2794e-09 | 0.010315 | 5.9446e-11
[120 empty] | 7.3.3.17.5 (Remote Grid) Updates to grid topology to minimize risk of ignition in HFTDs Remote GridWLDFRContact from objectAggregated | WLDFR | HFTD - Distribution - Tier 3 - 2QU CoRE ¦ 2QU LoRE | Red Flag Warning - Small Fires | Contact from object | Aggregated | 2049 | 2.0305e-05 | 264.4574 | 0.0053698 | 2049 | Mitigation | 0.95 | 45 | 0 | esc | 0.00097009 | 1.9698e-08 | 0.00097009 | 1.9698e-08 | 0.0027785 | 1.2794e-09 | 0.010315 | 5.9446e-11
[120 empty] | 7.3.3.17.5 (Remote Grid) Updates to grid topology to minimize risk of ignition in HFTDs Remote GridWLDFRContact from objectAggregated | WLDFR | HFTD - Distribution - Tier 3 - 2QU CoRE ¦ 2QU LoRE | Red Flag Warning - Small Fires | Contact from object | Aggregated | 2050 | 2.0305e-05 | 264.4574 | 0.0053698 | 2050 | Mitigation | 0.95 | 45 | 0 | esc | 0.00097009 | 1.9698e-08 | 0.00097009 | 1.9698e-08 | 0.0027785 | 1.2794e-09 | 0.010315 | 5.9446e-11
[120 empty] | 7.3.3.17.5 (Remote Grid) Updates to grid topology to minimize risk of ignition in HFTDs Remote GridWLDFRContact from objectAggregated | WLDFR | HFTD - Distribution - Tier 3 - 2QU CoRE ¦ 2QU LoRE | Red Flag Warning - Small Fires | Contact from object | Aggregated | 2051 | 2.0305e-05 | 264.4574 | 0.0053698 | 2051 | Mitigation | 0.95 | 45 | 0 | esc | 0.00097009 | 1.9698e-08 | 0.00097009 | 1.9698e-08 | 0.0027785 | 1.2794e-09 | 0.010315 | 5.9446e-11
[120 empty] | 7.3.3.17.5 (Remote Grid) Updates to grid topology to minimize risk of ignition in HFTDs Remote GridWLDFRContact from objectAggregated | WLDFR | HFTD - Distribution - Tier 3 - 2QU CoRE ¦ 2QU LoRE | Red Flag Warning - Small Fires | Contact from object | Aggregated | 2052 | 2.0305e-05 | 264.4574 | 0.0053698 | 2052 | Mitigation | 0.95 | 45 | 0 | esc | 0.00097009 | 1.9698e-08 | 0.00097009 | 1.9698e-08 | 0.0027785 | 1.2794e-09 | 0.010315 | 5.9446e-11
[120 empty] | 7.3.3.17.5 (Remote Grid) Updates to grid topology to minimize risk of ignition in HFTDs Remote GridWLDFRContact from objectAggregated | WLDFR | HFTD - Distribution - Tier 3 - 2QU CoRE ¦ 2QU LoRE | Red Flag Warning - Small Fires | Contact from object | Aggregated | 2053 | 2.0305e-05 | 264.4574 | 0.0053698 | 2053 | Mitigation | 0.95 | 45 | 0 | esc | 0.00097009 | 1.9698e-08 | 0.00097009 | 1.9698e-08 | 0.0027785 | 1.2794e-09 | 0.010315 | 5.9446e-11
[120 empty] | 7.3.3.17.5 (Remote Grid) Updates to grid topology to minimize risk of ignition in HFTDs Remote GridWLDFRContact from objectAggregated | WLDFR | HFTD - Distribution - Tier 3 - 2QU CoRE ¦ 2QU LoRE | Red Flag Warning - Small Fires | Contact from object | Aggregated | 2054 | 2.0305e-05 | 264.4574 | 0.0053698 | 2054 | Mitigation | 0.95 | 45 | 0 | esc | 0.00097009 | 1.9698e-08 | 0.00097009 | 1.9698e-08 | 0.0027785 | 1.2794e-09 | 0.010315 | 5.9446e-11
[120 empty] | 7.3.3.17.5 (Remote Grid) Updates to grid topology to minimize risk of ignition in HFTDs Remote GridWLDFRContact from objectAggregated | WLDFR | HFTD - Distribution - Tier 3 - 2QU CoRE ¦ 2QU LoRE | Red Flag Warning - Small Fires | Contact from object | Aggregated | 2055 | 2.0305e-05 | 264.4574 | 0.0053698 | 2055 | Mitigation | 0.95 | 45 | 0 | esc | 0.00097009 | 1.9698e-08 | 0.00097009 | 1.9698e-08 | 0.0027785 | 1.2794e-09 | 0.010315 | 5.9446e-11
[120 empty] | 7.3.3.17.5 (Remote Grid) Updates to grid topology to minimize risk of ignition in HFTDs Remote GridWLDFRContact from objectAggregated | WLDFR | HFTD - Distribution - Tier 3 - 2QU CoRE ¦ 2QU LoRE | Red Flag Warning - Small Fires | Contact from object | Aggregated | 2056 | 2.0305e-05 | 264.4574 | 0.0053698 | 2056 | Mitigation | 0.95 | 45 | 0 | esc | 0.00097009 | 1.9698e-08 | 0.00097009 | 1.9698e-08 | 0.0027785 | 1.2794e-09 | 0.010315 | 5.9446e-11
[120 empty] | 7.3.3.17.5 (Remote Grid) Updates to grid topology to minimize risk of ignition in HFTDs Remote GridWLDFRContact from objectAggregated | WLDFR | HFTD - Distribution - Tier 3 - 2QU CoRE ¦ 2QU LoRE | Red Flag Warning - Small Fires | Contact from object | Aggregated | 2057 | 2.0305e-05 | 264.4574 | 0.0053698 | 2057 | Mitigation | 0.95 | 45 | 0 | esc | 0.00097009 | 1.9698e-08 | 0.00097009 | 1.9698e-08 | 0.0027785 | 1.2794e-09 | 0.010315 | 5.9446e-11
[120 empty] | 7.3.3.17.5 (Remote Grid) Updates to grid topology to minimize risk of ignition in HFTDs Remote GridWLDFRContact from objectAggregated | WLDFR | HFTD - Distribution - Tier 3 - 2QU CoRE ¦ 2QU LoRE | Red Flag Warning - Small Fires | Contact from object | Aggregated | 2058 | 2.0305e-05 | 264.4574 | 0.0053698 | 2058 | Mitigation | 0.95 | 45 | 0 | esc | 0.00097009 | 1.9698e-08 | 0.00097009 | 1.9698e-08 | 0.0027785 | 1.2794e-09 | 0.010315 | 5.9446e-11
[120 empty] | 7.3.3.17.5 (Remote Grid) Updates to grid topology to minimize risk of ignition in HFTDs Remote GridWLDFRContact from objectAggregated | WLDFR | HFTD - Distribution - Tier 3 - 2QU CoRE ¦ 2QU LoRE | Red Flag Warning - Small Fires | Contact from object | Aggregated | 2059 | 2.0305e-05 | 264.4574 | 0.0053698 | 2059 | Mitigation | 0.95 | 45 | 0 | esc | 0.00097009 | 1.9698e-08 | 0.00097009 | 1.9698e-08 | 0.0027785 | 1.2794e-09 | 0.010315 | 5.9446e-11
[120 empty] | 7.3.3.17.5 (Remote Grid) Updates to grid topology to minimize risk of ignition in HFTDs Remote GridWLDFRContact from objectAggregated | WLDFR | HFTD - Distribution - Tier 3 - 2QU CoRE ¦ 2QU LoRE | Red Flag Warning - Small Fires | Contact from object | Aggregated | 2060 | 2.0305e-05 | 264.4574 | 0.0053698 | 2060 | Mitigation | 0.95 | 45 | 0 | esc | 0.00097009 | 1.9698e-08 | 0.00097009 | 1.9698e-08 | 0.0027785 | 1.2794e-09 | 0 | 0
[120 empty] | 7.3.3.17.5 (Remote Grid) Updates to grid topology to minimize risk of ignition in HFTDs Remote GridWLDFRContact from objectAggregated | WLDFR | HFTD - Distribution - Tier 3 - 2QU CoRE ¦ 2QU LoRE | Red Flag Warning - Small Fires | Contact from object | Aggregated | 2061 | 2.0305e-05 | 264.4574 | 0.0053698 | 2061 | Mitigation | 0.95 | 45 | 0 | esc | 0.00097009 | 1.9698e-08 | 0.00097009 | 1.9698e-08 | 0.0027785 | 1.2794e-09 | 0 | 0
[120 empty] | 7.3.3.17.5 (Remote Grid) Updates to grid topology to minimize risk of ignition in HFTDs Remote GridWLDFRContact from objectAggregated | WLDFR | HFTD - Distribution - Tier 3 - 2QU CoRE ¦ 2QU LoRE | Red Flag Warning - Small Fires | Contact from object | Aggregated | 2062 | 2.0305e-05 | 264.4574 | 0.0053698 | 2062 | Mitigation | 0.95 | 45 | 0 | esc | 0.00097009 | 1.9698e-08 | 0.00097009 | 1.9698e-08 | 0.0027785 | 1.2794e-09 | 0.013666 | 1.5344e-10
[120 empty] | 7.3.3.17.5 (Remote Grid) Updates to grid topology to minimize risk of ignition in HFTDs Remote GridWLDFRContact from objectAggregated | WLDFR | HFTD - Distribution - Tier 3 - 2QU CoRE ¦ 2QU LoRE | Red Flag Warning - Small Fires | Contact from object | Aggregated | 2063 | 2.0305e-05 | 264.4574 | 0.0053698 | 2063 | Mitigation | 0.95 | 45 | 0 | esc | 0.00097009 | 1.9698e-08 | 0.00097009 | 1.9698e-08 | 0.0027785 | 1.2794e-09 | 0.013666 | 1.5344e-10
[120 empty] | 7.3.3.17.5 (Remote Grid) Updates to grid topology to minimize risk of ignition in HFTDs Remote GridWLDFRContact from objectAggregated | WLDFR | HFTD - Distribution - Tier 3 - 2QU CoRE ¦ 2QU LoRE | Red Flag Warning - Small Fires | Contact from object | Aggregated | 2064 | 2.0305e-05 | 264.4574 | 0.0053698 | 2064 | Mitigation | 0.95 | 45 | 0 | esc | 0.00097009 | 1.9698e-08 | 0.00097009 | 1.9698e-08 | 0.0027785 | 1.2794e-09 | 0.013666 | 1.5344e-10
[120 empty] | 7.3.3.17.5 (Remote Grid) Updates to grid topology to minimize risk of ignition in HFTDs Remote GridWLDFRContact from objectAggregated | WLDFR | HFTD - Distribution - Tier 3 - 2QU CoRE ¦ 2QU LoRE | Red Flag Warning - Small Fires | Contact from object | Aggregated | 2065 | 2.0305e-05 | 264.4574 | 0.0053698 | 2065 | Mitigation | 0.95 | 45 | 0 | esc | 0.00097009 | 1.9698e-08 | 0.00097009 | 1.9698e-08 | 0.0027785 | 1.2794e-09 | 0.013666 | 1.5344e-10
[120 empty] | 7.3.3.17.5 (Remote Grid) Updates to grid topology to minimize risk of ignition in HFTDs Remote GridWLDFRContact from objectAggregated | WLDFR | HFTD - Distribution - Tier 3 - 2QU CoRE ¦ 2QU LoRE | Red Flag Warning - Small Fires | Contact from object | Aggregated | 2066 | 2.0305e-05 | 264.4574 | 0.0053698 | 2066 | Mitigation | 0.95 | 45 | 0 | esc | 0.00097009 | 1.9698e-08 | 0.00097009 | 1.9698e-08 | 0.0027785 | 1.2794e-09 | 0.013666 | 1.5344e-10
[120 empty] | 7.3.3.17.5 (Remote Grid) Updates to grid topology to minimize risk of ignition in HFTDs Remote GridWLDFRContact from objectAggregated | WLDFR | HFTD - Distribution - Tier 3 - 2QU CoRE ¦ 2QU LoRE | Red Flag Warning - Small Fires | Contact from object | Aggregated | 2067 | 2.0305e-05 | 264.4574 | 0.0053698 | 2067 | Mitigation | 0.95 | 45 | 0 | esc | 0 | 0 | 0.00097009 | 1.9698e-08 | 0.0027785 | 1.2794e-09 | 0.013666 | 1.5344e-10
[120 empty] | 7.3.3.17.5 (Remote Grid) Updates to grid topology to minimize risk of ignition in HFTDs Remote GridWLDFRContaminationAggregated | WLDFR | HFTD - Distribution - Tier 3 - 2QU CoRE ¦ 2QU LoRE | Red Flag Warning - Small Fires | Contamination | Aggregated | 2022 | 1.8031e-07 | 264.4574 | 4.7685e-05 | 2022 | Mitigation | 0.95 | 45 | 0 | esc | 0.00097009 | 1.7492e-10 | 0 | 0 | 0.0027785 | 1.2794e-09 | 0.013666 | 1.5344e-10
[120 empty] | 7.3.3.17.5 (Remote Grid) Updates to grid topology to minimize risk of ignition in HFTDs Remote GridWLDFRContaminationAggregated | WLDFR | HFTD - Distribution - Tier 3 - 2QU CoRE ¦ 2QU LoRE | Red Flag Warning - Small Fires | Contamination | Aggregated | 2023 | 1.8031e-07 | 264.4574 | 4.7685e-05 | 2023 | Mitigation | 0.95 | 45 | 0 | esc | 0.00097009 | 1.7492e-10 | 0.00097009 | 1.7492e-10 | 0.0027785 | 1.2794e-09 | 0.013666 | 1.5344e-10
[120 empty] | 7.3.3.17.5 (Remote Grid) Updates to grid topology to minimize risk of ignition in HFTDs Remote GridWLDFRContaminationAggregated | WLDFR | HFTD - Distribution - Tier 3 - 2QU CoRE ¦ 2QU LoRE | Red Flag Warning - Small Fires | Contamination | Aggregated | 2024 | 1.8031e-07 | 264.4574 | 4.7685e-05 | 2024 | Mitigation | 0.95 | 45 | 0 | esc | 0.00097009 | 1.7492e-10 | 0.00097009 | 1.7492e-10 | 0 | 0 | 0.013666 | 1.5344e-10
[120 empty] | 7.3.3.17.5 (Remote Grid) Updates to grid topology to minimize risk of ignition in HFTDs Remote GridWLDFRContaminationAggregated | WLDFR | HFTD - Distribution - Tier 3 - 2QU CoRE ¦ 2QU LoRE | Red Flag Warning - Small Fires | Contamination | Aggregated | 2025 | 1.8031e-07 | 264.4574 | 4.7685e-05 | 2025 | Mitigation | 0.95 | 45 | 0 | esc | 0.00097009 | 1.7492e-10 | 0.00097009 | 1.7492e-10 | 0.0027785 | 1.2343e-09 | 0.013666 | 1.5344e-10
[120 empty] | 7.3.3.17.5 (Remote Grid) Updates to grid topology to minimize risk of ignition in HFTDs Remote GridWLDFRContaminationAggregated | WLDFR | HFTD - Distribution - Tier 3 - 2QU CoRE ¦ 2QU LoRE | Red Flag Warning - Small Fires | Contamination | Aggregated | 2026 | 1.8031e-07 | 264.4574 | 4.7685e-05 | 2026 | Mitigation | 0.95 | 45 | 0 | esc | 0.00097009 | 1.7492e-10 | 0.00097009 | 1.7492e-10 | 0.0027785 | 1.2343e-09 | 0.013666 | 1.5344e-10
[120 empty] | 7.3.3.17.5 (Remote Grid) Updates to grid topology to minimize risk of ignition in HFTDs Remote GridWLDFRContaminationAggregated | WLDFR | HFTD - Distribution - Tier 3 - 2QU CoRE ¦ 2QU LoRE | Red Flag Warning - Small Fires | Contamination | Aggregated | 2027 | 1.8031e-07 | 264.4574 | 4.7685e-05 | 2027 | Mitigation | 0.95 | 45 | 0 | esc | 0.00097009 | 1.7492e-10 | 0.00097009 | 1.7492e-10 | 0.0027785 | 1.2343e-09 | 0.013666 | 1.5344e-10
[120 empty] | 7.3.3.17.5 (Remote Grid) Updates to grid topology to minimize risk of ignition in HFTDs Remote GridWLDFRContaminationAggregated | WLDFR | HFTD - Distribution - Tier 3 - 2QU CoRE ¦ 2QU LoRE | Red Flag Warning - Small Fires | Contamination | Aggregated | 2028 | 1.8031e-07 | 264.4574 | 4.7685e-05 | 2028 | Mitigation | 0.95 | 45 | 0 | esc | 0.00097009 | 1.7492e-10 | 0.00097009 | 1.7492e-10 | 0.0027785 | 1.2343e-09 | 0.013666 | 1.5344e-10
[120 empty] | 7.3.3.17.5 (Remote Grid) Updates to grid topology to minimize risk of ignition in HFTDs Remote GridWLDFRContaminationAggregated | WLDFR | HFTD - Distribution - Tier 3 - 2QU CoRE ¦ 2QU LoRE | Red Flag Warning - Small Fires | Contamination | Aggregated | 2029 | 1.8031e-07 | 264.4574 | 4.7685e-05 | 2029 | Mitigation | 0.95 | 45 | 0 | esc | 0.00097009 | 1.7492e-10 | 0.00097009 | 1.7492e-10 | 0.0027785 | 1.2343e-09 | 0.013666 | 1.5344e-10
[120 empty] | 7.3.3.17.5 (Remote Grid) Updates to grid topology to minimize risk of ignition in HFTDs Remote GridWLDFRContaminationAggregated | WLDFR | HFTD - Distribution - Tier 3 - 2QU CoRE ¦ 2QU LoRE | Red Flag Warning - Small Fires | Contamination | Aggregated | 2030 | 1.8031e-07 | 264.4574 | 4.7685e-05 | 2030 | Mitigation | 0.95 | 45 | 0 | esc | 0.00097009 | 1.7492e-10 | 0.00097009 | 1.7492e-10 | 0.0027785 | 1.2343e-09 | 0.013666 | 1.5344e-10
[120 empty] | 7.3.3.17.5 (Remote Grid) Updates to grid topology to minimize risk of ignition in HFTDs Remote GridWLDFRContaminationAggregated | WLDFR | HFTD - Distribution - Tier 3 - 2QU CoRE ¦ 2QU LoRE | Red Flag Warning - Small Fires | Contamination | Aggregated | 2031 | 1.8031e-07 | 264.4574 | 4.7685e-05 | 2031 | Mitigation | 0.95 | 45 | 0 | esc | 0.00097009 | 1.7492e-10 | 0.00097009 | 1.7492e-10 | 0.0027785 | 1.2343e-09 | 0.013666 | 1.5344e-10
[120 empty] | 7.3.3.17.5 (Remote Grid) Updates to grid topology to minimize risk of ignition in HFTDs Remote GridWLDFRContaminationAggregated | WLDFR | HFTD - Distribution - Tier 3 - 2QU CoRE ¦ 2QU LoRE | Red Flag Warning - Small Fires | Contamination | Aggregated | 2032 | 1.8031e-07 | 264.4574 | 4.7685e-05 | 2032 | Mitigation | 0.95 | 45 | 0 | esc | 0.00097009 | 1.7492e-10 | 0.00097009 | 1.7492e-10 | 0.0027785 | 1.2343e-09 | 0.013666 | 1.5344e-10
[120 empty] | 7.3.3.17.5 (Remote Grid) Updates to grid topology to minimize risk of ignition in HFTDs Remote GridWLDFRContaminationAggregated | WLDFR | HFTD - Distribution - Tier 3 - 2QU CoRE ¦ 2QU LoRE | Red Flag Warning - Small Fires | Contamination | Aggregated | 2033 | 1.8031e-07 | 264.4574 | 4.7685e-05 | 2033 | Mitigation | 0.95 | 45 | 0 | esc | 0.00097009 | 1.7492e-10 | 0.00097009 | 1.7492e-10 | 0.0027785 | 1.2343e-09 | 0.013666 | 1.5344e-10
[120 empty] | 7.3.3.17.5 (Remote Grid) Updates to grid topology to minimize risk of ignition in HFTDs Remote GridWLDFRContaminationAggregated | WLDFR | HFTD - Distribution - Tier 3 - 2QU CoRE ¦ 2QU LoRE | Red Flag Warning - Small Fires | Contamination | Aggregated | 2034 | 1.8031e-07 | 264.4574 | 4.7685e-05 | 2034 | Mitigation | 0.95 | 45 | 0 | esc | 0.00097009 | 1.7492e-10 | 0.00097009 | 1.7492e-10 | 0.0027785 | 1.2343e-09 | 0.013666 | 1.5344e-10
[120 empty] | 7.3.3.17.5 (Remote Grid) Updates to grid topology to minimize risk of ignition in HFTDs Remote GridWLDFRContaminationAggregated | WLDFR | HFTD - Distribution - Tier 3 - 2QU CoRE ¦ 2QU LoRE | Red Flag Warning - Small Fires | Contamination | Aggregated | 2035 | 1.8031e-07 | 264.4574 | 4.7685e-05 | 2035 | Mitigation | 0.95 | 45 | 0 | esc | 0.00097009 | 1.7492e-10 | 0.00097009 | 1.7492e-10 | 0.0027785 | 1.2343e-09 | 0.013666 | 1.5344e-10
[120 empty] | 7.3.3.17.5 (Remote Grid) Updates to grid topology to minimize risk of ignition in HFTDs Remote GridWLDFRContaminationAggregated | WLDFR | HFTD - Distribution - Tier 3 - 2QU CoRE ¦ 2QU LoRE | Red Flag Warning - Small Fires | Contamination | Aggregated | 2036 | 1.8031e-07 | 264.4574 | 4.7685e-05 | 2036 | Mitigation | 0.95 | 45 | 0 | esc | 0.00097009 | 1.7492e-10 | 0.00097009 | 1.7492e-10 | 0.0027785 | 1.2343e-09 | 0.013666 | 1.5344e-10
[120 empty] | 7.3.3.17.5 (Remote Grid) Updates to grid topology to minimize risk of ignition in HFTDs Remote GridWLDFRContaminationAggregated | WLDFR | HFTD - Distribution - Tier 3 - 2QU CoRE ¦ 2QU LoRE | Red Flag Warning - Small Fires | Contamination | Aggregated | 2037 | 1.8031e-07 | 264.4574 | 4.7685e-05 | 2037 | Mitigation | 0.95 | 45 | 0 | esc | 0.00097009 | 1.7492e-10 | 0.00097009 | 1.7492e-10 | 0.0027785 | 1.2343e-09 | 0.013666 | 1.5344e-10
[120 empty] | 7.3.3.17.5 (Remote Grid) Updates to grid topology to minimize risk of ignition in HFTDs Remote GridWLDFRContaminationAggregated | WLDFR | HFTD - Distribution - Tier 3 - 2QU CoRE ¦ 2QU LoRE | Red Flag Warning - Small Fires | Contamination | Aggregated | 2038 | 1.8031e-07 | 264.4574 | 4.7685e-05 | 2038 | Mitigation | 0.95 | 45 | 0 | esc | 0.00097009 | 1.7492e-10 | 0.00097009 | 1.7492e-10 | 0.0027785 | 1.2343e-09 | 0.013666 | 1.5344e-10
[120 empty] | 7.3.3.17.5 (Remote Grid) Updates to grid topology to minimize risk of ignition in HFTDs Remote GridWLDFRContaminationAggregated | WLDFR | HFTD - Distribution - Tier 3 - 2QU CoRE ¦ 2QU LoRE | Red Flag Warning - Small Fires | Contamination | Aggregated | 2039 | 1.8031e-07 | 264.4574 | 4.7685e-05 | 2039 | Mitigation | 0.95 | 45 | 0 | esc | 0.00097009 | 1.7492e-10 | 0.00097009 | 1.7492e-10 | 0.0027785 | 1.2343e-09 | 0.013666 | 1.5344e-10
[120 empty] | 7.3.3.17.5 (Remote Grid) Updates to grid topology to minimize risk of ignition in HFTDs Remote GridWLDFRContaminationAggregated | WLDFR | HFTD - Distribution - Tier 3 - 2QU CoRE ¦ 2QU LoRE | Red Flag Warning - Small Fires | Contamination | Aggregated | 2040 | 1.8031e-07 | 264.4574 | 4.7685e-05 | 2040 | Mitigation | 0.95 | 45 | 0 | esc | 0.00097009 | 1.7492e-10 | 0.00097009 | 1.7492e-10 | 0.0027785 | 1.2343e-09 | 0.013666 | 1.5344e-10
[120 empty] | 7.3.3.17.5 (Remote Grid) Updates to grid topology to minimize risk of ignition in HFTDs Remote GridWLDFRContaminationAggregated | WLDFR | HFTD - Distribution - Tier 3 - 2QU CoRE ¦ 2QU LoRE | Red Flag Warning - Small Fires | Contamination | Aggregated | 2041 | 1.8031e-07 | 264.4574 | 4.7685e-05 | 2041 | Mitigation | 0.95 | 45 | 0 | esc | 0.00097009 | 1.7492e-10 | 0.00097009 | 1.7492e-10 | 0.0027785 | 1.2343e-09 | 0.013666 | 1.5344e-10
[120 empty] | 7.3.3.17.5 (Remote Grid) Updates to grid topology to minimize risk of ignition in HFTDs Remote GridWLDFRContaminationAggregated | WLDFR | HFTD - Distribution - Tier 3 - 2QU CoRE ¦ 2QU LoRE | Red Flag Warning - Small Fires | Contamination | Aggregated | 2042 | 1.8031e-07 | 264.4574 | 4.7685e-05 | 2042 | Mitigation | 0.95 | 45 | 0 | esc | 0.00097009 | 1.7492e-10 | 0.00097009 | 1.7492e-10 | 0.0027785 | 1.2343e-09 | 0.013666 | 1.5344e-10
[120 empty] | 7.3.3.17.5 (Remote Grid) Updates to grid topology to minimize risk of ignition in HFTDs Remote GridWLDFRContaminationAggregated | WLDFR | HFTD - Distribution - Tier 3 - 2QU CoRE ¦ 2QU LoRE | Red Flag Warning - Small Fires | Contamination | Aggregated | 2043 | 1.8031e-07 | 264.4574 | 4.7685e-05 | 2043 | Mitigation | 0.95 | 45 | 0 | esc | 0.00097009 | 1.7492e-10 | 0.00097009 | 1.7492e-10 | 0.0027785 | 1.2343e-09 | 0.013666 | 1.5344e-10
[120 empty] | 7.3.3.17.5 (Remote Grid) Updates to grid topology to minimize risk of ignition in HFTDs Remote GridWLDFRContaminationAggregated | WLDFR | HFTD - Distribution - Tier 3 - 2QU CoRE ¦ 2QU LoRE | Red Flag Warning - Small Fires | Contamination | Aggregated | 2044 | 1.8031e-07 | 264.4574 | 4.7685e-05 | 2044 | Mitigation | 0.95 | 45 | 0 | esc | 0.00097009 | 1.7492e-10 | 0.00097009 | 1.7492e-10 | 0.0027785 | 1.2343e-09 | 0.013666 | 1.5344e-10
[120 empty] | 7.3.3.17.5 (Remote Grid) Updates to grid topology to minimize risk of ignition in HFTDs Remote GridWLDFRContaminationAggregated | WLDFR | HFTD - Distribution - Tier 3 - 2QU CoRE ¦ 2QU LoRE | Red Flag Warning - Small Fires | Contamination | Aggregated | 2045 | 1.8031e-07 | 264.4574 | 4.7685e-05 | 2045 | Mitigation | 0.95 | 45 | 0 | esc | 0.00097009 | 1.7492e-10 | 0.00097009 | 1.7492e-10 | 0.0027785 | 1.2343e-09 | 0.013666 | 1.5344e-10
[120 empty] | 7.3.3.17.5 (Remote Grid) Updates to grid topology to minimize risk of ignition in HFTDs Remote GridWLDFRContaminationAggregated | WLDFR | HFTD - Distribution - Tier 3 - 2QU CoRE ¦ 2QU LoRE | Red Flag Warning - Small Fires | Contamination | Aggregated | 2046 | 1.8031e-07 | 264.4574 | 4.7685e-05 | 2046 | Mitigation | 0.95 | 45 | 0 | esc | 0.00097009 | 1.7492e-10 | 0.00097009 | 1.7492e-10 | 0.0027785 | 1.2343e-09 | 0 | 0
[120 empty] | 7.3.3.17.5 (Remote Grid) Updates to grid topology to minimize risk of ignition in HFTDs Remote GridWLDFRContaminationAggregated | WLDFR | HFTD - Distribution - Tier 3 - 2QU CoRE ¦ 2QU LoRE | Red Flag Warning - Small Fires | Contamination | Aggregated | 2047 | 1.8031e-07 | 264.4574 | 4.7685e-05 | 2047 | Mitigation | 0.95 | 45 | 0 | esc | 0.00097009 | 1.7492e-10 | 0.00097009 | 1.7492e-10 | 0.0027785 | 1.2343e-09 | 0 | 0
[120 empty] | 7.3.3.17.5 (Remote Grid) Updates to grid topology to minimize risk of ignition in HFTDs Remote GridWLDFRContaminationAggregated | WLDFR | HFTD - Distribution - Tier 3 - 2QU CoRE ¦ 2QU LoRE | Red Flag Warning - Small Fires | Contamination | Aggregated | 2048 | 1.8031e-07 | 264.4574 | 4.7685e-05 | 2048 | Mitigation | 0.95 | 45 | 0 | esc | 0.00097009 | 1.7492e-10 | 0.00097009 | 1.7492e-10 | 0.0027785 | 1.2343e-09 | 0.0063316 | 1.4524e-11
[120 empty] | 7.3.3.17.5 (Remote Grid) Updates to grid topology to minimize risk of ignition in HFTDs Remote GridWLDFRContaminationAggregated | WLDFR | HFTD - Distribution - Tier 3 - 2QU CoRE ¦ 2QU LoRE | Red Flag Warning - Small Fires | Contamination | Aggregated | 2049 | 1.8031e-07 | 264.4574 | 4.7685e-05 | 2049 | Mitigation | 0.95 | 45 | 0 | esc | 0.00097009 | 1.7492e-10 | 0.00097009 | 1.7492e-10 | 0.0027785 | 1.2343e-09 | 0.0063316 | 1.4524e-11
[120 empty] | 7.3.3.17.5 (Remote Grid) Updates to grid topology to minimize risk of ignition in HFTDs Remote GridWLDFRContaminationAggregated | WLDFR | HFTD - Distribution - Tier 3 - 2QU CoRE ¦ 2QU LoRE | Red Flag Warning - Small Fires | Contamination | Aggregated | 2050 | 1.8031e-07 | 264.4574 | 4.7685e-05 | 2050 | Mitigation | 0.95 | 45 | 0 | esc | 0.00097009 | 1.7492e-10 | 0.00097009 | 1.7492e-10 | 0.0027785 | 1.2343e-09 | 0.0063316 | 1.4524e-11
[120 empty] | 7.3.3.17.5 (Remote Grid) Updates to grid topology to minimize risk of ignition in HFTDs Remote GridWLDFRContaminationAggregated | WLDFR | HFTD - Distribution - Tier 3 - 2QU CoRE ¦ 2QU LoRE | Red Flag Warning - Small Fires | Contamination | Aggregated | 2051 | 1.8031e-07 | 264.4574 | 4.7685e-05 | 2051 | Mitigation | 0.95 | 45 | 0 | esc | 0.00097009 | 1.7492e-10 | 0.00097009 | 1.7492e-10 | 0.0027785 | 1.2343e-09 | 0.0063316 | 1.4524e-11
[120 empty] | 7.3.3.17.5 (Remote Grid) Updates to grid topology to minimize risk of ignition in HFTDs Remote GridWLDFRContaminationAggregated | WLDFR | HFTD - Distribution - Tier 3 - 2QU CoRE ¦ 2QU LoRE | Red Flag Warning - Small Fires | Contamination | Aggregated | 2052 | 1.8031e-07 | 264.4574 | 4.7685e-05 | 2052 | Mitigation | 0.95 | 45 | 0 | esc | 0.00097009 | 1.7492e-10 | 0.00097009 | 1.7492e-10 | 0.0027785 | 1.2343e-09 | 0.0063316 | 1.4524e-11
[120 empty] | 7.3.3.17.5 (Remote Grid) Updates to grid topology to minimize risk of ignition in HFTDs Remote GridWLDFRContaminationAggregated | WLDFR | HFTD - Distribution - Tier 3 - 2QU CoRE ¦ 2QU LoRE | Red Flag Warning - Small Fires | Contamination | Aggregated | 2053 | 1.8031e-07 | 264.4574 | 4.7685e-05 | 2053 | Mitigation | 0.95 | 45 | 0 | esc | 0.00097009 | 1.7492e-10 | 0.00097009 | 1.7492e-10 | 0.0027785 | 1.2343e-09 | 0.0063316 | 1.4524e-11
[120 empty] | 7.3.3.17.5 (Remote Grid) Updates to grid topology to minimize risk of ignition in HFTDs Remote GridWLDFRContaminationAggregated | WLDFR | HFTD - Distribution - Tier 3 - 2QU CoRE ¦ 2QU LoRE | Red Flag Warning - Small Fires | Contamination | Aggregated | 2054 | 1.8031e-07 | 264.4574 | 4.7685e-05 | 2054 | Mitigation | 0.95 | 45 | 0 | esc | 0.00097009 | 1.7492e-10 | 0.00097009 | 1.7492e-10 | 0.0027785 | 1.2343e-09 | 0.0063316 | 1.4524e-11
[120 empty] | 7.3.3.17.5 (Remote Grid) Updates to grid topology to minimize risk of ignition in HFTDs Remote GridWLDFRContaminationAggregated | WLDFR | HFTD - Distribution - Tier 3 - 2QU CoRE ¦ 2QU LoRE | Red Flag Warning - Small Fires | Contamination | Aggregated | 2055 | 1.8031e-07 | 264.4574 | 4.7685e-05 | 2055 | Mitigation | 0.95 | 45 | 0 | esc | 0.00097009 | 1.7492e-10 | 0.00097009 | 1.7492e-10 | 0.0027785 | 1.2343e-09 | 0.0063316 | 1.4524e-11
[120 empty] | 7.3.3.17.5 (Remote Grid) Updates to grid topology to minimize risk of ignition in HFTDs Remote GridWLDFRContaminationAggregated | WLDFR | HFTD - Distribution - Tier 3 - 2QU CoRE ¦ 2QU LoRE | Red Flag Warning - Small Fires | Contamination | Aggregated | 2056 | 1.8031e-07 | 264.4574 | 4.7685e-05 | 2056 | Mitigation | 0.95 | 45 | 0 | esc | 0.00097009 | 1.7492e-10 | 0.00097009 | 1.7492e-10 | 0.0027785 | 1.2343e-09 | 0.0063316 | 1.4524e-11
[120 empty] | 7.3.3.17.5 (Remote Grid) Updates to grid topology to minimize risk of ignition in HFTDs Remote GridWLDFRContaminationAggregated | WLDFR | HFTD - Distribution - Tier 3 - 2QU CoRE ¦ 2QU LoRE | Red Flag Warning - Small Fires | Contamination | Aggregated | 2057 | 1.8031e-07 | 264.4574 | 4.7685e-05 | 2057 | Mitigation | 0.95 | 45 | 0 | esc | 0.00097009 | 1.7492e-10 | 0.00097009 | 1.7492e-10 | 0.0027785 | 1.2343e-09 | 0.0063316 | 1.4524e-11
[120 empty] | 7.3.3.17.5 (Remote Grid) Updates to grid topology to minimize risk of ignition in HFTDs Remote GridWLDFRContaminationAggregated | WLDFR | HFTD - Distribution - Tier 3 - 2QU CoRE ¦ 2QU LoRE | Red Flag Warning - Small Fires | Contamination | Aggregated | 2058 | 1.8031e-07 | 264.4574 | 4.7685e-05 | 2058 | Mitigation | 0.95 | 45 | 0 | esc | 0.00097009 | 1.7492e-10 | 0.00097009 | 1.7492e-10 | 0.0027785 | 1.2343e-09 | 0.0063316 | 1.4524e-11
[120 empty] | 7.3.3.17.5 (Remote Grid) Updates to grid topology to minimize risk of ignition in HFTDs Remote GridWLDFRContaminationAggregated | WLDFR | HFTD - Distribution - Tier 3 - 2QU CoRE ¦ 2QU LoRE | Red Flag Warning - Small Fires | Contamination | Aggregated | 2059 | 1.8031e-07 | 264.4574 | 4.7685e-05 | 2059 | Mitigation | 0.95 | 45 | 0 | esc | 0.00097009 | 1.7492e-10 | 0.00097009 | 1.7492e-10 | 0.0027785 | 1.2343e-09 | 0.0063316 | 1.4524e-11
[120 empty] | 7.3.3.17.5 (Remote Grid) Updates to grid topology to minimize risk of ignition in HFTDs Remote GridWLDFRContaminationAggregated | WLDFR | HFTD - Distribution - Tier 3 - 2QU CoRE ¦ 2QU LoRE | Red Flag Warning - Small Fires | Contamination | Aggregated | 2060 | 1.8031e-07 | 264.4574 | 4.7685e-05 | 2060 | Mitigation | 0.95 | 45 | 0 | esc | 0.00097009 | 1.7492e-10 | 0.00097009 | 1.7492e-10 | 0.0027785 | 1.2343e-09 | 0.0063316 | 1.4524e-11
[120 empty] | 7.3.3.17.5 (Remote Grid) Updates to grid topology to minimize risk of ignition in HFTDs Remote GridWLDFRContaminationAggregated | WLDFR | HFTD - Distribution - Tier 3 - 2QU CoRE ¦ 2QU LoRE | Red Flag Warning - Small Fires | Contamination | Aggregated | 2061 | 1.8031e-07 | 264.4574 | 4.7685e-05 | 2061 | Mitigation | 0.95 | 45 | 0 | esc | 0.00097009 | 1.7492e-10 | 0.00097009 | 1.7492e-10 | 0.0027785 | 1.2343e-09 | 0.0063316 | 1.4524e-11
[120 empty] | 7.3.3.17.5 (Remote Grid) Updates to grid topology to minimize risk of ignition in HFTDs Remote GridWLDFRContaminationAggregated | WLDFR | HFTD - Distribution - Tier 3 - 2QU CoRE ¦ 2QU LoRE | Red Flag Warning - Small Fires | Contamination | Aggregated | 2062 | 1.8031e-07 | 264.4574 | 4.7685e-05 | 2062 | Mitigation | 0.95 | 45 | 0 | esc | 0.00097009 | 1.7492e-10 | 0.00097009 | 1.7492e-10 | 0.0027785 | 1.2343e-09 | 0.0063316 | 1.4524e-11
[120 empty] | 7.3.3.17.5 (Remote Grid) Updates to grid topology to minimize risk of ignition in HFTDs Remote GridWLDFRContaminationAggregated | WLDFR | HFTD - Distribution - Tier 3 - 2QU CoRE ¦ 2QU LoRE | Red Flag Warning - Small Fires | Contamination | Aggregated | 2063 | 1.8031e-07 | 264.4574 | 4.7685e-05 | 2063 | Mitigation | 0.95 | 45 | 0 | esc | 0.00097009 | 1.7492e-10 | 0.00097009 | 1.7492e-10 | 0.0027785 | 1.2343e-09 | 0.0063316 | 1.4524e-11
[120 empty] | 7.3.3.17.5 (Remote Grid) Updates to grid topology to minimize risk of ignition in HFTDs Remote GridWLDFRContaminationAggregated | WLDFR | HFTD - Distribution - Tier 3 - 2QU CoRE ¦ 2QU LoRE | Red Flag Warning - Small Fires | Contamination | Aggregated | 2064 | 1.8031e-07 | 264.4574 | 4.7685e-05 | 2064 | Mitigation | 0.95 | 45 | 0 | esc | 0.00097009 | 1.7492e-10 | 0.00097009 | 1.7492e-10 | 0.0027785 | 1.2343e-09 | 0.0063316 | 1.4524e-11
[120 empty] | 7.3.3.17.5 (Remote Grid) Updates to grid topology to minimize risk of ignition in HFTDs Remote GridWLDFRContaminationAggregated | WLDFR | HFTD - Distribution - Tier 3 - 2QU CoRE ¦ 2QU LoRE | Red Flag Warning - Small Fires | Contamination | Aggregated | 2065 | 1.8031e-07 | 264.4574 | 4.7685e-05 | 2065 | Mitigation | 0.95 | 45 | 0 | esc | 0.00097009 | 1.7492e-10 | 0.00097009 | 1.7492e-10 | 0.0027785 | 1.2343e-09 | 0.0063316 | 1.4524e-11
[120 empty] | 7.3.3.17.5 (Remote Grid) Updates to grid topology to minimize risk of ignition in HFTDs Remote GridWLDFRContaminationAggregated | WLDFR | HFTD - Distribution - Tier 3 - 2QU CoRE ¦ 2QU LoRE | Red Flag Warning - Small Fires | Contamination | Aggregated | 2066 | 1.8031e-07 | 264.4574 | 4.7685e-05 | 2066 | Mitigation | 0.95 | 45 | 0 | esc | 0.00097009 | 1.7492e-10 | 0.00097009 | 1.7492e-10 | 0.0027785 | 1.2343e-09 | 0.0063316 | 1.4524e-11
[120 empty] | 7.3.3.17.5 (Remote Grid) Updates to grid topology to minimize risk of ignition in HFTDs Remote GridWLDFRContaminationAggregated | WLDFR | HFTD - Distribution - Tier 3 - 2QU CoRE ¦ 2QU LoRE | Red Flag Warning - Small Fires | Contamination | Aggregated | 2067 | 1.8031e-07 | 264.4574 | 4.7685e-05 | 2067 | Mitigation | 0.95 | 45 | 0 | esc | 0 | 0 | 0.00097009 | 1.7492e-10 | 0.0027785 | 1.2343e-09 | 0.0063316 | 1.4524e-11
[120 empty] | 7.3.3.17.5 (Remote Grid) Updates to grid topology to minimize risk of ignition in HFTDs Remote GridWLDFREquipment / facility failureAggregated | WLDFR | HFTD - Distribution - Tier 3 - 2QU CoRE ¦ 2QU LoRE | Red Flag Warning - Small Fires | Equipment / facility failure | Aggregated | 2022 | 7.5638e-05 | 264.4574 | 0.020003 | 2022 | Mitigation | 0.95 | 45 | 0 | esc | 0.00097009 | 7.3376e-08 | 0 | 0 | 0.0027785 | 1.2343e-09 | 0.0063316 | 1.4524e-11
[120 empty] | 7.3.3.17.5 (Remote Grid) Updates to grid topology to minimize risk of ignition in HFTDs Remote GridWLDFREquipment / facility failureAggregated | WLDFR | HFTD - Distribution - Tier 3 - 2QU CoRE ¦ 2QU LoRE | Red Flag Warning - Small Fires | Equipment / facility failure | Aggregated | 2023 | 7.5638e-05 | 264.4574 | 0.020003 | 2023 | Mitigation | 0.95 | 45 | 0 | esc | 0.00097009 | 7.3376e-08 | 0.00097009 | 7.3376e-08 | 0.0027785 | 1.2343e-09 | 0.0063316 | 1.4524e-11
[120 empty] | 7.3.3.17.5 (Remote Grid) Updates to grid topology to minimize risk of ignition in HFTDs Remote GridWLDFREquipment / facility failureAggregated | WLDFR | HFTD - Distribution - Tier 3 - 2QU CoRE ¦ 2QU LoRE | Red Flag Warning - Small Fires | Equipment / facility failure | Aggregated | 2024 | 7.5638e-05 | 264.4574 | 0.020003 | 2024 | Mitigation | 0.95 | 45 | 0 | esc | 0.00097009 | 7.3376e-08 | 0.00097009 | 7.3376e-08 | 0.0027785 | 1.2343e-09 | 0.0063316 | 1.4524e-11
[120 empty] | 7.3.3.17.5 (Remote Grid) Updates to grid topology to minimize risk of ignition in HFTDs Remote GridWLDFREquipment / facility failureAggregated | WLDFR | HFTD - Distribution - Tier 3 - 2QU CoRE ¦ 2QU LoRE | Red Flag Warning - Small Fires | Equipment / facility failure | Aggregated | 2025 | 7.5638e-05 | 264.4574 | 0.020003 | 2025 | Mitigation | 0.95 | 45 | 0 | esc | 0.00097009 | 7.3376e-08 | 0.00097009 | 7.3376e-08 | 0.0027785 | 1.2343e-09 | 0.0063316 | 1.4524e-11
[120 empty] | 7.3.3.17.5 (Remote Grid) Updates to grid topology to minimize risk of ignition in HFTDs Remote GridWLDFREquipment / facility failureAggregated | WLDFR | HFTD - Distribution - Tier 3 - 2QU CoRE ¦ 2QU LoRE | Red Flag Warning - Small Fires | Equipment / facility failure | Aggregated | 2026 | 7.5638e-05 | 264.4574 | 0.020003 | 2026 | Mitigation | 0.95 | 45 | 0 | esc | 0.00097009 | 7.3376e-08 | 0.00097009 | 7.3376e-08 | 0.0027785 | 1.2343e-09 | 0.0063316 | 1.4524e-11
[120 empty] | 7.3.3.17.5 (Remote Grid) Updates to grid topology to minimize risk of ignition in HFTDs Remote GridWLDFREquipment / facility failureAggregated | WLDFR | HFTD - Distribution - Tier 3 - 2QU CoRE ¦ 2QU LoRE | Red Flag Warning - Small Fires | Equipment / facility failure | Aggregated | 2027 | 7.5638e-05 | 264.4574 | 0.020003 | 2027 | Mitigation | 0.95 | 45 | 0 | esc | 0.00097009 | 7.3376e-08 | 0.00097009 | 7.3376e-08 | 0.0027785 | 1.2343e-09 | 0.0063316 | 1.4524e-11
[120 empty] | 7.3.3.17.5 (Remote Grid) Updates to grid topology to minimize risk of ignition in HFTDs Remote GridWLDFREquipment / facility failureAggregated | WLDFR | HFTD - Distribution - Tier 3 - 2QU CoRE ¦ 2QU LoRE | Red Flag Warning - Small Fires | Equipment / facility failure | Aggregated | 2028 | 7.5638e-05 | 264.4574 | 0.020003 | 2028 | Mitigation | 0.95 | 45 | 0 | esc | 0.00097009 | 7.3376e-08 | 0.00097009 | 7.3376e-08 | 0 | 0 | 0.0063316 | 1.4524e-11
[120 empty] | 7.3.3.17.5 (Remote Grid) Updates to grid topology to minimize risk of ignition in HFTDs Remote GridWLDFREquipment / facility failureAggregated | WLDFR | HFTD - Distribution - Tier 3 - 2QU CoRE ¦ 2QU LoRE | Red Flag Warning - Small Fires | Equipment / facility failure | Aggregated | 2029 | 7.5638e-05 | 264.4574 | 0.020003 | 2029 | Mitigation | 0.95 | 45 | 0 | esc | 0.00097009 | 7.3376e-08 | 0.00097009 | 7.3376e-08 | 0.0027785 | 2.4757e-08 | 0.0063316 | 1.4524e-11
[120 empty] | 7.3.3.17.5 (Remote Grid) Updates to grid topology to minimize risk of ignition in HFTDs Remote GridWLDFREquipment / facility failureAggregated | WLDFR | HFTD - Distribution - Tier 3 - 2QU CoRE ¦ 2QU LoRE | Red Flag Warning - Small Fires | Equipment / facility failure | Aggregated | 2030 | 7.5638e-05 | 264.4574 | 0.020003 | 2030 | Mitigation | 0.95 | 45 | 0 | esc | 0.00097009 | 7.3376e-08 | 0.00097009 | 7.3376e-08 | 0.0027785 | 2.4757e-08 | 0.0063316 | 1.4524e-11
[120 empty] | 7.3.3.17.5 (Remote Grid) Updates to grid topology to minimize risk of ignition in HFTDs Remote GridWLDFREquipment / facility failureAggregated | WLDFR | HFTD - Distribution - Tier 3 - 2QU CoRE ¦ 2QU LoRE | Red Flag Warning - Small Fires | Equipment / facility failure | Aggregated | 2031 | 7.5638e-05 | 264.4574 | 0.020003 | 2031 | Mitigation | 0.95 | 45 | 0 | esc | 0.00097009 | 7.3376e-08 | 0.00097009 | 7.3376e-08 | 0.0027785 | 2.4757e-08 | 0.0063316 | 1.4524e-11
[120 empty] | 7.3.3.17.5 (Remote Grid) Updates to grid topology to minimize risk of ignition in HFTDs Remote GridWLDFREquipment / facility failureAggregated | WLDFR | HFTD - Distribution - Tier 3 - 2QU CoRE ¦ 2QU LoRE | Red Flag Warning - Small Fires | Equipment / facility failure | Aggregated | 2032 | 7.5638e-05 | 264.4574 | 0.020003 | 2032 | Mitigation | 0.95 | 45 | 0 | esc | 0.00097009 | 7.3376e-08 | 0.00097009 | 7.3376e-08 | 0.0027785 | 2.4757e-08 | 0 | 0
[120 empty] | 7.3.3.17.5 (Remote Grid) Updates to grid topology to minimize risk of ignition in HFTDs Remote GridWLDFREquipment / facility failureAggregated | WLDFR | HFTD - Distribution - Tier 3 - 2QU CoRE ¦ 2QU LoRE | Red Flag Warning - Small Fires | Equipment / facility failure | Aggregated | 2033 | 7.5638e-05 | 264.4574 | 0.020003 | 2033 | Mitigation | 0.95 | 45 | 0 | esc | 0.00097009 | 7.3376e-08 | 0.00097009 | 7.3376e-08 | 0.0027785 | 2.4757e-08 | 0 | 0
[120 empty] | 7.3.3.17.5 (Remote Grid) Updates to grid topology to minimize risk of ignition in HFTDs Remote GridWLDFREquipment / facility failureAggregated | WLDFR | HFTD - Distribution - Tier 3 - 2QU CoRE ¦ 2QU LoRE | Red Flag Warning - Small Fires | Equipment / facility failure | Aggregated | 2034 | 7.5638e-05 | 264.4574 | 0.020003 | 2034 | Mitigation | 0.95 | 45 | 0 | esc | 0.00097009 | 7.3376e-08 | 0.00097009 | 7.3376e-08 | 0.0027785 | 2.4757e-08 | 0.010957 | 3.2907e-09
[120 empty] | 7.3.3.17.5 (Remote Grid) Updates to grid topology to minimize risk of ignition in HFTDs Remote GridWLDFREquipment / facility failureAggregated | WLDFR | HFTD - Distribution - Tier 3 - 2QU CoRE ¦ 2QU LoRE | Red Flag Warning - Small Fires | Equipment / facility failure | Aggregated | 2035 | 7.5638e-05 | 264.4574 | 0.020003 | 2035 | Mitigation | 0.95 | 45 | 0 | esc | 0.00097009 | 7.3376e-08 | 0.00097009 | 7.3376e-08 | 0.0027785 | 2.4757e-08 | 0.010957 | 3.2907e-09
[120 empty] | 7.3.3.17.5 (Remote Grid) Updates to grid topology to minimize risk of ignition in HFTDs Remote GridWLDFREquipment / facility failureAggregated | WLDFR | HFTD - Distribution - Tier 3 - 2QU CoRE ¦ 2QU LoRE | Red Flag Warning - Small Fires | Equipment / facility failure | Aggregated | 2036 | 7.5638e-05 | 264.4574 | 0.020003 | 2036 | Mitigation | 0.95 | 45 | 0 | esc | 0.00097009 | 7.3376e-08 | 0.00097009 | 7.3376e-08 | 0.0027785 | 2.4757e-08 | 0.010957 | 3.2907e-09
[120 empty] | 7.3.3.17.5 (Remote Grid) Updates to grid topology to minimize risk of ignition in HFTDs Remote GridWLDFREquipment / facility failureAggregated | WLDFR | HFTD - Distribution - Tier 3 - 2QU CoRE ¦ 2QU LoRE | Red Flag Warning - Small Fires | Equipment / facility failure | Aggregated | 2037 | 7.5638e-05 | 264.4574 | 0.020003 | 2037 | Mitigation | 0.95 | 45 | 0 | esc | 0.00097009 | 7.3376e-08 | 0.00097009 | 7.3376e-08 | 0.0027785 | 2.4757e-08 | 0.010957 | 3.2907e-09
[120 empty] | 7.3.3.17.5 (Remote Grid) Updates to grid topology to minimize risk of ignition in HFTDs Remote GridWLDFREquipment / facility failureAggregated | WLDFR | HFTD - Distribution - Tier 3 - 2QU CoRE ¦ 2QU LoRE | Red Flag Warning - Small Fires | Equipment / facility failure | Aggregated | 2038 | 7.5638e-05 | 264.4574 | 0.020003 | 2038 | Mitigation | 0.95 | 45 | 0 | esc | 0.00097009 | 7.3376e-08 | 0.00097009 | 7.3376e-08 | 0.0027785 | 2.4757e-08 | 0.010957 | 3.2907e-09
[120 empty] | 7.3.3.17.5 (Remote Grid) Updates to grid topology to minimize risk of ignition in HFTDs Remote GridWLDFREquipment / facility failureAggregated | WLDFR | HFTD - Distribution - Tier 3 - 2QU CoRE ¦ 2QU LoRE | Red Flag Warning - Small Fires | Equipment / facility failure | Aggregated | 2039 | 7.5638e-05 | 264.4574 | 0.020003 | 2039 | Mitigation | 0.95 | 45 | 0 | esc | 0.00097009 | 7.3376e-08 | 0.00097009 | 7.3376e-08 | 0.0027785 | 2.4757e-08 | 0.010957 | 3.2907e-09
[120 empty] | 7.3.3.17.5 (Remote Grid) Updates to grid topology to minimize risk of ignition in HFTDs Remote GridWLDFREquipment / facility failureAggregated | WLDFR | HFTD - Distribution - Tier 3 - 2QU CoRE ¦ 2QU LoRE | Red Flag Warning - Small Fires | Equipment / facility failure | Aggregated | 2040 | 7.5638e-05 | 264.4574 | 0.020003 | 2040 | Mitigation | 0.95 | 45 | 0 | esc | 0.00097009 | 7.3376e-08 | 0.00097009 | 7.3376e-08 | 0.0027785 | 2.4757e-08 | 0.010957 | 3.2907e-09
[120 empty] | 7.3.3.17.5 (Remote Grid) Updates to grid topology to minimize risk of ignition in HFTDs Remote GridWLDFREquipment / facility failureAggregated | WLDFR | HFTD - Distribution - Tier 3 - 2QU CoRE ¦ 2QU LoRE | Red Flag Warning - Small Fires | Equipment / facility failure | Aggregated | 2041 | 7.5638e-05 | 264.4574 | 0.020003 | 2041 | Mitigation | 0.95 | 45 | 0 | esc | 0.00097009 | 7.3376e-08 | 0.00097009 | 7.3376e-08 | 0.0027785 | 2.4757e-08 | 0.010957 | 3.2907e-09
[120 empty] | 7.3.3.17.5 (Remote Grid) Updates to grid topology to minimize risk of ignition in HFTDs Remote GridWLDFREquipment / facility failureAggregated | WLDFR | HFTD - Distribution - Tier 3 - 2QU CoRE ¦ 2QU LoRE | Red Flag Warning - Small Fires | Equipment / facility failure | Aggregated | 2042 | 7.5638e-05 | 264.4574 | 0.020003 | 2042 | Mitigation | 0.95 | 45 | 0 | esc | 0.00097009 | 7.3376e-08 | 0.00097009 | 7.3376e-08 | 0.0027785 | 2.4757e-08 | 0.010957 | 3.2907e-09
[120 empty] | 7.3.3.17.5 (Remote Grid) Updates to grid topology to minimize risk of ignition in HFTDs Remote GridWLDFREquipment / facility failureAggregated | WLDFR | HFTD - Distribution - Tier 3 - 2QU CoRE ¦ 2QU LoRE | Red Flag Warning - Small Fires | Equipment / facility failure | Aggregated | 2043 | 7.5638e-05 | 264.4574 | 0.020003 | 2043 | Mitigation | 0.95 | 45 | 0 | esc | 0.00097009 | 7.3376e-08 | 0.00097009 | 7.3376e-08 | 0.0027785 | 2.4757e-08 | 0.010957 | 3.2907e-09
[120 empty] | 7.3.3.17.5 (Remote Grid) Updates to grid topology to minimize risk of ignition in HFTDs Remote GridWLDFREquipment / facility failureAggregated | WLDFR | HFTD - Distribution - Tier 3 - 2QU CoRE ¦ 2QU LoRE | Red Flag Warning - Small Fires | Equipment / facility failure | Aggregated | 2044 | 7.5638e-05 | 264.4574 | 0.020003 | 2044 | Mitigation | 0.95 | 45 | 0 | esc | 0.00097009 | 7.3376e-08 | 0.00097009 | 7.3376e-08 | 0.0027785 | 2.4757e-08 | 0.010957 | 3.2907e-09
[120 empty] | 7.3.3.17.5 (Remote Grid) Updates to grid topology to minimize risk of ignition in HFTDs Remote GridWLDFREquipment / facility failureAggregated | WLDFR | HFTD - Distribution - Tier 3 - 2QU CoRE ¦ 2QU LoRE | Red Flag Warning - Small Fires | Equipment / facility failure | Aggregated | 2045 | 7.5638e-05 | 264.4574 | 0.020003 | 2045 | Mitigation | 0.95 | 45 | 0 | esc | 0.00097009 | 7.3376e-08 | 0.00097009 | 7.3376e-08 | 0.0027785 | 2.4757e-08 | 0.010957 | 3.2907e-09
[120 empty] | 7.3.3.17.5 (Remote Grid) Updates to grid topology to minimize risk of ignition in HFTDs Remote GridWLDFREquipment / facility failureAggregated | WLDFR | HFTD - Distribution - Tier 3 - 2QU CoRE ¦ 2QU LoRE | Red Flag Warning - Small Fires | Equipment / facility failure | Aggregated | 2046 | 7.5638e-05 | 264.4574 | 0.020003 | 2046 | Mitigation | 0.95 | 45 | 0 | esc | 0.00097009 | 7.3376e-08 | 0.00097009 | 7.3376e-08 | 0.0027785 | 2.4757e-08 | 0.010957 | 3.2907e-09
[120 empty] | 7.3.3.17.5 (Remote Grid) Updates to grid topology to minimize risk of ignition in HFTDs Remote GridWLDFREquipment / facility failureAggregated | WLDFR | HFTD - Distribution - Tier 3 - 2QU CoRE ¦ 2QU LoRE | Red Flag Warning - Small Fires | Equipment / facility failure | Aggregated | 2047 | 7.5638e-05 | 264.4574 | 0.020003 | 2047 | Mitigation | 0.95 | 45 | 0 | esc | 0.00097009 | 7.3376e-08 | 0.00097009 | 7.3376e-08 | 0.0027785 | 2.4757e-08 | 0.010957 | 3.2907e-09
[120 empty] | 7.3.3.17.5 (Remote Grid) Updates to grid topology to minimize risk of ignition in HFTDs Remote GridWLDFREquipment / facility failureAggregated | WLDFR | HFTD - Distribution - Tier 3 - 2QU CoRE ¦ 2QU LoRE | Red Flag Warning - Small Fires | Equipment / facility failure | Aggregated | 2048 | 7.5638e-05 | 264.4574 | 0.020003 | 2048 | Mitigation | 0.95 | 45 | 0 | esc | 0.00097009 | 7.3376e-08 | 0.00097009 | 7.3376e-08 | 0.0027785 | 2.4757e-08 | 0.010957 | 3.2907e-09
[120 empty] | 7.3.3.17.5 (Remote Grid) Updates to grid topology to minimize risk of ignition in HFTDs Remote GridWLDFREquipment / facility failureAggregated | WLDFR | HFTD - Distribution - Tier 3 - 2QU CoRE ¦ 2QU LoRE | Red Flag Warning - Small Fires | Equipment / facility failure | Aggregated | 2049 | 7.5638e-05 | 264.4574 | 0.020003 | 2049 | Mitigation | 0.95 | 45 | 0 | esc | 0.00097009 | 7.3376e-08 | 0.00097009 | 7.3376e-08 | 0.0027785 | 2.4757e-08 | 0.010957 | 3.2907e-09
[120 empty] | 7.3.3.17.5 (Remote Grid) Updates to grid topology to minimize risk of ignition in HFTDs Remote GridWLDFREquipment / facility failureAggregated | WLDFR | HFTD - Distribution - Tier 3 - 2QU CoRE ¦ 2QU LoRE | Red Flag Warning - Small Fires | Equipment / facility failure | Aggregated | 2050 | 7.5638e-05 | 264.4574 | 0.020003 | 2050 | Mitigation | 0.95 | 45 | 0 | esc | 0.00097009 | 7.3376e-08 | 0.00097009 | 7.3376e-08 | 0.0027785 | 2.4757e-08 | 0.010957 | 3.2907e-09
[120 empty] | 7.3.3.17.5 (Remote Grid) Updates to grid topology to minimize risk of ignition in HFTDs Remote GridWLDFREquipment / facility failureAggregated | WLDFR | HFTD - Distribution - Tier 3 - 2QU CoRE ¦ 2QU LoRE | Red Flag Warning - Small Fires | Equipment / facility failure | Aggregated | 2051 | 7.5638e-05 | 264.4574 | 0.020003 | 2051 | Mitigation | 0.95 | 45 | 0 | esc | 0.00097009 | 7.3376e-08 | 0.00097009 | 7.3376e-08 | 0.0027785 | 2.4757e-08 | 0.010957 | 3.2907e-09
[120 empty] | 7.3.3.17.5 (Remote Grid) Updates to grid topology to minimize risk of ignition in HFTDs Remote GridWLDFREquipment / facility failureAggregated | WLDFR | HFTD - Distribution - Tier 3 - 2QU CoRE ¦ 2QU LoRE | Red Flag Warning - Small Fires | Equipment / facility failure | Aggregated | 2052 | 7.5638e-05 | 264.4574 | 0.020003 | 2052 | Mitigation | 0.95 | 45 | 0 | esc | 0.00097009 | 7.3376e-08 | 0.00097009 | 7.3376e-08 | 0.0027785 | 2.4757e-08 | 0.010957 | 3.2907e-09
[120 empty] | 7.3.3.17.5 (Remote Grid) Updates to grid topology to minimize risk of ignition in HFTDs Remote GridWLDFREquipment / facility failureAggregated | WLDFR | HFTD - Distribution - Tier 3 - 2QU CoRE ¦ 2QU LoRE | Red Flag Warning - Small Fires | Equipment / facility failure | Aggregated | 2053 | 7.5638e-05 | 264.4574 | 0.020003 | 2053 | Mitigation | 0.95 | 45 | 0 | esc | 0.00097009 | 7.3376e-08 | 0.00097009 | 7.3376e-08 | 0.0027785 | 2.4757e-08 | 0.010957 | 3.2907e-09
[120 empty] | 7.3.3.17.5 (Remote Grid) Updates to grid topology to minimize risk of ignition in HFTDs Remote GridWLDFREquipment / facility failureAggregated | WLDFR | HFTD - Distribution - Tier 3 - 2QU CoRE ¦ 2QU LoRE | Red Flag Warning - Small Fires | Equipment / facility failure | Aggregated | 2054 | 7.5638e-05 | 264.4574 | 0.020003 | 2054 | Mitigation | 0.95 | 45 | 0 | esc | 0.00097009 | 7.3376e-08 | 0.00097009 | 7.3376e-08 | 0.0027785 | 2.4757e-08 | 0.010957 | 3.2907e-09
[120 empty] | 7.3.3.17.5 (Remote Grid) Updates to grid topology to minimize risk of ignition in HFTDs Remote GridWLDFREquipment / facility failureAggregated | WLDFR | HFTD - Distribution - Tier 3 - 2QU CoRE ¦ 2QU LoRE | Red Flag Warning - Small Fires | Equipment / facility failure | Aggregated | 2055 | 7.5638e-05 | 264.4574 | 0.020003 | 2055 | Mitigation | 0.95 | 45 | 0 | esc | 0.00097009 | 7.3376e-08 | 0.00097009 | 7.3376e-08 | 0.0027785 | 2.4757e-08 | 0.010957 | 3.2907e-09
[120 empty] | 7.3.3.17.5 (Remote Grid) Updates to grid topology to minimize risk of ignition in HFTDs Remote GridWLDFREquipment / facility failureAggregated | WLDFR | HFTD - Distribution - Tier 3 - 2QU CoRE ¦ 2QU LoRE | Red Flag Warning - Small Fires | Equipment / facility failure | Aggregated | 2056 | 7.5638e-05 | 264.4574 | 0.020003 | 2056 | Mitigation | 0.95 | 45 | 0 | esc | 0.00097009 | 7.3376e-08 | 0.00097009 | 7.3376e-08 | 0.0027785 | 2.4757e-08 | 0.010957 | 3.2907e-09
[120 empty] | 7.3.3.17.5 (Remote Grid) Updates to grid topology to minimize risk of ignition in HFTDs Remote GridWLDFREquipment / facility failureAggregated | WLDFR | HFTD - Distribution - Tier 3 - 2QU CoRE ¦ 2QU LoRE | Red Flag Warning - Small Fires | Equipment / facility failure | Aggregated | 2057 | 7.5638e-05 | 264.4574 | 0.020003 | 2057 | Mitigation | 0.95 | 45 | 0 | esc | 0.00097009 | 7.3376e-08 | 0.00097009 | 7.3376e-08 | 0.0027785 | 2.4757e-08 | 0.010957 | 3.2907e-09
[120 empty] | 7.3.3.17.5 (Remote Grid) Updates to grid topology to minimize risk of ignition in HFTDs Remote GridWLDFREquipment / facility failureAggregated | WLDFR | HFTD - Distribution - Tier 3 - 2QU CoRE ¦ 2QU LoRE | Red Flag Warning - Small Fires | Equipment / facility failure | Aggregated | 2058 | 7.5638e-05 | 264.4574 | 0.020003 | 2058 | Mitigation | 0.95 | 45 | 0 | esc | 0.00097009 | 7.3376e-08 | 0.00097009 | 7.3376e-08 | 0.0027785 | 2.4757e-08 | 0.010957 | 3.2907e-09
[120 empty] | 7.3.3.17.5 (Remote Grid) Updates to grid topology to minimize risk of ignition in HFTDs Remote GridWLDFREquipment / facility failureAggregated | WLDFR | HFTD - Distribution - Tier 3 - 2QU CoRE ¦ 2QU LoRE | Red Flag Warning - Small Fires | Equipment / facility failure | Aggregated | 2059 | 7.5638e-05 | 264.4574 | 0.020003 | 2059 | Mitigation | 0.95 | 45 | 0 | esc | 0.00097009 | 7.3376e-08 | 0.00097009 | 7.3376e-08 | 0.0027785 | 2.4757e-08 | 0.010957 | 3.2907e-09
[120 empty] | 7.3.3.17.5 (Remote Grid) Updates to grid topology to minimize risk of ignition in HFTDs Remote GridWLDFREquipment / facility failureAggregated | WLDFR | HFTD - Distribution - Tier 3 - 2QU CoRE ¦ 2QU LoRE | Red Flag Warning - Small Fires | Equipment / facility failure | Aggregated | 2060 | 7.5638e-05 | 264.4574 | 0.020003 | 2060 | Mitigation | 0.95 | 45 | 0 | esc | 0.00097009 | 7.3376e-08 | 0.00097009 | 7.3376e-08 | 0.0027785 | 2.4757e-08 | 0.010957 | 3.2907e-09
[120 empty] | 7.3.3.17.5 (Remote Grid) Updates to grid topology to minimize risk of ignition in HFTDs Remote GridWLDFREquipment / facility failureAggregated | WLDFR | HFTD - Distribution - Tier 3 - 2QU CoRE ¦ 2QU LoRE | Red Flag Warning - Small Fires | Equipment / facility failure | Aggregated | 2061 | 7.5638e-05 | 264.4574 | 0.020003 | 2061 | Mitigation | 0.95 | 45 | 0 | esc | 0.00097009 | 7.3376e-08 | 0.00097009 | 7.3376e-08 | 0.0027785 | 2.4757e-08 | 0.010957 | 3.2907e-09
[120 empty] | 7.3.3.17.5 (Remote Grid) Updates to grid topology to minimize risk of ignition in HFTDs Remote GridWLDFREquipment / facility failureAggregated | WLDFR | HFTD - Distribution - Tier 3 - 2QU CoRE ¦ 2QU LoRE | Red Flag Warning - Small Fires | Equipment / facility failure | Aggregated | 2062 | 7.5638e-05 | 264.4574 | 0.020003 | 2062 | Mitigation | 0.95 | 45 | 0 | esc | 0.00097009 | 7.3376e-08 | 0.00097009 | 7.3376e-08 | 0.0027785 | 2.4757e-08 | 0.010957 | 3.2907e-09
[120 empty] | 7.3.3.17.5 (Remote Grid) Updates to grid topology to minimize risk of ignition in HFTDs Remote GridWLDFREquipment / facility failureAggregated | WLDFR | HFTD - Distribution - Tier 3 - 2QU CoRE ¦ 2QU LoRE | Red Flag Warning - Small Fires | Equipment / facility failure | Aggregated | 2063 | 7.5638e-05 | 264.4574 | 0.020003 | 2063 | Mitigation | 0.95 | 45 | 0 | esc | 0.00097009 | 7.3376e-08 | 0.00097009 | 7.3376e-08 | 0.0027785 | 2.4757e-08 | 0.010957 | 3.2907e-09
[120 empty] | 7.3.3.17.5 (Remote Grid) Updates to grid topology to minimize risk of ignition in HFTDs Remote GridWLDFREquipment / facility failureAggregated | WLDFR | HFTD - Distribution - Tier 3 - 2QU CoRE ¦ 2QU LoRE | Red Flag Warning - Small Fires | Equipment / facility failure | Aggregated | 2064 | 7.5638e-05 | 264.4574 | 0.020003 | 2064 | Mitigation | 0.95 | 45 | 0 | esc | 0.00097009 | 7.3376e-08 | 0.00097009 | 7.3376e-08 | 0.0027785 | 2.4757e-08 | 0 | 0
[120 empty] | 7.3.3.17.5 (Remote Grid) Updates to grid topology to minimize risk of ignition in HFTDs Remote GridWLDFREquipment / facility failureAggregated | WLDFR | HFTD - Distribution - Tier 3 - 2QU CoRE ¦ 2QU LoRE | Red Flag Warning - Small Fires | Equipment / facility failure | Aggregated | 2065 | 7.5638e-05 | 264.4574 | 0.020003 | 2065 | Mitigation | 0.95 | 45 | 0 | esc | 0.00097009 | 7.3376e-08 | 0.00097009 | 7.3376e-08 | 0.0027785 | 2.4757e-08 | 0 | 0
[120 empty] | 7.3.3.17.5 (Remote Grid) Updates to grid topology to minimize risk of ignition in HFTDs Remote GridWLDFREquipment / facility failureAggregated | WLDFR | HFTD - Distribution - Tier 3 - 2QU CoRE ¦ 2QU LoRE | Red Flag Warning - Small Fires | Equipment / facility failure | Aggregated | 2066 | 7.5638e-05 | 264.4574 | 0.020003 | 2066 | Mitigation | 0.95 | 45 | 0 | esc | 0.00097009 | 7.3376e-08 | 0.00097009 | 7.3376e-08 | 0.0027785 | 2.4757e-08 | 0.012004 | 4.0493e-11
[120 empty] | 7.3.3.17.5 (Remote Grid) Updates to grid topology to minimize risk of ignition in HFTDs Remote GridWLDFREquipment / facility failureAggregated | WLDFR | HFTD - Distribution - Tier 3 - 2QU CoRE ¦ 2QU LoRE | Red Flag Warning - Small Fires | Equipment / facility failure | Aggregated | 2067 | 7.5638e-05 | 264.4574 | 0.020003 | 2067 | Mitigation | 0.95 | 45 | 0 | esc | 0 | 0 | 0.00097009 | 7.3376e-08 | 0.0027785 | 2.4757e-08 | 0.012004 | 4.0493e-11
[120 empty] | 7.3.3.17.5 (Remote Grid) Updates to grid topology to minimize risk of ignition in HFTDs Remote GridWLDFRVegetation ContactAggregated | WLDFR | HFTD - Distribution - Tier 3 - 2QU CoRE ¦ 2QU LoRE | Red Flag Warning - Small Fires | Vegetation Contact | Aggregated | 2022 | 0.00073051 | 264.4574 | 0.19319 | 2022 | Mitigation | 0.95 | 45 | 0 | esc | 0.00097009 | 7.0866e-07 | 0 | 0 | 0.0027785 | 2.4757e-08 | 0.012004 | 4.0493e-11
[120 empty] | 7.3.3.17.5 (Remote Grid) Updates to grid topology to minimize risk of ignition in HFTDs Remote GridWLDFRVegetation ContactAggregated | WLDFR | HFTD - Distribution - Tier 3 - 2QU CoRE ¦ 2QU LoRE | Red Flag Warning - Small Fires | Vegetation Contact | Aggregated | 2023 | 0.00073051 | 264.4574 | 0.19319 | 2023 | Mitigation | 0.95 | 45 | 0 | esc | 0.00097009 | 7.0866e-07 | 0.00097009 | 7.0866e-07 | 0.0027785 | 2.4757e-08 | 0.012004 | 4.0493e-11
[120 empty] | 7.3.3.17.5 (Remote Grid) Updates to grid topology to minimize risk of ignition in HFTDs Remote GridWLDFRVegetation ContactAggregated | WLDFR | HFTD - Distribution - Tier 3 - 2QU CoRE ¦ 2QU LoRE | Red Flag Warning - Small Fires | Vegetation Contact | Aggregated | 2024 | 0.00073051 | 264.4574 | 0.19319 | 2024 | Mitigation | 0.95 | 45 | 0 | esc | 0.00097009 | 7.0866e-07 | 0.00097009 | 7.0866e-07 | 0.0027785 | 2.4757e-08 | 0.012004 | 4.0493e-11
[120 empty] | 7.3.3.17.5 (Remote Grid) Updates to grid topology to minimize risk of ignition in HFTDs Remote GridWLDFRVegetation ContactAggregated | WLDFR | HFTD - Distribution - Tier 3 - 2QU CoRE ¦ 2QU LoRE | Red Flag Warning - Small Fires | Vegetation Contact | Aggregated | 2025 | 0.00073051 | 264.4574 | 0.19319 | 2025 | Mitigation | 0.95 | 45 | 0 | esc | 0.00097009 | 7.0866e-07 | 0.00097009 | 7.0866e-07 | 0.0027785 | 2.4757e-08 | 0.012004 | 4.0493e-11
[120 empty] | 7.3.3.17.5 (Remote Grid) Updates to grid topology to minimize risk of ignition in HFTDs Remote GridWLDFRVegetation ContactAggregated | WLDFR | HFTD - Distribution - Tier 3 - 2QU CoRE ¦ 2QU LoRE | Red Flag Warning - Small Fires | Vegetation Contact | Aggregated | 2026 | 0.00073051 | 264.4574 | 0.19319 | 2026 | Mitigation | 0.95 | 45 | 0 | esc | 0.00097009 | 7.0866e-07 | 0.00097009 | 7.0866e-07 | 0.0027785 | 2.4757e-08 | 0.012004 | 4.0493e-11
[120 empty] | 7.3.3.17.5 (Remote Grid) Updates to grid topology to minimize risk of ignition in HFTDs Remote GridWLDFRVegetation ContactAggregated | WLDFR | HFTD - Distribution - Tier 3 - 2QU CoRE ¦ 2QU LoRE | Red Flag Warning - Small Fires | Vegetation Contact | Aggregated | 2027 | 0.00073051 | 264.4574 | 0.19319 | 2027 | Mitigation | 0.95 | 45 | 0 | esc | 0.00097009 | 7.0866e-07 | 0.00097009 | 7.0866e-07 | 0.0027785 | 2.4757e-08 | 0.012004 | 4.0493e-11
[120 empty] | 7.3.3.17.5 (Remote Grid) Updates to grid topology to minimize risk of ignition in HFTDs Remote GridWLDFRVegetation ContactAggregated | WLDFR | HFTD - Distribution - Tier 3 - 2QU CoRE ¦ 2QU LoRE | Red Flag Warning - Small Fires | Vegetation Contact | Aggregated | 2028 | 0.00073051 | 264.4574 | 0.19319 | 2028 | Mitigation | 0.95 | 45 | 0 | esc | 0.00097009 | 7.0866e-07 | 0.00097009 | 7.0866e-07 | 0.0027785 | 2.4757e-08 | 0.012004 | 4.0493e-11
[120 empty] | 7.3.3.17.5 (Remote Grid) Updates to grid topology to minimize risk of ignition in HFTDs Remote GridWLDFRVegetation ContactAggregated | WLDFR | HFTD - Distribution - Tier 3 - 2QU CoRE ¦ 2QU LoRE | Red Flag Warning - Small Fires | Vegetation Contact | Aggregated | 2029 | 0.00073051 | 264.4574 | 0.19319 | 2029 | Mitigation | 0.95 | 45 | 0 | esc | 0.00097009 | 7.0866e-07 | 0.00097009 | 7.0866e-07 | 0.0027785 | 2.4757e-08 | 0.012004 | 4.0493e-11
[120 empty] | 7.3.3.17.5 (Remote Grid) Updates to grid topology to minimize risk of ignition in HFTDs Remote GridWLDFRVegetation ContactAggregated | WLDFR | HFTD - Distribution - Tier 3 - 2QU CoRE ¦ 2QU LoRE | Red Flag Warning - Small Fires | Vegetation Contact | Aggregated | 2030 | 0.00073051 | 264.4574 | 0.19319 | 2030 | Mitigation | 0.95 | 45 | 0 | esc | 0.00097009 | 7.0866e-07 | 0.00097009 | 7.0866e-07 | 0.0027785 | 2.4757e-08 | 0.012004 | 4.0493e-11
[120 empty] | 7.3.3.17.5 (Remote Grid) Updates to grid topology to minimize risk of ignition in HFTDs Remote GridWLDFRVegetation ContactAggregated | WLDFR | HFTD - Distribution - Tier 3 - 2QU CoRE ¦ 2QU LoRE | Red Flag Warning - Small Fires | Vegetation Contact | Aggregated | 2031 | 0.00073051 | 264.4574 | 0.19319 | 2031 | Mitigation | 0.95 | 45 | 0 | esc | 0.00097009 | 7.0866e-07 | 0.00097009 | 7.0866e-07 | 0.0027785 | 2.4757e-08 | 0.012004 | 4.0493e-11
[120 empty] | 7.3.3.17.5 (Remote Grid) Updates to grid topology to minimize risk of ignition in HFTDs Remote GridWLDFRVegetation ContactAggregated | WLDFR | HFTD - Distribution - Tier 3 - 2QU CoRE ¦ 2QU LoRE | Red Flag Warning - Small Fires | Vegetation Contact | Aggregated | 2032 | 0.00073051 | 264.4574 | 0.19319 | 2032 | Mitigation | 0.95 | 45 | 0 | esc | 0.00097009 | 7.0866e-07 | 0.00097009 | 7.0866e-07 | 0 | 0 | 0.012004 | 4.0493e-11
[120 empty] | 7.3.3.17.5 (Remote Grid) Updates to grid topology to minimize risk of ignition in HFTDs Remote GridWLDFRVegetation ContactAggregated | WLDFR | HFTD - Distribution - Tier 3 - 2QU CoRE ¦ 2QU LoRE | Red Flag Warning - Small Fires | Vegetation Contact | Aggregated | 2033 | 0.00073051 | 264.4574 | 0.19319 | 2033 | Mitigation | 0.95 | 45 | 0 | esc | 0.00097009 | 7.0866e-07 | 0.00097009 | 7.0866e-07 | 0.0027785 | 2.4318e-08 | 0.012004 | 4.0493e-11
[120 empty] | 7.3.3.17.5 (Remote Grid) Updates to grid topology to minimize risk of ignition in HFTDs Remote GridWLDFRVegetation ContactAggregated | WLDFR | HFTD - Distribution - Tier 3 - 2QU CoRE ¦ 2QU LoRE | Red Flag Warning - Small Fires | Vegetation Contact | Aggregated | 2034 | 0.00073051 | 264.4574 | 0.19319 | 2034 | Mitigation | 0.95 | 45 | 0 | esc | 0.00097009 | 7.0866e-07 | 0.00097009 | 7.0866e-07 | 0.0027785 | 2.4318e-08 | 0.012004 | 4.0493e-11
[120 empty] | 7.3.3.17.5 (Remote Grid) Updates to grid topology to minimize risk of ignition in HFTDs Remote GridWLDFRVegetation ContactAggregated | WLDFR | HFTD - Distribution - Tier 3 - 2QU CoRE ¦ 2QU LoRE | Red Flag Warning - Small Fires | Vegetation Contact | Aggregated | 2035 | 0.00073051 | 264.4574 | 0.19319 | 2035 | Mitigation | 0.95 | 45 | 0 | esc | 0.00097009 | 7.0866e-07 | 0.00097009 | 7.0866e-07 | 0.0027785 | 2.4318e-08 | 0.012004 | 4.0493e-11
[120 empty] | 7.3.3.17.5 (Remote Grid) Updates to grid topology to minimize risk of ignition in HFTDs Remote GridWLDFRVegetation ContactAggregated | WLDFR | HFTD - Distribution - Tier 3 - 2QU CoRE ¦ 2QU LoRE | Red Flag Warning - Small Fires | Vegetation Contact | Aggregated | 2036 | 0.00073051 | 264.4574 | 0.19319 | 2036 | Mitigation | 0.95 | 45 | 0 | esc | 0.00097009 | 7.0866e-07 | 0.00097009 | 7.0866e-07 | 0.0027785 | 2.4318e-08 | 0.012004 | 4.0493e-11
[120 empty] | 7.3.3.17.5 (Remote Grid) Updates to grid topology to minimize risk of ignition in HFTDs Remote GridWLDFRVegetation ContactAggregated | WLDFR | HFTD - Distribution - Tier 3 - 2QU CoRE ¦ 2QU LoRE | Red Flag Warning - Small Fires | Vegetation Contact | Aggregated | 2037 | 0.00073051 | 264.4574 | 0.19319 | 2037 | Mitigation | 0.95 | 45 | 0 | esc | 0.00097009 | 7.0866e-07 | 0.00097009 | 7.0866e-07 | 0.0027785 | 2.4318e-08 | 0.012004 | 4.0493e-11
[120 empty] | 7.3.3.17.5 (Remote Grid) Updates to grid topology to minimize risk of ignition in HFTDs Remote GridWLDFRVegetation ContactAggregated | WLDFR | HFTD - Distribution - Tier 3 - 2QU CoRE ¦ 2QU LoRE | Red Flag Warning - Small Fires | Vegetation Contact | Aggregated | 2038 | 0.00073051 | 264.4574 | 0.19319 | 2038 | Mitigation | 0.95 | 45 | 0 | esc | 0.00097009 | 7.0866e-07 | 0.00097009 | 7.0866e-07 | 0.0027785 | 2.4318e-08 | 0.012004 | 4.0493e-11
[120 empty] | 7.3.3.17.5 (Remote Grid) Updates to grid topology to minimize risk of ignition in HFTDs Remote GridWLDFRVegetation ContactAggregated | WLDFR | HFTD - Distribution - Tier 3 - 2QU CoRE ¦ 2QU LoRE | Red Flag Warning - Small Fires | Vegetation Contact | Aggregated | 2039 | 0.00073051 | 264.4574 | 0.19319 | 2039 | Mitigation | 0.95 | 45 | 0 | esc | 0.00097009 | 7.0866e-07 | 0.00097009 | 7.0866e-07 | 0.0027785 | 2.4318e-08 | 0.012004 | 4.0493e-11
[120 empty] | 7.3.3.17.5 (Remote Grid) Updates to grid topology to minimize risk of ignition in HFTDs Remote GridWLDFRVegetation ContactAggregated | WLDFR | HFTD - Distribution - Tier 3 - 2QU CoRE ¦ 2QU LoRE | Red Flag Warning - Small Fires | Vegetation Contact | Aggregated | 2040 | 0.00073051 | 264.4574 | 0.19319 | 2040 | Mitigation | 0.95 | 45 | 0 | esc | 0.00097009 | 7.0866e-07 | 0.00097009 | 7.0866e-07 | 0.0027785 | 2.4318e-08 | 0.012004 | 4.0493e-11
[120 empty] | 7.3.3.17.5 (Remote Grid) Updates to grid topology to minimize risk of ignition in HFTDs Remote GridWLDFRVegetation ContactAggregated | WLDFR | HFTD - Distribution - Tier 3 - 2QU CoRE ¦ 2QU LoRE | Red Flag Warning - Small Fires | Vegetation Contact | Aggregated | 2041 | 0.00073051 | 264.4574 | 0.19319 | 2041 | Mitigation | 0.95 | 45 | 0 | esc | 0.00097009 | 7.0866e-07 | 0.00097009 | 7.0866e-07 | 0.0027785 | 2.4318e-08 | 0.012004 | 4.0493e-11
[120 empty] | 7.3.3.17.5 (Remote Grid) Updates to grid topology to minimize risk of ignition in HFTDs Remote GridWLDFRVegetation ContactAggregated | WLDFR | HFTD - Distribution - Tier 3 - 2QU CoRE ¦ 2QU LoRE | Red Flag Warning - Small Fires | Vegetation Contact | Aggregated | 2042 | 0.00073051 | 264.4574 | 0.19319 | 2042 | Mitigation | 0.95 | 45 | 0 | esc | 0.00097009 | 7.0866e-07 | 0.00097009 | 7.0866e-07 | 0.0027785 | 2.4318e-08 | 0.012004 | 4.0493e-11
[120 empty] | 7.3.3.17.5 (Remote Grid) Updates to grid topology to minimize risk of ignition in HFTDs Remote GridWLDFRVegetation ContactAggregated | WLDFR | HFTD - Distribution - Tier 3 - 2QU CoRE ¦ 2QU LoRE | Red Flag Warning - Small Fires | Vegetation Contact | Aggregated | 2043 | 0.00073051 | 264.4574 | 0.19319 | 2043 | Mitigation | 0.95 | 45 | 0 | esc | 0.00097009 | 7.0866e-07 | 0.00097009 | 7.0866e-07 | 0.0027785 | 2.4318e-08 | 0.012004 | 4.0493e-11
[120 empty] | 7.3.3.17.5 (Remote Grid) Updates to grid topology to minimize risk of ignition in HFTDs Remote GridWLDFRVegetation ContactAggregated | WLDFR | HFTD - Distribution - Tier 3 - 2QU CoRE ¦ 2QU LoRE | Red Flag Warning - Small Fires | Vegetation Contact | Aggregated | 2044 | 0.00073051 | 264.4574 | 0.19319 | 2044 | Mitigation | 0.95 | 45 | 0 | esc | 0.00097009 | 7.0866e-07 | 0.00097009 | 7.0866e-07 | 0.0027785 | 2.4318e-08 | 0.012004 | 4.0493e-11
[120 empty] | 7.3.3.17.5 (Remote Grid) Updates to grid topology to minimize risk of ignition in HFTDs Remote GridWLDFRVegetation ContactAggregated | WLDFR | HFTD - Distribution - Tier 3 - 2QU CoRE ¦ 2QU LoRE | Red Flag Warning - Small Fires | Vegetation Contact | Aggregated | 2045 | 0.00073051 | 264.4574 | 0.19319 | 2045 | Mitigation | 0.95 | 45 | 0 | esc | 0.00097009 | 7.0866e-07 | 0.00097009 | 7.0866e-07 | 0.0027785 | 2.4318e-08 | 0.012004 | 4.0493e-11
[120 empty] | 7.3.3.17.5 (Remote Grid) Updates to grid topology to minimize risk of ignition in HFTDs Remote GridWLDFRVegetation ContactAggregated | WLDFR | HFTD - Distribution - Tier 3 - 2QU CoRE ¦ 2QU LoRE | Red Flag Warning - Small Fires | Vegetation Contact | Aggregated | 2046 | 0.00073051 | 264.4574 | 0.19319 | 2046 | Mitigation | 0.95 | 45 | 0 | esc | 0.00097009 | 7.0866e-07 | 0.00097009 | 7.0866e-07 | 0.0027785 | 2.4318e-08 | 0.012004 | 4.0493e-11
[120 empty] | 7.3.3.17.5 (Remote Grid) Updates to grid topology to minimize risk of ignition in HFTDs Remote GridWLDFRVegetation ContactAggregated | WLDFR | HFTD - Distribution - Tier 3 - 2QU CoRE ¦ 2QU LoRE | Red Flag Warning - Small Fires | Vegetation Contact | Aggregated | 2047 | 0.00073051 | 264.4574 | 0.19319 | 2047 | Mitigation | 0.95 | 45 | 0 | esc | 0.00097009 | 7.0866e-07 | 0.00097009 | 7.0866e-07 | 0.0027785 | 2.4318e-08 | 0.012004 | 4.0493e-11
[120 empty] | 7.3.3.17.5 (Remote Grid) Updates to grid topology to minimize risk of ignition in HFTDs Remote GridWLDFRVegetation ContactAggregated | WLDFR | HFTD - Distribution - Tier 3 - 2QU CoRE ¦ 2QU LoRE | Red Flag Warning - Small Fires | Vegetation Contact | Aggregated | 2048 | 0.00073051 | 264.4574 | 0.19319 | 2048 | Mitigation | 0.95 | 45 | 0 | esc | 0.00097009 | 7.0866e-07 | 0.00097009 | 7.0866e-07 | 0.0027785 | 2.4318e-08 | 0.012004 | 4.0493e-11
[120 empty] | 7.3.3.17.5 (Remote Grid) Updates to grid topology to minimize risk of ignition in HFTDs Remote GridWLDFRVegetation ContactAggregated | WLDFR | HFTD - Distribution - Tier 3 - 2QU CoRE ¦ 2QU LoRE | Red Flag Warning - Small Fires | Vegetation Contact | Aggregated | 2049 | 0.00073051 | 264.4574 | 0.19319 | 2049 | Mitigation | 0.95 | 45 | 0 | esc | 0.00097009 | 7.0866e-07 | 0.00097009 | 7.0866e-07 | 0.0027785 | 2.4318e-08 | 0.012004 | 4.0493e-11
[120 empty] | 7.3.3.17.5 (Remote Grid) Updates to grid topology to minimize risk of ignition in HFTDs Remote GridWLDFRVegetation ContactAggregated | WLDFR | HFTD - Distribution - Tier 3 - 2QU CoRE ¦ 2QU LoRE | Red Flag Warning - Small Fires | Vegetation Contact | Aggregated | 2050 | 0.00073051 | 264.4574 | 0.19319 | 2050 | Mitigation | 0.95 | 45 | 0 | esc | 0.00097009 | 7.0866e-07 | 0.00097009 | 7.0866e-07 | 0.0027785 | 2.4318e-08 | 0 | 0
[120 empty] | 7.3.3.17.5 (Remote Grid) Updates to grid topology to minimize risk of ignition in HFTDs Remote GridWLDFRVegetation ContactAggregated | WLDFR | HFTD - Distribution - Tier 3 - 2QU CoRE ¦ 2QU LoRE | Red Flag Warning - Small Fires | Vegetation Contact | Aggregated | 2051 | 0.00073051 | 264.4574 | 0.19319 | 2051 | Mitigation | 0.95 | 45 | 0 | esc | 0.00097009 | 7.0866e-07 | 0.00097009 | 7.0866e-07 | 0.0027785 | 2.4318e-08 | 0 | 0
[120 empty] | 7.3.3.17.5 (Remote Grid) Updates to grid topology to minimize risk of ignition in HFTDs Remote GridWLDFRVegetation ContactAggregated | WLDFR | HFTD - Distribution - Tier 3 - 2QU CoRE ¦ 2QU LoRE | Red Flag Warning - Small Fires | Vegetation Contact | Aggregated | 2052 | 0.00073051 | 264.4574 | 0.19319 | 2052 | Mitigation | 0.95 | 45 | 0 | esc | 0.00097009 | 7.0866e-07 | 0.00097009 | 7.0866e-07 | 0.0027785 | 2.4318e-08 | 0.010025 | 8.6609e-11
[120 empty] | 7.3.3.17.5 (Remote Grid) Updates to grid topology to minimize risk of ignition in HFTDs Remote GridWLDFRVegetation ContactAggregated | WLDFR | HFTD - Distribution - Tier 3 - 2QU CoRE ¦ 2QU LoRE | Red Flag Warning - Small Fires | Vegetation Contact | Aggregated | 2053 | 0.00073051 | 264.4574 | 0.19319 | 2053 | Mitigation | 0.95 | 45 | 0 | esc | 0.00097009 | 7.0866e-07 | 0.00097009 | 7.0866e-07 | 0.0027785 | 2.4318e-08 | 0.010025 | 8.6609e-11
[120 empty] | 7.3.3.17.5 (Remote Grid) Updates to grid topology to minimize risk of ignition in HFTDs Remote GridWLDFRVegetation ContactAggregated | WLDFR | HFTD - Distribution - Tier 3 - 2QU CoRE ¦ 2QU LoRE | Red Flag Warning - Small Fires | Vegetation Contact | Aggregated | 2054 | 0.00073051 | 264.4574 | 0.19319 | 2054 | Mitigation | 0.95 | 45 | 0 | esc | 0.00097009 | 7.0866e-07 | 0.00097009 | 7.0866e-07 | 0.0027785 | 2.4318e-08 | 0.010025 | 8.6609e-11
[120 empty] | 7.3.3.17.5 (Remote Grid) Updates to grid topology to minimize risk of ignition in HFTDs Remote GridWLDFRVegetation ContactAggregated | WLDFR | HFTD - Distribution - Tier 3 - 2QU CoRE ¦ 2QU LoRE | Red Flag Warning - Small Fires | Vegetation Contact | Aggregated | 2055 | 0.00073051 | 264.4574 | 0.19319 | 2055 | Mitigation | 0.95 | 45 | 0 | esc | 0.00097009 | 7.0866e-07 | 0.00097009 | 7.0866e-07 | 0.0027785 | 2.4318e-08 | 0.010025 | 8.6609e-11
[120 empty] | 7.3.3.17.5 (Remote Grid) Updates to grid topology to minimize risk of ignition in HFTDs Remote GridWLDFRVegetation ContactAggregated | WLDFR | HFTD - Distribution - Tier 3 - 2QU CoRE ¦ 2QU LoRE | Red Flag Warning - Small Fires | Vegetation Contact | Aggregated | 2056 | 0.00073051 | 264.4574 | 0.19319 | 2056 | Mitigation | 0.95 | 45 | 0 | esc | 0.00097009 | 7.0866e-07 | 0.00097009 | 7.0866e-07 | 0.0027785 | 2.4318e-08 | 0.010025 | 8.6609e-11
[120 empty] | 7.3.3.17.5 (Remote Grid) Updates to grid topology to minimize risk of ignition in HFTDs Remote GridWLDFRVegetation ContactAggregated | WLDFR | HFTD - Distribution - Tier 3 - 2QU CoRE ¦ 2QU LoRE | Red Flag Warning - Small Fires | Vegetation Contact | Aggregated | 2057 | 0.00073051 | 264.4574 | 0.19319 | 2057 | Mitigation | 0.95 | 45 | 0 | esc | 0.00097009 | 7.0866e-07 | 0.00097009 | 7.0866e-07 | 0.0027785 | 2.4318e-08 | 0.010025 | 8.6609e-11
[120 empty] | 7.3.3.17.5 (Remote Grid) Updates to grid topology to minimize risk of ignition in HFTDs Remote GridWLDFRVegetation ContactAggregated | WLDFR | HFTD - Distribution - Tier 3 - 2QU CoRE ¦ 2QU LoRE | Red Flag Warning - Small Fires | Vegetation Contact | Aggregated | 2058 | 0.00073051 | 264.4574 | 0.19319 | 2058 | Mitigation | 0.95 | 45 | 0 | esc | 0.00097009 | 7.0866e-07 | 0.00097009 | 7.0866e-07 | 0.0027785 | 2.4318e-08 | 0.010025 | 8.6609e-11
[120 empty] | 7.3.3.17.5 (Remote Grid) Updates to grid topology to minimize risk of ignition in HFTDs Remote GridWLDFRVegetation ContactAggregated | WLDFR | HFTD - Distribution - Tier 3 - 2QU CoRE ¦ 2QU LoRE | Red Flag Warning - Small Fires | Vegetation Contact | Aggregated | 2059 | 0.00073051 | 264.4574 | 0.19319 | 2059 | Mitigation | 0.95 | 45 | 0 | esc | 0.00097009 | 7.0866e-07 | 0.00097009 | 7.0866e-07 | 0.0027785 | 2.4318e-08 | 0.010025 | 8.6609e-11
[120 empty] | 7.3.3.17.5 (Remote Grid) Updates to grid topology to minimize risk of ignition in HFTDs Remote GridWLDFRVegetation ContactAggregated | WLDFR | HFTD - Distribution - Tier 3 - 2QU CoRE ¦ 2QU LoRE | Red Flag Warning - Small Fires | Vegetation Contact | Aggregated | 2060 | 0.00073051 | 264.4574 | 0.19319 | 2060 | Mitigation | 0.95 | 45 | 0 | esc | 0.00097009 | 7.0866e-07 | 0.00097009 | 7.0866e-07 | 0.0027785 | 2.4318e-08 | 0.010025 | 8.6609e-11
[120 empty] | 7.3.3.17.5 (Remote Grid) Updates to grid topology to minimize risk of ignition in HFTDs Remote GridWLDFRVegetation ContactAggregated | WLDFR | HFTD - Distribution - Tier 3 - 2QU CoRE ¦ 2QU LoRE | Red Flag Warning - Small Fires | Vegetation Contact | Aggregated | 2061 | 0.00073051 | 264.4574 | 0.19319 | 2061 | Mitigation | 0.95 | 45 | 0 | esc | 0.00097009 | 7.0866e-07 | 0.00097009 | 7.0866e-07 | 0.0027785 | 2.4318e-08 | 0.010025 | 8.6609e-11
[120 empty] | 7.3.3.17.5 (Remote Grid) Updates to grid topology to minimize risk of ignition in HFTDs Remote GridWLDFRVegetation ContactAggregated | WLDFR | HFTD - Distribution - Tier 3 - 2QU CoRE ¦ 2QU LoRE | Red Flag Warning - Small Fires | Vegetation Contact | Aggregated | 2062 | 0.00073051 | 264.4574 | 0.19319 | 2062 | Mitigation | 0.95 | 45 | 0 | esc | 0.00097009 | 7.0866e-07 | 0.00097009 | 7.0866e-07 | 0.0027785 | 2.4318e-08 | 0.010025 | 8.6609e-11
[120 empty] | 7.3.3.17.5 (Remote Grid) Updates to grid topology to minimize risk of ignition in HFTDs Remote GridWLDFRVegetation ContactAggregated | WLDFR | HFTD - Distribution - Tier 3 - 2QU CoRE ¦ 2QU LoRE | Red Flag Warning - Small Fires | Vegetation Contact | Aggregated | 2063 | 0.00073051 | 264.4574 | 0.19319 | 2063 | Mitigation | 0.95 | 45 | 0 | esc | 0.00097009 | 7.0866e-07 | 0.00097009 | 7.0866e-07 | 0.0027785 | 2.4318e-08 | 0.010025 | 8.6609e-11
[120 empty] | 7.3.3.17.5 (Remote Grid) Updates to grid topology to minimize risk of ignition in HFTDs Remote GridWLDFRVegetation ContactAggregated | WLDFR | HFTD - Distribution - Tier 3 - 2QU CoRE ¦ 2QU LoRE | Red Flag Warning - Small Fires | Vegetation Contact | Aggregated | 2064 | 0.00073051 | 264.4574 | 0.19319 | 2064 | Mitigation | 0.95 | 45 | 0 | esc | 0.00097009 | 7.0866e-07 | 0.00097009 | 7.0866e-07 | 0.0027785 | 2.4318e-08 | 0.010025 | 8.6609e-11
[120 empty] | 7.3.3.17.5 (Remote Grid) Updates to grid topology to minimize risk of ignition in HFTDs Remote GridWLDFRVegetation ContactAggregated | WLDFR | HFTD - Distribution - Tier 3 - 2QU CoRE ¦ 2QU LoRE | Red Flag Warning - Small Fires | Vegetation Contact | Aggregated | 2065 | 0.00073051 | 264.4574 | 0.19319 | 2065 | Mitigation | 0.95 | 45 | 0 | esc | 0.00097009 | 7.0866e-07 | 0.00097009 | 7.0866e-07 | 0.0027785 | 2.4318e-08 | 0.010025 | 8.6609e-11
[120 empty] | 7.3.3.17.5 (Remote Grid) Updates to grid topology to minimize risk of ignition in HFTDs Remote GridWLDFRVegetation ContactAggregated | WLDFR | HFTD - Distribution - Tier 3 - 2QU CoRE ¦ 2QU LoRE | Red Flag Warning - Small Fires | Vegetation Contact | Aggregated | 2066 | 0.00073051 | 264.4574 | 0.19319 | 2066 | Mitigation | 0.95 | 45 | 0 | esc | 0.00097009 | 7.0866e-07 | 0.00097009 | 7.0866e-07 | 0.0027785 | 2.4318e-08 | 0.010025 | 8.6609e-11
[120 empty] | 7.3.3.17.5 (Remote Grid) Updates to grid topology to minimize risk of ignition in HFTDs Remote GridWLDFRVegetation ContactAggregated | WLDFR | HFTD - Distribution - Tier 3 - 2QU CoRE ¦ 2QU LoRE | Red Flag Warning - Small Fires | Vegetation Contact | Aggregated | 2067 | 0.00073051 | 264.4574 | 0.19319 | 2067 | Mitigation | 0.95 | 45 | 0 | esc | 0 | 0 | 0.00097009 | 7.0866e-07 | 0.0027785 | 2.4318e-08 | 0.010025 | 8.6609e-11
[120 empty] | 7.3.3.17.5 (Remote Grid) Updates to grid topology to minimize risk of ignition in HFTDs Remote GridWLDFRWire-to-wire contactAggregated | WLDFR | HFTD - Distribution - Tier 3 - 2QU CoRE ¦ 2QU LoRE | Red Flag Warning - Small Fires | Wire-to-wire contact | Aggregated | 2022 | 1.2725e-06 | 264.4574 | 0.00033651 | 2022 | Mitigation | 0.95 | 45 | 0 | esc | 0.00097009 | 1.2344e-09 | 0 | 0 | 0.0027785 | 2.4318e-08 | 0.010025 | 8.6609e-11
[120 empty] | 7.3.3.17.5 (Remote Grid) Updates to grid topology to minimize risk of ignition in HFTDs Remote GridWLDFRWire-to-wire contactAggregated | WLDFR | HFTD - Distribution - Tier 3 - 2QU CoRE ¦ 2QU LoRE | Red Flag Warning - Small Fires | Wire-to-wire contact | Aggregated | 2023 | 1.2725e-06 | 264.4574 | 0.00033651 | 2023 | Mitigation | 0.95 | 45 | 0 | esc | 0.00097009 | 1.2344e-09 | 0.00097009 | 1.2344e-09 | 0.0027785 | 2.4318e-08 | 0.010025 | 8.6609e-11
[120 empty] | 7.3.3.17.5 (Remote Grid) Updates to grid topology to minimize risk of ignition in HFTDs Remote GridWLDFRWire-to-wire contactAggregated | WLDFR | HFTD - Distribution - Tier 3 - 2QU CoRE ¦ 2QU LoRE | Red Flag Warning - Small Fires | Wire-to-wire contact | Aggregated | 2024 | 1.2725e-06 | 264.4574 | 0.00033651 | 2024 | Mitigation | 0.95 | 45 | 0 | esc | 0.00097009 | 1.2344e-09 | 0.00097009 | 1.2344e-09 | 0.0027785 | 2.4318e-08 | 0.010025 | 8.6609e-11
[120 empty] | 7.3.3.17.5 (Remote Grid) Updates to grid topology to minimize risk of ignition in HFTDs Remote GridWLDFRWire-to-wire contactAggregated | WLDFR | HFTD - Distribution - Tier 3 - 2QU CoRE ¦ 2QU LoRE | Red Flag Warning - Small Fires | Wire-to-wire contact | Aggregated | 2025 | 1.2725e-06 | 264.4574 | 0.00033651 | 2025 | Mitigation | 0.95 | 45 | 0 | esc | 0.00097009 | 1.2344e-09 | 0.00097009 | 1.2344e-09 | 0.0027785 | 2.4318e-08 | 0.010025 | 8.6609e-11
[120 empty] | 7.3.3.17.5 (Remote Grid) Updates to grid topology to minimize risk of ignition in HFTDs Remote GridWLDFRWire-to-wire contactAggregated | WLDFR | HFTD - Distribution - Tier 3 - 2QU CoRE ¦ 2QU LoRE | Red Flag Warning - Small Fires | Wire-to-wire contact | Aggregated | 2026 | 1.2725e-06 | 264.4574 | 0.00033651 | 2026 | Mitigation | 0.95 | 45 | 0 | esc | 0.00097009 | 1.2344e-09 | 0.00097009 | 1.2344e-09 | 0.0027785 | 2.4318e-08 | 0.010025 | 8.6609e-11
[120 empty] | 7.3.3.17.5 (Remote Grid) Updates to grid topology to minimize risk of ignition in HFTDs Remote GridWLDFRWire-to-wire contactAggregated | WLDFR | HFTD - Distribution - Tier 3 - 2QU CoRE ¦ 2QU LoRE | Red Flag Warning - Small Fires | Wire-to-wire contact | Aggregated | 2027 | 1.2725e-06 | 264.4574 | 0.00033651 | 2027 | Mitigation | 0.95 | 45 | 0 | esc | 0.00097009 | 1.2344e-09 | 0.00097009 | 1.2344e-09 | 0.0027785 | 2.4318e-08 | 0.010025 | 8.6609e-11
[120 empty] | 7.3.3.17.5 (Remote Grid) Updates to grid topology to minimize risk of ignition in HFTDs Remote GridWLDFRWire-to-wire contactAggregated | WLDFR | HFTD - Distribution - Tier 3 - 2QU CoRE ¦ 2QU LoRE | Red Flag Warning - Small Fires | Wire-to-wire contact | Aggregated | 2028 | 1.2725e-06 | 264.4574 | 0.00033651 | 2028 | Mitigation | 0.95 | 45 | 0 | esc | 0.00097009 | 1.2344e-09 | 0.00097009 | 1.2344e-09 | 0.0027785 | 2.4318e-08 | 0.010025 | 8.6609e-11
[120 empty] | 7.3.3.17.5 (Remote Grid) Updates to grid topology to minimize risk of ignition in HFTDs Remote GridWLDFRWire-to-wire contactAggregated | WLDFR | HFTD - Distribution - Tier 3 - 2QU CoRE ¦ 2QU LoRE | Red Flag Warning - Small Fires | Wire-to-wire contact | Aggregated | 2029 | 1.2725e-06 | 264.4574 | 0.00033651 | 2029 | Mitigation | 0.95 | 45 | 0 | esc | 0.00097009 | 1.2344e-09 | 0.00097009 | 1.2344e-09 | 0.0027785 | 2.4318e-08 | 0.010025 | 8.6609e-11
[120 empty] | 7.3.3.17.5 (Remote Grid) Updates to grid topology to minimize risk of ignition in HFTDs Remote GridWLDFRWire-to-wire contactAggregated | WLDFR | HFTD - Distribution - Tier 3 - 2QU CoRE ¦ 2QU LoRE | Red Flag Warning - Small Fires | Wire-to-wire contact | Aggregated | 2030 | 1.2725e-06 | 264.4574 | 0.00033651 | 2030 | Mitigation | 0.95 | 45 | 0 | esc | 0.00097009 | 1.2344e-09 | 0.00097009 | 1.2344e-09 | 0.0027785 | 2.4318e-08 | 0.010025 | 8.6609e-11
[120 empty] | 7.3.3.17.5 (Remote Grid) Updates to grid topology to minimize risk of ignition in HFTDs Remote GridWLDFRWire-to-wire contactAggregated | WLDFR | HFTD - Distribution - Tier 3 - 2QU CoRE ¦ 2QU LoRE | Red Flag Warning - Small Fires | Wire-to-wire contact | Aggregated | 2031 | 1.2725e-06 | 264.4574 | 0.00033651 | 2031 | Mitigation | 0.95 | 45 | 0 | esc | 0.00097009 | 1.2344e-09 | 0.00097009 | 1.2344e-09 | 0.0027785 | 2.4318e-08 | 0.010025 | 8.6609e-11
[120 empty] | 7.3.3.17.5 (Remote Grid) Updates to grid topology to minimize risk of ignition in HFTDs Remote GridWLDFRWire-to-wire contactAggregated | WLDFR | HFTD - Distribution - Tier 3 - 2QU CoRE ¦ 2QU LoRE | Red Flag Warning - Small Fires | Wire-to-wire contact | Aggregated | 2032 | 1.2725e-06 | 264.4574 | 0.00033651 | 2032 | Mitigation | 0.95 | 45 | 0 | esc | 0.00097009 | 1.2344e-09 | 0.00097009 | 1.2344e-09 | 0.0027785 | 2.4318e-08 | 0.010025 | 8.6609e-11
[120 empty] | 7.3.3.17.5 (Remote Grid) Updates to grid topology to minimize risk of ignition in HFTDs Remote GridWLDFRWire-to-wire contactAggregated | WLDFR | HFTD - Distribution - Tier 3 - 2QU CoRE ¦ 2QU LoRE | Red Flag Warning - Small Fires | Wire-to-wire contact | Aggregated | 2033 | 1.2725e-06 | 264.4574 | 0.00033651 | 2033 | Mitigation | 0.95 | 45 | 0 | esc | 0.00097009 | 1.2344e-09 | 0.00097009 | 1.2344e-09 | 0.0027785 | 2.4318e-08 | 0.010025 | 8.6609e-11
[120 empty] | 7.3.3.17.5 (Remote Grid) Updates to grid topology to minimize risk of ignition in HFTDs Remote GridWLDFRWire-to-wire contactAggregated | WLDFR | HFTD - Distribution - Tier 3 - 2QU CoRE ¦ 2QU LoRE | Red Flag Warning - Small Fires | Wire-to-wire contact | Aggregated | 2034 | 1.2725e-06 | 264.4574 | 0.00033651 | 2034 | Mitigation | 0.95 | 45 | 0 | esc | 0.00097009 | 1.2344e-09 | 0.00097009 | 1.2344e-09 | 0.0027785 | 2.4318e-08 | 0.010025 | 8.6609e-11
[120 empty] | 7.3.3.17.5 (Remote Grid) Updates to grid topology to minimize risk of ignition in HFTDs Remote GridWLDFRWire-to-wire contactAggregated | WLDFR | HFTD - Distribution - Tier 3 - 2QU CoRE ¦ 2QU LoRE | Red Flag Warning - Small Fires | Wire-to-wire contact | Aggregated | 2035 | 1.2725e-06 | 264.4574 | 0.00033651 | 2035 | Mitigation | 0.95 | 45 | 0 | esc | 0.00097009 | 1.2344e-09 | 0.00097009 | 1.2344e-09 | 0.0027785 | 2.4318e-08 | 0.010025 | 8.6609e-11
[120 empty] | 7.3.3.17.5 (Remote Grid) Updates to grid topology to minimize risk of ignition in HFTDs Remote GridWLDFRWire-to-wire contactAggregated | WLDFR | HFTD - Distribution - Tier 3 - 2QU CoRE ¦ 2QU LoRE | Red Flag Warning - Small Fires | Wire-to-wire contact | Aggregated | 2036 | 1.2725e-06 | 264.4574 | 0.00033651 | 2036 | Mitigation | 0.95 | 45 | 0 | esc | 0.00097009 | 1.2344e-09 | 0.00097009 | 1.2344e-09 | 0 | 0 | 0 | 0
[120 empty] | 7.3.3.17.5 (Remote Grid) Updates to grid topology to minimize risk of ignition in HFTDs Remote GridWLDFRWire-to-wire contactAggregated | WLDFR | HFTD - Distribution - Tier 3 - 2QU CoRE ¦ 2QU LoRE | Red Flag Warning - Small Fires | Wire-to-wire contact | Aggregated | 2037 | 1.2725e-06 | 264.4574 | 0.00033651 | 2037 | Mitigation | 0.95 | 45 | 0 | esc | 0.00097009 | 1.2344e-09 | 0.00097009 | 1.2344e-09 | 0.0027785 | 3.0399e-08 | 0 | 0
[120 empty] | 7.3.3.17.5 (Remote Grid) Updates to grid topology to minimize risk of ignition in HFTDs Remote GridWLDFRWire-to-wire contactAggregated | WLDFR | HFTD - Distribution - Tier 3 - 2QU CoRE ¦ 2QU LoRE | Red Flag Warning - Small Fires | Wire-to-wire contact | Aggregated | 2038 | 1.2725e-06 | 264.4574 | 0.00033651 | 2038 | Mitigation | 0.95 | 45 | 0 | esc | 0.00097009 | 1.2344e-09 | 0.00097009 | 1.2344e-09 | 0.0027785 | 3.0399e-08 | 0.0094681 | 2.7923e-10
[120 empty] | 7.3.3.17.5 (Remote Grid) Updates to grid topology to minimize risk of ignition in HFTDs Remote GridWLDFRWire-to-wire contactAggregated | WLDFR | HFTD - Distribution - Tier 3 - 2QU CoRE ¦ 2QU LoRE | Red Flag Warning - Small Fires | Wire-to-wire contact | Aggregated | 2039 | 1.2725e-06 | 264.4574 | 0.00033651 | 2039 | Mitigation | 0.95 | 45 | 0 | esc | 0.00097009 | 1.2344e-09 | 0.00097009 | 1.2344e-09 | 0.0027785 | 3.0399e-08 | 0.0094681 | 2.7923e-10
[120 empty] | 7.3.3.17.5 (Remote Grid) Updates to grid topology to minimize risk of ignition in HFTDs Remote GridWLDFRWire-to-wire contactAggregated | WLDFR | HFTD - Distribution - Tier 3 - 2QU CoRE ¦ 2QU LoRE | Red Flag Warning - Small Fires | Wire-to-wire contact | Aggregated | 2040 | 1.2725e-06 | 264.4574 | 0.00033651 | 2040 | Mitigation | 0.95 | 45 | 0 | esc | 0.00097009 | 1.2344e-09 | 0.00097009 | 1.2344e-09 | 0.0027785 | 3.0399e-08 | 0.0094681 | 2.7923e-10
[120 empty] | 7.3.3.17.5 (Remote Grid) Updates to grid topology to minimize risk of ignition in HFTDs Remote GridWLDFRWire-to-wire contactAggregated | WLDFR | HFTD - Distribution - Tier 3 - 2QU CoRE ¦ 2QU LoRE | Red Flag Warning - Small Fires | Wire-to-wire contact | Aggregated | 2041 | 1.2725e-06 | 264.4574 | 0.00033651 | 2041 | Mitigation | 0.95 | 45 | 0 | esc | 0.00097009 | 1.2344e-09 | 0.00097009 | 1.2344e-09 | 0.0027785 | 3.0399e-08 | 0.0094681 | 2.7923e-10
[120 empty] | 7.3.3.17.5 (Remote Grid) Updates to grid topology to minimize risk of ignition in HFTDs Remote GridWLDFRWire-to-wire contactAggregated | WLDFR | HFTD - Distribution - Tier 3 - 2QU CoRE ¦ 2QU LoRE | Red Flag Warning - Small Fires | Wire-to-wire contact | Aggregated | 2042 | 1.2725e-06 | 264.4574 | 0.00033651 | 2042 | Mitigation | 0.95 | 45 | 0 | esc | 0.00097009 | 1.2344e-09 | 0.00097009 | 1.2344e-09 | 0.0027785 | 3.0399e-08 | 0.0094681 | 2.7923e-10
[120 empty] | 7.3.3.17.5 (Remote Grid) Updates to grid topology to minimize risk of ignition in HFTDs Remote GridWLDFRWire-to-wire contactAggregated | WLDFR | HFTD - Distribution - Tier 3 - 2QU CoRE ¦ 2QU LoRE | Red Flag Warning - Small Fires | Wire-to-wire contact | Aggregated | 2043 | 1.2725e-06 | 264.4574 | 0.00033651 | 2043 | Mitigation | 0.95 | 45 | 0 | esc | 0.00097009 | 1.2344e-09 | 0.00097009 | 1.2344e-09 | 0.0027785 | 3.0399e-08 | 0.0094681 | 2.7923e-10
[120 empty] | 7.3.3.17.5 (Remote Grid) Updates to grid topology to minimize risk of ignition in HFTDs Remote GridWLDFRWire-to-wire contactAggregated | WLDFR | HFTD - Distribution - Tier 3 - 2QU CoRE ¦ 2QU LoRE | Red Flag Warning - Small Fires | Wire-to-wire contact | Aggregated | 2044 | 1.2725e-06 | 264.4574 | 0.00033651 | 2044 | Mitigation | 0.95 | 45 | 0 | esc | 0.00097009 | 1.2344e-09 | 0.00097009 | 1.2344e-09 | 0.0027785 | 3.0399e-08 | 0.0094681 | 2.7923e-10
[120 empty] | 7.3.3.17.5 (Remote Grid) Updates to grid topology to minimize risk of ignition in HFTDs Remote GridWLDFRWire-to-wire contactAggregated | WLDFR | HFTD - Distribution - Tier 3 - 2QU CoRE ¦ 2QU LoRE | Red Flag Warning - Small Fires | Wire-to-wire contact | Aggregated | 2045 | 1.2725e-06 | 264.4574 | 0.00033651 | 2045 | Mitigation | 0.95 | 45 | 0 | esc | 0.00097009 | 1.2344e-09 | 0.00097009 | 1.2344e-09 | 0.0027785 | 3.0399e-08 | 0.0094681 | 2.7923e-10
[120 empty] | 7.3.3.17.5 (Remote Grid) Updates to grid topology to minimize risk of ignition in HFTDs Remote GridWLDFRWire-to-wire contactAggregated | WLDFR | HFTD - Distribution - Tier 3 - 2QU CoRE ¦ 2QU LoRE | Red Flag Warning - Small Fires | Wire-to-wire contact | Aggregated | 2046 | 1.2725e-06 | 264.4574 | 0.00033651 | 2046 | Mitigation | 0.95 | 45 | 0 | esc | 0.00097009 | 1.2344e-09 | 0.00097009 | 1.2344e-09 | 0.0027785 | 3.0399e-08 | 0.0094681 | 2.7923e-10
[120 empty] | 7.3.3.17.5 (Remote Grid) Updates to grid topology to minimize risk of ignition in HFTDs Remote GridWLDFRWire-to-wire contactAggregated | WLDFR | HFTD - Distribution - Tier 3 - 2QU CoRE ¦ 2QU LoRE | Red Flag Warning - Small Fires | Wire-to-wire contact | Aggregated | 2047 | 1.2725e-06 | 264.4574 | 0.00033651 | 2047 | Mitigation | 0.95 | 45 | 0 | esc | 0.00097009 | 1.2344e-09 | 0.00097009 | 1.2344e-09 | 0.0027785 | 3.0399e-08 | 0.0094681 | 2.7923e-10
[120 empty] | 7.3.3.17.5 (Remote Grid) Updates to grid topology to minimize risk of ignition in HFTDs Remote GridWLDFRWire-to-wire contactAggregated | WLDFR | HFTD - Distribution - Tier 3 - 2QU CoRE ¦ 2QU LoRE | Red Flag Warning - Small Fires | Wire-to-wire contact | Aggregated | 2048 | 1.2725e-06 | 264.4574 | 0.00033651 | 2048 | Mitigation | 0.95 | 45 | 0 | esc | 0.00097009 | 1.2344e-09 | 0.00097009 | 1.2344e-09 | 0.0027785 | 3.0399e-08 | 0.0094681 | 2.7923e-10
[120 empty] | 7.3.3.17.5 (Remote Grid) Updates to grid topology to minimize risk of ignition in HFTDs Remote GridWLDFRWire-to-wire contactAggregated | WLDFR | HFTD - Distribution - Tier 3 - 2QU CoRE ¦ 2QU LoRE | Red Flag Warning - Small Fires | Wire-to-wire contact | Aggregated | 2049 | 1.2725e-06 | 264.4574 | 0.00033651 | 2049 | Mitigation | 0.95 | 45 | 0 | esc | 0.00097009 | 1.2344e-09 | 0.00097009 | 1.2344e-09 | 0.0027785 | 3.0399e-08 | 0.0094681 | 2.7923e-10
[120 empty] | 7.3.3.17.5 (Remote Grid) Updates to grid topology to minimize risk of ignition in HFTDs Remote GridWLDFRWire-to-wire contactAggregated | WLDFR | HFTD - Distribution - Tier 3 - 2QU CoRE ¦ 2QU LoRE | Red Flag Warning - Small Fires | Wire-to-wire contact | Aggregated | 2050 | 1.2725e-06 | 264.4574 | 0.00033651 | 2050 | Mitigation | 0.95 | 45 | 0 | esc | 0.00097009 | 1.2344e-09 | 0.00097009 | 1.2344e-09 | 0.0027785 | 3.0399e-08 | 0.0094681 | 2.7923e-10
[120 empty] | 7.3.3.17.5 (Remote Grid) Updates to grid topology to minimize risk of ignition in HFTDs Remote GridWLDFRWire-to-wire contactAggregated | WLDFR | HFTD - Distribution - Tier 3 - 2QU CoRE ¦ 2QU LoRE | Red Flag Warning - Small Fires | Wire-to-wire contact | Aggregated | 2051 | 1.2725e-06 | 264.4574 | 0.00033651 | 2051 | Mitigation | 0.95 | 45 | 0 | esc | 0.00097009 | 1.2344e-09 | 0.00097009 | 1.2344e-09 | 0.0027785 | 3.0399e-08 | 0.0094681 | 2.7923e-10
[120 empty] | 7.3.3.17.5 (Remote Grid) Updates to grid topology to minimize risk of ignition in HFTDs Remote GridWLDFRWire-to-wire contactAggregated | WLDFR | HFTD - Distribution - Tier 3 - 2QU CoRE ¦ 2QU LoRE | Red Flag Warning - Small Fires | Wire-to-wire contact | Aggregated | 2052 | 1.2725e-06 | 264.4574 | 0.00033651 | 2052 | Mitigation | 0.95 | 45 | 0 | esc | 0.00097009 | 1.2344e-09 | 0.00097009 | 1.2344e-09 | 0.0027785 | 3.0399e-08 | 0.0094681 | 2.7923e-10
[120 empty] | 7.3.3.17.5 (Remote Grid) Updates to grid topology to minimize risk of ignition in HFTDs Remote GridWLDFRWire-to-wire contactAggregated | WLDFR | HFTD - Distribution - Tier 3 - 2QU CoRE ¦ 2QU LoRE | Red Flag Warning - Small Fires | Wire-to-wire contact | Aggregated | 2053 | 1.2725e-06 | 264.4574 | 0.00033651 | 2053 | Mitigation | 0.95 | 45 | 0 | esc | 0.00097009 | 1.2344e-09 | 0.00097009 | 1.2344e-09 | 0.0027785 | 3.0399e-08 | 0.0094681 | 2.7923e-10
[120 empty] | 7.3.3.17.5 (Remote Grid) Updates to grid topology to minimize risk of ignition in HFTDs Remote GridWLDFRWire-to-wire contactAggregated | WLDFR | HFTD - Distribution - Tier 3 - 2QU CoRE ¦ 2QU LoRE | Red Flag Warning - Small Fires | Wire-to-wire contact | Aggregated | 2054 | 1.2725e-06 | 264.4574 | 0.00033651 | 2054 | Mitigation | 0.95 | 45 | 0 | esc | 0.00097009 | 1.2344e-09 | 0.00097009 | 1.2344e-09 | 0.0027785 | 3.0399e-08 | 0.0094681 | 2.7923e-10
[120 empty] | 7.3.3.17.5 (Remote Grid) Updates to grid topology to minimize risk of ignition in HFTDs Remote GridWLDFRWire-to-wire contactAggregated | WLDFR | HFTD - Distribution - Tier 3 - 2QU CoRE ¦ 2QU LoRE | Red Flag Warning - Small Fires | Wire-to-wire contact | Aggregated | 2055 | 1.2725e-06 | 264.4574 | 0.00033651 | 2055 | Mitigation | 0.95 | 45 | 0 | esc | 0.00097009 | 1.2344e-09 | 0.00097009 | 1.2344e-09 | 0.0027785 | 3.0399e-08 | 0.0094681 | 2.7923e-10
[120 empty] | 7.3.3.17.5 (Remote Grid) Updates to grid topology to minimize risk of ignition in HFTDs Remote GridWLDFRWire-to-wire contactAggregated | WLDFR | HFTD - Distribution - Tier 3 - 2QU CoRE ¦ 2QU LoRE | Red Flag Warning - Small Fires | Wire-to-wire contact | Aggregated | 2056 | 1.2725e-06 | 264.4574 | 0.00033651 | 2056 | Mitigation | 0.95 | 45 | 0 | esc | 0.00097009 | 1.2344e-09 | 0.00097009 | 1.2344e-09 | 0.0027785 | 3.0399e-08 | 0.0094681 | 2.7923e-10
[120 empty] | 7.3.3.17.5 (Remote Grid) Updates to grid topology to minimize risk of ignition in HFTDs Remote GridWLDFRWire-to-wire contactAggregated | WLDFR | HFTD - Distribution - Tier 3 - 2QU CoRE ¦ 2QU LoRE | Red Flag Warning - Small Fires | Wire-to-wire contact | Aggregated | 2057 | 1.2725e-06 | 264.4574 | 0.00033651 | 2057 | Mitigation | 0.95 | 45 | 0 | esc | 0.00097009 | 1.2344e-09 | 0.00097009 | 1.2344e-09 | 0.0027785 | 3.0399e-08 | 0.0094681 | 2.7923e-10
[120 empty] | 7.3.3.17.5 (Remote Grid) Updates to grid topology to minimize risk of ignition in HFTDs Remote GridWLDFRWire-to-wire contactAggregated | WLDFR | HFTD - Distribution - Tier 3 - 2QU CoRE ¦ 2QU LoRE | Red Flag Warning - Small Fires | Wire-to-wire contact | Aggregated | 2058 | 1.2725e-06 | 264.4574 | 0.00033651 | 2058 | Mitigation | 0.95 | 45 | 0 | esc | 0.00097009 | 1.2344e-09 | 0.00097009 | 1.2344e-09 | 0.0027785 | 3.0399e-08 | 0.0094681 | 2.7923e-10
[120 empty] | 7.3.3.17.5 (Remote Grid) Updates to grid topology to minimize risk of ignition in HFTDs Remote GridWLDFRWire-to-wire contactAggregated | WLDFR | HFTD - Distribution - Tier 3 - 2QU CoRE ¦ 2QU LoRE | Red Flag Warning - Small Fires | Wire-to-wire contact | Aggregated | 2059 | 1.2725e-06 | 264.4574 | 0.00033651 | 2059 | Mitigation | 0.95 | 45 | 0 | esc | 0.00097009 | 1.2344e-09 | 0.00097009 | 1.2344e-09 | 0.0027785 | 3.0399e-08 | 0.0094681 | 2.7923e-10
[120 empty] | 7.3.3.17.5 (Remote Grid) Updates to grid topology to minimize risk of ignition in HFTDs Remote GridWLDFRWire-to-wire contactAggregated | WLDFR | HFTD - Distribution - Tier 3 - 2QU CoRE ¦ 2QU LoRE | Red Flag Warning - Small Fires | Wire-to-wire contact | Aggregated | 2060 | 1.2725e-06 | 264.4574 | 0.00033651 | 2060 | Mitigation | 0.95 | 45 | 0 | esc | 0.00097009 | 1.2344e-09 | 0.00097009 | 1.2344e-09 | 0.0027785 | 3.0399e-08 | 0.0094681 | 2.7923e-10
[120 empty] | 7.3.3.17.5 (Remote Grid) Updates to grid topology to minimize risk of ignition in HFTDs Remote GridWLDFRWire-to-wire contactAggregated | WLDFR | HFTD - Distribution - Tier 3 - 2QU CoRE ¦ 2QU LoRE | Red Flag Warning - Small Fires | Wire-to-wire contact | Aggregated | 2061 | 1.2725e-06 | 264.4574 | 0.00033651 | 2061 | Mitigation | 0.95 | 45 | 0 | esc | 0.00097009 | 1.2344e-09 | 0.00097009 | 1.2344e-09 | 0.0027785 | 3.0399e-08 | 0.0094681 | 2.7923e-10
[120 empty] | 7.3.3.17.5 (Remote Grid) Updates to grid topology to minimize risk of ignition in HFTDs Remote GridWLDFRWire-to-wire contactAggregated | WLDFR | HFTD - Distribution - Tier 3 - 2QU CoRE ¦ 2QU LoRE | Red Flag Warning - Small Fires | Wire-to-wire contact | Aggregated | 2062 | 1.2725e-06 | 264.4574 | 0.00033651 | 2062 | Mitigation | 0.95 | 45 | 0 | esc | 0.00097009 | 1.2344e-09 | 0.00097009 | 1.2344e-09 | 0.0027785 | 3.0399e-08 | 0.0094681 | 2.7923e-10
[120 empty] | 7.3.3.17.5 (Remote Grid) Updates to grid topology to minimize risk of ignition in HFTDs Remote GridWLDFRWire-to-wire contactAggregated | WLDFR | HFTD - Distribution - Tier 3 - 2QU CoRE ¦ 2QU LoRE | Red Flag Warning - Small Fires | Wire-to-wire contact | Aggregated | 2063 | 1.2725e-06 | 264.4574 | 0.00033651 | 2063 | Mitigation | 0.95 | 45 | 0 | esc | 0.00097009 | 1.2344e-09 | 0.00097009 | 1.2344e-09 | 0.0027785 | 3.0399e-08 | 0.0094681 | 2.7923e-10
[120 empty] | 7.3.3.17.5 (Remote Grid) Updates to grid topology to minimize risk of ignition in HFTDs Remote GridWLDFRWire-to-wire contactAggregated | WLDFR | HFTD - Distribution - Tier 3 - 2QU CoRE ¦ 2QU LoRE | Red Flag Warning - Small Fires | Wire-to-wire contact | Aggregated | 2064 | 1.2725e-06 | 264.4574 | 0.00033651 | 2064 | Mitigation | 0.95 | 45 | 0 | esc | 0.00097009 | 1.2344e-09 | 0.00097009 | 1.2344e-09 | 0.0027785 | 3.0399e-08 | 0.0094681 | 2.7923e-10
[120 empty] | 7.3.3.17.5 (Remote Grid) Updates to grid topology to minimize risk of ignition in HFTDs Remote GridWLDFRWire-to-wire contactAggregated | WLDFR | HFTD - Distribution - Tier 3 - 2QU CoRE ¦ 2QU LoRE | Red Flag Warning - Small Fires | Wire-to-wire contact | Aggregated | 2065 | 1.2725e-06 | 264.4574 | 0.00033651 | 2065 | Mitigation | 0.95 | 45 | 0 | esc | 0.00097009 | 1.2344e-09 | 0.00097009 | 1.2344e-09 | 0.0027785 | 3.0399e-08 | 0.0094681 | 2.7923e-10
[120 empty] | 7.3.3.17.5 (Remote Grid) Updates to grid topology to minimize risk of ignition in HFTDs Remote GridWLDFRWire-to-wire contactAggregated | WLDFR | HFTD - Distribution - Tier 3 - 2QU CoRE ¦ 2QU LoRE | Red Flag Warning - Small Fires | Wire-to-wire contact | Aggregated | 2066 | 1.2725e-06 | 264.4574 | 0.00033651 | 2066 | Mitigation | 0.95 | 45 | 0 | esc | 0.00097009 | 1.2344e-09 | 0.00097009 | 1.2344e-09 | 0.0027785 | 3.0399e-08 | 0.0094681 | 2.7923e-10
[120 empty] | 7.3.3.17.5 (Remote Grid) Updates to grid topology to minimize risk of ignition in HFTDs Remote GridWLDFRWire-to-wire contactAggregated | WLDFR | HFTD - Distribution - Tier 3 - 2QU CoRE ¦ 2QU LoRE | Red Flag Warning - Small Fires | Wire-to-wire contact | Aggregated | 2067 | 1.2725e-06 | 264.4574 | 0.00033651 | 2067 | Mitigation | 0.95 | 45 | 0 | esc | 0 | 0 | 0.00097009 | 1.2344e-09 | 0.0027785 | 3.0399e-08 | 0.0094681 | 2.7923e-10
[120 empty] | 7.3.3.17.5 (Remote Grid) Updates to grid topology to minimize risk of ignition in HFTDs Remote GridWLDFRContact from objectAggregated | WLDFR | HFTD - Distribution - Tier 3 - 2QU CoRE ¦ 3QU LoRE | Non-Red Flag Warning - Catastrophic Fires | Contact from object | Aggregated | 2022 | 9.3006e-07 | 279.2931 | 0.00025976 | 2022 | Mitigation | 0.95 | 45 | 0 | esc | 0.00097009 | 9.0224e-10 | 0 | 0 | 0.0027785 | 3.0399e-08 | 0 | 0
[120 empty] | 7.3.3.17.5 (Remote Grid) Updates to grid topology to minimize risk of ignition in HFTDs Remote GridWLDFRContact from objectAggregated | WLDFR | HFTD - Distribution - Tier 3 - 2QU CoRE ¦ 3QU LoRE | Non-Red Flag Warning - Catastrophic Fires | Contact from object | Aggregated | 2023 | 9.3006e-07 | 279.2931 | 0.00025976 | 2023 | Mitigation | 0.95 | 45 | 0 | esc | 0.00097009 | 9.0224e-10 | 0.00097009 | 9.0224e-10 | 0.0027785 | 3.0399e-08 | 0 | 0
[120 empty] | 7.3.3.17.5 (Remote Grid) Updates to grid topology to minimize risk of ignition in HFTDs Remote GridWLDFRContact from objectAggregated | WLDFR | HFTD - Distribution - Tier 3 - 2QU CoRE ¦ 3QU LoRE | Non-Red Flag Warning - Catastrophic Fires | Contact from object | Aggregated | 2024 | 9.3006e-07 | 279.2931 | 0.00025976 | 2024 | Mitigation | 0.95 | 45 | 0 | esc | 0.00097009 | 9.0224e-10 | 0.00097009 | 9.0224e-10 | 0.0027785 | 3.0399e-08 | 0.010598 | 1.4195e-11
[120 empty] | 7.3.3.17.5 (Remote Grid) Updates to grid topology to minimize risk of ignition in HFTDs Remote GridWLDFRContact from objectAggregated | WLDFR | HFTD - Distribution - Tier 3 - 2QU CoRE ¦ 3QU LoRE | Non-Red Flag Warning - Catastrophic Fires | Contact from object | Aggregated | 2025 | 9.3006e-07 | 279.2931 | 0.00025976 | 2025 | Mitigation | 0.95 | 45 | 0 | esc | 0.00097009 | 9.0224e-10 | 0.00097009 | 9.0224e-10 | 0.0027785 | 3.0399e-08 | 0.010598 | 1.4195e-11
[120 empty] | 7.3.3.17.5 (Remote Grid) Updates to grid topology to minimize risk of ignition in HFTDs Remote GridWLDFRContact from objectAggregated | WLDFR | HFTD - Distribution - Tier 3 - 2QU CoRE ¦ 3QU LoRE | Non-Red Flag Warning - Catastrophic Fires | Contact from object | Aggregated | 2026 | 9.3006e-07 | 279.2931 | 0.00025976 | 2026 | Mitigation | 0.95 | 45 | 0 | esc | 0.00097009 | 9.0224e-10 | 0.00097009 | 9.0224e-10 | 0.0027785 | 3.0399e-08 | 0.010598 | 1.4195e-11
[120 empty] | 7.3.3.17.5 (Remote Grid) Updates to grid topology to minimize risk of ignition in HFTDs Remote GridWLDFRContact from objectAggregated | WLDFR | HFTD - Distribution - Tier 3 - 2QU CoRE ¦ 3QU LoRE | Non-Red Flag Warning - Catastrophic Fires | Contact from object | Aggregated | 2027 | 9.3006e-07 | 279.2931 | 0.00025976 | 2027 | Mitigation | 0.95 | 45 | 0 | esc | 0.00097009 | 9.0224e-10 | 0.00097009 | 9.0224e-10 | 0.0027785 | 3.0399e-08 | 0.010598 | 1.4195e-11
[120 empty] | 7.3.3.17.5 (Remote Grid) Updates to grid topology to minimize risk of ignition in HFTDs Remote GridWLDFRContact from objectAggregated | WLDFR | HFTD - Distribution - Tier 3 - 2QU CoRE ¦ 3QU LoRE | Non-Red Flag Warning - Catastrophic Fires | Contact from object | Aggregated | 2028 | 9.3006e-07 | 279.2931 | 0.00025976 | 2028 | Mitigation | 0.95 | 45 | 0 | esc | 0.00097009 | 9.0224e-10 | 0.00097009 | 9.0224e-10 | 0.0027785 | 3.0399e-08 | 0.010598 | 1.4195e-11
[120 empty] | 7.3.3.17.5 (Remote Grid) Updates to grid topology to minimize risk of ignition in HFTDs Remote GridWLDFRContact from objectAggregated | WLDFR | HFTD - Distribution - Tier 3 - 2QU CoRE ¦ 3QU LoRE | Non-Red Flag Warning - Catastrophic Fires | Contact from object | Aggregated | 2029 | 9.3006e-07 | 279.2931 | 0.00025976 | 2029 | Mitigation | 0.95 | 45 | 0 | esc | 0.00097009 | 9.0224e-10 | 0.00097009 | 9.0224e-10 | 0.0027785 | 3.0399e-08 | 0.010598 | 1.4195e-11
[120 empty] | 7.3.3.17.5 (Remote Grid) Updates to grid topology to minimize risk of ignition in HFTDs Remote GridWLDFRContact from objectAggregated | WLDFR | HFTD - Distribution - Tier 3 - 2QU CoRE ¦ 3QU LoRE | Non-Red Flag Warning - Catastrophic Fires | Contact from object | Aggregated | 2030 | 9.3006e-07 | 279.2931 | 0.00025976 | 2030 | Mitigation | 0.95 | 45 | 0 | esc | 0.00097009 | 9.0224e-10 | 0.00097009 | 9.0224e-10 | 0.0027785 | 3.0399e-08 | 0.010598 | 1.4195e-11
[120 empty] | 7.3.3.17.5 (Remote Grid) Updates to grid topology to minimize risk of ignition in HFTDs Remote GridWLDFRContact from objectAggregated | WLDFR | HFTD - Distribution - Tier 3 - 2QU CoRE ¦ 3QU LoRE | Non-Red Flag Warning - Catastrophic Fires | Contact from object | Aggregated | 2031 | 9.3006e-07 | 279.2931 | 0.00025976 | 2031 | Mitigation | 0.95 | 45 | 0 | esc | 0.00097009 | 9.0224e-10 | 0.00097009 | 9.0224e-10 | 0.0027785 | 3.0399e-08 | 0.010598 | 1.4195e-11
[120 empty] | 7.3.3.17.5 (Remote Grid) Updates to grid topology to minimize risk of ignition in HFTDs Remote GridWLDFRContact from objectAggregated | WLDFR | HFTD - Distribution - Tier 3 - 2QU CoRE ¦ 3QU LoRE | Non-Red Flag Warning - Catastrophic Fires | Contact from object | Aggregated | 2032 | 9.3006e-07 | 279.2931 | 0.00025976 | 2032 | Mitigation | 0.95 | 45 | 0 | esc | 0.00097009 | 9.0224e-10 | 0.00097009 | 9.0224e-10 | 0.0027785 | 3.0399e-08 | 0.010598 | 1.4195e-11
[120 empty] | 7.3.3.17.5 (Remote Grid) Updates to grid topology to minimize risk of ignition in HFTDs Remote GridWLDFRContact from objectAggregated | WLDFR | HFTD - Distribution - Tier 3 - 2QU CoRE ¦ 3QU LoRE | Non-Red Flag Warning - Catastrophic Fires | Contact from object | Aggregated | 2033 | 9.3006e-07 | 279.2931 | 0.00025976 | 2033 | Mitigation | 0.95 | 45 | 0 | esc | 0.00097009 | 9.0224e-10 | 0.00097009 | 9.0224e-10 | 0.0027785 | 3.0399e-08 | 0.010598 | 1.4195e-11
[120 empty] | 7.3.3.17.5 (Remote Grid) Updates to grid topology to minimize risk of ignition in HFTDs Remote GridWLDFRContact from objectAggregated | WLDFR | HFTD - Distribution - Tier 3 - 2QU CoRE ¦ 3QU LoRE | Non-Red Flag Warning - Catastrophic Fires | Contact from object | Aggregated | 2034 | 9.3006e-07 | 279.2931 | 0.00025976 | 2034 | Mitigation | 0.95 | 45 | 0 | esc | 0.00097009 | 9.0224e-10 | 0.00097009 | 9.0224e-10 | 0.0027785 | 3.0399e-08 | 0.010598 | 1.4195e-11
[120 empty] | 7.3.3.17.5 (Remote Grid) Updates to grid topology to minimize risk of ignition in HFTDs Remote GridWLDFRContact from objectAggregated | WLDFR | HFTD - Distribution - Tier 3 - 2QU CoRE ¦ 3QU LoRE | Non-Red Flag Warning - Catastrophic Fires | Contact from object | Aggregated | 2035 | 9.3006e-07 | 279.2931 | 0.00025976 | 2035 | Mitigation | 0.95 | 45 | 0 | esc | 0.00097009 | 9.0224e-10 | 0.00097009 | 9.0224e-10 | 0.0027785 | 3.0399e-08 | 0.010598 | 1.4195e-11
[120 empty] | 7.3.3.17.5 (Remote Grid) Updates to grid topology to minimize risk of ignition in HFTDs Remote GridWLDFRContact from objectAggregated | WLDFR | HFTD - Distribution - Tier 3 - 2QU CoRE ¦ 3QU LoRE | Non-Red Flag Warning - Catastrophic Fires | Contact from object | Aggregated | 2036 | 9.3006e-07 | 279.2931 | 0.00025976 | 2036 | Mitigation | 0.95 | 45 | 0 | esc | 0.00097009 | 9.0224e-10 | 0.00097009 | 9.0224e-10 | 0.0027785 | 3.0399e-08 | 0.010598 | 1.4195e-11
[120 empty] | 7.3.3.17.5 (Remote Grid) Updates to grid topology to minimize risk of ignition in HFTDs Remote GridWLDFRContact from objectAggregated | WLDFR | HFTD - Distribution - Tier 3 - 2QU CoRE ¦ 3QU LoRE | Non-Red Flag Warning - Catastrophic Fires | Contact from object | Aggregated | 2037 | 9.3006e-07 | 279.2931 | 0.00025976 | 2037 | Mitigation | 0.95 | 45 | 0 | esc | 0.00097009 | 9.0224e-10 | 0.00097009 | 9.0224e-10 | 0.0027785 | 3.0399e-08 | 0.010598 | 1.4195e-11
[120 empty] | 7.3.3.17.5 (Remote Grid) Updates to grid topology to minimize risk of ignition in HFTDs Remote GridWLDFRContact from objectAggregated | WLDFR | HFTD - Distribution - Tier 3 - 2QU CoRE ¦ 3QU LoRE | Non-Red Flag Warning - Catastrophic Fires | Contact from object | Aggregated | 2038 | 9.3006e-07 | 279.2931 | 0.00025976 | 2038 | Mitigation | 0.95 | 45 | 0 | esc | 0.00097009 | 9.0224e-10 | 0.00097009 | 9.0224e-10 | 0.0027785 | 3.0399e-08 | 0.010598 | 1.4195e-11
[120 empty] | 7.3.3.17.5 (Remote Grid) Updates to grid topology to minimize risk of ignition in HFTDs Remote GridWLDFRContact from objectAggregated | WLDFR | HFTD - Distribution - Tier 3 - 2QU CoRE ¦ 3QU LoRE | Non-Red Flag Warning - Catastrophic Fires | Contact from object | Aggregated | 2039 | 9.3006e-07 | 279.2931 | 0.00025976 | 2039 | Mitigation | 0.95 | 45 | 0 | esc | 0.00097009 | 9.0224e-10 | 0.00097009 | 9.0224e-10 | 0.0027785 | 3.0399e-08 | 0.010598 | 1.4195e-11
[120 empty] | 7.3.3.17.5 (Remote Grid) Updates to grid topology to minimize risk of ignition in HFTDs Remote GridWLDFRContact from objectAggregated | WLDFR | HFTD - Distribution - Tier 3 - 2QU CoRE ¦ 3QU LoRE | Non-Red Flag Warning - Catastrophic Fires | Contact from object | Aggregated | 2040 | 9.3006e-07 | 279.2931 | 0.00025976 | 2040 | Mitigation | 0.95 | 45 | 0 | esc | 0.00097009 | 9.0224e-10 | 0.00097009 | 9.0224e-10 | 0 | 0 | 0.010598 | 1.4195e-11
[120 empty] | 7.3.3.17.5 (Remote Grid) Updates to grid topology to minimize risk of ignition in HFTDs Remote GridWLDFRContact from objectAggregated | WLDFR | HFTD - Distribution - Tier 3 - 2QU CoRE ¦ 3QU LoRE | Non-Red Flag Warning - Catastrophic Fires | Contact from object | Aggregated | 2041 | 9.3006e-07 | 279.2931 | 0.00025976 | 2041 | Mitigation | 0.95 | 45 | 0 | esc | 0.00097009 | 9.0224e-10 | 0.00097009 | 9.0224e-10 | 0.0027785 | 2.6981e-10 | 0.010598 | 1.4195e-11
[120 empty] | 7.3.3.17.5 (Remote Grid) Updates to grid topology to minimize risk of ignition in HFTDs Remote GridWLDFRContact from objectAggregated | WLDFR | HFTD - Distribution - Tier 3 - 2QU CoRE ¦ 3QU LoRE | Non-Red Flag Warning - Catastrophic Fires | Contact from object | Aggregated | 2042 | 9.3006e-07 | 279.2931 | 0.00025976 | 2042 | Mitigation | 0.95 | 45 | 0 | esc | 0.00097009 | 9.0224e-10 | 0.00097009 | 9.0224e-10 | 0.0027785 | 2.6981e-10 | 0.010598 | 1.4195e-11
[120 empty] | 7.3.3.17.5 (Remote Grid) Updates to grid topology to minimize risk of ignition in HFTDs Remote GridWLDFRContact from objectAggregated | WLDFR | HFTD - Distribution - Tier 3 - 2QU CoRE ¦ 3QU LoRE | Non-Red Flag Warning - Catastrophic Fires | Contact from object | Aggregated | 2043 | 9.3006e-07 | 279.2931 | 0.00025976 | 2043 | Mitigation | 0.95 | 45 | 0 | esc | 0.00097009 | 9.0224e-10 | 0.00097009 | 9.0224e-10 | 0.0027785 | 2.6981e-10 | 0.010598 | 1.4195e-11
[120 empty] | 7.3.3.17.5 (Remote Grid) Updates to grid topology to minimize risk of ignition in HFTDs Remote GridWLDFRContact from objectAggregated | WLDFR | HFTD - Distribution - Tier 3 - 2QU CoRE ¦ 3QU LoRE | Non-Red Flag Warning - Catastrophic Fires | Contact from object | Aggregated | 2044 | 9.3006e-07 | 279.2931 | 0.00025976 | 2044 | Mitigation | 0.95 | 45 | 0 | esc | 0.00097009 | 9.0224e-10 | 0.00097009 | 9.0224e-10 | 0.0027785 | 2.6981e-10 | 0.010598 | 1.4195e-11
[120 empty] | 7.3.3.17.5 (Remote Grid) Updates to grid topology to minimize risk of ignition in HFTDs Remote GridWLDFRContact from objectAggregated | WLDFR | HFTD - Distribution - Tier 3 - 2QU CoRE ¦ 3QU LoRE | Non-Red Flag Warning - Catastrophic Fires | Contact from object | Aggregated | 2045 | 9.3006e-07 | 279.2931 | 0.00025976 | 2045 | Mitigation | 0.95 | 45 | 0 | esc | 0.00097009 | 9.0224e-10 | 0.00097009 | 9.0224e-10 | 0.0027785 | 2.6981e-10 | 0.010598 | 1.4195e-11
[120 empty] | 7.3.3.17.5 (Remote Grid) Updates to grid topology to minimize risk of ignition in HFTDs Remote GridWLDFRContact from objectAggregated | WLDFR | HFTD - Distribution - Tier 3 - 2QU CoRE ¦ 3QU LoRE | Non-Red Flag Warning - Catastrophic Fires | Contact from object | Aggregated | 2046 | 9.3006e-07 | 279.2931 | 0.00025976 | 2046 | Mitigation | 0.95 | 45 | 0 | esc | 0.00097009 | 9.0224e-10 | 0.00097009 | 9.0224e-10 | 0.0027785 | 2.6981e-10 | 0.010598 | 1.4195e-11
[120 empty] | 7.3.3.17.5 (Remote Grid) Updates to grid topology to minimize risk of ignition in HFTDs Remote GridWLDFRContact from objectAggregated | WLDFR | HFTD - Distribution - Tier 3 - 2QU CoRE ¦ 3QU LoRE | Non-Red Flag Warning - Catastrophic Fires | Contact from object | Aggregated | 2047 | 9.3006e-07 | 279.2931 | 0.00025976 | 2047 | Mitigation | 0.95 | 45 | 0 | esc | 0.00097009 | 9.0224e-10 | 0.00097009 | 9.0224e-10 | 0.0027785 | 2.6981e-10 | 0.010598 | 1.4195e-11
[120 empty] | 7.3.3.17.5 (Remote Grid) Updates to grid topology to minimize risk of ignition in HFTDs Remote GridWLDFRContact from objectAggregated | WLDFR | HFTD - Distribution - Tier 3 - 2QU CoRE ¦ 3QU LoRE | Non-Red Flag Warning - Catastrophic Fires | Contact from object | Aggregated | 2048 | 9.3006e-07 | 279.2931 | 0.00025976 | 2048 | Mitigation | 0.95 | 45 | 0 | esc | 0.00097009 | 9.0224e-10 | 0.00097009 | 9.0224e-10 | 0.0027785 | 2.6981e-10 | 0.010598 | 1.4195e-11
[120 empty] | 7.3.3.17.5 (Remote Grid) Updates to grid topology to minimize risk of ignition in HFTDs Remote GridWLDFRContact from objectAggregated | WLDFR | HFTD - Distribution - Tier 3 - 2QU CoRE ¦ 3QU LoRE | Non-Red Flag Warning - Catastrophic Fires | Contact from object | Aggregated | 2049 | 9.3006e-07 | 279.2931 | 0.00025976 | 2049 | Mitigation | 0.95 | 45 | 0 | esc | 0.00097009 | 9.0224e-10 | 0.00097009 | 9.0224e-10 | 0.0027785 | 2.6981e-10 | 0.010598 | 1.4195e-11
[120 empty] | 7.3.3.17.5 (Remote Grid) Updates to grid topology to minimize risk of ignition in HFTDs Remote GridWLDFRContact from objectAggregated | WLDFR | HFTD - Distribution - Tier 3 - 2QU CoRE ¦ 3QU LoRE | Non-Red Flag Warning - Catastrophic Fires | Contact from object | Aggregated | 2050 | 9.3006e-07 | 279.2931 | 0.00025976 | 2050 | Mitigation | 0.95 | 45 | 0 | esc | 0.00097009 | 9.0224e-10 | 0.00097009 | 9.0224e-10 | 0.0027785 | 2.6981e-10 | 0.010598 | 1.4195e-11
[120 empty] | 7.3.3.17.5 (Remote Grid) Updates to grid topology to minimize risk of ignition in HFTDs Remote GridWLDFRContact from objectAggregated | WLDFR | HFTD - Distribution - Tier 3 - 2QU CoRE ¦ 3QU LoRE | Non-Red Flag Warning - Catastrophic Fires | Contact from object | Aggregated | 2051 | 9.3006e-07 | 279.2931 | 0.00025976 | 2051 | Mitigation | 0.95 | 45 | 0 | esc | 0.00097009 | 9.0224e-10 | 0.00097009 | 9.0224e-10 | 0.0027785 | 2.6981e-10 | 0.010598 | 1.4195e-11
[120 empty] | 7.3.3.17.5 (Remote Grid) Updates to grid topology to minimize risk of ignition in HFTDs Remote GridWLDFRContact from objectAggregated | WLDFR | HFTD - Distribution - Tier 3 - 2QU CoRE ¦ 3QU LoRE | Non-Red Flag Warning - Catastrophic Fires | Contact from object | Aggregated | 2052 | 9.3006e-07 | 279.2931 | 0.00025976 | 2052 | Mitigation | 0.95 | 45 | 0 | esc | 0.00097009 | 9.0224e-10 | 0.00097009 | 9.0224e-10 | 0.0027785 | 2.6981e-10 | 0.010598 | 1.4195e-11
[120 empty] | 7.3.3.17.5 (Remote Grid) Updates to grid topology to minimize risk of ignition in HFTDs Remote GridWLDFRContact from objectAggregated | WLDFR | HFTD - Distribution - Tier 3 - 2QU CoRE ¦ 3QU LoRE | Non-Red Flag Warning - Catastrophic Fires | Contact from object | Aggregated | 2053 | 9.3006e-07 | 279.2931 | 0.00025976 | 2053 | Mitigation | 0.95 | 45 | 0 | esc | 0.00097009 | 9.0224e-10 | 0.00097009 | 9.0224e-10 | 0.0027785 | 2.6981e-10 | 0.010598 | 1.4195e-11
[120 empty] | 7.3.3.17.5 (Remote Grid) Updates to grid topology to minimize risk of ignition in HFTDs Remote GridWLDFRContact from objectAggregated | WLDFR | HFTD - Distribution - Tier 3 - 2QU CoRE ¦ 3QU LoRE | Non-Red Flag Warning - Catastrophic Fires | Contact from object | Aggregated | 2054 | 9.3006e-07 | 279.2931 | 0.00025976 | 2054 | Mitigation | 0.95 | 45 | 0 | esc | 0.00097009 | 9.0224e-10 | 0.00097009 | 9.0224e-10 | 0.0027785 | 2.6981e-10 | 0 | 0
[120 empty] | 7.3.3.17.5 (Remote Grid) Updates to grid topology to minimize risk of ignition in HFTDs Remote GridWLDFRContact from objectAggregated | WLDFR | HFTD - Distribution - Tier 3 - 2QU CoRE ¦ 3QU LoRE | Non-Red Flag Warning - Catastrophic Fires | Contact from object | Aggregated | 2055 | 9.3006e-07 | 279.2931 | 0.00025976 | 2055 | Mitigation | 0.95 | 45 | 0 | esc | 0.00097009 | 9.0224e-10 | 0.00097009 | 9.0224e-10 | 0.0027785 | 2.6981e-10 | 0 | 0
[120 empty] | 7.3.3.17.5 (Remote Grid) Updates to grid topology to minimize risk of ignition in HFTDs Remote GridWLDFRContact from objectAggregated | WLDFR | HFTD - Distribution - Tier 3 - 2QU CoRE ¦ 3QU LoRE | Non-Red Flag Warning - Catastrophic Fires | Contact from object | Aggregated | 2056 | 9.3006e-07 | 279.2931 | 0.00025976 | 2056 | Mitigation | 0.95 | 45 | 0 | esc | 0.00097009 | 9.0224e-10 | 0.00097009 | 9.0224e-10 | 0.0027785 | 2.6981e-10 | 0.0087991 | 5.2444e-10
[120 empty] | 7.3.3.17.5 (Remote Grid) Updates to grid topology to minimize risk of ignition in HFTDs Remote GridWLDFRContact from objectAggregated | WLDFR | HFTD - Distribution - Tier 3 - 2QU CoRE ¦ 3QU LoRE | Non-Red Flag Warning - Catastrophic Fires | Contact from object | Aggregated | 2057 | 9.3006e-07 | 279.2931 | 0.00025976 | 2057 | Mitigation | 0.95 | 45 | 0 | esc | 0.00097009 | 9.0224e-10 | 0.00097009 | 9.0224e-10 | 0.0027785 | 2.6981e-10 | 0.0087991 | 5.2444e-10
[120 empty] | 7.3.3.17.5 (Remote Grid) Updates to grid topology to minimize risk of ignition in HFTDs Remote GridWLDFRContact from objectAggregated | WLDFR | HFTD - Distribution - Tier 3 - 2QU CoRE ¦ 3QU LoRE | Non-Red Flag Warning - Catastrophic Fires | Contact from object | Aggregated | 2058 | 9.3006e-07 | 279.2931 | 0.00025976 | 2058 | Mitigation | 0.95 | 45 | 0 | esc | 0.00097009 | 9.0224e-10 | 0.00097009 | 9.0224e-10 | 0.0027785 | 2.6981e-10 | 0.0087991 | 5.2444e-10
[120 empty] | 7.3.3.17.5 (Remote Grid) Updates to grid topology to minimize risk of ignition in HFTDs Remote GridWLDFRContact from objectAggregated | WLDFR | HFTD - Distribution - Tier 3 - 2QU CoRE ¦ 3QU LoRE | Non-Red Flag Warning - Catastrophic Fires | Contact from object | Aggregated | 2059 | 9.3006e-07 | 279.2931 | 0.00025976 | 2059 | Mitigation | 0.95 | 45 | 0 | esc | 0.00097009 | 9.0224e-10 | 0.00097009 | 9.0224e-10 | 0.0027785 | 2.6981e-10 | 0.0087991 | 5.2444e-10
[120 empty] | 7.3.3.17.5 (Remote Grid) Updates to grid topology to minimize risk of ignition in HFTDs Remote GridWLDFRContact from objectAggregated | WLDFR | HFTD - Distribution - Tier 3 - 2QU CoRE ¦ 3QU LoRE | Non-Red Flag Warning - Catastrophic Fires | Contact from object | Aggregated | 2060 | 9.3006e-07 | 279.2931 | 0.00025976 | 2060 | Mitigation | 0.95 | 45 | 0 | esc | 0.00097009 | 9.0224e-10 | 0.00097009 | 9.0224e-10 | 0.0027785 | 2.6981e-10 | 0.0087991 | 5.2444e-10
[120 empty] | 7.3.3.17.5 (Remote Grid) Updates to grid topology to minimize risk of ignition in HFTDs Remote GridWLDFRContact from objectAggregated | WLDFR | HFTD - Distribution - Tier 3 - 2QU CoRE ¦ 3QU LoRE | Non-Red Flag Warning - Catastrophic Fires | Contact from object | Aggregated | 2061 | 9.3006e-07 | 279.2931 | 0.00025976 | 2061 | Mitigation | 0.95 | 45 | 0 | esc | 0.00097009 | 9.0224e-10 | 0.00097009 | 9.0224e-10 | 0.0027785 | 2.6981e-10 | 0.0087991 | 5.2444e-10
[120 empty] | 7.3.3.17.5 (Remote Grid) Updates to grid topology to minimize risk of ignition in HFTDs Remote GridWLDFRContact from objectAggregated | WLDFR | HFTD - Distribution - Tier 3 - 2QU CoRE ¦ 3QU LoRE | Non-Red Flag Warning - Catastrophic Fires | Contact from object | Aggregated | 2062 | 9.3006e-07 | 279.2931 | 0.00025976 | 2062 | Mitigation | 0.95 | 45 | 0 | esc | 0.00097009 | 9.0224e-10 | 0.00097009 | 9.0224e-10 | 0.0027785 | 2.6981e-10 | 0.0087991 | 5.2444e-10
[120 empty] | 7.3.3.17.5 (Remote Grid) Updates to grid topology to minimize risk of ignition in HFTDs Remote GridWLDFRContact from objectAggregated | WLDFR | HFTD - Distribution - Tier 3 - 2QU CoRE ¦ 3QU LoRE | Non-Red Flag Warning - Catastrophic Fires | Contact from object | Aggregated | 2063 | 9.3006e-07 | 279.2931 | 0.00025976 | 2063 | Mitigation | 0.95 | 45 | 0 | esc | 0.00097009 | 9.0224e-10 | 0.00097009 | 9.0224e-10 | 0.0027785 | 2.6981e-10 | 0.0087991 | 5.2444e-10
[120 empty] | 7.3.3.17.5 (Remote Grid) Updates to grid topology to minimize risk of ignition in HFTDs Remote GridWLDFRContact from objectAggregated | WLDFR | HFTD - Distribution - Tier 3 - 2QU CoRE ¦ 3QU LoRE | Non-Red Flag Warning - Catastrophic Fires | Contact from object | Aggregated | 2064 | 9.3006e-07 | 279.2931 | 0.00025976 | 2064 | Mitigation | 0.95 | 45 | 0 | esc | 0.00097009 | 9.0224e-10 | 0.00097009 | 9.0224e-10 | 0.0027785 | 2.6981e-10 | 0.0087991 | 5.2444e-10
[120 empty] | 7.3.3.17.5 (Remote Grid) Updates to grid topology to minimize risk of ignition in HFTDs Remote GridWLDFRContact from objectAggregated | WLDFR | HFTD - Distribution - Tier 3 - 2QU CoRE ¦ 3QU LoRE | Non-Red Flag Warning - Catastrophic Fires | Contact from object | Aggregated | 2065 | 9.3006e-07 | 279.2931 | 0.00025976 | 2065 | Mitigation | 0.95 | 45 | 0 | esc | 0.00097009 | 9.0224e-10 | 0.00097009 | 9.0224e-10 | 0.0027785 | 2.6981e-10 | 0.0087991 | 5.2444e-10
[120 empty] | 7.3.3.17.5 (Remote Grid) Updates to grid topology to minimize risk of ignition in HFTDs Remote GridWLDFRContact from objectAggregated | WLDFR | HFTD - Distribution - Tier 3 - 2QU CoRE ¦ 3QU LoRE | Non-Red Flag Warning - Catastrophic Fires | Contact from object | Aggregated | 2066 | 9.3006e-07 | 279.2931 | 0.00025976 | 2066 | Mitigation | 0.95 | 45 | 0 | esc | 0.00097009 | 9.0224e-10 | 0.00097009 | 9.0224e-10 | 0.0027785 | 2.6981e-10 | 0.0087991 | 5.2444e-10
[120 empty] | 7.3.3.17.5 (Remote Grid) Updates to grid topology to minimize risk of ignition in HFTDs Remote GridWLDFRContact from objectAggregated | WLDFR | HFTD - Distribution - Tier 3 - 2QU CoRE ¦ 3QU LoRE | Non-Red Flag Warning - Catastrophic Fires | Contact from object | Aggregated | 2067 | 9.3006e-07 | 279.2931 | 0.00025976 | 2067 | Mitigation | 0.95 | 45 | 0 | esc | 0 | 0 | 0.00097009 | 9.0224e-10 | 0.0027785 | 2.6981e-10 | 0.0087991 | 5.2444e-10
[120 empty] | 7.3.3.17.5 (Remote Grid) Updates to grid topology to minimize risk of ignition in HFTDs Remote GridWLDFRContaminationAggregated | WLDFR | HFTD - Distribution - Tier 3 - 2QU CoRE ¦ 3QU LoRE | Non-Red Flag Warning - Catastrophic Fires | Contamination | Aggregated | 2022 | 2.0447e-08 | 279.2931 | 5.7107e-06 | 2022 | Mitigation | 0.95 | 45 | 0 | esc | 0.00097009 | 1.9835e-11 | 0 | 0 | 0.0027785 | 2.6981e-10 | 0.0087991 | 5.2444e-10
[120 empty] | 7.3.3.17.5 (Remote Grid) Updates to grid topology to minimize risk of ignition in HFTDs Remote GridWLDFRContaminationAggregated | WLDFR | HFTD - Distribution - Tier 3 - 2QU CoRE ¦ 3QU LoRE | Non-Red Flag Warning - Catastrophic Fires | Contamination | Aggregated | 2023 | 2.0447e-08 | 279.2931 | 5.7107e-06 | 2023 | Mitigation | 0.95 | 45 | 0 | esc | 0.00097009 | 1.9835e-11 | 0.00097009 | 1.9835e-11 | 0.0027785 | 2.6981e-10 | 0.0087991 | 5.2444e-10
[120 empty] | 7.3.3.17.5 (Remote Grid) Updates to grid topology to minimize risk of ignition in HFTDs Remote GridWLDFRContaminationAggregated | WLDFR | HFTD - Distribution - Tier 3 - 2QU CoRE ¦ 3QU LoRE | Non-Red Flag Warning - Catastrophic Fires | Contamination | Aggregated | 2024 | 2.0447e-08 | 279.2931 | 5.7107e-06 | 2024 | Mitigation | 0.95 | 45 | 0 | esc | 0.00097009 | 1.9835e-11 | 0.00097009 | 1.9835e-11 | 0.0027785 | 2.6981e-10 | 0.0087991 | 5.2444e-10
[120 empty] | 7.3.3.17.5 (Remote Grid) Updates to grid topology to minimize risk of ignition in HFTDs Remote GridWLDFRContaminationAggregated | WLDFR | HFTD - Distribution - Tier 3 - 2QU CoRE ¦ 3QU LoRE | Non-Red Flag Warning - Catastrophic Fires | Contamination | Aggregated | 2025 | 2.0447e-08 | 279.2931 | 5.7107e-06 | 2025 | Mitigation | 0.95 | 45 | 0 | esc | 0.00097009 | 1.9835e-11 | 0.00097009 | 1.9835e-11 | 0.0027785 | 2.6981e-10 | 0.0087991 | 5.2444e-10
[120 empty] | 7.3.3.17.5 (Remote Grid) Updates to grid topology to minimize risk of ignition in HFTDs Remote GridWLDFRContaminationAggregated | WLDFR | HFTD - Distribution - Tier 3 - 2QU CoRE ¦ 3QU LoRE | Non-Red Flag Warning - Catastrophic Fires | Contamination | Aggregated | 2026 | 2.0447e-08 | 279.2931 | 5.7107e-06 | 2026 | Mitigation | 0.95 | 45 | 0 | esc | 0.00097009 | 1.9835e-11 | 0.00097009 | 1.9835e-11 | 0.0027785 | 2.6981e-10 | 0.0087991 | 5.2444e-10
[120 empty] | 7.3.3.17.5 (Remote Grid) Updates to grid topology to minimize risk of ignition in HFTDs Remote GridWLDFRContaminationAggregated | WLDFR | HFTD - Distribution - Tier 3 - 2QU CoRE ¦ 3QU LoRE | Non-Red Flag Warning - Catastrophic Fires | Contamination | Aggregated | 2027 | 2.0447e-08 | 279.2931 | 5.7107e-06 | 2027 | Mitigation | 0.95 | 45 | 0 | esc | 0.00097009 | 1.9835e-11 | 0.00097009 | 1.9835e-11 | 0.0027785 | 2.6981e-10 | 0.0087991 | 5.2444e-10
[120 empty] | 7.3.3.17.5 (Remote Grid) Updates to grid topology to minimize risk of ignition in HFTDs Remote GridWLDFRContaminationAggregated | WLDFR | HFTD - Distribution - Tier 3 - 2QU CoRE ¦ 3QU LoRE | Non-Red Flag Warning - Catastrophic Fires | Contamination | Aggregated | 2028 | 2.0447e-08 | 279.2931 | 5.7107e-06 | 2028 | Mitigation | 0.95 | 45 | 0 | esc | 0.00097009 | 1.9835e-11 | 0.00097009 | 1.9835e-11 | 0.0027785 | 2.6981e-10 | 0.0087991 | 5.2444e-10
[120 empty] | 7.3.3.17.5 (Remote Grid) Updates to grid topology to minimize risk of ignition in HFTDs Remote GridWLDFRContaminationAggregated | WLDFR | HFTD - Distribution - Tier 3 - 2QU CoRE ¦ 3QU LoRE | Non-Red Flag Warning - Catastrophic Fires | Contamination | Aggregated | 2029 | 2.0447e-08 | 279.2931 | 5.7107e-06 | 2029 | Mitigation | 0.95 | 45 | 0 | esc | 0.00097009 | 1.9835e-11 | 0.00097009 | 1.9835e-11 | 0.0027785 | 2.6981e-10 | 0.0087991 | 5.2444e-10
[120 empty] | 7.3.3.17.5 (Remote Grid) Updates to grid topology to minimize risk of ignition in HFTDs Remote GridWLDFRContaminationAggregated | WLDFR | HFTD - Distribution - Tier 3 - 2QU CoRE ¦ 3QU LoRE | Non-Red Flag Warning - Catastrophic Fires | Contamination | Aggregated | 2030 | 2.0447e-08 | 279.2931 | 5.7107e-06 | 2030 | Mitigation | 0.95 | 45 | 0 | esc | 0.00097009 | 1.9835e-11 | 0.00097009 | 1.9835e-11 | 0.0027785 | 2.6981e-10 | 0.0087991 | 5.2444e-10
[120 empty] | 7.3.3.17.5 (Remote Grid) Updates to grid topology to minimize risk of ignition in HFTDs Remote GridWLDFRContaminationAggregated | WLDFR | HFTD - Distribution - Tier 3 - 2QU CoRE ¦ 3QU LoRE | Non-Red Flag Warning - Catastrophic Fires | Contamination | Aggregated | 2031 | 2.0447e-08 | 279.2931 | 5.7107e-06 | 2031 | Mitigation | 0.95 | 45 | 0 | esc | 0.00097009 | 1.9835e-11 | 0.00097009 | 1.9835e-11 | 0.0027785 | 2.6981e-10 | 0.0087991 | 5.2444e-10
[120 empty] | 7.3.3.17.5 (Remote Grid) Updates to grid topology to minimize risk of ignition in HFTDs Remote GridWLDFRContaminationAggregated | WLDFR | HFTD - Distribution - Tier 3 - 2QU CoRE ¦ 3QU LoRE | Non-Red Flag Warning - Catastrophic Fires | Contamination | Aggregated | 2032 | 2.0447e-08 | 279.2931 | 5.7107e-06 | 2032 | Mitigation | 0.95 | 45 | 0 | esc | 0.00097009 | 1.9835e-11 | 0.00097009 | 1.9835e-11 | 0.0027785 | 2.6981e-10 | 0.0087991 | 5.2444e-10
[120 empty] | 7.3.3.17.5 (Remote Grid) Updates to grid topology to minimize risk of ignition in HFTDs Remote GridWLDFRContaminationAggregated | WLDFR | HFTD - Distribution - Tier 3 - 2QU CoRE ¦ 3QU LoRE | Non-Red Flag Warning - Catastrophic Fires | Contamination | Aggregated | 2033 | 2.0447e-08 | 279.2931 | 5.7107e-06 | 2033 | Mitigation | 0.95 | 45 | 0 | esc | 0.00097009 | 1.9835e-11 | 0.00097009 | 1.9835e-11 | 0.0027785 | 2.6981e-10 | 0.0087991 | 5.2444e-10
[120 empty] | 7.3.3.17.5 (Remote Grid) Updates to grid topology to minimize risk of ignition in HFTDs Remote GridWLDFRContaminationAggregated | WLDFR | HFTD - Distribution - Tier 3 - 2QU CoRE ¦ 3QU LoRE | Non-Red Flag Warning - Catastrophic Fires | Contamination | Aggregated | 2034 | 2.0447e-08 | 279.2931 | 5.7107e-06 | 2034 | Mitigation | 0.95 | 45 | 0 | esc | 0.00097009 | 1.9835e-11 | 0.00097009 | 1.9835e-11 | 0.0027785 | 2.6981e-10 | 0.0087991 | 5.2444e-10
[120 empty] | 7.3.3.17.5 (Remote Grid) Updates to grid topology to minimize risk of ignition in HFTDs Remote GridWLDFRContaminationAggregated | WLDFR | HFTD - Distribution - Tier 3 - 2QU CoRE ¦ 3QU LoRE | Non-Red Flag Warning - Catastrophic Fires | Contamination | Aggregated | 2035 | 2.0447e-08 | 279.2931 | 5.7107e-06 | 2035 | Mitigation | 0.95 | 45 | 0 | esc | 0.00097009 | 1.9835e-11 | 0.00097009 | 1.9835e-11 | 0.0027785 | 2.6981e-10 | 0.0087991 | 5.2444e-10
[120 empty] | 7.3.3.17.5 (Remote Grid) Updates to grid topology to minimize risk of ignition in HFTDs Remote GridWLDFRContaminationAggregated | WLDFR | HFTD - Distribution - Tier 3 - 2QU CoRE ¦ 3QU LoRE | Non-Red Flag Warning - Catastrophic Fires | Contamination | Aggregated | 2036 | 2.0447e-08 | 279.2931 | 5.7107e-06 | 2036 | Mitigation | 0.95 | 45 | 0 | esc | 0.00097009 | 1.9835e-11 | 0.00097009 | 1.9835e-11 | 0.0027785 | 2.6981e-10 | 0.0087991 | 5.2444e-10
[120 empty] | 7.3.3.17.5 (Remote Grid) Updates to grid topology to minimize risk of ignition in HFTDs Remote GridWLDFRContaminationAggregated | WLDFR | HFTD - Distribution - Tier 3 - 2QU CoRE ¦ 3QU LoRE | Non-Red Flag Warning - Catastrophic Fires | Contamination | Aggregated | 2037 | 2.0447e-08 | 279.2931 | 5.7107e-06 | 2037 | Mitigation | 0.95 | 45 | 0 | esc | 0.00097009 | 1.9835e-11 | 0.00097009 | 1.9835e-11 | 0.0027785 | 2.6981e-10 | 0.0087991 | 5.2444e-10
[120 empty] | 7.3.3.17.5 (Remote Grid) Updates to grid topology to minimize risk of ignition in HFTDs Remote GridWLDFRContaminationAggregated | WLDFR | HFTD - Distribution - Tier 3 - 2QU CoRE ¦ 3QU LoRE | Non-Red Flag Warning - Catastrophic Fires | Contamination | Aggregated | 2038 | 2.0447e-08 | 279.2931 | 5.7107e-06 | 2038 | Mitigation | 0.95 | 45 | 0 | esc | 0.00097009 | 1.9835e-11 | 0.00097009 | 1.9835e-11 | 0.0027785 | 2.6981e-10 | 0.0087991 | 5.2444e-10
[120 empty] | 7.3.3.17.5 (Remote Grid) Updates to grid topology to minimize risk of ignition in HFTDs Remote GridWLDFRContaminationAggregated | WLDFR | HFTD - Distribution - Tier 3 - 2QU CoRE ¦ 3QU LoRE | Non-Red Flag Warning - Catastrophic Fires | Contamination | Aggregated | 2039 | 2.0447e-08 | 279.2931 | 5.7107e-06 | 2039 | Mitigation | 0.95 | 45 | 0 | esc | 0.00097009 | 1.9835e-11 | 0.00097009 | 1.9835e-11 | 0.0027785 | 2.6981e-10 | 0.0087991 | 5.2444e-10
[120 empty] | 7.3.3.17.5 (Remote Grid) Updates to grid topology to minimize risk of ignition in HFTDs Remote GridWLDFRContaminationAggregated | WLDFR | HFTD - Distribution - Tier 3 - 2QU CoRE ¦ 3QU LoRE | Non-Red Flag Warning - Catastrophic Fires | Contamination | Aggregated | 2040 | 2.0447e-08 | 279.2931 | 5.7107e-06 | 2040 | Mitigation | 0.95 | 45 | 0 | esc | 0.00097009 | 1.9835e-11 | 0.00097009 | 1.9835e-11 | 0.0027785 | 2.6981e-10 | 0 | 0
[120 empty] | 7.3.3.17.5 (Remote Grid) Updates to grid topology to minimize risk of ignition in HFTDs Remote GridWLDFRContaminationAggregated | WLDFR | HFTD - Distribution - Tier 3 - 2QU CoRE ¦ 3QU LoRE | Non-Red Flag Warning - Catastrophic Fires | Contamination | Aggregated | 2041 | 2.0447e-08 | 279.2931 | 5.7107e-06 | 2041 | Mitigation | 0.95 | 45 | 0 | esc | 0.00097009 | 1.9835e-11 | 0.00097009 | 1.9835e-11 | 0.0027785 | 2.6981e-10 | 0 | 0
[120 empty] | 7.3.3.17.5 (Remote Grid) Updates to grid topology to minimize risk of ignition in HFTDs Remote GridWLDFRContaminationAggregated | WLDFR | HFTD - Distribution - Tier 3 - 2QU CoRE ¦ 3QU LoRE | Non-Red Flag Warning - Catastrophic Fires | Contamination | Aggregated | 2042 | 2.0447e-08 | 279.2931 | 5.7107e-06 | 2042 | Mitigation | 0.95 | 45 | 0 | esc | 0.00097009 | 1.9835e-11 | 0.00097009 | 1.9835e-11 | 0.0027785 | 2.6981e-10 | 0.00988 | 3.0999e-10
[120 empty] | 7.3.3.17.5 (Remote Grid) Updates to grid topology to minimize risk of ignition in HFTDs Remote GridWLDFRContaminationAggregated | WLDFR | HFTD - Distribution - Tier 3 - 2QU CoRE ¦ 3QU LoRE | Non-Red Flag Warning - Catastrophic Fires | Contamination | Aggregated | 2043 | 2.0447e-08 | 279.2931 | 5.7107e-06 | 2043 | Mitigation | 0.95 | 45 | 0 | esc | 0.00097009 | 1.9835e-11 | 0.00097009 | 1.9835e-11 | 0.0027785 | 2.6981e-10 | 0.00988 | 3.0999e-10
[120 empty] | 7.3.3.17.5 (Remote Grid) Updates to grid topology to minimize risk of ignition in HFTDs Remote GridWLDFRContaminationAggregated | WLDFR | HFTD - Distribution - Tier 3 - 2QU CoRE ¦ 3QU LoRE | Non-Red Flag Warning - Catastrophic Fires | Contamination | Aggregated | 2044 | 2.0447e-08 | 279.2931 | 5.7107e-06 | 2044 | Mitigation | 0.95 | 45 | 0 | esc | 0.00097009 | 1.9835e-11 | 0.00097009 | 1.9835e-11 | 0 | 0 | 0.00988 | 3.0999e-10
[120 empty] | 7.3.3.17.5 (Remote Grid) Updates to grid topology to minimize risk of ignition in HFTDs Remote GridWLDFRContaminationAggregated | WLDFR | HFTD - Distribution - Tier 3 - 2QU CoRE ¦ 3QU LoRE | Non-Red Flag Warning - Catastrophic Fires | Contamination | Aggregated | 2045 | 2.0447e-08 | 279.2931 | 5.7107e-06 | 2045 | Mitigation | 0.95 | 45 | 0 | esc | 0.00097009 | 1.9835e-11 | 0.00097009 | 1.9835e-11 | 0.0027785 | 1.7889e-07 | 0.00988 | 3.0999e-10
[120 empty] | 7.3.3.17.5 (Remote Grid) Updates to grid topology to minimize risk of ignition in HFTDs Remote GridWLDFRContaminationAggregated | WLDFR | HFTD - Distribution - Tier 3 - 2QU CoRE ¦ 3QU LoRE | Non-Red Flag Warning - Catastrophic Fires | Contamination | Aggregated | 2046 | 2.0447e-08 | 279.2931 | 5.7107e-06 | 2046 | Mitigation | 0.95 | 45 | 0 | esc | 0.00097009 | 1.9835e-11 | 0.00097009 | 1.9835e-11 | 0.0027785 | 1.7889e-07 | 0.00988 | 3.0999e-10
[120 empty] | 7.3.3.17.5 (Remote Grid) Updates to grid topology to minimize risk of ignition in HFTDs Remote GridWLDFRContaminationAggregated | WLDFR | HFTD - Distribution - Tier 3 - 2QU CoRE ¦ 3QU LoRE | Non-Red Flag Warning - Catastrophic Fires | Contamination | Aggregated | 2047 | 2.0447e-08 | 279.2931 | 5.7107e-06 | 2047 | Mitigation | 0.95 | 45 | 0 | esc | 0.00097009 | 1.9835e-11 | 0.00097009 | 1.9835e-11 | 0.0027785 | 1.7889e-07 | 0.00988 | 3.0999e-10
[120 empty] | 7.3.3.17.5 (Remote Grid) Updates to grid topology to minimize risk of ignition in HFTDs Remote GridWLDFRContaminationAggregated | WLDFR | HFTD - Distribution - Tier 3 - 2QU CoRE ¦ 3QU LoRE | Non-Red Flag Warning - Catastrophic Fires | Contamination | Aggregated | 2048 | 2.0447e-08 | 279.2931 | 5.7107e-06 | 2048 | Mitigation | 0.95 | 45 | 0 | esc | 0.00097009 | 1.9835e-11 | 0.00097009 | 1.9835e-11 | 0.0027785 | 1.7889e-07 | 0.00988 | 3.0999e-10
[120 empty] | 7.3.3.17.5 (Remote Grid) Updates to grid topology to minimize risk of ignition in HFTDs Remote GridWLDFRContaminationAggregated | WLDFR | HFTD - Distribution - Tier 3 - 2QU CoRE ¦ 3QU LoRE | Non-Red Flag Warning - Catastrophic Fires | Contamination | Aggregated | 2049 | 2.0447e-08 | 279.2931 | 5.7107e-06 | 2049 | Mitigation | 0.95 | 45 | 0 | esc | 0.00097009 | 1.9835e-11 | 0.00097009 | 1.9835e-11 | 0.0027785 | 1.7889e-07 | 0.00988 | 3.0999e-10
[120 empty] | 7.3.3.17.5 (Remote Grid) Updates to grid topology to minimize risk of ignition in HFTDs Remote GridWLDFRContaminationAggregated | WLDFR | HFTD - Distribution - Tier 3 - 2QU CoRE ¦ 3QU LoRE | Non-Red Flag Warning - Catastrophic Fires | Contamination | Aggregated | 2050 | 2.0447e-08 | 279.2931 | 5.7107e-06 | 2050 | Mitigation | 0.95 | 45 | 0 | esc | 0.00097009 | 1.9835e-11 | 0.00097009 | 1.9835e-11 | 0.0027785 | 1.7889e-07 | 0.00988 | 3.0999e-10
[120 empty] | 7.3.3.17.5 (Remote Grid) Updates to grid topology to minimize risk of ignition in HFTDs Remote GridWLDFRContaminationAggregated | WLDFR | HFTD - Distribution - Tier 3 - 2QU CoRE ¦ 3QU LoRE | Non-Red Flag Warning - Catastrophic Fires | Contamination | Aggregated | 2051 | 2.0447e-08 | 279.2931 | 5.7107e-06 | 2051 | Mitigation | 0.95 | 45 | 0 | esc | 0.00097009 | 1.9835e-11 | 0.00097009 | 1.9835e-11 | 0.0027785 | 1.7889e-07 | 0.00988 | 3.0999e-10
[120 empty] | 7.3.3.17.5 (Remote Grid) Updates to grid topology to minimize risk of ignition in HFTDs Remote GridWLDFRContaminationAggregated | WLDFR | HFTD - Distribution - Tier 3 - 2QU CoRE ¦ 3QU LoRE | Non-Red Flag Warning - Catastrophic Fires | Contamination | Aggregated | 2052 | 2.0447e-08 | 279.2931 | 5.7107e-06 | 2052 | Mitigation | 0.95 | 45 | 0 | esc | 0.00097009 | 1.9835e-11 | 0.00097009 | 1.9835e-11 | 0.0027785 | 1.7889e-07 | 0.00988 | 3.0999e-10
[120 empty] | 7.3.3.17.5 (Remote Grid) Updates to grid topology to minimize risk of ignition in HFTDs Remote GridWLDFRContaminationAggregated | WLDFR | HFTD - Distribution - Tier 3 - 2QU CoRE ¦ 3QU LoRE | Non-Red Flag Warning - Catastrophic Fires | Contamination | Aggregated | 2053 | 2.0447e-08 | 279.2931 | 5.7107e-06 | 2053 | Mitigation | 0.95 | 45 | 0 | esc | 0.00097009 | 1.9835e-11 | 0.00097009 | 1.9835e-11 | 0.0027785 | 1.7889e-07 | 0.00988 | 3.0999e-10
[120 empty] | 7.3.3.17.5 (Remote Grid) Updates to grid topology to minimize risk of ignition in HFTDs Remote GridWLDFRContaminationAggregated | WLDFR | HFTD - Distribution - Tier 3 - 2QU CoRE ¦ 3QU LoRE | Non-Red Flag Warning - Catastrophic Fires | Contamination | Aggregated | 2054 | 2.0447e-08 | 279.2931 | 5.7107e-06 | 2054 | Mitigation | 0.95 | 45 | 0 | esc | 0.00097009 | 1.9835e-11 | 0.00097009 | 1.9835e-11 | 0.0027785 | 1.7889e-07 | 0.00988 | 3.0999e-10
[120 empty] | 7.3.3.17.5 (Remote Grid) Updates to grid topology to minimize risk of ignition in HFTDs Remote GridWLDFRContaminationAggregated | WLDFR | HFTD - Distribution - Tier 3 - 2QU CoRE ¦ 3QU LoRE | Non-Red Flag Warning - Catastrophic Fires | Contamination | Aggregated | 2055 | 2.0447e-08 | 279.2931 | 5.7107e-06 | 2055 | Mitigation | 0.95 | 45 | 0 | esc | 0.00097009 | 1.9835e-11 | 0.00097009 | 1.9835e-11 | 0.0027785 | 1.7889e-07 | 0.00988 | 3.0999e-10
[120 empty] | 7.3.3.17.5 (Remote Grid) Updates to grid topology to minimize risk of ignition in HFTDs Remote GridWLDFRContaminationAggregated | WLDFR | HFTD - Distribution - Tier 3 - 2QU CoRE ¦ 3QU LoRE | Non-Red Flag Warning - Catastrophic Fires | Contamination | Aggregated | 2056 | 2.0447e-08 | 279.2931 | 5.7107e-06 | 2056 | Mitigation | 0.95 | 45 | 0 | esc | 0.00097009 | 1.9835e-11 | 0.00097009 | 1.9835e-11 | 0.0027785 | 1.7889e-07 | 0.00988 | 3.0999e-10
[120 empty] | 7.3.3.17.5 (Remote Grid) Updates to grid topology to minimize risk of ignition in HFTDs Remote GridWLDFRContaminationAggregated | WLDFR | HFTD - Distribution - Tier 3 - 2QU CoRE ¦ 3QU LoRE | Non-Red Flag Warning - Catastrophic Fires | Contamination | Aggregated | 2057 | 2.0447e-08 | 279.2931 | 5.7107e-06 | 2057 | Mitigation | 0.95 | 45 | 0 | esc | 0.00097009 | 1.9835e-11 | 0.00097009 | 1.9835e-11 | 0.0027785 | 1.7889e-07 | 0.00988 | 3.0999e-10
[120 empty] | 7.3.3.17.5 (Remote Grid) Updates to grid topology to minimize risk of ignition in HFTDs Remote GridWLDFRContaminationAggregated | WLDFR | HFTD - Distribution - Tier 3 - 2QU CoRE ¦ 3QU LoRE | Non-Red Flag Warning - Catastrophic Fires | Contamination | Aggregated | 2058 | 2.0447e-08 | 279.2931 | 5.7107e-06 | 2058 | Mitigation | 0.95 | 45 | 0 | esc | 0.00097009 | 1.9835e-11 | 0.00097009 | 1.9835e-11 | 0.0027785 | 1.7889e-07 | 0.00988 | 3.0999e-10
[120 empty] | 7.3.3.17.5 (Remote Grid) Updates to grid topology to minimize risk of ignition in HFTDs Remote GridWLDFRContaminationAggregated | WLDFR | HFTD - Distribution - Tier 3 - 2QU CoRE ¦ 3QU LoRE | Non-Red Flag Warning - Catastrophic Fires | Contamination | Aggregated | 2059 | 2.0447e-08 | 279.2931 | 5.7107e-06 | 2059 | Mitigation | 0.95 | 45 | 0 | esc | 0.00097009 | 1.9835e-11 | 0.00097009 | 1.9835e-11 | 0.0027785 | 1.7889e-07 | 0.00988 | 3.0999e-10
[120 empty] | 7.3.3.17.5 (Remote Grid) Updates to grid topology to minimize risk of ignition in HFTDs Remote GridWLDFRContaminationAggregated | WLDFR | HFTD - Distribution - Tier 3 - 2QU CoRE ¦ 3QU LoRE | Non-Red Flag Warning - Catastrophic Fires | Contamination | Aggregated | 2060 | 2.0447e-08 | 279.2931 | 5.7107e-06 | 2060 | Mitigation | 0.95 | 45 | 0 | esc | 0.00097009 | 1.9835e-11 | 0.00097009 | 1.9835e-11 | 0.0027785 | 1.7889e-07 | 0.00988 | 3.0999e-10
[120 empty] | 7.3.3.17.5 (Remote Grid) Updates to grid topology to minimize risk of ignition in HFTDs Remote GridWLDFRContaminationAggregated | WLDFR | HFTD - Distribution - Tier 3 - 2QU CoRE ¦ 3QU LoRE | Non-Red Flag Warning - Catastrophic Fires | Contamination | Aggregated | 2061 | 2.0447e-08 | 279.2931 | 5.7107e-06 | 2061 | Mitigation | 0.95 | 45 | 0 | esc | 0.00097009 | 1.9835e-11 | 0.00097009 | 1.9835e-11 | 0.0027785 | 1.7889e-07 | 0.00988 | 3.0999e-10
[120 empty] | 7.3.3.17.5 (Remote Grid) Updates to grid topology to minimize risk of ignition in HFTDs Remote GridWLDFRContaminationAggregated | WLDFR | HFTD - Distribution - Tier 3 - 2QU CoRE ¦ 3QU LoRE | Non-Red Flag Warning - Catastrophic Fires | Contamination | Aggregated | 2062 | 2.0447e-08 | 279.2931 | 5.7107e-06 | 2062 | Mitigation | 0.95 | 45 | 0 | esc | 0.00097009 | 1.9835e-11 | 0.00097009 | 1.9835e-11 | 0.0027785 | 1.7889e-07 | 0.00988 | 3.0999e-10
[120 empty] | 7.3.3.17.5 (Remote Grid) Updates to grid topology to minimize risk of ignition in HFTDs Remote GridWLDFRContaminationAggregated | WLDFR | HFTD - Distribution - Tier 3 - 2QU CoRE ¦ 3QU LoRE | Non-Red Flag Warning - Catastrophic Fires | Contamination | Aggregated | 2063 | 2.0447e-08 | 279.2931 | 5.7107e-06 | 2063 | Mitigation | 0.95 | 45 | 0 | esc | 0.00097009 | 1.9835e-11 | 0.00097009 | 1.9835e-11 | 0.0027785 | 1.7889e-07 | 0.00988 | 3.0999e-10
[120 empty] | 7.3.3.17.5 (Remote Grid) Updates to grid topology to minimize risk of ignition in HFTDs Remote GridWLDFRContaminationAggregated | WLDFR | HFTD - Distribution - Tier 3 - 2QU CoRE ¦ 3QU LoRE | Non-Red Flag Warning - Catastrophic Fires | Contamination | Aggregated | 2064 | 2.0447e-08 | 279.2931 | 5.7107e-06 | 2064 | Mitigation | 0.95 | 45 | 0 | esc | 0.00097009 | 1.9835e-11 | 0.00097009 | 1.9835e-11 | 0.0027785 | 1.7889e-07 | 0.00988 | 3.0999e-10
[120 empty] | 7.3.3.17.5 (Remote Grid) Updates to grid topology to minimize risk of ignition in HFTDs Remote GridWLDFRContaminationAggregated | WLDFR | HFTD - Distribution - Tier 3 - 2QU CoRE ¦ 3QU LoRE | Non-Red Flag Warning - Catastrophic Fires | Contamination | Aggregated | 2065 | 2.0447e-08 | 279.2931 | 5.7107e-06 | 2065 | Mitigation | 0.95 | 45 | 0 | esc | 0.00097009 | 1.9835e-11 | 0.00097009 | 1.9835e-11 | 0.0027785 | 1.7889e-07 | 0.00988 | 3.0999e-10
[120 empty] | 7.3.3.17.5 (Remote Grid) Updates to grid topology to minimize risk of ignition in HFTDs Remote GridWLDFRContaminationAggregated | WLDFR | HFTD - Distribution - Tier 3 - 2QU CoRE ¦ 3QU LoRE | Non-Red Flag Warning - Catastrophic Fires | Contamination | Aggregated | 2066 | 2.0447e-08 | 279.2931 | 5.7107e-06 | 2066 | Mitigation | 0.95 | 45 | 0 | esc | 0.00097009 | 1.9835e-11 | 0.00097009 | 1.9835e-11 | 0.0027785 | 1.7889e-07 | 0.00988 | 3.0999e-10
[120 empty] | 7.3.3.17.5 (Remote Grid) Updates to grid topology to minimize risk of ignition in HFTDs Remote GridWLDFRContaminationAggregated | WLDFR | HFTD - Distribution - Tier 3 - 2QU CoRE ¦ 3QU LoRE | Non-Red Flag Warning - Catastrophic Fires | Contamination | Aggregated | 2067 | 2.0447e-08 | 279.2931 | 5.7107e-06 | 2067 | Mitigation | 0.95 | 45 | 0 | esc | 0 | 0 | 0.00097009 | 1.9835e-11 | 0.0027785 | 1.7889e-07 | 0.00988 | 3.0999e-10
[120 empty] | 7.3.3.17.5 (Remote Grid) Updates to grid topology to minimize risk of ignition in HFTDs Remote GridWLDFREquipment / facility failureAggregated | WLDFR | HFTD - Distribution - Tier 3 - 2QU CoRE ¦ 3QU LoRE | Non-Red Flag Warning - Catastrophic Fires | Equipment / facility failure | Aggregated | 2022 | 3.6414e-08 | 279.2931 | 1.017e-05 | 2022 | Mitigation | 0.95 | 45 | 0 | esc | 0.00097009 | 3.5324e-11 | 0 | 0 | 0.0027785 | 1.7889e-07 | 0.00988 | 3.0999e-10
[120 empty] | 7.3.3.17.5 (Remote Grid) Updates to grid topology to minimize risk of ignition in HFTDs Remote GridWLDFREquipment / facility failureAggregated | WLDFR | HFTD - Distribution - Tier 3 - 2QU CoRE ¦ 3QU LoRE | Non-Red Flag Warning - Catastrophic Fires | Equipment / facility failure | Aggregated | 2023 | 3.6414e-08 | 279.2931 | 1.017e-05 | 2023 | Mitigation | 0.95 | 45 | 0 | esc | 0.00097009 | 3.5324e-11 | 0.00097009 | 3.5324e-11 | 0.0027785 | 1.7889e-07 | 0.00988 | 3.0999e-10
[120 empty] | 7.3.3.17.5 (Remote Grid) Updates to grid topology to minimize risk of ignition in HFTDs Remote GridWLDFREquipment / facility failureAggregated | WLDFR | HFTD - Distribution - Tier 3 - 2QU CoRE ¦ 3QU LoRE | Non-Red Flag Warning - Catastrophic Fires | Equipment / facility failure | Aggregated | 2024 | 3.6414e-08 | 279.2931 | 1.017e-05 | 2024 | Mitigation | 0.95 | 45 | 0 | esc | 0.00097009 | 3.5324e-11 | 0.00097009 | 3.5324e-11 | 0.0027785 | 1.7889e-07 | 0.00988 | 3.0999e-10
[120 empty] | 7.3.3.17.5 (Remote Grid) Updates to grid topology to minimize risk of ignition in HFTDs Remote GridWLDFREquipment / facility failureAggregated | WLDFR | HFTD - Distribution - Tier 3 - 2QU CoRE ¦ 3QU LoRE | Non-Red Flag Warning - Catastrophic Fires | Equipment / facility failure | Aggregated | 2025 | 3.6414e-08 | 279.2931 | 1.017e-05 | 2025 | Mitigation | 0.95 | 45 | 0 | esc | 0.00097009 | 3.5324e-11 | 0.00097009 | 3.5324e-11 | 0.0027785 | 1.7889e-07 | 0.00988 | 3.0999e-10
[120 empty] | 7.3.3.17.5 (Remote Grid) Updates to grid topology to minimize risk of ignition in HFTDs Remote GridWLDFREquipment / facility failureAggregated | WLDFR | HFTD - Distribution - Tier 3 - 2QU CoRE ¦ 3QU LoRE | Non-Red Flag Warning - Catastrophic Fires | Equipment / facility failure | Aggregated | 2026 | 3.6414e-08 | 279.2931 | 1.017e-05 | 2026 | Mitigation | 0.95 | 45 | 0 | esc | 0.00097009 | 3.5324e-11 | 0.00097009 | 3.5324e-11 | 0.0027785 | 1.7889e-07 | 0 | 0
[120 empty] | 7.3.3.17.5 (Remote Grid) Updates to grid topology to minimize risk of ignition in HFTDs Remote GridWLDFREquipment / facility failureAggregated | WLDFR | HFTD - Distribution - Tier 3 - 2QU CoRE ¦ 3QU LoRE | Non-Red Flag Warning - Catastrophic Fires | Equipment / facility failure | Aggregated | 2027 | 3.6414e-08 | 279.2931 | 1.017e-05 | 2027 | Mitigation | 0.95 | 45 | 0 | esc | 0.00097009 | 3.5324e-11 | 0.00097009 | 3.5324e-11 | 0.0027785 | 1.7889e-07 | 0 | 0
[120 empty] | 7.3.3.17.5 (Remote Grid) Updates to grid topology to minimize risk of ignition in HFTDs Remote GridWLDFREquipment / facility failureAggregated | WLDFR | HFTD - Distribution - Tier 3 - 2QU CoRE ¦ 3QU LoRE | Non-Red Flag Warning - Catastrophic Fires | Equipment / facility failure | Aggregated | 2028 | 3.6414e-08 | 279.2931 | 1.017e-05 | 2028 | Mitigation | 0.95 | 45 | 0 | esc | 0.00097009 | 3.5324e-11 | 0.00097009 | 3.5324e-11 | 0.0027785 | 1.7889e-07 | 0.0085129 | 3.055e-10
[120 empty] | 7.3.3.17.5 (Remote Grid) Updates to grid topology to minimize risk of ignition in HFTDs Remote GridWLDFREquipment / facility failureAggregated | WLDFR | HFTD - Distribution - Tier 3 - 2QU CoRE ¦ 3QU LoRE | Non-Red Flag Warning - Catastrophic Fires | Equipment / facility failure | Aggregated | 2029 | 3.6414e-08 | 279.2931 | 1.017e-05 | 2029 | Mitigation | 0.95 | 45 | 0 | esc | 0.00097009 | 3.5324e-11 | 0.00097009 | 3.5324e-11 | 0.0027785 | 1.7889e-07 | 0.0085129 | 3.055e-10
[120 empty] | 7.3.3.17.5 (Remote Grid) Updates to grid topology to minimize risk of ignition in HFTDs Remote GridWLDFREquipment / facility failureAggregated | WLDFR | HFTD - Distribution - Tier 3 - 2QU CoRE ¦ 3QU LoRE | Non-Red Flag Warning - Catastrophic Fires | Equipment / facility failure | Aggregated | 2030 | 3.6414e-08 | 279.2931 | 1.017e-05 | 2030 | Mitigation | 0.95 | 45 | 0 | esc | 0.00097009 | 3.5324e-11 | 0.00097009 | 3.5324e-11 | 0.0027785 | 1.7889e-07 | 0.0085129 | 3.055e-10
[120 empty] | 7.3.3.17.5 (Remote Grid) Updates to grid topology to minimize risk of ignition in HFTDs Remote GridWLDFREquipment / facility failureAggregated | WLDFR | HFTD - Distribution - Tier 3 - 2QU CoRE ¦ 3QU LoRE | Non-Red Flag Warning - Catastrophic Fires | Equipment / facility failure | Aggregated | 2031 | 3.6414e-08 | 279.2931 | 1.017e-05 | 2031 | Mitigation | 0.95 | 45 | 0 | esc | 0.00097009 | 3.5324e-11 | 0.00097009 | 3.5324e-11 | 0.0027785 | 1.7889e-07 | 0.0085129 | 3.055e-10
[120 empty] | 7.3.3.17.5 (Remote Grid) Updates to grid topology to minimize risk of ignition in HFTDs Remote GridWLDFREquipment / facility failureAggregated | WLDFR | HFTD - Distribution - Tier 3 - 2QU CoRE ¦ 3QU LoRE | Non-Red Flag Warning - Catastrophic Fires | Equipment / facility failure | Aggregated | 2032 | 3.6414e-08 | 279.2931 | 1.017e-05 | 2032 | Mitigation | 0.95 | 45 | 0 | esc | 0.00097009 | 3.5324e-11 | 0.00097009 | 3.5324e-11 | 0.0027785 | 1.7889e-07 | 0.0085129 | 3.055e-10
[120 empty] | 7.3.3.17.5 (Remote Grid) Updates to grid topology to minimize risk of ignition in HFTDs Remote GridWLDFREquipment / facility failureAggregated | WLDFR | HFTD - Distribution - Tier 3 - 2QU CoRE ¦ 3QU LoRE | Non-Red Flag Warning - Catastrophic Fires | Equipment / facility failure | Aggregated | 2033 | 3.6414e-08 | 279.2931 | 1.017e-05 | 2033 | Mitigation | 0.95 | 45 | 0 | esc | 0.00097009 | 3.5324e-11 | 0.00097009 | 3.5324e-11 | 0.0027785 | 1.7889e-07 | 0.0085129 | 3.055e-10
[120 empty] | 7.3.3.17.5 (Remote Grid) Updates to grid topology to minimize risk of ignition in HFTDs Remote GridWLDFREquipment / facility failureAggregated | WLDFR | HFTD - Distribution - Tier 3 - 2QU CoRE ¦ 3QU LoRE | Non-Red Flag Warning - Catastrophic Fires | Equipment / facility failure | Aggregated | 2034 | 3.6414e-08 | 279.2931 | 1.017e-05 | 2034 | Mitigation | 0.95 | 45 | 0 | esc | 0.00097009 | 3.5324e-11 | 0.00097009 | 3.5324e-11 | 0.0027785 | 1.7889e-07 | 0.0085129 | 3.055e-10
[120 empty] | 7.3.3.17.5 (Remote Grid) Updates to grid topology to minimize risk of ignition in HFTDs Remote GridWLDFREquipment / facility failureAggregated | WLDFR | HFTD - Distribution - Tier 3 - 2QU CoRE ¦ 3QU LoRE | Non-Red Flag Warning - Catastrophic Fires | Equipment / facility failure | Aggregated | 2035 | 3.6414e-08 | 279.2931 | 1.017e-05 | 2035 | Mitigation | 0.95 | 45 | 0 | esc | 0.00097009 | 3.5324e-11 | 0.00097009 | 3.5324e-11 | 0.0027785 | 1.7889e-07 | 0.0085129 | 3.055e-10
[120 empty] | 7.3.3.17.5 (Remote Grid) Updates to grid topology to minimize risk of ignition in HFTDs Remote GridWLDFREquipment / facility failureAggregated | WLDFR | HFTD - Distribution - Tier 3 - 2QU CoRE ¦ 3QU LoRE | Non-Red Flag Warning - Catastrophic Fires | Equipment / facility failure | Aggregated | 2036 | 3.6414e-08 | 279.2931 | 1.017e-05 | 2036 | Mitigation | 0.95 | 45 | 0 | esc | 0.00097009 | 3.5324e-11 | 0.00097009 | 3.5324e-11 | 0.0027785 | 1.7889e-07 | 0.0085129 | 3.055e-10
[120 empty] | 7.3.3.17.5 (Remote Grid) Updates to grid topology to minimize risk of ignition in HFTDs Remote GridWLDFREquipment / facility failureAggregated | WLDFR | HFTD - Distribution - Tier 3 - 2QU CoRE ¦ 3QU LoRE | Non-Red Flag Warning - Catastrophic Fires | Equipment / facility failure | Aggregated | 2037 | 3.6414e-08 | 279.2931 | 1.017e-05 | 2037 | Mitigation | 0.95 | 45 | 0 | esc | 0.00097009 | 3.5324e-11 | 0.00097009 | 3.5324e-11 | 0.0027785 | 1.7889e-07 | 0.0085129 | 3.055e-10
[120 empty] | 7.3.3.17.5 (Remote Grid) Updates to grid topology to minimize risk of ignition in HFTDs Remote GridWLDFREquipment / facility failureAggregated | WLDFR | HFTD - Distribution - Tier 3 - 2QU CoRE ¦ 3QU LoRE | Non-Red Flag Warning - Catastrophic Fires | Equipment / facility failure | Aggregated | 2038 | 3.6414e-08 | 279.2931 | 1.017e-05 | 2038 | Mitigation | 0.95 | 45 | 0 | esc | 0.00097009 | 3.5324e-11 | 0.00097009 | 3.5324e-11 | 0.0027785 | 1.7889e-07 | 0.0085129 | 3.055e-10
[120 empty] | 7.3.3.17.5 (Remote Grid) Updates to grid topology to minimize risk of ignition in HFTDs Remote GridWLDFREquipment / facility failureAggregated | WLDFR | HFTD - Distribution - Tier 3 - 2QU CoRE ¦ 3QU LoRE | Non-Red Flag Warning - Catastrophic Fires | Equipment / facility failure | Aggregated | 2039 | 3.6414e-08 | 279.2931 | 1.017e-05 | 2039 | Mitigation | 0.95 | 45 | 0 | esc | 0.00097009 | 3.5324e-11 | 0.00097009 | 3.5324e-11 | 0.0027785 | 1.7889e-07 | 0.0085129 | 3.055e-10
[120 empty] | 7.3.3.17.5 (Remote Grid) Updates to grid topology to minimize risk of ignition in HFTDs Remote GridWLDFREquipment / facility failureAggregated | WLDFR | HFTD - Distribution - Tier 3 - 2QU CoRE ¦ 3QU LoRE | Non-Red Flag Warning - Catastrophic Fires | Equipment / facility failure | Aggregated | 2040 | 3.6414e-08 | 279.2931 | 1.017e-05 | 2040 | Mitigation | 0.95 | 45 | 0 | esc | 0.00097009 | 3.5324e-11 | 0.00097009 | 3.5324e-11 | 0.0027785 | 1.7889e-07 | 0.0085129 | 3.055e-10
[120 empty] | 7.3.3.17.5 (Remote Grid) Updates to grid topology to minimize risk of ignition in HFTDs Remote GridWLDFREquipment / facility failureAggregated | WLDFR | HFTD - Distribution - Tier 3 - 2QU CoRE ¦ 3QU LoRE | Non-Red Flag Warning - Catastrophic Fires | Equipment / facility failure | Aggregated | 2041 | 3.6414e-08 | 279.2931 | 1.017e-05 | 2041 | Mitigation | 0.95 | 45 | 0 | esc | 0.00097009 | 3.5324e-11 | 0.00097009 | 3.5324e-11 | 0.0027785 | 1.7889e-07 | 0.0085129 | 3.055e-10
[120 empty] | 7.3.3.17.5 (Remote Grid) Updates to grid topology to minimize risk of ignition in HFTDs Remote GridWLDFREquipment / facility failureAggregated | WLDFR | HFTD - Distribution - Tier 3 - 2QU CoRE ¦ 3QU LoRE | Non-Red Flag Warning - Catastrophic Fires | Equipment / facility failure | Aggregated | 2042 | 3.6414e-08 | 279.2931 | 1.017e-05 | 2042 | Mitigation | 0.95 | 45 | 0 | esc | 0.00097009 | 3.5324e-11 | 0.00097009 | 3.5324e-11 | 0.0027785 | 1.7889e-07 | 0.0085129 | 3.055e-10
[120 empty] | 7.3.3.17.5 (Remote Grid) Updates to grid topology to minimize risk of ignition in HFTDs Remote GridWLDFREquipment / facility failureAggregated | WLDFR | HFTD - Distribution - Tier 3 - 2QU CoRE ¦ 3QU LoRE | Non-Red Flag Warning - Catastrophic Fires | Equipment / facility failure | Aggregated | 2043 | 3.6414e-08 | 279.2931 | 1.017e-05 | 2043 | Mitigation | 0.95 | 45 | 0 | esc | 0.00097009 | 3.5324e-11 | 0.00097009 | 3.5324e-11 | 0.0027785 | 1.7889e-07 | 0.0085129 | 3.055e-10
[120 empty] | 7.3.3.17.5 (Remote Grid) Updates to grid topology to minimize risk of ignition in HFTDs Remote GridWLDFREquipment / facility failureAggregated | WLDFR | HFTD - Distribution - Tier 3 - 2QU CoRE ¦ 3QU LoRE | Non-Red Flag Warning - Catastrophic Fires | Equipment / facility failure | Aggregated | 2044 | 3.6414e-08 | 279.2931 | 1.017e-05 | 2044 | Mitigation | 0.95 | 45 | 0 | esc | 0.00097009 | 3.5324e-11 | 0.00097009 | 3.5324e-11 | 0.0027785 | 1.7889e-07 | 0.0085129 | 3.055e-10
[120 empty] | 7.3.3.17.5 (Remote Grid) Updates to grid topology to minimize risk of ignition in HFTDs Remote GridWLDFREquipment / facility failureAggregated | WLDFR | HFTD - Distribution - Tier 3 - 2QU CoRE ¦ 3QU LoRE | Non-Red Flag Warning - Catastrophic Fires | Equipment / facility failure | Aggregated | 2045 | 3.6414e-08 | 279.2931 | 1.017e-05 | 2045 | Mitigation | 0.95 | 45 | 0 | esc | 0.00097009 | 3.5324e-11 | 0.00097009 | 3.5324e-11 | 0.0027785 | 1.7889e-07 | 0.0085129 | 3.055e-10
[120 empty] | 7.3.3.17.5 (Remote Grid) Updates to grid topology to minimize risk of ignition in HFTDs Remote GridWLDFREquipment / facility failureAggregated | WLDFR | HFTD - Distribution - Tier 3 - 2QU CoRE ¦ 3QU LoRE | Non-Red Flag Warning - Catastrophic Fires | Equipment / facility failure | Aggregated | 2046 | 3.6414e-08 | 279.2931 | 1.017e-05 | 2046 | Mitigation | 0.95 | 45 | 0 | esc | 0.00097009 | 3.5324e-11 | 0.00097009 | 3.5324e-11 | 0.0027785 | 1.7889e-07 | 0.0085129 | 3.055e-10
[120 empty] | 7.3.3.17.5 (Remote Grid) Updates to grid topology to minimize risk of ignition in HFTDs Remote GridWLDFREquipment / facility failureAggregated | WLDFR | HFTD - Distribution - Tier 3 - 2QU CoRE ¦ 3QU LoRE | Non-Red Flag Warning - Catastrophic Fires | Equipment / facility failure | Aggregated | 2047 | 3.6414e-08 | 279.2931 | 1.017e-05 | 2047 | Mitigation | 0.95 | 45 | 0 | esc | 0.00097009 | 3.5324e-11 | 0.00097009 | 3.5324e-11 | 0.0027785 | 1.7889e-07 | 0.0085129 | 3.055e-10
[120 empty] | 7.3.3.17.5 (Remote Grid) Updates to grid topology to minimize risk of ignition in HFTDs Remote GridWLDFREquipment / facility failureAggregated | WLDFR | HFTD - Distribution - Tier 3 - 2QU CoRE ¦ 3QU LoRE | Non-Red Flag Warning - Catastrophic Fires | Equipment / facility failure | Aggregated | 2048 | 3.6414e-08 | 279.2931 | 1.017e-05 | 2048 | Mitigation | 0.95 | 45 | 0 | esc | 0.00097009 | 3.5324e-11 | 0.00097009 | 3.5324e-11 | 0 | 0 | 0.0085129 | 3.055e-10
[120 empty] | 7.3.3.17.5 (Remote Grid) Updates to grid topology to minimize risk of ignition in HFTDs Remote GridWLDFREquipment / facility failureAggregated | WLDFR | HFTD - Distribution - Tier 3 - 2QU CoRE ¦ 3QU LoRE | Non-Red Flag Warning - Catastrophic Fires | Equipment / facility failure | Aggregated | 2049 | 3.6414e-08 | 279.2931 | 1.017e-05 | 2049 | Mitigation | 0.95 | 45 | 0 | esc | 0.00097009 | 3.5324e-11 | 0.00097009 | 3.5324e-11 | 0.0027785 | 3.4146e-09 | 0.0085129 | 3.055e-10
[120 empty] | 7.3.3.17.5 (Remote Grid) Updates to grid topology to minimize risk of ignition in HFTDs Remote GridWLDFREquipment / facility failureAggregated | WLDFR | HFTD - Distribution - Tier 3 - 2QU CoRE ¦ 3QU LoRE | Non-Red Flag Warning - Catastrophic Fires | Equipment / facility failure | Aggregated | 2050 | 3.6414e-08 | 279.2931 | 1.017e-05 | 2050 | Mitigation | 0.95 | 45 | 0 | esc | 0.00097009 | 3.5324e-11 | 0.00097009 | 3.5324e-11 | 0.0027785 | 3.4146e-09 | 0.0085129 | 3.055e-10
[120 empty] | 7.3.3.17.5 (Remote Grid) Updates to grid topology to minimize risk of ignition in HFTDs Remote GridWLDFREquipment / facility failureAggregated | WLDFR | HFTD - Distribution - Tier 3 - 2QU CoRE ¦ 3QU LoRE | Non-Red Flag Warning - Catastrophic Fires | Equipment / facility failure | Aggregated | 2051 | 3.6414e-08 | 279.2931 | 1.017e-05 | 2051 | Mitigation | 0.95 | 45 | 0 | esc | 0.00097009 | 3.5324e-11 | 0.00097009 | 3.5324e-11 | 0.0027785 | 3.4146e-09 | 0.0085129 | 3.055e-10
[120 empty] | 7.3.3.17.5 (Remote Grid) Updates to grid topology to minimize risk of ignition in HFTDs Remote GridWLDFREquipment / facility failureAggregated | WLDFR | HFTD - Distribution - Tier 3 - 2QU CoRE ¦ 3QU LoRE | Non-Red Flag Warning - Catastrophic Fires | Equipment / facility failure | Aggregated | 2052 | 3.6414e-08 | 279.2931 | 1.017e-05 | 2052 | Mitigation | 0.95 | 45 | 0 | esc | 0.00097009 | 3.5324e-11 | 0.00097009 | 3.5324e-11 | 0.0027785 | 3.4146e-09 | 0.0085129 | 3.055e-10
[120 empty] | 7.3.3.17.5 (Remote Grid) Updates to grid topology to minimize risk of ignition in HFTDs Remote GridWLDFREquipment / facility failureAggregated | WLDFR | HFTD - Distribution - Tier 3 - 2QU CoRE ¦ 3QU LoRE | Non-Red Flag Warning - Catastrophic Fires | Equipment / facility failure | Aggregated | 2053 | 3.6414e-08 | 279.2931 | 1.017e-05 | 2053 | Mitigation | 0.95 | 45 | 0 | esc | 0.00097009 | 3.5324e-11 | 0.00097009 | 3.5324e-11 | 0.0027785 | 3.4146e-09 | 0.0085129 | 3.055e-10
[120 empty] | 7.3.3.17.5 (Remote Grid) Updates to grid topology to minimize risk of ignition in HFTDs Remote GridWLDFREquipment / facility failureAggregated | WLDFR | HFTD - Distribution - Tier 3 - 2QU CoRE ¦ 3QU LoRE | Non-Red Flag Warning - Catastrophic Fires | Equipment / facility failure | Aggregated | 2054 | 3.6414e-08 | 279.2931 | 1.017e-05 | 2054 | Mitigation | 0.95 | 45 | 0 | esc | 0.00097009 | 3.5324e-11 | 0.00097009 | 3.5324e-11 | 0.0027785 | 3.4146e-09 | 0.0085129 | 3.055e-10
[120 empty] | 7.3.3.17.5 (Remote Grid) Updates to grid topology to minimize risk of ignition in HFTDs Remote GridWLDFREquipment / facility failureAggregated | WLDFR | HFTD - Distribution - Tier 3 - 2QU CoRE ¦ 3QU LoRE | Non-Red Flag Warning - Catastrophic Fires | Equipment / facility failure | Aggregated | 2055 | 3.6414e-08 | 279.2931 | 1.017e-05 | 2055 | Mitigation | 0.95 | 45 | 0 | esc | 0.00097009 | 3.5324e-11 | 0.00097009 | 3.5324e-11 | 0.0027785 | 3.4146e-09 | 0.0085129 | 3.055e-10
[120 empty] | 7.3.3.17.5 (Remote Grid) Updates to grid topology to minimize risk of ignition in HFTDs Remote GridWLDFREquipment / facility failureAggregated | WLDFR | HFTD - Distribution - Tier 3 - 2QU CoRE ¦ 3QU LoRE | Non-Red Flag Warning - Catastrophic Fires | Equipment / facility failure | Aggregated | 2056 | 3.6414e-08 | 279.2931 | 1.017e-05 | 2056 | Mitigation | 0.95 | 45 | 0 | esc | 0.00097009 | 3.5324e-11 | 0.00097009 | 3.5324e-11 | 0.0027785 | 3.4146e-09 | 0.0085129 | 3.055e-10
[120 empty] | 7.3.3.17.5 (Remote Grid) Updates to grid topology to minimize risk of ignition in HFTDs Remote GridWLDFREquipment / facility failureAggregated | WLDFR | HFTD - Distribution - Tier 3 - 2QU CoRE ¦ 3QU LoRE | Non-Red Flag Warning - Catastrophic Fires | Equipment / facility failure | Aggregated | 2057 | 3.6414e-08 | 279.2931 | 1.017e-05 | 2057 | Mitigation | 0.95 | 45 | 0 | esc | 0.00097009 | 3.5324e-11 | 0.00097009 | 3.5324e-11 | 0.0027785 | 3.4146e-09 | 0.0085129 | 3.055e-10
[120 empty] | 7.3.3.17.5 (Remote Grid) Updates to grid topology to minimize risk of ignition in HFTDs Remote GridWLDFREquipment / facility failureAggregated | WLDFR | HFTD - Distribution - Tier 3 - 2QU CoRE ¦ 3QU LoRE | Non-Red Flag Warning - Catastrophic Fires | Equipment / facility failure | Aggregated | 2058 | 3.6414e-08 | 279.2931 | 1.017e-05 | 2058 | Mitigation | 0.95 | 45 | 0 | esc | 0.00097009 | 3.5324e-11 | 0.00097009 | 3.5324e-11 | 0.0027785 | 3.4146e-09 | 0 | 0
[120 empty] | 7.3.3.17.5 (Remote Grid) Updates to grid topology to minimize risk of ignition in HFTDs Remote GridWLDFREquipment / facility failureAggregated | WLDFR | HFTD - Distribution - Tier 3 - 2QU CoRE ¦ 3QU LoRE | Non-Red Flag Warning - Catastrophic Fires | Equipment / facility failure | Aggregated | 2059 | 3.6414e-08 | 279.2931 | 1.017e-05 | 2059 | Mitigation | 0.95 | 45 | 0 | esc | 0.00097009 | 3.5324e-11 | 0.00097009 | 3.5324e-11 | 0.0027785 | 3.4146e-09 | 0 | 0
[120 empty] | 7.3.3.17.5 (Remote Grid) Updates to grid topology to minimize risk of ignition in HFTDs Remote GridWLDFREquipment / facility failureAggregated | WLDFR | HFTD - Distribution - Tier 3 - 2QU CoRE ¦ 3QU LoRE | Non-Red Flag Warning - Catastrophic Fires | Equipment / facility failure | Aggregated | 2060 | 3.6414e-08 | 279.2931 | 1.017e-05 | 2060 | Mitigation | 0.95 | 45 | 0 | esc | 0.00097009 | 3.5324e-11 | 0.00097009 | 3.5324e-11 | 0.0027785 | 3.4146e-09 | 0.0093087 | 1.9677e-09
[120 empty] | 7.3.3.17.5 (Remote Grid) Updates to grid topology to minimize risk of ignition in HFTDs Remote GridWLDFREquipment / facility failureAggregated | WLDFR | HFTD - Distribution - Tier 3 - 2QU CoRE ¦ 3QU LoRE | Non-Red Flag Warning - Catastrophic Fires | Equipment / facility failure | Aggregated | 2061 | 3.6414e-08 | 279.2931 | 1.017e-05 | 2061 | Mitigation | 0.95 | 45 | 0 | esc | 0.00097009 | 3.5324e-11 | 0.00097009 | 3.5324e-11 | 0.0027785 | 3.4146e-09 | 0.0093087 | 1.9677e-09
[120 empty] | 7.3.3.17.5 (Remote Grid) Updates to grid topology to minimize risk of ignition in HFTDs Remote GridWLDFREquipment / facility failureAggregated | WLDFR | HFTD - Distribution - Tier 3 - 2QU CoRE ¦ 3QU LoRE | Non-Red Flag Warning - Catastrophic Fires | Equipment / facility failure | Aggregated | 2062 | 3.6414e-08 | 279.2931 | 1.017e-05 | 2062 | Mitigation | 0.95 | 45 | 0 | esc | 0.00097009 | 3.5324e-11 | 0.00097009 | 3.5324e-11 | 0.0027785 | 3.4146e-09 | 0.0093087 | 1.9677e-09
[120 empty] | 7.3.3.17.5 (Remote Grid) Updates to grid topology to minimize risk of ignition in HFTDs Remote GridWLDFREquipment / facility failureAggregated | WLDFR | HFTD - Distribution - Tier 3 - 2QU CoRE ¦ 3QU LoRE | Non-Red Flag Warning - Catastrophic Fires | Equipment / facility failure | Aggregated | 2063 | 3.6414e-08 | 279.2931 | 1.017e-05 | 2063 | Mitigation | 0.95 | 45 | 0 | esc | 0.00097009 | 3.5324e-11 | 0.00097009 | 3.5324e-11 | 0.0027785 | 3.4146e-09 | 0.0093087 | 1.9677e-09
[120 empty] | 7.3.3.17.5 (Remote Grid) Updates to grid topology to minimize risk of ignition in HFTDs Remote GridWLDFREquipment / facility failureAggregated | WLDFR | HFTD - Distribution - Tier 3 - 2QU CoRE ¦ 3QU LoRE | Non-Red Flag Warning - Catastrophic Fires | Equipment / facility failure | Aggregated | 2064 | 3.6414e-08 | 279.2931 | 1.017e-05 | 2064 | Mitigation | 0.95 | 45 | 0 | esc | 0.00097009 | 3.5324e-11 | 0.00097009 | 3.5324e-11 | 0.0027785 | 3.4146e-09 | 0.0093087 | 1.9677e-09
[120 empty] | 7.3.3.17.5 (Remote Grid) Updates to grid topology to minimize risk of ignition in HFTDs Remote GridWLDFREquipment / facility failureAggregated | WLDFR | HFTD - Distribution - Tier 3 - 2QU CoRE ¦ 3QU LoRE | Non-Red Flag Warning - Catastrophic Fires | Equipment / facility failure | Aggregated | 2065 | 3.6414e-08 | 279.2931 | 1.017e-05 | 2065 | Mitigation | 0.95 | 45 | 0 | esc | 0.00097009 | 3.5324e-11 | 0.00097009 | 3.5324e-11 | 0.0027785 | 3.4146e-09 | 0.0093087 | 1.9677e-09
[120 empty] | 7.3.3.17.5 (Remote Grid) Updates to grid topology to minimize risk of ignition in HFTDs Remote GridWLDFREquipment / facility failureAggregated | WLDFR | HFTD - Distribution - Tier 3 - 2QU CoRE ¦ 3QU LoRE | Non-Red Flag Warning - Catastrophic Fires | Equipment / facility failure | Aggregated | 2066 | 3.6414e-08 | 279.2931 | 1.017e-05 | 2066 | Mitigation | 0.95 | 45 | 0 | esc | 0.00097009 | 3.5324e-11 | 0.00097009 | 3.5324e-11 | 0.0027785 | 3.4146e-09 | 0.0093087 | 1.9677e-09
[120 empty] | 7.3.3.17.5 (Remote Grid) Updates to grid topology to minimize risk of ignition in HFTDs Remote GridWLDFREquipment / facility failureAggregated | WLDFR | HFTD - Distribution - Tier 3 - 2QU CoRE ¦ 3QU LoRE | Non-Red Flag Warning - Catastrophic Fires | Equipment / facility failure | Aggregated | 2067 | 3.6414e-08 | 279.2931 | 1.017e-05 | 2067 | Mitigation | 0.95 | 45 | 0 | esc | 0 | 0 | 0.00097009 | 3.5324e-11 | 0.0027785 | 3.4146e-09 | 0.0093087 | 1.9677e-09
[120 empty] | 7.3.3.17.5 (Remote Grid) Updates to grid topology to minimize risk of ignition in HFTDs Remote GridWLDFRVegetation ContactAggregated | WLDFR | HFTD - Distribution - Tier 3 - 2QU CoRE ¦ 3QU LoRE | Non-Red Flag Warning - Catastrophic Fires | Vegetation Contact | Aggregated | 2022 | 7.1195e-07 | 279.2931 | 0.00019884 | 2022 | Mitigation | 0.95 | 45 | 0 | esc | 0.00097009 | 6.9065e-10 | 0 | 0 | 0.0027785 | 3.4146e-09 | 0.0093087 | 1.9677e-09
[120 empty] | 7.3.3.17.5 (Remote Grid) Updates to grid topology to minimize risk of ignition in HFTDs Remote GridWLDFRVegetation ContactAggregated | WLDFR | HFTD - Distribution - Tier 3 - 2QU CoRE ¦ 3QU LoRE | Non-Red Flag Warning - Catastrophic Fires | Vegetation Contact | Aggregated | 2023 | 7.1195e-07 | 279.2931 | 0.00019884 | 2023 | Mitigation | 0.95 | 45 | 0 | esc | 0.00097009 | 6.9065e-10 | 0.00097009 | 6.9065e-10 | 0.0027785 | 3.4146e-09 | 0.0093087 | 1.9677e-09
[120 empty] | 7.3.3.17.5 (Remote Grid) Updates to grid topology to minimize risk of ignition in HFTDs Remote GridWLDFRVegetation ContactAggregated | WLDFR | HFTD - Distribution - Tier 3 - 2QU CoRE ¦ 3QU LoRE | Non-Red Flag Warning - Catastrophic Fires | Vegetation Contact | Aggregated | 2024 | 7.1195e-07 | 279.2931 | 0.00019884 | 2024 | Mitigation | 0.95 | 45 | 0 | esc | 0.00097009 | 6.9065e-10 | 0.00097009 | 6.9065e-10 | 0.0027785 | 3.4146e-09 | 0.0093087 | 1.9677e-09
[120 empty] | 7.3.3.17.5 (Remote Grid) Updates to grid topology to minimize risk of ignition in HFTDs Remote GridWLDFRVegetation ContactAggregated | WLDFR | HFTD - Distribution - Tier 3 - 2QU CoRE ¦ 3QU LoRE | Non-Red Flag Warning - Catastrophic Fires | Vegetation Contact | Aggregated | 2025 | 7.1195e-07 | 279.2931 | 0.00019884 | 2025 | Mitigation | 0.95 | 45 | 0 | esc | 0.00097009 | 6.9065e-10 | 0.00097009 | 6.9065e-10 | 0.0027785 | 3.4146e-09 | 0.0093087 | 1.9677e-09
[120 empty] | 7.3.3.17.5 (Remote Grid) Updates to grid topology to minimize risk of ignition in HFTDs Remote GridWLDFRVegetation ContactAggregated | WLDFR | HFTD - Distribution - Tier 3 - 2QU CoRE ¦ 3QU LoRE | Non-Red Flag Warning - Catastrophic Fires | Vegetation Contact | Aggregated | 2026 | 7.1195e-07 | 279.2931 | 0.00019884 | 2026 | Mitigation | 0.95 | 45 | 0 | esc | 0.00097009 | 6.9065e-10 | 0.00097009 | 6.9065e-10 | 0.0027785 | 3.4146e-09 | 0.0093087 | 1.9677e-09
[120 empty] | 7.3.3.17.5 (Remote Grid) Updates to grid topology to minimize risk of ignition in HFTDs Remote GridWLDFRVegetation ContactAggregated | WLDFR | HFTD - Distribution - Tier 3 - 2QU CoRE ¦ 3QU LoRE | Non-Red Flag Warning - Catastrophic Fires | Vegetation Contact | Aggregated | 2027 | 7.1195e-07 | 279.2931 | 0.00019884 | 2027 | Mitigation | 0.95 | 45 | 0 | esc | 0.00097009 | 6.9065e-10 | 0.00097009 | 6.9065e-10 | 0.0027785 | 3.4146e-09 | 0.0093087 | 1.9677e-09
[120 empty] | 7.3.3.17.5 (Remote Grid) Updates to grid topology to minimize risk of ignition in HFTDs Remote GridWLDFRVegetation ContactAggregated | WLDFR | HFTD - Distribution - Tier 3 - 2QU CoRE ¦ 3QU LoRE | Non-Red Flag Warning - Catastrophic Fires | Vegetation Contact | Aggregated | 2028 | 7.1195e-07 | 279.2931 | 0.00019884 | 2028 | Mitigation | 0.95 | 45 | 0 | esc | 0.00097009 | 6.9065e-10 | 0.00097009 | 6.9065e-10 | 0.0027785 | 3.4146e-09 | 0.0093087 | 1.9677e-09
[120 empty] | 7.3.3.17.5 (Remote Grid) Updates to grid topology to minimize risk of ignition in HFTDs Remote GridWLDFRVegetation ContactAggregated | WLDFR | HFTD - Distribution - Tier 3 - 2QU CoRE ¦ 3QU LoRE | Non-Red Flag Warning - Catastrophic Fires | Vegetation Contact | Aggregated | 2029 | 7.1195e-07 | 279.2931 | 0.00019884 | 2029 | Mitigation | 0.95 | 45 | 0 | esc | 0.00097009 | 6.9065e-10 | 0.00097009 | 6.9065e-10 | 0.0027785 | 3.4146e-09 | 0.0093087 | 1.9677e-09
[120 empty] | 7.3.3.17.5 (Remote Grid) Updates to grid topology to minimize risk of ignition in HFTDs Remote GridWLDFRVegetation ContactAggregated | WLDFR | HFTD - Distribution - Tier 3 - 2QU CoRE ¦ 3QU LoRE | Non-Red Flag Warning - Catastrophic Fires | Vegetation Contact | Aggregated | 2030 | 7.1195e-07 | 279.2931 | 0.00019884 | 2030 | Mitigation | 0.95 | 45 | 0 | esc | 0.00097009 | 6.9065e-10 | 0.00097009 | 6.9065e-10 | 0.0027785 | 3.4146e-09 | 0.0093087 | 1.9677e-09
[120 empty] | 7.3.3.17.5 (Remote Grid) Updates to grid topology to minimize risk of ignition in HFTDs Remote GridWLDFRVegetation ContactAggregated | WLDFR | HFTD - Distribution - Tier 3 - 2QU CoRE ¦ 3QU LoRE | Non-Red Flag Warning - Catastrophic Fires | Vegetation Contact | Aggregated | 2031 | 7.1195e-07 | 279.2931 | 0.00019884 | 2031 | Mitigation | 0.95 | 45 | 0 | esc | 0.00097009 | 6.9065e-10 | 0.00097009 | 6.9065e-10 | 0.0027785 | 3.4146e-09 | 0.0093087 | 1.9677e-09
[120 empty] | 7.3.3.17.5 (Remote Grid) Updates to grid topology to minimize risk of ignition in HFTDs Remote GridWLDFRVegetation ContactAggregated | WLDFR | HFTD - Distribution - Tier 3 - 2QU CoRE ¦ 3QU LoRE | Non-Red Flag Warning - Catastrophic Fires | Vegetation Contact | Aggregated | 2032 | 7.1195e-07 | 279.2931 | 0.00019884 | 2032 | Mitigation | 0.95 | 45 | 0 | esc | 0.00097009 | 6.9065e-10 | 0.00097009 | 6.9065e-10 | 0.0027785 | 3.4146e-09 | 0.0093087 | 1.9677e-09
[120 empty] | 7.3.3.17.5 (Remote Grid) Updates to grid topology to minimize risk of ignition in HFTDs Remote GridWLDFRVegetation ContactAggregated | WLDFR | HFTD - Distribution - Tier 3 - 2QU CoRE ¦ 3QU LoRE | Non-Red Flag Warning - Catastrophic Fires | Vegetation Contact | Aggregated | 2033 | 7.1195e-07 | 279.2931 | 0.00019884 | 2033 | Mitigation | 0.95 | 45 | 0 | esc | 0.00097009 | 6.9065e-10 | 0.00097009 | 6.9065e-10 | 0.0027785 | 3.4146e-09 | 0.0093087 | 1.9677e-09
[120 empty] | 7.3.3.17.5 (Remote Grid) Updates to grid topology to minimize risk of ignition in HFTDs Remote GridWLDFRVegetation ContactAggregated | WLDFR | HFTD - Distribution - Tier 3 - 2QU CoRE ¦ 3QU LoRE | Non-Red Flag Warning - Catastrophic Fires | Vegetation Contact | Aggregated | 2034 | 7.1195e-07 | 279.2931 | 0.00019884 | 2034 | Mitigation | 0.95 | 45 | 0 | esc | 0.00097009 | 6.9065e-10 | 0.00097009 | 6.9065e-10 | 0.0027785 | 3.4146e-09 | 0.0093087 | 1.9677e-09
[120 empty] | 7.3.3.17.5 (Remote Grid) Updates to grid topology to minimize risk of ignition in HFTDs Remote GridWLDFRVegetation ContactAggregated | WLDFR | HFTD - Distribution - Tier 3 - 2QU CoRE ¦ 3QU LoRE | Non-Red Flag Warning - Catastrophic Fires | Vegetation Contact | Aggregated | 2035 | 7.1195e-07 | 279.2931 | 0.00019884 | 2035 | Mitigation | 0.95 | 45 | 0 | esc | 0.00097009 | 6.9065e-10 | 0.00097009 | 6.9065e-10 | 0.0027785 | 3.4146e-09 | 0.0093087 | 1.9677e-09
[120 empty] | 7.3.3.17.5 (Remote Grid) Updates to grid topology to minimize risk of ignition in HFTDs Remote GridWLDFRVegetation ContactAggregated | WLDFR | HFTD - Distribution - Tier 3 - 2QU CoRE ¦ 3QU LoRE | Non-Red Flag Warning - Catastrophic Fires | Vegetation Contact | Aggregated | 2036 | 7.1195e-07 | 279.2931 | 0.00019884 | 2036 | Mitigation | 0.95 | 45 | 0 | esc | 0.00097009 | 6.9065e-10 | 0.00097009 | 6.9065e-10 | 0.0027785 | 3.4146e-09 | 0.0093087 | 1.9677e-09
[120 empty] | 7.3.3.17.5 (Remote Grid) Updates to grid topology to minimize risk of ignition in HFTDs Remote GridWLDFRVegetation ContactAggregated | WLDFR | HFTD - Distribution - Tier 3 - 2QU CoRE ¦ 3QU LoRE | Non-Red Flag Warning - Catastrophic Fires | Vegetation Contact | Aggregated | 2037 | 7.1195e-07 | 279.2931 | 0.00019884 | 2037 | Mitigation | 0.95 | 45 | 0 | esc | 0.00097009 | 6.9065e-10 | 0.00097009 | 6.9065e-10 | 0.0027785 | 3.4146e-09 | 0.0093087 | 1.9677e-09
[120 empty] | 7.3.3.17.5 (Remote Grid) Updates to grid topology to minimize risk of ignition in HFTDs Remote GridWLDFRVegetation ContactAggregated | WLDFR | HFTD - Distribution - Tier 3 - 2QU CoRE ¦ 3QU LoRE | Non-Red Flag Warning - Catastrophic Fires | Vegetation Contact | Aggregated | 2038 | 7.1195e-07 | 279.2931 | 0.00019884 | 2038 | Mitigation | 0.95 | 45 | 0 | esc | 0.00097009 | 6.9065e-10 | 0.00097009 | 6.9065e-10 | 0.0027785 | 3.4146e-09 | 0.0093087 | 1.9677e-09
[120 empty] | 7.3.3.17.5 (Remote Grid) Updates to grid topology to minimize risk of ignition in HFTDs Remote GridWLDFRVegetation ContactAggregated | WLDFR | HFTD - Distribution - Tier 3 - 2QU CoRE ¦ 3QU LoRE | Non-Red Flag Warning - Catastrophic Fires | Vegetation Contact | Aggregated | 2039 | 7.1195e-07 | 279.2931 | 0.00019884 | 2039 | Mitigation | 0.95 | 45 | 0 | esc | 0.00097009 | 6.9065e-10 | 0.00097009 | 6.9065e-10 | 0.0027785 | 3.4146e-09 | 0.0093087 | 1.9677e-09
[120 empty] | 7.3.3.17.5 (Remote Grid) Updates to grid topology to minimize risk of ignition in HFTDs Remote GridWLDFRVegetation ContactAggregated | WLDFR | HFTD - Distribution - Tier 3 - 2QU CoRE ¦ 3QU LoRE | Non-Red Flag Warning - Catastrophic Fires | Vegetation Contact | Aggregated | 2040 | 7.1195e-07 | 279.2931 | 0.00019884 | 2040 | Mitigation | 0.95 | 45 | 0 | esc | 0.00097009 | 6.9065e-10 | 0.00097009 | 6.9065e-10 | 0.0027785 | 3.4146e-09 | 0.0093087 | 1.9677e-09
[120 empty] | 7.3.3.17.5 (Remote Grid) Updates to grid topology to minimize risk of ignition in HFTDs Remote GridWLDFRVegetation ContactAggregated | WLDFR | HFTD - Distribution - Tier 3 - 2QU CoRE ¦ 3QU LoRE | Non-Red Flag Warning - Catastrophic Fires | Vegetation Contact | Aggregated | 2041 | 7.1195e-07 | 279.2931 | 0.00019884 | 2041 | Mitigation | 0.95 | 45 | 0 | esc | 0.00097009 | 6.9065e-10 | 0.00097009 | 6.9065e-10 | 0.0027785 | 3.4146e-09 | 0.0093087 | 1.9677e-09
[120 empty] | 7.3.3.17.5 (Remote Grid) Updates to grid topology to minimize risk of ignition in HFTDs Remote GridWLDFRVegetation ContactAggregated | WLDFR | HFTD - Distribution - Tier 3 - 2QU CoRE ¦ 3QU LoRE | Non-Red Flag Warning - Catastrophic Fires | Vegetation Contact | Aggregated | 2042 | 7.1195e-07 | 279.2931 | 0.00019884 | 2042 | Mitigation | 0.95 | 45 | 0 | esc | 0.00097009 | 6.9065e-10 | 0.00097009 | 6.9065e-10 | 0.0027785 | 3.4146e-09 | 0.0093087 | 1.9677e-09
[120 empty] | 7.3.3.17.5 (Remote Grid) Updates to grid topology to minimize risk of ignition in HFTDs Remote GridWLDFRVegetation ContactAggregated | WLDFR | HFTD - Distribution - Tier 3 - 2QU CoRE ¦ 3QU LoRE | Non-Red Flag Warning - Catastrophic Fires | Vegetation Contact | Aggregated | 2043 | 7.1195e-07 | 279.2931 | 0.00019884 | 2043 | Mitigation | 0.95 | 45 | 0 | esc | 0.00097009 | 6.9065e-10 | 0.00097009 | 6.9065e-10 | 0.0027785 | 3.4146e-09 | 0.0093087 | 1.9677e-09
[120 empty] | 7.3.3.17.5 (Remote Grid) Updates to grid topology to minimize risk of ignition in HFTDs Remote GridWLDFRVegetation ContactAggregated | WLDFR | HFTD - Distribution - Tier 3 - 2QU CoRE ¦ 3QU LoRE | Non-Red Flag Warning - Catastrophic Fires | Vegetation Contact | Aggregated | 2044 | 7.1195e-07 | 279.2931 | 0.00019884 | 2044 | Mitigation | 0.95 | 45 | 0 | esc | 0.00097009 | 6.9065e-10 | 0.00097009 | 6.9065e-10 | 0.0027785 | 3.4146e-09 | 0 | 0
[120 empty] | 7.3.3.17.5 (Remote Grid) Updates to grid topology to minimize risk of ignition in HFTDs Remote GridWLDFRVegetation ContactAggregated | WLDFR | HFTD - Distribution - Tier 3 - 2QU CoRE ¦ 3QU LoRE | Non-Red Flag Warning - Catastrophic Fires | Vegetation Contact | Aggregated | 2045 | 7.1195e-07 | 279.2931 | 0.00019884 | 2045 | Mitigation | 0.95 | 45 | 0 | esc | 0.00097009 | 6.9065e-10 | 0.00097009 | 6.9065e-10 | 0.0027785 | 3.4146e-09 | 0 | 0
[120 empty] | 7.3.3.17.5 (Remote Grid) Updates to grid topology to minimize risk of ignition in HFTDs Remote GridWLDFRVegetation ContactAggregated | WLDFR | HFTD - Distribution - Tier 3 - 2QU CoRE ¦ 3QU LoRE | Non-Red Flag Warning - Catastrophic Fires | Vegetation Contact | Aggregated | 2046 | 7.1195e-07 | 279.2931 | 0.00019884 | 2046 | Mitigation | 0.95 | 45 | 0 | esc | 0.00097009 | 6.9065e-10 | 0.00097009 | 6.9065e-10 | 0.0027785 | 3.4146e-09 | 0.0083522 | 3.7054e-10
[120 empty] | 7.3.3.17.5 (Remote Grid) Updates to grid topology to minimize risk of ignition in HFTDs Remote GridWLDFRVegetation ContactAggregated | WLDFR | HFTD - Distribution - Tier 3 - 2QU CoRE ¦ 3QU LoRE | Non-Red Flag Warning - Catastrophic Fires | Vegetation Contact | Aggregated | 2047 | 7.1195e-07 | 279.2931 | 0.00019884 | 2047 | Mitigation | 0.95 | 45 | 0 | esc | 0.00097009 | 6.9065e-10 | 0.00097009 | 6.9065e-10 | 0.0027785 | 3.4146e-09 | 0.0083522 | 3.7054e-10
[120 empty] | 7.3.3.17.5 (Remote Grid) Updates to grid topology to minimize risk of ignition in HFTDs Remote GridWLDFRVegetation ContactAggregated | WLDFR | HFTD - Distribution - Tier 3 - 2QU CoRE ¦ 3QU LoRE | Non-Red Flag Warning - Catastrophic Fires | Vegetation Contact | Aggregated | 2048 | 7.1195e-07 | 279.2931 | 0.00019884 | 2048 | Mitigation | 0.95 | 45 | 0 | esc | 0.00097009 | 6.9065e-10 | 0.00097009 | 6.9065e-10 | 0.0027785 | 3.4146e-09 | 0.0083522 | 3.7054e-10
[120 empty] | 7.3.3.17.5 (Remote Grid) Updates to grid topology to minimize risk of ignition in HFTDs Remote GridWLDFRVegetation ContactAggregated | WLDFR | HFTD - Distribution - Tier 3 - 2QU CoRE ¦ 3QU LoRE | Non-Red Flag Warning - Catastrophic Fires | Vegetation Contact | Aggregated | 2049 | 7.1195e-07 | 279.2931 | 0.00019884 | 2049 | Mitigation | 0.95 | 45 | 0 | esc | 0.00097009 | 6.9065e-10 | 0.00097009 | 6.9065e-10 | 0.0027785 | 3.4146e-09 | 0.0083522 | 3.7054e-10
[120 empty] | 7.3.3.17.5 (Remote Grid) Updates to grid topology to minimize risk of ignition in HFTDs Remote GridWLDFRVegetation ContactAggregated | WLDFR | HFTD - Distribution - Tier 3 - 2QU CoRE ¦ 3QU LoRE | Non-Red Flag Warning - Catastrophic Fires | Vegetation Contact | Aggregated | 2050 | 7.1195e-07 | 279.2931 | 0.00019884 | 2050 | Mitigation | 0.95 | 45 | 0 | esc | 0.00097009 | 6.9065e-10 | 0.00097009 | 6.9065e-10 | 0.0027785 | 3.4146e-09 | 0.0083522 | 3.7054e-10
[120 empty] | 7.3.3.17.5 (Remote Grid) Updates to grid topology to minimize risk of ignition in HFTDs Remote GridWLDFRVegetation ContactAggregated | WLDFR | HFTD - Distribution - Tier 3 - 2QU CoRE ¦ 3QU LoRE | Non-Red Flag Warning - Catastrophic Fires | Vegetation Contact | Aggregated | 2051 | 7.1195e-07 | 279.2931 | 0.00019884 | 2051 | Mitigation | 0.95 | 45 | 0 | esc | 0.00097009 | 6.9065e-10 | 0.00097009 | 6.9065e-10 | 0.0027785 | 3.4146e-09 | 0.0083522 | 3.7054e-10
[120 empty] | 7.3.3.17.5 (Remote Grid) Updates to grid topology to minimize risk of ignition in HFTDs Remote GridWLDFRVegetation ContactAggregated | WLDFR | HFTD - Distribution - Tier 3 - 2QU CoRE ¦ 3QU LoRE | Non-Red Flag Warning - Catastrophic Fires | Vegetation Contact | Aggregated | 2052 | 7.1195e-07 | 279.2931 | 0.00019884 | 2052 | Mitigation | 0.95 | 45 | 0 | esc | 0.00097009 | 6.9065e-10 | 0.00097009 | 6.9065e-10 | 0 | 0 | 0.0083522 | 3.7054e-10
[120 empty] | 7.3.3.17.5 (Remote Grid) Updates to grid topology to minimize risk of ignition in HFTDs Remote GridWLDFRVegetation ContactAggregated | WLDFR | HFTD - Distribution - Tier 3 - 2QU CoRE ¦ 3QU LoRE | Non-Red Flag Warning - Catastrophic Fires | Vegetation Contact | Aggregated | 2053 | 7.1195e-07 | 279.2931 | 0.00019884 | 2053 | Mitigation | 0.95 | 45 | 0 | esc | 0.00097009 | 6.9065e-10 | 0.00097009 | 6.9065e-10 | 0.0027785 | 1.5975e-08 | 0.0083522 | 3.7054e-10
[120 empty] | 7.3.3.17.5 (Remote Grid) Updates to grid topology to minimize risk of ignition in HFTDs Remote GridWLDFRVegetation ContactAggregated | WLDFR | HFTD - Distribution - Tier 3 - 2QU CoRE ¦ 3QU LoRE | Non-Red Flag Warning - Catastrophic Fires | Vegetation Contact | Aggregated | 2054 | 7.1195e-07 | 279.2931 | 0.00019884 | 2054 | Mitigation | 0.95 | 45 | 0 | esc | 0.00097009 | 6.9065e-10 | 0.00097009 | 6.9065e-10 | 0.0027785 | 1.5975e-08 | 0.0083522 | 3.7054e-10
[120 empty] | 7.3.3.17.5 (Remote Grid) Updates to grid topology to minimize risk of ignition in HFTDs Remote GridWLDFRVegetation ContactAggregated | WLDFR | HFTD - Distribution - Tier 3 - 2QU CoRE ¦ 3QU LoRE | Non-Red Flag Warning - Catastrophic Fires | Vegetation Contact | Aggregated | 2055 | 7.1195e-07 | 279.2931 | 0.00019884 | 2055 | Mitigation | 0.95 | 45 | 0 | esc | 0.00097009 | 6.9065e-10 | 0.00097009 | 6.9065e-10 | 0.0027785 | 1.5975e-08 | 0.0083522 | 3.7054e-10
[120 empty] | 7.3.3.17.5 (Remote Grid) Updates to grid topology to minimize risk of ignition in HFTDs Remote GridWLDFRVegetation ContactAggregated | WLDFR | HFTD - Distribution - Tier 3 - 2QU CoRE ¦ 3QU LoRE | Non-Red Flag Warning - Catastrophic Fires | Vegetation Contact | Aggregated | 2056 | 7.1195e-07 | 279.2931 | 0.00019884 | 2056 | Mitigation | 0.95 | 45 | 0 | esc | 0.00097009 | 6.9065e-10 | 0.00097009 | 6.9065e-10 | 0.0027785 | 1.5975e-08 | 0.0083522 | 3.7054e-10
[120 empty] | 7.3.3.17.5 (Remote Grid) Updates to grid topology to minimize risk of ignition in HFTDs Remote GridWLDFRVegetation ContactAggregated | WLDFR | HFTD - Distribution - Tier 3 - 2QU CoRE ¦ 3QU LoRE | Non-Red Flag Warning - Catastrophic Fires | Vegetation Contact | Aggregated | 2057 | 7.1195e-07 | 279.2931 | 0.00019884 | 2057 | Mitigation | 0.95 | 45 | 0 | esc | 0.00097009 | 6.9065e-10 | 0.00097009 | 6.9065e-10 | 0.0027785 | 1.5975e-08 | 0.0083522 | 3.7054e-10
[120 empty] | 7.3.3.17.5 (Remote Grid) Updates to grid topology to minimize risk of ignition in HFTDs Remote GridWLDFRVegetation ContactAggregated | WLDFR | HFTD - Distribution - Tier 3 - 2QU CoRE ¦ 3QU LoRE | Non-Red Flag Warning - Catastrophic Fires | Vegetation Contact | Aggregated | 2058 | 7.1195e-07 | 279.2931 | 0.00019884 | 2058 | Mitigation | 0.95 | 45 | 0 | esc | 0.00097009 | 6.9065e-10 | 0.00097009 | 6.9065e-10 | 0.0027785 | 1.5975e-08 | 0.0083522 | 3.7054e-10
[120 empty] | 7.3.3.17.5 (Remote Grid) Updates to grid topology to minimize risk of ignition in HFTDs Remote GridWLDFRVegetation ContactAggregated | WLDFR | HFTD - Distribution - Tier 3 - 2QU CoRE ¦ 3QU LoRE | Non-Red Flag Warning - Catastrophic Fires | Vegetation Contact | Aggregated | 2059 | 7.1195e-07 | 279.2931 | 0.00019884 | 2059 | Mitigation | 0.95 | 45 | 0 | esc | 0.00097009 | 6.9065e-10 | 0.00097009 | 6.9065e-10 | 0.0027785 | 1.5975e-08 | 0.0083522 | 3.7054e-10
[120 empty] | 7.3.3.17.5 (Remote Grid) Updates to grid topology to minimize risk of ignition in HFTDs Remote GridWLDFRVegetation ContactAggregated | WLDFR | HFTD - Distribution - Tier 3 - 2QU CoRE ¦ 3QU LoRE | Non-Red Flag Warning - Catastrophic Fires | Vegetation Contact | Aggregated | 2060 | 7.1195e-07 | 279.2931 | 0.00019884 | 2060 | Mitigation | 0.95 | 45 | 0 | esc | 0.00097009 | 6.9065e-10 | 0.00097009 | 6.9065e-10 | 0.0027785 | 1.5975e-08 | 0.0083522 | 3.7054e-10
[120 empty] | 7.3.3.17.5 (Remote Grid) Updates to grid topology to minimize risk of ignition in HFTDs Remote GridWLDFRVegetation ContactAggregated | WLDFR | HFTD - Distribution - Tier 3 - 2QU CoRE ¦ 3QU LoRE | Non-Red Flag Warning - Catastrophic Fires | Vegetation Contact | Aggregated | 2061 | 7.1195e-07 | 279.2931 | 0.00019884 | 2061 | Mitigation | 0.95 | 45 | 0 | esc | 0.00097009 | 6.9065e-10 | 0.00097009 | 6.9065e-10 | 0.0027785 | 1.5975e-08 | 0.0083522 | 3.7054e-10
[120 empty] | 7.3.3.17.5 (Remote Grid) Updates to grid topology to minimize risk of ignition in HFTDs Remote GridWLDFRVegetation ContactAggregated | WLDFR | HFTD - Distribution - Tier 3 - 2QU CoRE ¦ 3QU LoRE | Non-Red Flag Warning - Catastrophic Fires | Vegetation Contact | Aggregated | 2062 | 7.1195e-07 | 279.2931 | 0.00019884 | 2062 | Mitigation | 0.95 | 45 | 0 | esc | 0.00097009 | 6.9065e-10 | 0.00097009 | 6.9065e-10 | 0.0027785 | 1.5975e-08 | 0.0083522 | 3.7054e-10
[120 empty] | 7.3.3.17.5 (Remote Grid) Updates to grid topology to minimize risk of ignition in HFTDs Remote GridWLDFRVegetation ContactAggregated | WLDFR | HFTD - Distribution - Tier 3 - 2QU CoRE ¦ 3QU LoRE | Non-Red Flag Warning - Catastrophic Fires | Vegetation Contact | Aggregated | 2063 | 7.1195e-07 | 279.2931 | 0.00019884 | 2063 | Mitigation | 0.95 | 45 | 0 | esc | 0.00097009 | 6.9065e-10 | 0.00097009 | 6.9065e-10 | 0.0027785 | 1.5975e-08 | 0.0083522 | 3.7054e-10
[120 empty] | 7.3.3.17.5 (Remote Grid) Updates to grid topology to minimize risk of ignition in HFTDs Remote GridWLDFRVegetation ContactAggregated | WLDFR | HFTD - Distribution - Tier 3 - 2QU CoRE ¦ 3QU LoRE | Non-Red Flag Warning - Catastrophic Fires | Vegetation Contact | Aggregated | 2064 | 7.1195e-07 | 279.2931 | 0.00019884 | 2064 | Mitigation | 0.95 | 45 | 0 | esc | 0.00097009 | 6.9065e-10 | 0.00097009 | 6.9065e-10 | 0.0027785 | 1.5975e-08 | 0.0083522 | 3.7054e-10
[120 empty] | 7.3.3.17.5 (Remote Grid) Updates to grid topology to minimize risk of ignition in HFTDs Remote GridWLDFRVegetation ContactAggregated | WLDFR | HFTD - Distribution - Tier 3 - 2QU CoRE ¦ 3QU LoRE | Non-Red Flag Warning - Catastrophic Fires | Vegetation Contact | Aggregated | 2065 | 7.1195e-07 | 279.2931 | 0.00019884 | 2065 | Mitigation | 0.95 | 45 | 0 | esc | 0.00097009 | 6.9065e-10 | 0.00097009 | 6.9065e-10 | 0.0027785 | 1.5975e-08 | 0.0083522 | 3.7054e-10
[120 empty] | 7.3.3.17.5 (Remote Grid) Updates to grid topology to minimize risk of ignition in HFTDs Remote GridWLDFRVegetation ContactAggregated | WLDFR | HFTD - Distribution - Tier 3 - 2QU CoRE ¦ 3QU LoRE | Non-Red Flag Warning - Catastrophic Fires | Vegetation Contact | Aggregated | 2066 | 7.1195e-07 | 279.2931 | 0.00019884 | 2066 | Mitigation | 0.95 | 45 | 0 | esc | 0.00097009 | 6.9065e-10 | 0.00097009 | 6.9065e-10 | 0.0027785 | 1.5975e-08 | 0.0083522 | 3.7054e-10
[120 empty] | 7.3.3.17.5 (Remote Grid) Updates to grid topology to minimize risk of ignition in HFTDs Remote GridWLDFRVegetation ContactAggregated | WLDFR | HFTD - Distribution - Tier 3 - 2QU CoRE ¦ 3QU LoRE | Non-Red Flag Warning - Catastrophic Fires | Vegetation Contact | Aggregated | 2067 | 7.1195e-07 | 279.2931 | 0.00019884 | 2067 | Mitigation | 0.95 | 45 | 0 | esc | 0 | 0 | 0.00097009 | 6.9065e-10 | 0.0027785 | 1.5975e-08 | 0.0083522 | 3.7054e-10
[120 empty] | 7.3.3.17.5 (Remote Grid) Updates to grid topology to minimize risk of ignition in HFTDs Remote GridWLDFRWire-to-wire contactAggregated | WLDFR | HFTD - Distribution - Tier 3 - 2QU CoRE ¦ 3QU LoRE | Non-Red Flag Warning - Catastrophic Fires | Wire-to-wire contact | Aggregated | 2022 | 8.6421e-07 | 279.2931 | 0.00024137 | 2022 | Mitigation | 0.95 | 45 | 0 | esc | 0.00097009 | 8.3836e-10 | 0 | 0 | 0.0027785 | 1.5975e-08 | 0.0083522 | 3.7054e-10
[120 empty] | 7.3.3.17.5 (Remote Grid) Updates to grid topology to minimize risk of ignition in HFTDs Remote GridWLDFRWire-to-wire contactAggregated | WLDFR | HFTD - Distribution - Tier 3 - 2QU CoRE ¦ 3QU LoRE | Non-Red Flag Warning - Catastrophic Fires | Wire-to-wire contact | Aggregated | 2023 | 8.6421e-07 | 279.2931 | 0.00024137 | 2023 | Mitigation | 0.95 | 45 | 0 | esc | 0.00097009 | 8.3836e-10 | 0.00097009 | 8.3836e-10 | 0.0027785 | 1.5975e-08 | 0.0083522 | 3.7054e-10
[120 empty] | 7.3.3.17.5 (Remote Grid) Updates to grid topology to minimize risk of ignition in HFTDs Remote GridWLDFRWire-to-wire contactAggregated | WLDFR | HFTD - Distribution - Tier 3 - 2QU CoRE ¦ 3QU LoRE | Non-Red Flag Warning - Catastrophic Fires | Wire-to-wire contact | Aggregated | 2024 | 8.6421e-07 | 279.2931 | 0.00024137 | 2024 | Mitigation | 0.95 | 45 | 0 | esc | 0.00097009 | 8.3836e-10 | 0.00097009 | 8.3836e-10 | 0.0027785 | 1.5975e-08 | 0.0083522 | 3.7054e-10
[120 empty] | 7.3.3.17.5 (Remote Grid) Updates to grid topology to minimize risk of ignition in HFTDs Remote GridWLDFRWire-to-wire contactAggregated | WLDFR | HFTD - Distribution - Tier 3 - 2QU CoRE ¦ 3QU LoRE | Non-Red Flag Warning - Catastrophic Fires | Wire-to-wire contact | Aggregated | 2025 | 8.6421e-07 | 279.2931 | 0.00024137 | 2025 | Mitigation | 0.95 | 45 | 0 | esc | 0.00097009 | 8.3836e-10 | 0.00097009 | 8.3836e-10 | 0.0027785 | 1.5975e-08 | 0.0083522 | 3.7054e-10
[120 empty] | 7.3.3.17.5 (Remote Grid) Updates to grid topology to minimize risk of ignition in HFTDs Remote GridWLDFRWire-to-wire contactAggregated | WLDFR | HFTD - Distribution - Tier 3 - 2QU CoRE ¦ 3QU LoRE | Non-Red Flag Warning - Catastrophic Fires | Wire-to-wire contact | Aggregated | 2026 | 8.6421e-07 | 279.2931 | 0.00024137 | 2026 | Mitigation | 0.95 | 45 | 0 | esc | 0.00097009 | 8.3836e-10 | 0.00097009 | 8.3836e-10 | 0.0027785 | 1.5975e-08 | 0.0083522 | 3.7054e-10
[120 empty] | 7.3.3.17.5 (Remote Grid) Updates to grid topology to minimize risk of ignition in HFTDs Remote GridWLDFRWire-to-wire contactAggregated | WLDFR | HFTD - Distribution - Tier 3 - 2QU CoRE ¦ 3QU LoRE | Non-Red Flag Warning - Catastrophic Fires | Wire-to-wire contact | Aggregated | 2027 | 8.6421e-07 | 279.2931 | 0.00024137 | 2027 | Mitigation | 0.95 | 45 | 0 | esc | 0.00097009 | 8.3836e-10 | 0.00097009 | 8.3836e-10 | 0.0027785 | 1.5975e-08 | 0.0083522 | 3.7054e-10
[120 empty] | 7.3.3.17.5 (Remote Grid) Updates to grid topology to minimize risk of ignition in HFTDs Remote GridWLDFRWire-to-wire contactAggregated | WLDFR | HFTD - Distribution - Tier 3 - 2QU CoRE ¦ 3QU LoRE | Non-Red Flag Warning - Catastrophic Fires | Wire-to-wire contact | Aggregated | 2028 | 8.6421e-07 | 279.2931 | 0.00024137 | 2028 | Mitigation | 0.95 | 45 | 0 | esc | 0.00097009 | 8.3836e-10 | 0.00097009 | 8.3836e-10 | 0.0027785 | 1.5975e-08 | 0.0083522 | 3.7054e-10
[120 empty] | 7.3.3.17.5 (Remote Grid) Updates to grid topology to minimize risk of ignition in HFTDs Remote GridWLDFRWire-to-wire contactAggregated | WLDFR | HFTD - Distribution - Tier 3 - 2QU CoRE ¦ 3QU LoRE | Non-Red Flag Warning - Catastrophic Fires | Wire-to-wire contact | Aggregated | 2029 | 8.6421e-07 | 279.2931 | 0.00024137 | 2029 | Mitigation | 0.95 | 45 | 0 | esc | 0.00097009 | 8.3836e-10 | 0.00097009 | 8.3836e-10 | 0.0027785 | 1.5975e-08 | 0.0083522 | 3.7054e-10
[120 empty] | 7.3.3.17.5 (Remote Grid) Updates to grid topology to minimize risk of ignition in HFTDs Remote GridWLDFRWire-to-wire contactAggregated | WLDFR | HFTD - Distribution - Tier 3 - 2QU CoRE ¦ 3QU LoRE | Non-Red Flag Warning - Catastrophic Fires | Wire-to-wire contact | Aggregated | 2030 | 8.6421e-07 | 279.2931 | 0.00024137 | 2030 | Mitigation | 0.95 | 45 | 0 | esc | 0.00097009 | 8.3836e-10 | 0.00097009 | 8.3836e-10 | 0.0027785 | 1.5975e-08 | 0 | 0
[120 empty] | 7.3.3.17.5 (Remote Grid) Updates to grid topology to minimize risk of ignition in HFTDs Remote GridWLDFRWire-to-wire contactAggregated | WLDFR | HFTD - Distribution - Tier 3 - 2QU CoRE ¦ 3QU LoRE | Non-Red Flag Warning - Catastrophic Fires | Wire-to-wire contact | Aggregated | 2031 | 8.6421e-07 | 279.2931 | 0.00024137 | 2031 | Mitigation | 0.95 | 45 | 0 | esc | 0.00097009 | 8.3836e-10 | 0.00097009 | 8.3836e-10 | 0.0027785 | 1.5975e-08 | 0 | 0
[120 empty] | 7.3.3.17.5 (Remote Grid) Updates to grid topology to minimize risk of ignition in HFTDs Remote GridWLDFRWire-to-wire contactAggregated | WLDFR | HFTD - Distribution - Tier 3 - 2QU CoRE ¦ 3QU LoRE | Non-Red Flag Warning - Catastrophic Fires | Wire-to-wire contact | Aggregated | 2032 | 8.6421e-07 | 279.2931 | 0.00024137 | 2032 | Mitigation | 0.95 | 45 | 0 | esc | 0.00097009 | 8.3836e-10 | 0.00097009 | 8.3836e-10 | 0.0027785 | 1.5975e-08 | 0.0092336 | 3.5457e-11
[120 empty] | 7.3.3.17.5 (Remote Grid) Updates to grid topology to minimize risk of ignition in HFTDs Remote GridWLDFRWire-to-wire contactAggregated | WLDFR | HFTD - Distribution - Tier 3 - 2QU CoRE ¦ 3QU LoRE | Non-Red Flag Warning - Catastrophic Fires | Wire-to-wire contact | Aggregated | 2033 | 8.6421e-07 | 279.2931 | 0.00024137 | 2033 | Mitigation | 0.95 | 45 | 0 | esc | 0.00097009 | 8.3836e-10 | 0.00097009 | 8.3836e-10 | 0.0027785 | 1.5975e-08 | 0.0092336 | 3.5457e-11
[120 empty] | 7.3.3.17.5 (Remote Grid) Updates to grid topology to minimize risk of ignition in HFTDs Remote GridWLDFRWire-to-wire contactAggregated | WLDFR | HFTD - Distribution - Tier 3 - 2QU CoRE ¦ 3QU LoRE | Non-Red Flag Warning - Catastrophic Fires | Wire-to-wire contact | Aggregated | 2034 | 8.6421e-07 | 279.2931 | 0.00024137 | 2034 | Mitigation | 0.95 | 45 | 0 | esc | 0.00097009 | 8.3836e-10 | 0.00097009 | 8.3836e-10 | 0.0027785 | 1.5975e-08 | 0.0092336 | 3.5457e-11
[120 empty] | 7.3.3.17.5 (Remote Grid) Updates to grid topology to minimize risk of ignition in HFTDs Remote GridWLDFRWire-to-wire contactAggregated | WLDFR | HFTD - Distribution - Tier 3 - 2QU CoRE ¦ 3QU LoRE | Non-Red Flag Warning - Catastrophic Fires | Wire-to-wire contact | Aggregated | 2035 | 8.6421e-07 | 279.2931 | 0.00024137 | 2035 | Mitigation | 0.95 | 45 | 0 | esc | 0.00097009 | 8.3836e-10 | 0.00097009 | 8.3836e-10 | 0.0027785 | 1.5975e-08 | 0.0092336 | 3.5457e-11
[120 empty] | 7.3.3.17.5 (Remote Grid) Updates to grid topology to minimize risk of ignition in HFTDs Remote GridWLDFRWire-to-wire contactAggregated | WLDFR | HFTD - Distribution - Tier 3 - 2QU CoRE ¦ 3QU LoRE | Non-Red Flag Warning - Catastrophic Fires | Wire-to-wire contact | Aggregated | 2036 | 8.6421e-07 | 279.2931 | 0.00024137 | 2036 | Mitigation | 0.95 | 45 | 0 | esc | 0.00097009 | 8.3836e-10 | 0.00097009 | 8.3836e-10 | 0.0027785 | 1.5975e-08 | 0.0092336 | 3.5457e-11
[120 empty] | 7.3.3.17.5 (Remote Grid) Updates to grid topology to minimize risk of ignition in HFTDs Remote GridWLDFRWire-to-wire contactAggregated | WLDFR | HFTD - Distribution - Tier 3 - 2QU CoRE ¦ 3QU LoRE | Non-Red Flag Warning - Catastrophic Fires | Wire-to-wire contact | Aggregated | 2037 | 8.6421e-07 | 279.2931 | 0.00024137 | 2037 | Mitigation | 0.95 | 45 | 0 | esc | 0.00097009 | 8.3836e-10 | 0.00097009 | 8.3836e-10 | 0.0027785 | 1.5975e-08 | 0.0092336 | 3.5457e-11
[120 empty] | 7.3.3.17.5 (Remote Grid) Updates to grid topology to minimize risk of ignition in HFTDs Remote GridWLDFRWire-to-wire contactAggregated | WLDFR | HFTD - Distribution - Tier 3 - 2QU CoRE ¦ 3QU LoRE | Non-Red Flag Warning - Catastrophic Fires | Wire-to-wire contact | Aggregated | 2038 | 8.6421e-07 | 279.2931 | 0.00024137 | 2038 | Mitigation | 0.95 | 45 | 0 | esc | 0.00097009 | 8.3836e-10 | 0.00097009 | 8.3836e-10 | 0.0027785 | 1.5975e-08 | 0.0092336 | 3.5457e-11
[120 empty] | 7.3.3.17.5 (Remote Grid) Updates to grid topology to minimize risk of ignition in HFTDs Remote GridWLDFRWire-to-wire contactAggregated | WLDFR | HFTD - Distribution - Tier 3 - 2QU CoRE ¦ 3QU LoRE | Non-Red Flag Warning - Catastrophic Fires | Wire-to-wire contact | Aggregated | 2039 | 8.6421e-07 | 279.2931 | 0.00024137 | 2039 | Mitigation | 0.95 | 45 | 0 | esc | 0.00097009 | 8.3836e-10 | 0.00097009 | 8.3836e-10 | 0.0027785 | 1.5975e-08 | 0.0092336 | 3.5457e-11
[120 empty] | 7.3.3.17.5 (Remote Grid) Updates to grid topology to minimize risk of ignition in HFTDs Remote GridWLDFRWire-to-wire contactAggregated | WLDFR | HFTD - Distribution - Tier 3 - 2QU CoRE ¦ 3QU LoRE | Non-Red Flag Warning - Catastrophic Fires | Wire-to-wire contact | Aggregated | 2040 | 8.6421e-07 | 279.2931 | 0.00024137 | 2040 | Mitigation | 0.95 | 45 | 0 | esc | 0.00097009 | 8.3836e-10 | 0.00097009 | 8.3836e-10 | 0.0027785 | 1.5975e-08 | 0.0092336 | 3.5457e-11
[120 empty] | 7.3.3.17.5 (Remote Grid) Updates to grid topology to minimize risk of ignition in HFTDs Remote GridWLDFRWire-to-wire contactAggregated | WLDFR | HFTD - Distribution - Tier 3 - 2QU CoRE ¦ 3QU LoRE | Non-Red Flag Warning - Catastrophic Fires | Wire-to-wire contact | Aggregated | 2041 | 8.6421e-07 | 279.2931 | 0.00024137 | 2041 | Mitigation | 0.95 | 45 | 0 | esc | 0.00097009 | 8.3836e-10 | 0.00097009 | 8.3836e-10 | 0.0027785 | 1.5975e-08 | 0.0092336 | 3.5457e-11
[120 empty] | 7.3.3.17.5 (Remote Grid) Updates to grid topology to minimize risk of ignition in HFTDs Remote GridWLDFRWire-to-wire contactAggregated | WLDFR | HFTD - Distribution - Tier 3 - 2QU CoRE ¦ 3QU LoRE | Non-Red Flag Warning - Catastrophic Fires | Wire-to-wire contact | Aggregated | 2042 | 8.6421e-07 | 279.2931 | 0.00024137 | 2042 | Mitigation | 0.95 | 45 | 0 | esc | 0.00097009 | 8.3836e-10 | 0.00097009 | 8.3836e-10 | 0.0027785 | 1.5975e-08 | 0.0092336 | 3.5457e-11
[120 empty] | 7.3.3.17.5 (Remote Grid) Updates to grid topology to minimize risk of ignition in HFTDs Remote GridWLDFRWire-to-wire contactAggregated | WLDFR | HFTD - Distribution - Tier 3 - 2QU CoRE ¦ 3QU LoRE | Non-Red Flag Warning - Catastrophic Fires | Wire-to-wire contact | Aggregated | 2043 | 8.6421e-07 | 279.2931 | 0.00024137 | 2043 | Mitigation | 0.95 | 45 | 0 | esc | 0.00097009 | 8.3836e-10 | 0.00097009 | 8.3836e-10 | 0.0027785 | 1.5975e-08 | 0.0092336 | 3.5457e-11
[120 empty] | 7.3.3.17.5 (Remote Grid) Updates to grid topology to minimize risk of ignition in HFTDs Remote GridWLDFRWire-to-wire contactAggregated | WLDFR | HFTD - Distribution - Tier 3 - 2QU CoRE ¦ 3QU LoRE | Non-Red Flag Warning - Catastrophic Fires | Wire-to-wire contact | Aggregated | 2044 | 8.6421e-07 | 279.2931 | 0.00024137 | 2044 | Mitigation | 0.95 | 45 | 0 | esc | 0.00097009 | 8.3836e-10 | 0.00097009 | 8.3836e-10 | 0.0027785 | 1.5975e-08 | 0.0092336 | 3.5457e-11
[120 empty] | 7.3.3.17.5 (Remote Grid) Updates to grid topology to minimize risk of ignition in HFTDs Remote GridWLDFRWire-to-wire contactAggregated | WLDFR | HFTD - Distribution - Tier 3 - 2QU CoRE ¦ 3QU LoRE | Non-Red Flag Warning - Catastrophic Fires | Wire-to-wire contact | Aggregated | 2045 | 8.6421e-07 | 279.2931 | 0.00024137 | 2045 | Mitigation | 0.95 | 45 | 0 | esc | 0.00097009 | 8.3836e-10 | 0.00097009 | 8.3836e-10 | 0.0027785 | 1.5975e-08 | 0.0092336 | 3.5457e-11
[120 empty] | 7.3.3.17.5 (Remote Grid) Updates to grid topology to minimize risk of ignition in HFTDs Remote GridWLDFRWire-to-wire contactAggregated | WLDFR | HFTD - Distribution - Tier 3 - 2QU CoRE ¦ 3QU LoRE | Non-Red Flag Warning - Catastrophic Fires | Wire-to-wire contact | Aggregated | 2046 | 8.6421e-07 | 279.2931 | 0.00024137 | 2046 | Mitigation | 0.95 | 45 | 0 | esc | 0.00097009 | 8.3836e-10 | 0.00097009 | 8.3836e-10 | 0.0027785 | 1.5975e-08 | 0.0092336 | 3.5457e-11
[120 empty] | 7.3.3.17.5 (Remote Grid) Updates to grid topology to minimize risk of ignition in HFTDs Remote GridWLDFRWire-to-wire contactAggregated | WLDFR | HFTD - Distribution - Tier 3 - 2QU CoRE ¦ 3QU LoRE | Non-Red Flag Warning - Catastrophic Fires | Wire-to-wire contact | Aggregated | 2047 | 8.6421e-07 | 279.2931 | 0.00024137 | 2047 | Mitigation | 0.95 | 45 | 0 | esc | 0.00097009 | 8.3836e-10 | 0.00097009 | 8.3836e-10 | 0.0027785 | 1.5975e-08 | 0.0092336 | 3.5457e-11
[120 empty] | 7.3.3.17.5 (Remote Grid) Updates to grid topology to minimize risk of ignition in HFTDs Remote GridWLDFRWire-to-wire contactAggregated | WLDFR | HFTD - Distribution - Tier 3 - 2QU CoRE ¦ 3QU LoRE | Non-Red Flag Warning - Catastrophic Fires | Wire-to-wire contact | Aggregated | 2048 | 8.6421e-07 | 279.2931 | 0.00024137 | 2048 | Mitigation | 0.95 | 45 | 0 | esc | 0.00097009 | 8.3836e-10 | 0.00097009 | 8.3836e-10 | 0.0027785 | 1.5975e-08 | 0.0092336 | 3.5457e-11
[120 empty] | 7.3.3.17.5 (Remote Grid) Updates to grid topology to minimize risk of ignition in HFTDs Remote GridWLDFRWire-to-wire contactAggregated | WLDFR | HFTD - Distribution - Tier 3 - 2QU CoRE ¦ 3QU LoRE | Non-Red Flag Warning - Catastrophic Fires | Wire-to-wire contact | Aggregated | 2049 | 8.6421e-07 | 279.2931 | 0.00024137 | 2049 | Mitigation | 0.95 | 45 | 0 | esc | 0.00097009 | 8.3836e-10 | 0.00097009 | 8.3836e-10 | 0.0027785 | 1.5975e-08 | 0.0092336 | 3.5457e-11
[120 empty] | 7.3.3.17.5 (Remote Grid) Updates to grid topology to minimize risk of ignition in HFTDs Remote GridWLDFRWire-to-wire contactAggregated | WLDFR | HFTD - Distribution - Tier 3 - 2QU CoRE ¦ 3QU LoRE | Non-Red Flag Warning - Catastrophic Fires | Wire-to-wire contact | Aggregated | 2050 | 8.6421e-07 | 279.2931 | 0.00024137 | 2050 | Mitigation | 0.95 | 45 | 0 | esc | 0.00097009 | 8.3836e-10 | 0.00097009 | 8.3836e-10 | 0.0027785 | 1.5975e-08 | 0.0092336 | 3.5457e-11
[120 empty] | 7.3.3.17.5 (Remote Grid) Updates to grid topology to minimize risk of ignition in HFTDs Remote GridWLDFRWire-to-wire contactAggregated | WLDFR | HFTD - Distribution - Tier 3 - 2QU CoRE ¦ 3QU LoRE | Non-Red Flag Warning - Catastrophic Fires | Wire-to-wire contact | Aggregated | 2051 | 8.6421e-07 | 279.2931 | 0.00024137 | 2051 | Mitigation | 0.95 | 45 | 0 | esc | 0.00097009 | 8.3836e-10 | 0.00097009 | 8.3836e-10 | 0.0027785 | 1.5975e-08 | 0.0092336 | 3.5457e-11
[120 empty] | 7.3.3.17.5 (Remote Grid) Updates to grid topology to minimize risk of ignition in HFTDs Remote GridWLDFRWire-to-wire contactAggregated | WLDFR | HFTD - Distribution - Tier 3 - 2QU CoRE ¦ 3QU LoRE | Non-Red Flag Warning - Catastrophic Fires | Wire-to-wire contact | Aggregated | 2052 | 8.6421e-07 | 279.2931 | 0.00024137 | 2052 | Mitigation | 0.95 | 45 | 0 | esc | 0.00097009 | 8.3836e-10 | 0.00097009 | 8.3836e-10 | 0.0027785 | 1.5975e-08 | 0.0092336 | 3.5457e-11
[120 empty] | 7.3.3.17.5 (Remote Grid) Updates to grid topology to minimize risk of ignition in HFTDs Remote GridWLDFRWire-to-wire contactAggregated | WLDFR | HFTD - Distribution - Tier 3 - 2QU CoRE ¦ 3QU LoRE | Non-Red Flag Warning - Catastrophic Fires | Wire-to-wire contact | Aggregated | 2053 | 8.6421e-07 | 279.2931 | 0.00024137 | 2053 | Mitigation | 0.95 | 45 | 0 | esc | 0.00097009 | 8.3836e-10 | 0.00097009 | 8.3836e-10 | 0.0027785 | 1.5975e-08 | 0.0092336 | 3.5457e-11
[120 empty] | 7.3.3.17.5 (Remote Grid) Updates to grid topology to minimize risk of ignition in HFTDs Remote GridWLDFRWire-to-wire contactAggregated | WLDFR | HFTD - Distribution - Tier 3 - 2QU CoRE ¦ 3QU LoRE | Non-Red Flag Warning - Catastrophic Fires | Wire-to-wire contact | Aggregated | 2054 | 8.6421e-07 | 279.2931 | 0.00024137 | 2054 | Mitigation | 0.95 | 45 | 0 | esc | 0.00097009 | 8.3836e-10 | 0.00097009 | 8.3836e-10 | 0.0027785 | 1.5975e-08 | 0.0092336 | 3.5457e-11
[120 empty] | 7.3.3.17.5 (Remote Grid) Updates to grid topology to minimize risk of ignition in HFTDs Remote GridWLDFRWire-to-wire contactAggregated | WLDFR | HFTD - Distribution - Tier 3 - 2QU CoRE ¦ 3QU LoRE | Non-Red Flag Warning - Catastrophic Fires | Wire-to-wire contact | Aggregated | 2055 | 8.6421e-07 | 279.2931 | 0.00024137 | 2055 | Mitigation | 0.95 | 45 | 0 | esc | 0.00097009 | 8.3836e-10 | 0.00097009 | 8.3836e-10 | 0.0027785 | 1.5975e-08 | 0.0092336 | 3.5457e-11
[120 empty] | 7.3.3.17.5 (Remote Grid) Updates to grid topology to minimize risk of ignition in HFTDs Remote GridWLDFRWire-to-wire contactAggregated | WLDFR | HFTD - Distribution - Tier 3 - 2QU CoRE ¦ 3QU LoRE | Non-Red Flag Warning - Catastrophic Fires | Wire-to-wire contact | Aggregated | 2056 | 8.6421e-07 | 279.2931 | 0.00024137 | 2056 | Mitigation | 0.95 | 45 | 0 | esc | 0.00097009 | 8.3836e-10 | 0.00097009 | 8.3836e-10 | 0 | 0 | 0.0092336 | 3.5457e-11
[120 empty] | 7.3.3.17.5 (Remote Grid) Updates to grid topology to minimize risk of ignition in HFTDs Remote GridWLDFRWire-to-wire contactAggregated | WLDFR | HFTD - Distribution - Tier 3 - 2QU CoRE ¦ 3QU LoRE | Non-Red Flag Warning - Catastrophic Fires | Wire-to-wire contact | Aggregated | 2057 | 8.6421e-07 | 279.2931 | 0.00024137 | 2057 | Mitigation | 0.95 | 45 | 0 | esc | 0.00097009 | 8.3836e-10 | 0.00097009 | 8.3836e-10 | 0.0027785 | 5.0769e-10 | 0.0092336 | 3.5457e-11
[120 empty] | 7.3.3.17.5 (Remote Grid) Updates to grid topology to minimize risk of ignition in HFTDs Remote GridWLDFRWire-to-wire contactAggregated | WLDFR | HFTD - Distribution - Tier 3 - 2QU CoRE ¦ 3QU LoRE | Non-Red Flag Warning - Catastrophic Fires | Wire-to-wire contact | Aggregated | 2058 | 8.6421e-07 | 279.2931 | 0.00024137 | 2058 | Mitigation | 0.95 | 45 | 0 | esc | 0.00097009 | 8.3836e-10 | 0.00097009 | 8.3836e-10 | 0.0027785 | 5.0769e-10 | 0.0092336 | 3.5457e-11
[120 empty] | 7.3.3.17.5 (Remote Grid) Updates to grid topology to minimize risk of ignition in HFTDs Remote GridWLDFRWire-to-wire contactAggregated | WLDFR | HFTD - Distribution - Tier 3 - 2QU CoRE ¦ 3QU LoRE | Non-Red Flag Warning - Catastrophic Fires | Wire-to-wire contact | Aggregated | 2059 | 8.6421e-07 | 279.2931 | 0.00024137 | 2059 | Mitigation | 0.95 | 45 | 0 | esc | 0.00097009 | 8.3836e-10 | 0.00097009 | 8.3836e-10 | 0.0027785 | 5.0769e-10 | 0.0092336 | 3.5457e-11
[120 empty] | 7.3.3.17.5 (Remote Grid) Updates to grid topology to minimize risk of ignition in HFTDs Remote GridWLDFRWire-to-wire contactAggregated | WLDFR | HFTD - Distribution - Tier 3 - 2QU CoRE ¦ 3QU LoRE | Non-Red Flag Warning - Catastrophic Fires | Wire-to-wire contact | Aggregated | 2060 | 8.6421e-07 | 279.2931 | 0.00024137 | 2060 | Mitigation | 0.95 | 45 | 0 | esc | 0.00097009 | 8.3836e-10 | 0.00097009 | 8.3836e-10 | 0.0027785 | 5.0769e-10 | 0.0092336 | 3.5457e-11
[120 empty] | 7.3.3.17.5 (Remote Grid) Updates to grid topology to minimize risk of ignition in HFTDs Remote GridWLDFRWire-to-wire contactAggregated | WLDFR | HFTD - Distribution - Tier 3 - 2QU CoRE ¦ 3QU LoRE | Non-Red Flag Warning - Catastrophic Fires | Wire-to-wire contact | Aggregated | 2061 | 8.6421e-07 | 279.2931 | 0.00024137 | 2061 | Mitigation | 0.95 | 45 | 0 | esc | 0.00097009 | 8.3836e-10 | 0.00097009 | 8.3836e-10 | 0.0027785 | 5.0769e-10 | 0.0092336 | 3.5457e-11
[120 empty] | 7.3.3.17.5 (Remote Grid) Updates to grid topology to minimize risk of ignition in HFTDs Remote GridWLDFRWire-to-wire contactAggregated | WLDFR | HFTD - Distribution - Tier 3 - 2QU CoRE ¦ 3QU LoRE | Non-Red Flag Warning - Catastrophic Fires | Wire-to-wire contact | Aggregated | 2062 | 8.6421e-07 | 279.2931 | 0.00024137 | 2062 | Mitigation | 0.95 | 45 | 0 | esc | 0.00097009 | 8.3836e-10 | 0.00097009 | 8.3836e-10 | 0.0027785 | 5.0769e-10 | 0 | 0
[120 empty] | 7.3.3.17.5 (Remote Grid) Updates to grid topology to minimize risk of ignition in HFTDs Remote GridWLDFRWire-to-wire contactAggregated | WLDFR | HFTD - Distribution - Tier 3 - 2QU CoRE ¦ 3QU LoRE | Non-Red Flag Warning - Catastrophic Fires | Wire-to-wire contact | Aggregated | 2063 | 8.6421e-07 | 279.2931 | 0.00024137 | 2063 | Mitigation | 0.95 | 45 | 0 | esc | 0.00097009 | 8.3836e-10 | 0.00097009 | 8.3836e-10 | 0.0027785 | 5.0769e-10 | 0 | 0
[120 empty] | 7.3.3.17.5 (Remote Grid) Updates to grid topology to minimize risk of ignition in HFTDs Remote GridWLDFRWire-to-wire contactAggregated | WLDFR | HFTD - Distribution - Tier 3 - 2QU CoRE ¦ 3QU LoRE | Non-Red Flag Warning - Catastrophic Fires | Wire-to-wire contact | Aggregated | 2064 | 8.6421e-07 | 279.2931 | 0.00024137 | 2064 | Mitigation | 0.95 | 45 | 0 | esc | 0.00097009 | 8.3836e-10 | 0.00097009 | 8.3836e-10 | 0.0027785 | 5.0769e-10 | 0.0033164 | 6.0388e-10
[120 empty] | 7.3.3.17.5 (Remote Grid) Updates to grid topology to minimize risk of ignition in HFTDs Remote GridWLDFRWire-to-wire contactAggregated | WLDFR | HFTD - Distribution - Tier 3 - 2QU CoRE ¦ 3QU LoRE | Non-Red Flag Warning - Catastrophic Fires | Wire-to-wire contact | Aggregated | 2065 | 8.6421e-07 | 279.2931 | 0.00024137 | 2065 | Mitigation | 0.95 | 45 | 0 | esc | 0.00097009 | 8.3836e-10 | 0.00097009 | 8.3836e-10 | 0.0027785 | 5.0769e-10 | 0.0033164 | 6.0388e-10
[120 empty] | 7.3.3.17.5 (Remote Grid) Updates to grid topology to minimize risk of ignition in HFTDs Remote GridWLDFRWire-to-wire contactAggregated | WLDFR | HFTD - Distribution - Tier 3 - 2QU CoRE ¦ 3QU LoRE | Non-Red Flag Warning - Catastrophic Fires | Wire-to-wire contact | Aggregated | 2066 | 8.6421e-07 | 279.2931 | 0.00024137 | 2066 | Mitigation | 0.95 | 45 | 0 | esc | 0.00097009 | 8.3836e-10 | 0.00097009 | 8.3836e-10 | 0.0027785 | 5.0769e-10 | 0.0033164 | 6.0388e-10
[120 empty] | 7.3.3.17.5 (Remote Grid) Updates to grid topology to minimize risk of ignition in HFTDs Remote GridWLDFRWire-to-wire contactAggregated | WLDFR | HFTD - Distribution - Tier 3 - 2QU CoRE ¦ 3QU LoRE | Non-Red Flag Warning - Catastrophic Fires | Wire-to-wire contact | Aggregated | 2067 | 8.6421e-07 | 279.2931 | 0.00024137 | 2067 | Mitigation | 0.95 | 45 | 0 | esc | 0 | 0 | 0.00097009 | 8.3836e-10 | 0.0027785 | 5.0769e-10 | 0.0033164 | 6.0388e-10
[120 empty] | 7.3.3.17.5 (Remote Grid) Updates to grid topology to minimize risk of ignition in HFTDs Remote GridWLDFRContact from objectAggregated | WLDFR | HFTD - Distribution - Tier 3 - 2QU CoRE ¦ 3QU LoRE | Non-Red Flag Warning - Destructive Fires | Contact from object | Aggregated | 2022 | 6.3704e-07 | 279.2931 | 0.00017792 | 2022 | Mitigation | 0.95 | 45 | 0 | esc | 0.00097009 | 6.1798e-10 | 0 | 0 | 0.0027785 | 5.0769e-10 | 0.0033164 | 6.0388e-10
[120 empty] | 7.3.3.17.5 (Remote Grid) Updates to grid topology to minimize risk of ignition in HFTDs Remote GridWLDFRContact from objectAggregated | WLDFR | HFTD - Distribution - Tier 3 - 2QU CoRE ¦ 3QU LoRE | Non-Red Flag Warning - Destructive Fires | Contact from object | Aggregated | 2023 | 6.3704e-07 | 279.2931 | 0.00017792 | 2023 | Mitigation | 0.95 | 45 | 0 | esc | 0.00097009 | 6.1798e-10 | 0.00097009 | 6.1798e-10 | 0.0027785 | 5.0769e-10 | 0.0033164 | 6.0388e-10
[120 empty] | 7.3.3.17.5 (Remote Grid) Updates to grid topology to minimize risk of ignition in HFTDs Remote GridWLDFRContact from objectAggregated | WLDFR | HFTD - Distribution - Tier 3 - 2QU CoRE ¦ 3QU LoRE | Non-Red Flag Warning - Destructive Fires | Contact from object | Aggregated | 2024 | 6.3704e-07 | 279.2931 | 0.00017792 | 2024 | Mitigation | 0.95 | 45 | 0 | esc | 0.00097009 | 6.1798e-10 | 0.00097009 | 6.1798e-10 | 0.0027785 | 5.0769e-10 | 0.0033164 | 6.0388e-10
[120 empty] | 7.3.3.17.5 (Remote Grid) Updates to grid topology to minimize risk of ignition in HFTDs Remote GridWLDFRContact from objectAggregated | WLDFR | HFTD - Distribution - Tier 3 - 2QU CoRE ¦ 3QU LoRE | Non-Red Flag Warning - Destructive Fires | Contact from object | Aggregated | 2025 | 6.3704e-07 | 279.2931 | 0.00017792 | 2025 | Mitigation | 0.95 | 45 | 0 | esc | 0.00097009 | 6.1798e-10 | 0.00097009 | 6.1798e-10 | 0.0027785 | 5.0769e-10 | 0.0033164 | 6.0388e-10
[120 empty] | 7.3.3.17.5 (Remote Grid) Updates to grid topology to minimize risk of ignition in HFTDs Remote GridWLDFRContact from objectAggregated | WLDFR | HFTD - Distribution - Tier 3 - 2QU CoRE ¦ 3QU LoRE | Non-Red Flag Warning - Destructive Fires | Contact from object | Aggregated | 2026 | 6.3704e-07 | 279.2931 | 0.00017792 | 2026 | Mitigation | 0.95 | 45 | 0 | esc | 0.00097009 | 6.1798e-10 | 0.00097009 | 6.1798e-10 | 0.0027785 | 5.0769e-10 | 0.0033164 | 6.0388e-10
[120 empty] | 7.3.3.17.5 (Remote Grid) Updates to grid topology to minimize risk of ignition in HFTDs Remote GridWLDFRContact from objectAggregated | WLDFR | HFTD - Distribution - Tier 3 - 2QU CoRE ¦ 3QU LoRE | Non-Red Flag Warning - Destructive Fires | Contact from object | Aggregated | 2027 | 6.3704e-07 | 279.2931 | 0.00017792 | 2027 | Mitigation | 0.95 | 45 | 0 | esc | 0.00097009 | 6.1798e-10 | 0.00097009 | 6.1798e-10 | 0.0027785 | 5.0769e-10 | 0.0033164 | 6.0388e-10
[120 empty] | 7.3.3.17.5 (Remote Grid) Updates to grid topology to minimize risk of ignition in HFTDs Remote GridWLDFRContact from objectAggregated | WLDFR | HFTD - Distribution - Tier 3 - 2QU CoRE ¦ 3QU LoRE | Non-Red Flag Warning - Destructive Fires | Contact from object | Aggregated | 2028 | 6.3704e-07 | 279.2931 | 0.00017792 | 2028 | Mitigation | 0.95 | 45 | 0 | esc | 0.00097009 | 6.1798e-10 | 0.00097009 | 6.1798e-10 | 0.0027785 | 5.0769e-10 | 0.0033164 | 6.0388e-10
[120 empty] | 7.3.3.17.5 (Remote Grid) Updates to grid topology to minimize risk of ignition in HFTDs Remote GridWLDFRContact from objectAggregated | WLDFR | HFTD - Distribution - Tier 3 - 2QU CoRE ¦ 3QU LoRE | Non-Red Flag Warning - Destructive Fires | Contact from object | Aggregated | 2029 | 6.3704e-07 | 279.2931 | 0.00017792 | 2029 | Mitigation | 0.95 | 45 | 0 | esc | 0.00097009 | 6.1798e-10 | 0.00097009 | 6.1798e-10 | 0.0027785 | 5.0769e-10 | 0.0033164 | 6.0388e-10
[120 empty] | 7.3.3.17.5 (Remote Grid) Updates to grid topology to minimize risk of ignition in HFTDs Remote GridWLDFRContact from objectAggregated | WLDFR | HFTD - Distribution - Tier 3 - 2QU CoRE ¦ 3QU LoRE | Non-Red Flag Warning - Destructive Fires | Contact from object | Aggregated | 2030 | 6.3704e-07 | 279.2931 | 0.00017792 | 2030 | Mitigation | 0.95 | 45 | 0 | esc | 0.00097009 | 6.1798e-10 | 0.00097009 | 6.1798e-10 | 0.0027785 | 5.0769e-10 | 0.0033164 | 6.0388e-10
[120 empty] | 7.3.3.17.5 (Remote Grid) Updates to grid topology to minimize risk of ignition in HFTDs Remote GridWLDFRContact from objectAggregated | WLDFR | HFTD - Distribution - Tier 3 - 2QU CoRE ¦ 3QU LoRE | Non-Red Flag Warning - Destructive Fires | Contact from object | Aggregated | 2031 | 6.3704e-07 | 279.2931 | 0.00017792 | 2031 | Mitigation | 0.95 | 45 | 0 | esc | 0.00097009 | 6.1798e-10 | 0.00097009 | 6.1798e-10 | 0.0027785 | 5.0769e-10 | 0.0033164 | 6.0388e-10
[120 empty] | 7.3.3.17.5 (Remote Grid) Updates to grid topology to minimize risk of ignition in HFTDs Remote GridWLDFRContact from objectAggregated | WLDFR | HFTD - Distribution - Tier 3 - 2QU CoRE ¦ 3QU LoRE | Non-Red Flag Warning - Destructive Fires | Contact from object | Aggregated | 2032 | 6.3704e-07 | 279.2931 | 0.00017792 | 2032 | Mitigation | 0.95 | 45 | 0 | esc | 0.00097009 | 6.1798e-10 | 0.00097009 | 6.1798e-10 | 0.0027785 | 5.0769e-10 | 0.0033164 | 6.0388e-10
[120 empty] | 7.3.3.17.5 (Remote Grid) Updates to grid topology to minimize risk of ignition in HFTDs Remote GridWLDFRContact from objectAggregated | WLDFR | HFTD - Distribution - Tier 3 - 2QU CoRE ¦ 3QU LoRE | Non-Red Flag Warning - Destructive Fires | Contact from object | Aggregated | 2033 | 6.3704e-07 | 279.2931 | 0.00017792 | 2033 | Mitigation | 0.95 | 45 | 0 | esc | 0.00097009 | 6.1798e-10 | 0.00097009 | 6.1798e-10 | 0.0027785 | 5.0769e-10 | 0.0033164 | 6.0388e-10
[120 empty] | 7.3.3.17.5 (Remote Grid) Updates to grid topology to minimize risk of ignition in HFTDs Remote GridWLDFRContact from objectAggregated | WLDFR | HFTD - Distribution - Tier 3 - 2QU CoRE ¦ 3QU LoRE | Non-Red Flag Warning - Destructive Fires | Contact from object | Aggregated | 2034 | 6.3704e-07 | 279.2931 | 0.00017792 | 2034 | Mitigation | 0.95 | 45 | 0 | esc | 0.00097009 | 6.1798e-10 | 0.00097009 | 6.1798e-10 | 0.0027785 | 5.0769e-10 | 0.0033164 | 6.0388e-10
[120 empty] | 7.3.3.17.5 (Remote Grid) Updates to grid topology to minimize risk of ignition in HFTDs Remote GridWLDFRContact from objectAggregated | WLDFR | HFTD - Distribution - Tier 3 - 2QU CoRE ¦ 3QU LoRE | Non-Red Flag Warning - Destructive Fires | Contact from object | Aggregated | 2035 | 6.3704e-07 | 279.2931 | 0.00017792 | 2035 | Mitigation | 0.95 | 45 | 0 | esc | 0.00097009 | 6.1798e-10 | 0.00097009 | 6.1798e-10 | 0.0027785 | 5.0769e-10 | 0.0033164 | 6.0388e-10
[120 empty] | 7.3.3.17.5 (Remote Grid) Updates to grid topology to minimize risk of ignition in HFTDs Remote GridWLDFRContact from objectAggregated | WLDFR | HFTD - Distribution - Tier 3 - 2QU CoRE ¦ 3QU LoRE | Non-Red Flag Warning - Destructive Fires | Contact from object | Aggregated | 2036 | 6.3704e-07 | 279.2931 | 0.00017792 | 2036 | Mitigation | 0.95 | 45 | 0 | esc | 0.00097009 | 6.1798e-10 | 0.00097009 | 6.1798e-10 | 0.0027785 | 5.0769e-10 | 0.0033164 | 6.0388e-10
[120 empty] | 7.3.3.17.5 (Remote Grid) Updates to grid topology to minimize risk of ignition in HFTDs Remote GridWLDFRContact from objectAggregated | WLDFR | HFTD - Distribution - Tier 3 - 2QU CoRE ¦ 3QU LoRE | Non-Red Flag Warning - Destructive Fires | Contact from object | Aggregated | 2037 | 6.3704e-07 | 279.2931 | 0.00017792 | 2037 | Mitigation | 0.95 | 45 | 0 | esc | 0.00097009 | 6.1798e-10 | 0.00097009 | 6.1798e-10 | 0.0027785 | 5.0769e-10 | 0.0033164 | 6.0388e-10
[120 empty] | 7.3.3.17.5 (Remote Grid) Updates to grid topology to minimize risk of ignition in HFTDs Remote GridWLDFRContact from objectAggregated | WLDFR | HFTD - Distribution - Tier 3 - 2QU CoRE ¦ 3QU LoRE | Non-Red Flag Warning - Destructive Fires | Contact from object | Aggregated | 2038 | 6.3704e-07 | 279.2931 | 0.00017792 | 2038 | Mitigation | 0.95 | 45 | 0 | esc | 0.00097009 | 6.1798e-10 | 0.00097009 | 6.1798e-10 | 0.0027785 | 5.0769e-10 | 0.0033164 | 6.0388e-10
[120 empty] | 7.3.3.17.5 (Remote Grid) Updates to grid topology to minimize risk of ignition in HFTDs Remote GridWLDFRContact from objectAggregated | WLDFR | HFTD - Distribution - Tier 3 - 2QU CoRE ¦ 3QU LoRE | Non-Red Flag Warning - Destructive Fires | Contact from object | Aggregated | 2039 | 6.3704e-07 | 279.2931 | 0.00017792 | 2039 | Mitigation | 0.95 | 45 | 0 | esc | 0.00097009 | 6.1798e-10 | 0.00097009 | 6.1798e-10 | 0.0027785 | 5.0769e-10 | 0.0033164 | 6.0388e-10
[120 empty] | 7.3.3.17.5 (Remote Grid) Updates to grid topology to minimize risk of ignition in HFTDs Remote GridWLDFRContact from objectAggregated | WLDFR | HFTD - Distribution - Tier 3 - 2QU CoRE ¦ 3QU LoRE | Non-Red Flag Warning - Destructive Fires | Contact from object | Aggregated | 2040 | 6.3704e-07 | 279.2931 | 0.00017792 | 2040 | Mitigation | 0.95 | 45 | 0 | esc | 0.00097009 | 6.1798e-10 | 0.00097009 | 6.1798e-10 | 0.0027785 | 5.0769e-10 | 0.0033164 | 6.0388e-10
[120 empty] | 7.3.3.17.5 (Remote Grid) Updates to grid topology to minimize risk of ignition in HFTDs Remote GridWLDFRContact from objectAggregated | WLDFR | HFTD - Distribution - Tier 3 - 2QU CoRE ¦ 3QU LoRE | Non-Red Flag Warning - Destructive Fires | Contact from object | Aggregated | 2041 | 6.3704e-07 | 279.2931 | 0.00017792 | 2041 | Mitigation | 0.95 | 45 | 0 | esc | 0.00097009 | 6.1798e-10 | 0.00097009 | 6.1798e-10 | 0.0027785 | 5.0769e-10 | 0.0033164 | 6.0388e-10
[120 empty] | 7.3.3.17.5 (Remote Grid) Updates to grid topology to minimize risk of ignition in HFTDs Remote GridWLDFRContact from objectAggregated | WLDFR | HFTD - Distribution - Tier 3 - 2QU CoRE ¦ 3QU LoRE | Non-Red Flag Warning - Destructive Fires | Contact from object | Aggregated | 2042 | 6.3704e-07 | 279.2931 | 0.00017792 | 2042 | Mitigation | 0.95 | 45 | 0 | esc | 0.00097009 | 6.1798e-10 | 0.00097009 | 6.1798e-10 | 0.0027785 | 5.0769e-10 | 0.0033164 | 6.0388e-10
[120 empty] | 7.3.3.17.5 (Remote Grid) Updates to grid topology to minimize risk of ignition in HFTDs Remote GridWLDFRContact from objectAggregated | WLDFR | HFTD - Distribution - Tier 3 - 2QU CoRE ¦ 3QU LoRE | Non-Red Flag Warning - Destructive Fires | Contact from object | Aggregated | 2043 | 6.3704e-07 | 279.2931 | 0.00017792 | 2043 | Mitigation | 0.95 | 45 | 0 | esc | 0.00097009 | 6.1798e-10 | 0.00097009 | 6.1798e-10 | 0.0027785 | 5.0769e-10 | 0.0033164 | 6.0388e-10
[120 empty] | 7.3.3.17.5 (Remote Grid) Updates to grid topology to minimize risk of ignition in HFTDs Remote GridWLDFRContact from objectAggregated | WLDFR | HFTD - Distribution - Tier 3 - 2QU CoRE ¦ 3QU LoRE | Non-Red Flag Warning - Destructive Fires | Contact from object | Aggregated | 2044 | 6.3704e-07 | 279.2931 | 0.00017792 | 2044 | Mitigation | 0.95 | 45 | 0 | esc | 0.00097009 | 6.1798e-10 | 0.00097009 | 6.1798e-10 | 0.0027785 | 5.0769e-10 | 0.0033164 | 6.0388e-10
[120 empty] | 7.3.3.17.5 (Remote Grid) Updates to grid topology to minimize risk of ignition in HFTDs Remote GridWLDFRContact from objectAggregated | WLDFR | HFTD - Distribution - Tier 3 - 2QU CoRE ¦ 3QU LoRE | Non-Red Flag Warning - Destructive Fires | Contact from object | Aggregated | 2045 | 6.3704e-07 | 279.2931 | 0.00017792 | 2045 | Mitigation | 0.95 | 45 | 0 | esc | 0.00097009 | 6.1798e-10 | 0.00097009 | 6.1798e-10 | 0.0027785 | 5.0769e-10 | 0.0033164 | 6.0388e-10
[120 empty] | 7.3.3.17.5 (Remote Grid) Updates to grid topology to minimize risk of ignition in HFTDs Remote GridWLDFRContact from objectAggregated | WLDFR | HFTD - Distribution - Tier 3 - 2QU CoRE ¦ 3QU LoRE | Non-Red Flag Warning - Destructive Fires | Contact from object | Aggregated | 2046 | 6.3704e-07 | 279.2931 | 0.00017792 | 2046 | Mitigation | 0.95 | 45 | 0 | esc | 0.00097009 | 6.1798e-10 | 0.00097009 | 6.1798e-10 | 0.0027785 | 5.0769e-10 | 0.0033164 | 6.0388e-10
[120 empty] | 7.3.3.17.5 (Remote Grid) Updates to grid topology to minimize risk of ignition in HFTDs Remote GridWLDFRContact from objectAggregated | WLDFR | HFTD - Distribution - Tier 3 - 2QU CoRE ¦ 3QU LoRE | Non-Red Flag Warning - Destructive Fires | Contact from object | Aggregated | 2047 | 6.3704e-07 | 279.2931 | 0.00017792 | 2047 | Mitigation | 0.95 | 45 | 0 | esc | 0.00097009 | 6.1798e-10 | 0.00097009 | 6.1798e-10 | 0.0027785 | 5.0769e-10 | 0.0033164 | 6.0388e-10
[120 empty] | 7.3.3.17.5 (Remote Grid) Updates to grid topology to minimize risk of ignition in HFTDs Remote GridWLDFRContact from objectAggregated | WLDFR | HFTD - Distribution - Tier 3 - 2QU CoRE ¦ 3QU LoRE | Non-Red Flag Warning - Destructive Fires | Contact from object | Aggregated | 2048 | 6.3704e-07 | 279.2931 | 0.00017792 | 2048 | Mitigation | 0.95 | 45 | 0 | esc | 0.00097009 | 6.1798e-10 | 0.00097009 | 6.1798e-10 | 0.0027785 | 5.0769e-10 | 0 | 0
[120 empty] | 7.3.3.17.5 (Remote Grid) Updates to grid topology to minimize risk of ignition in HFTDs Remote GridWLDFRContact from objectAggregated | WLDFR | HFTD - Distribution - Tier 3 - 2QU CoRE ¦ 3QU LoRE | Non-Red Flag Warning - Destructive Fires | Contact from object | Aggregated | 2049 | 6.3704e-07 | 279.2931 | 0.00017792 | 2049 | Mitigation | 0.95 | 45 | 0 | esc | 0.00097009 | 6.1798e-10 | 0.00097009 | 6.1798e-10 | 0.0027785 | 5.0769e-10 | 0 | 0
[120 empty] | 7.3.3.17.5 (Remote Grid) Updates to grid topology to minimize risk of ignition in HFTDs Remote GridWLDFRContact from objectAggregated | WLDFR | HFTD - Distribution - Tier 3 - 2QU CoRE ¦ 3QU LoRE | Non-Red Flag Warning - Destructive Fires | Contact from object | Aggregated | 2050 | 6.3704e-07 | 279.2931 | 0.00017792 | 2050 | Mitigation | 0.95 | 45 | 0 | esc | 0.00097009 | 6.1798e-10 | 0.00097009 | 6.1798e-10 | 0.0027785 | 5.0769e-10 | 0.012804 | 5.6682e-09
[120 empty] | 7.3.3.17.5 (Remote Grid) Updates to grid topology to minimize risk of ignition in HFTDs Remote GridWLDFRContact from objectAggregated | WLDFR | HFTD - Distribution - Tier 3 - 2QU CoRE ¦ 3QU LoRE | Non-Red Flag Warning - Destructive Fires | Contact from object | Aggregated | 2051 | 6.3704e-07 | 279.2931 | 0.00017792 | 2051 | Mitigation | 0.95 | 45 | 0 | esc | 0.00097009 | 6.1798e-10 | 0.00097009 | 6.1798e-10 | 0.0027785 | 5.0769e-10 | 0.012804 | 5.6682e-09
[120 empty] | 7.3.3.17.5 (Remote Grid) Updates to grid topology to minimize risk of ignition in HFTDs Remote GridWLDFRContact from objectAggregated | WLDFR | HFTD - Distribution - Tier 3 - 2QU CoRE ¦ 3QU LoRE | Non-Red Flag Warning - Destructive Fires | Contact from object | Aggregated | 2052 | 6.3704e-07 | 279.2931 | 0.00017792 | 2052 | Mitigation | 0.95 | 45 | 0 | esc | 0.00097009 | 6.1798e-10 | 0.00097009 | 6.1798e-10 | 0.0027785 | 5.0769e-10 | 0.012804 | 5.6682e-09
[120 empty] | 7.3.3.17.5 (Remote Grid) Updates to grid topology to minimize risk of ignition in HFTDs Remote GridWLDFRContact from objectAggregated | WLDFR | HFTD - Distribution - Tier 3 - 2QU CoRE ¦ 3QU LoRE | Non-Red Flag Warning - Destructive Fires | Contact from object | Aggregated | 2053 | 6.3704e-07 | 279.2931 | 0.00017792 | 2053 | Mitigation | 0.95 | 45 | 0 | esc | 0.00097009 | 6.1798e-10 | 0.00097009 | 6.1798e-10 | 0.0027785 | 5.0769e-10 | 0.012804 | 5.6682e-09
[120 empty] | 7.3.3.17.5 (Remote Grid) Updates to grid topology to minimize risk of ignition in HFTDs Remote GridWLDFRContact from objectAggregated | WLDFR | HFTD - Distribution - Tier 3 - 2QU CoRE ¦ 3QU LoRE | Non-Red Flag Warning - Destructive Fires | Contact from object | Aggregated | 2054 | 6.3704e-07 | 279.2931 | 0.00017792 | 2054 | Mitigation | 0.95 | 45 | 0 | esc | 0.00097009 | 6.1798e-10 | 0.00097009 | 6.1798e-10 | 0.0027785 | 5.0769e-10 | 0.012804 | 5.6682e-09
[120 empty] | 7.3.3.17.5 (Remote Grid) Updates to grid topology to minimize risk of ignition in HFTDs Remote GridWLDFRContact from objectAggregated | WLDFR | HFTD - Distribution - Tier 3 - 2QU CoRE ¦ 3QU LoRE | Non-Red Flag Warning - Destructive Fires | Contact from object | Aggregated | 2055 | 6.3704e-07 | 279.2931 | 0.00017792 | 2055 | Mitigation | 0.95 | 45 | 0 | esc | 0.00097009 | 6.1798e-10 | 0.00097009 | 6.1798e-10 | 0.0027785 | 5.0769e-10 | 0.012804 | 5.6682e-09
[120 empty] | 7.3.3.17.5 (Remote Grid) Updates to grid topology to minimize risk of ignition in HFTDs Remote GridWLDFRContact from objectAggregated | WLDFR | HFTD - Distribution - Tier 3 - 2QU CoRE ¦ 3QU LoRE | Non-Red Flag Warning - Destructive Fires | Contact from object | Aggregated | 2056 | 6.3704e-07 | 279.2931 | 0.00017792 | 2056 | Mitigation | 0.95 | 45 | 0 | esc | 0.00097009 | 6.1798e-10 | 0.00097009 | 6.1798e-10 | 0.0027785 | 5.0769e-10 | 0.012804 | 5.6682e-09
[120 empty] | 7.3.3.17.5 (Remote Grid) Updates to grid topology to minimize risk of ignition in HFTDs Remote GridWLDFRContact from objectAggregated | WLDFR | HFTD - Distribution - Tier 3 - 2QU CoRE ¦ 3QU LoRE | Non-Red Flag Warning - Destructive Fires | Contact from object | Aggregated | 2057 | 6.3704e-07 | 279.2931 | 0.00017792 | 2057 | Mitigation | 0.95 | 45 | 0 | esc | 0.00097009 | 6.1798e-10 | 0.00097009 | 6.1798e-10 | 0.0027785 | 5.0769e-10 | 0.012804 | 5.6682e-09
[120 empty] | 7.3.3.17.5 (Remote Grid) Updates to grid topology to minimize risk of ignition in HFTDs Remote GridWLDFRContact from objectAggregated | WLDFR | HFTD - Distribution - Tier 3 - 2QU CoRE ¦ 3QU LoRE | Non-Red Flag Warning - Destructive Fires | Contact from object | Aggregated | 2058 | 6.3704e-07 | 279.2931 | 0.00017792 | 2058 | Mitigation | 0.95 | 45 | 0 | esc | 0.00097009 | 6.1798e-10 | 0.00097009 | 6.1798e-10 | 0.0027785 | 5.0769e-10 | 0.012804 | 5.6682e-09
[120 empty] | 7.3.3.17.5 (Remote Grid) Updates to grid topology to minimize risk of ignition in HFTDs Remote GridWLDFRContact from objectAggregated | WLDFR | HFTD - Distribution - Tier 3 - 2QU CoRE ¦ 3QU LoRE | Non-Red Flag Warning - Destructive Fires | Contact from object | Aggregated | 2059 | 6.3704e-07 | 279.2931 | 0.00017792 | 2059 | Mitigation | 0.95 | 45 | 0 | esc | 0.00097009 | 6.1798e-10 | 0.00097009 | 6.1798e-10 | 0.0027785 | 5.0769e-10 | 0.012804 | 5.6682e-09
[120 empty] | 7.3.3.17.5 (Remote Grid) Updates to grid topology to minimize risk of ignition in HFTDs Remote GridWLDFRContact from objectAggregated | WLDFR | HFTD - Distribution - Tier 3 - 2QU CoRE ¦ 3QU LoRE | Non-Red Flag Warning - Destructive Fires | Contact from object | Aggregated | 2060 | 6.3704e-07 | 279.2931 | 0.00017792 | 2060 | Mitigation | 0.95 | 45 | 0 | esc | 0.00097009 | 6.1798e-10 | 0.00097009 | 6.1798e-10 | 0 | 0 | 0.012804 | 5.6682e-09
[120 empty] | 7.3.3.17.5 (Remote Grid) Updates to grid topology to minimize risk of ignition in HFTDs Remote GridWLDFRContact from objectAggregated | WLDFR | HFTD - Distribution - Tier 3 - 2QU CoRE ¦ 3QU LoRE | Non-Red Flag Warning - Destructive Fires | Contact from object | Aggregated | 2061 | 6.3704e-07 | 279.2931 | 0.00017792 | 2061 | Mitigation | 0.95 | 45 | 0 | esc | 0.00097009 | 6.1798e-10 | 0.00097009 | 6.1798e-10 | 0.0027785 | 5.0989e-07 | 0.012804 | 5.6682e-09
[120 empty] | 7.3.3.17.5 (Remote Grid) Updates to grid topology to minimize risk of ignition in HFTDs Remote GridWLDFRContact from objectAggregated | WLDFR | HFTD - Distribution - Tier 3 - 2QU CoRE ¦ 3QU LoRE | Non-Red Flag Warning - Destructive Fires | Contact from object | Aggregated | 2062 | 6.3704e-07 | 279.2931 | 0.00017792 | 2062 | Mitigation | 0.95 | 45 | 0 | esc | 0.00097009 | 6.1798e-10 | 0.00097009 | 6.1798e-10 | 0.0027785 | 5.0989e-07 | 0.012804 | 5.6682e-09
[120 empty] | 7.3.3.17.5 (Remote Grid) Updates to grid topology to minimize risk of ignition in HFTDs Remote GridWLDFRContact from objectAggregated | WLDFR | HFTD - Distribution - Tier 3 - 2QU CoRE ¦ 3QU LoRE | Non-Red Flag Warning - Destructive Fires | Contact from object | Aggregated | 2063 | 6.3704e-07 | 279.2931 | 0.00017792 | 2063 | Mitigation | 0.95 | 45 | 0 | esc | 0.00097009 | 6.1798e-10 | 0.00097009 | 6.1798e-10 | 0.0027785 | 5.0989e-07 | 0.012804 | 5.6682e-09
[120 empty] | 7.3.3.17.5 (Remote Grid) Updates to grid topology to minimize risk of ignition in HFTDs Remote GridWLDFRContact from objectAggregated | WLDFR | HFTD - Distribution - Tier 3 - 2QU CoRE ¦ 3QU LoRE | Non-Red Flag Warning - Destructive Fires | Contact from object | Aggregated | 2064 | 6.3704e-07 | 279.2931 | 0.00017792 | 2064 | Mitigation | 0.95 | 45 | 0 | esc | 0.00097009 | 6.1798e-10 | 0.00097009 | 6.1798e-10 | 0.0027785 | 5.0989e-07 | 0.012804 | 5.6682e-09
[120 empty] | 7.3.3.17.5 (Remote Grid) Updates to grid topology to minimize risk of ignition in HFTDs Remote GridWLDFRContact from objectAggregated | WLDFR | HFTD - Distribution - Tier 3 - 2QU CoRE ¦ 3QU LoRE | Non-Red Flag Warning - Destructive Fires | Contact from object | Aggregated | 2065 | 6.3704e-07 | 279.2931 | 0.00017792 | 2065 | Mitigation | 0.95 | 45 | 0 | esc | 0.00097009 | 6.1798e-10 | 0.00097009 | 6.1798e-10 | 0.0027785 | 5.0989e-07 | 0.012804 | 5.6682e-09
[120 empty] | 7.3.3.17.5 (Remote Grid) Updates to grid topology to minimize risk of ignition in HFTDs Remote GridWLDFRContact from objectAggregated | WLDFR | HFTD - Distribution - Tier 3 - 2QU CoRE ¦ 3QU LoRE | Non-Red Flag Warning - Destructive Fires | Contact from object | Aggregated | 2066 | 6.3704e-07 | 279.2931 | 0.00017792 | 2066 | Mitigation | 0.95 | 45 | 0 | esc | 0.00097009 | 6.1798e-10 | 0.00097009 | 6.1798e-10 | 0.0027785 | 5.0989e-07 | 0.012804 | 5.6682e-09
[120 empty] | 7.3.3.17.5 (Remote Grid) Updates to grid topology to minimize risk of ignition in HFTDs Remote GridWLDFRContact from objectAggregated | WLDFR | HFTD - Distribution - Tier 3 - 2QU CoRE ¦ 3QU LoRE | Non-Red Flag Warning - Destructive Fires | Contact from object | Aggregated | 2067 | 6.3704e-07 | 279.2931 | 0.00017792 | 2067 | Mitigation | 0.95 | 45 | 0 | esc | 0 | 0 | 0.00097009 | 6.1798e-10 | 0.0027785 | 5.0989e-07 | 0.012804 | 5.6682e-09
[120 empty] | 7.3.3.17.5 (Remote Grid) Updates to grid topology to minimize risk of ignition in HFTDs Remote GridWLDFRContaminationAggregated | WLDFR | HFTD - Distribution - Tier 3 - 2QU CoRE ¦ 3QU LoRE | Non-Red Flag Warning - Destructive Fires | Contamination | Aggregated | 2022 | 1.2462e-08 | 279.2931 | 3.4806e-06 | 2022 | Mitigation | 0.95 | 45 | 0 | esc | 0.00097009 | 1.2089e-11 | 0 | 0 | 0.0027785 | 5.0989e-07 | 0.012804 | 5.6682e-09
[120 empty] | 7.3.3.17.5 (Remote Grid) Updates to grid topology to minimize risk of ignition in HFTDs Remote GridWLDFRContaminationAggregated | WLDFR | HFTD - Distribution - Tier 3 - 2QU CoRE ¦ 3QU LoRE | Non-Red Flag Warning - Destructive Fires | Contamination | Aggregated | 2023 | 1.2462e-08 | 279.2931 | 3.4806e-06 | 2023 | Mitigation | 0.95 | 45 | 0 | esc | 0.00097009 | 1.2089e-11 | 0.00097009 | 1.2089e-11 | 0.0027785 | 5.0989e-07 | 0.012804 | 5.6682e-09
[120 empty] | 7.3.3.17.5 (Remote Grid) Updates to grid topology to minimize risk of ignition in HFTDs Remote GridWLDFRContaminationAggregated | WLDFR | HFTD - Distribution - Tier 3 - 2QU CoRE ¦ 3QU LoRE | Non-Red Flag Warning - Destructive Fires | Contamination | Aggregated | 2024 | 1.2462e-08 | 279.2931 | 3.4806e-06 | 2024 | Mitigation | 0.95 | 45 | 0 | esc | 0.00097009 | 1.2089e-11 | 0.00097009 | 1.2089e-11 | 0.0027785 | 5.0989e-07 | 0.012804 | 5.6682e-09
[120 empty] | 7.3.3.17.5 (Remote Grid) Updates to grid topology to minimize risk of ignition in HFTDs Remote GridWLDFRContaminationAggregated | WLDFR | HFTD - Distribution - Tier 3 - 2QU CoRE ¦ 3QU LoRE | Non-Red Flag Warning - Destructive Fires | Contamination | Aggregated | 2025 | 1.2462e-08 | 279.2931 | 3.4806e-06 | 2025 | Mitigation | 0.95 | 45 | 0 | esc | 0.00097009 | 1.2089e-11 | 0.00097009 | 1.2089e-11 | 0.0027785 | 5.0989e-07 | 0.012804 | 5.6682e-09
[120 empty] | 7.3.3.17.5 (Remote Grid) Updates to grid topology to minimize risk of ignition in HFTDs Remote GridWLDFRContaminationAggregated | WLDFR | HFTD - Distribution - Tier 3 - 2QU CoRE ¦ 3QU LoRE | Non-Red Flag Warning - Destructive Fires | Contamination | Aggregated | 2026 | 1.2462e-08 | 279.2931 | 3.4806e-06 | 2026 | Mitigation | 0.95 | 45 | 0 | esc | 0.00097009 | 1.2089e-11 | 0.00097009 | 1.2089e-11 | 0.0027785 | 5.0989e-07 | 0.012804 | 5.6682e-09
[120 empty] | 7.3.3.17.5 (Remote Grid) Updates to grid topology to minimize risk of ignition in HFTDs Remote GridWLDFRContaminationAggregated | WLDFR | HFTD - Distribution - Tier 3 - 2QU CoRE ¦ 3QU LoRE | Non-Red Flag Warning - Destructive Fires | Contamination | Aggregated | 2027 | 1.2462e-08 | 279.2931 | 3.4806e-06 | 2027 | Mitigation | 0.95 | 45 | 0 | esc | 0.00097009 | 1.2089e-11 | 0.00097009 | 1.2089e-11 | 0.0027785 | 5.0989e-07 | 0.012804 | 5.6682e-09
[120 empty] | 7.3.3.17.5 (Remote Grid) Updates to grid topology to minimize risk of ignition in HFTDs Remote GridWLDFRContaminationAggregated | WLDFR | HFTD - Distribution - Tier 3 - 2QU CoRE ¦ 3QU LoRE | Non-Red Flag Warning - Destructive Fires | Contamination | Aggregated | 2028 | 1.2462e-08 | 279.2931 | 3.4806e-06 | 2028 | Mitigation | 0.95 | 45 | 0 | esc | 0.00097009 | 1.2089e-11 | 0.00097009 | 1.2089e-11 | 0.0027785 | 5.0989e-07 | 0.012804 | 5.6682e-09
[120 empty] | 7.3.3.17.5 (Remote Grid) Updates to grid topology to minimize risk of ignition in HFTDs Remote GridWLDFRContaminationAggregated | WLDFR | HFTD - Distribution - Tier 3 - 2QU CoRE ¦ 3QU LoRE | Non-Red Flag Warning - Destructive Fires | Contamination | Aggregated | 2029 | 1.2462e-08 | 279.2931 | 3.4806e-06 | 2029 | Mitigation | 0.95 | 45 | 0 | esc | 0.00097009 | 1.2089e-11 | 0.00097009 | 1.2089e-11 | 0.0027785 | 5.0989e-07 | 0.012804 | 5.6682e-09
[120 empty] | 7.3.3.17.5 (Remote Grid) Updates to grid topology to minimize risk of ignition in HFTDs Remote GridWLDFRContaminationAggregated | WLDFR | HFTD - Distribution - Tier 3 - 2QU CoRE ¦ 3QU LoRE | Non-Red Flag Warning - Destructive Fires | Contamination | Aggregated | 2030 | 1.2462e-08 | 279.2931 | 3.4806e-06 | 2030 | Mitigation | 0.95 | 45 | 0 | esc | 0.00097009 | 1.2089e-11 | 0.00097009 | 1.2089e-11 | 0.0027785 | 5.0989e-07 | 0.012804 | 5.6682e-09
[120 empty] | 7.3.3.17.5 (Remote Grid) Updates to grid topology to minimize risk of ignition in HFTDs Remote GridWLDFRContaminationAggregated | WLDFR | HFTD - Distribution - Tier 3 - 2QU CoRE ¦ 3QU LoRE | Non-Red Flag Warning - Destructive Fires | Contamination | Aggregated | 2031 | 1.2462e-08 | 279.2931 | 3.4806e-06 | 2031 | Mitigation | 0.95 | 45 | 0 | esc | 0.00097009 | 1.2089e-11 | 0.00097009 | 1.2089e-11 | 0.0027785 | 5.0989e-07 | 0.012804 | 5.6682e-09
[120 empty] | 7.3.3.17.5 (Remote Grid) Updates to grid topology to minimize risk of ignition in HFTDs Remote GridWLDFRContaminationAggregated | WLDFR | HFTD - Distribution - Tier 3 - 2QU CoRE ¦ 3QU LoRE | Non-Red Flag Warning - Destructive Fires | Contamination | Aggregated | 2032 | 1.2462e-08 | 279.2931 | 3.4806e-06 | 2032 | Mitigation | 0.95 | 45 | 0 | esc | 0.00097009 | 1.2089e-11 | 0.00097009 | 1.2089e-11 | 0.0027785 | 5.0989e-07 | 0.012804 | 5.6682e-09
[120 empty] | 7.3.3.17.5 (Remote Grid) Updates to grid topology to minimize risk of ignition in HFTDs Remote GridWLDFRContaminationAggregated | WLDFR | HFTD - Distribution - Tier 3 - 2QU CoRE ¦ 3QU LoRE | Non-Red Flag Warning - Destructive Fires | Contamination | Aggregated | 2033 | 1.2462e-08 | 279.2931 | 3.4806e-06 | 2033 | Mitigation | 0.95 | 45 | 0 | esc | 0.00097009 | 1.2089e-11 | 0.00097009 | 1.2089e-11 | 0.0027785 | 5.0989e-07 | 0.012804 | 5.6682e-09
[120 empty] | 7.3.3.17.5 (Remote Grid) Updates to grid topology to minimize risk of ignition in HFTDs Remote GridWLDFRContaminationAggregated | WLDFR | HFTD - Distribution - Tier 3 - 2QU CoRE ¦ 3QU LoRE | Non-Red Flag Warning - Destructive Fires | Contamination | Aggregated | 2034 | 1.2462e-08 | 279.2931 | 3.4806e-06 | 2034 | Mitigation | 0.95 | 45 | 0 | esc | 0.00097009 | 1.2089e-11 | 0.00097009 | 1.2089e-11 | 0.0027785 | 5.0989e-07 | 0 | 0
[120 empty] | 7.3.3.17.5 (Remote Grid) Updates to grid topology to minimize risk of ignition in HFTDs Remote GridWLDFRContaminationAggregated | WLDFR | HFTD - Distribution - Tier 3 - 2QU CoRE ¦ 3QU LoRE | Non-Red Flag Warning - Destructive Fires | Contamination | Aggregated | 2035 | 1.2462e-08 | 279.2931 | 3.4806e-06 | 2035 | Mitigation | 0.95 | 45 | 0 | esc | 0.00097009 | 1.2089e-11 | 0.00097009 | 1.2089e-11 | 0.0027785 | 5.0989e-07 | 0 | 0
[120 empty] | 7.3.3.17.5 (Remote Grid) Updates to grid topology to minimize risk of ignition in HFTDs Remote GridWLDFRContaminationAggregated | WLDFR | HFTD - Distribution - Tier 3 - 2QU CoRE ¦ 3QU LoRE | Non-Red Flag Warning - Destructive Fires | Contamination | Aggregated | 2036 | 1.2462e-08 | 279.2931 | 3.4806e-06 | 2036 | Mitigation | 0.95 | 45 | 0 | esc | 0.00097009 | 1.2089e-11 | 0.00097009 | 1.2089e-11 | 0.0027785 | 5.0989e-07 | 0.014899 | 2.4152e-10
[120 empty] | 7.3.3.17.5 (Remote Grid) Updates to grid topology to minimize risk of ignition in HFTDs Remote GridWLDFRContaminationAggregated | WLDFR | HFTD - Distribution - Tier 3 - 2QU CoRE ¦ 3QU LoRE | Non-Red Flag Warning - Destructive Fires | Contamination | Aggregated | 2037 | 1.2462e-08 | 279.2931 | 3.4806e-06 | 2037 | Mitigation | 0.95 | 45 | 0 | esc | 0.00097009 | 1.2089e-11 | 0.00097009 | 1.2089e-11 | 0.0027785 | 5.0989e-07 | 0.014899 | 2.4152e-10
[120 empty] | 7.3.3.17.5 (Remote Grid) Updates to grid topology to minimize risk of ignition in HFTDs Remote GridWLDFRContaminationAggregated | WLDFR | HFTD - Distribution - Tier 3 - 2QU CoRE ¦ 3QU LoRE | Non-Red Flag Warning - Destructive Fires | Contamination | Aggregated | 2038 | 1.2462e-08 | 279.2931 | 3.4806e-06 | 2038 | Mitigation | 0.95 | 45 | 0 | esc | 0.00097009 | 1.2089e-11 | 0.00097009 | 1.2089e-11 | 0.0027785 | 5.0989e-07 | 0.014899 | 2.4152e-10
[120 empty] | 7.3.3.17.5 (Remote Grid) Updates to grid topology to minimize risk of ignition in HFTDs Remote GridWLDFRContaminationAggregated | WLDFR | HFTD - Distribution - Tier 3 - 2QU CoRE ¦ 3QU LoRE | Non-Red Flag Warning - Destructive Fires | Contamination | Aggregated | 2039 | 1.2462e-08 | 279.2931 | 3.4806e-06 | 2039 | Mitigation | 0.95 | 45 | 0 | esc | 0.00097009 | 1.2089e-11 | 0.00097009 | 1.2089e-11 | 0.0027785 | 5.0989e-07 | 0.014899 | 2.4152e-10
[120 empty] | 7.3.3.17.5 (Remote Grid) Updates to grid topology to minimize risk of ignition in HFTDs Remote GridWLDFRContaminationAggregated | WLDFR | HFTD - Distribution - Tier 3 - 2QU CoRE ¦ 3QU LoRE | Non-Red Flag Warning - Destructive Fires | Contamination | Aggregated | 2040 | 1.2462e-08 | 279.2931 | 3.4806e-06 | 2040 | Mitigation | 0.95 | 45 | 0 | esc | 0.00097009 | 1.2089e-11 | 0.00097009 | 1.2089e-11 | 0.0027785 | 5.0989e-07 | 0.014899 | 2.4152e-10
[120 empty] | 7.3.3.17.5 (Remote Grid) Updates to grid topology to minimize risk of ignition in HFTDs Remote GridWLDFRContaminationAggregated | WLDFR | HFTD - Distribution - Tier 3 - 2QU CoRE ¦ 3QU LoRE | Non-Red Flag Warning - Destructive Fires | Contamination | Aggregated | 2041 | 1.2462e-08 | 279.2931 | 3.4806e-06 | 2041 | Mitigation | 0.95 | 45 | 0 | esc | 0.00097009 | 1.2089e-11 | 0.00097009 | 1.2089e-11 | 0.0027785 | 5.0989e-07 | 0.014899 | 2.4152e-10
[120 empty] | 7.3.3.17.5 (Remote Grid) Updates to grid topology to minimize risk of ignition in HFTDs Remote GridWLDFRContaminationAggregated | WLDFR | HFTD - Distribution - Tier 3 - 2QU CoRE ¦ 3QU LoRE | Non-Red Flag Warning - Destructive Fires | Contamination | Aggregated | 2042 | 1.2462e-08 | 279.2931 | 3.4806e-06 | 2042 | Mitigation | 0.95 | 45 | 0 | esc | 0.00097009 | 1.2089e-11 | 0.00097009 | 1.2089e-11 | 0.0027785 | 5.0989e-07 | 0.014899 | 2.4152e-10
[120 empty] | 7.3.3.17.5 (Remote Grid) Updates to grid topology to minimize risk of ignition in HFTDs Remote GridWLDFRContaminationAggregated | WLDFR | HFTD - Distribution - Tier 3 - 2QU CoRE ¦ 3QU LoRE | Non-Red Flag Warning - Destructive Fires | Contamination | Aggregated | 2043 | 1.2462e-08 | 279.2931 | 3.4806e-06 | 2043 | Mitigation | 0.95 | 45 | 0 | esc | 0.00097009 | 1.2089e-11 | 0.00097009 | 1.2089e-11 | 0.0027785 | 5.0989e-07 | 0.014899 | 2.4152e-10
[120 empty] | 7.3.3.17.5 (Remote Grid) Updates to grid topology to minimize risk of ignition in HFTDs Remote GridWLDFRContaminationAggregated | WLDFR | HFTD - Distribution - Tier 3 - 2QU CoRE ¦ 3QU LoRE | Non-Red Flag Warning - Destructive Fires | Contamination | Aggregated | 2044 | 1.2462e-08 | 279.2931 | 3.4806e-06 | 2044 | Mitigation | 0.95 | 45 | 0 | esc | 0.00097009 | 1.2089e-11 | 0.00097009 | 1.2089e-11 | 0.0027785 | 5.0989e-07 | 0.014899 | 2.4152e-10
[120 empty] | 7.3.3.17.5 (Remote Grid) Updates to grid topology to minimize risk of ignition in HFTDs Remote GridWLDFRContaminationAggregated | WLDFR | HFTD - Distribution - Tier 3 - 2QU CoRE ¦ 3QU LoRE | Non-Red Flag Warning - Destructive Fires | Contamination | Aggregated | 2045 | 1.2462e-08 | 279.2931 | 3.4806e-06 | 2045 | Mitigation | 0.95 | 45 | 0 | esc | 0.00097009 | 1.2089e-11 | 0.00097009 | 1.2089e-11 | 0.0027785 | 5.0989e-07 | 0.014899 | 2.4152e-10
[120 empty] | 7.3.3.17.5 (Remote Grid) Updates to grid topology to minimize risk of ignition in HFTDs Remote GridWLDFRContaminationAggregated | WLDFR | HFTD - Distribution - Tier 3 - 2QU CoRE ¦ 3QU LoRE | Non-Red Flag Warning - Destructive Fires | Contamination | Aggregated | 2046 | 1.2462e-08 | 279.2931 | 3.4806e-06 | 2046 | Mitigation | 0.95 | 45 | 0 | esc | 0.00097009 | 1.2089e-11 | 0.00097009 | 1.2089e-11 | 0.0027785 | 5.0989e-07 | 0.014899 | 2.4152e-10
[120 empty] | 7.3.3.17.5 (Remote Grid) Updates to grid topology to minimize risk of ignition in HFTDs Remote GridWLDFRContaminationAggregated | WLDFR | HFTD - Distribution - Tier 3 - 2QU CoRE ¦ 3QU LoRE | Non-Red Flag Warning - Destructive Fires | Contamination | Aggregated | 2047 | 1.2462e-08 | 279.2931 | 3.4806e-06 | 2047 | Mitigation | 0.95 | 45 | 0 | esc | 0.00097009 | 1.2089e-11 | 0.00097009 | 1.2089e-11 | 0.0027785 | 5.0989e-07 | 0.014899 | 2.4152e-10
[120 empty] | 7.3.3.17.5 (Remote Grid) Updates to grid topology to minimize risk of ignition in HFTDs Remote GridWLDFRContaminationAggregated | WLDFR | HFTD - Distribution - Tier 3 - 2QU CoRE ¦ 3QU LoRE | Non-Red Flag Warning - Destructive Fires | Contamination | Aggregated | 2048 | 1.2462e-08 | 279.2931 | 3.4806e-06 | 2048 | Mitigation | 0.95 | 45 | 0 | esc | 0.00097009 | 1.2089e-11 | 0.00097009 | 1.2089e-11 | 0.0027785 | 5.0989e-07 | 0.014899 | 2.4152e-10
[120 empty] | 7.3.3.17.5 (Remote Grid) Updates to grid topology to minimize risk of ignition in HFTDs Remote GridWLDFRContaminationAggregated | WLDFR | HFTD - Distribution - Tier 3 - 2QU CoRE ¦ 3QU LoRE | Non-Red Flag Warning - Destructive Fires | Contamination | Aggregated | 2049 | 1.2462e-08 | 279.2931 | 3.4806e-06 | 2049 | Mitigation | 0.95 | 45 | 0 | esc | 0.00097009 | 1.2089e-11 | 0.00097009 | 1.2089e-11 | 0.0027785 | 5.0989e-07 | 0.014899 | 2.4152e-10
[120 empty] | 7.3.3.17.5 (Remote Grid) Updates to grid topology to minimize risk of ignition in HFTDs Remote GridWLDFRContaminationAggregated | WLDFR | HFTD - Distribution - Tier 3 - 2QU CoRE ¦ 3QU LoRE | Non-Red Flag Warning - Destructive Fires | Contamination | Aggregated | 2050 | 1.2462e-08 | 279.2931 | 3.4806e-06 | 2050 | Mitigation | 0.95 | 45 | 0 | esc | 0.00097009 | 1.2089e-11 | 0.00097009 | 1.2089e-11 | 0.0027785 | 5.0989e-07 | 0.014899 | 2.4152e-10
[120 empty] | 7.3.3.17.5 (Remote Grid) Updates to grid topology to minimize risk of ignition in HFTDs Remote GridWLDFRContaminationAggregated | WLDFR | HFTD - Distribution - Tier 3 - 2QU CoRE ¦ 3QU LoRE | Non-Red Flag Warning - Destructive Fires | Contamination | Aggregated | 2051 | 1.2462e-08 | 279.2931 | 3.4806e-06 | 2051 | Mitigation | 0.95 | 45 | 0 | esc | 0.00097009 | 1.2089e-11 | 0.00097009 | 1.2089e-11 | 0.0027785 | 5.0989e-07 | 0.014899 | 2.4152e-10
[120 empty] | 7.3.3.17.5 (Remote Grid) Updates to grid topology to minimize risk of ignition in HFTDs Remote GridWLDFRContaminationAggregated | WLDFR | HFTD - Distribution - Tier 3 - 2QU CoRE ¦ 3QU LoRE | Non-Red Flag Warning - Destructive Fires | Contamination | Aggregated | 2052 | 1.2462e-08 | 279.2931 | 3.4806e-06 | 2052 | Mitigation | 0.95 | 45 | 0 | esc | 0.00097009 | 1.2089e-11 | 0.00097009 | 1.2089e-11 | 0.0027785 | 5.0989e-07 | 0.014899 | 2.4152e-10
[120 empty] | 7.3.3.17.5 (Remote Grid) Updates to grid topology to minimize risk of ignition in HFTDs Remote GridWLDFRContaminationAggregated | WLDFR | HFTD - Distribution - Tier 3 - 2QU CoRE ¦ 3QU LoRE | Non-Red Flag Warning - Destructive Fires | Contamination | Aggregated | 2053 | 1.2462e-08 | 279.2931 | 3.4806e-06 | 2053 | Mitigation | 0.95 | 45 | 0 | esc | 0.00097009 | 1.2089e-11 | 0.00097009 | 1.2089e-11 | 0.0027785 | 5.0989e-07 | 0.014899 | 2.4152e-10
[120 empty] | 7.3.3.17.5 (Remote Grid) Updates to grid topology to minimize risk of ignition in HFTDs Remote GridWLDFRContaminationAggregated | WLDFR | HFTD - Distribution - Tier 3 - 2QU CoRE ¦ 3QU LoRE | Non-Red Flag Warning - Destructive Fires | Contamination | Aggregated | 2054 | 1.2462e-08 | 279.2931 | 3.4806e-06 | 2054 | Mitigation | 0.95 | 45 | 0 | esc | 0.00097009 | 1.2089e-11 | 0.00097009 | 1.2089e-11 | 0.0027785 | 5.0989e-07 | 0.014899 | 2.4152e-10
[120 empty] | 7.3.3.17.5 (Remote Grid) Updates to grid topology to minimize risk of ignition in HFTDs Remote GridWLDFRContaminationAggregated | WLDFR | HFTD - Distribution - Tier 3 - 2QU CoRE ¦ 3QU LoRE | Non-Red Flag Warning - Destructive Fires | Contamination | Aggregated | 2055 | 1.2462e-08 | 279.2931 | 3.4806e-06 | 2055 | Mitigation | 0.95 | 45 | 0 | esc | 0.00097009 | 1.2089e-11 | 0.00097009 | 1.2089e-11 | 0.0027785 | 5.0989e-07 | 0.014899 | 2.4152e-10
[120 empty] | 7.3.3.17.5 (Remote Grid) Updates to grid topology to minimize risk of ignition in HFTDs Remote GridWLDFRContaminationAggregated | WLDFR | HFTD - Distribution - Tier 3 - 2QU CoRE ¦ 3QU LoRE | Non-Red Flag Warning - Destructive Fires | Contamination | Aggregated | 2056 | 1.2462e-08 | 279.2931 | 3.4806e-06 | 2056 | Mitigation | 0.95 | 45 | 0 | esc | 0.00097009 | 1.2089e-11 | 0.00097009 | 1.2089e-11 | 0.0027785 | 5.0989e-07 | 0.014899 | 2.4152e-10
[120 empty] | 7.3.3.17.5 (Remote Grid) Updates to grid topology to minimize risk of ignition in HFTDs Remote GridWLDFRContaminationAggregated | WLDFR | HFTD - Distribution - Tier 3 - 2QU CoRE ¦ 3QU LoRE | Non-Red Flag Warning - Destructive Fires | Contamination | Aggregated | 2057 | 1.2462e-08 | 279.2931 | 3.4806e-06 | 2057 | Mitigation | 0.95 | 45 | 0 | esc | 0.00097009 | 1.2089e-11 | 0.00097009 | 1.2089e-11 | 0.0027785 | 5.0989e-07 | 0.014899 | 2.4152e-10
[120 empty] | 7.3.3.17.5 (Remote Grid) Updates to grid topology to minimize risk of ignition in HFTDs Remote GridWLDFRContaminationAggregated | WLDFR | HFTD - Distribution - Tier 3 - 2QU CoRE ¦ 3QU LoRE | Non-Red Flag Warning - Destructive Fires | Contamination | Aggregated | 2058 | 1.2462e-08 | 279.2931 | 3.4806e-06 | 2058 | Mitigation | 0.95 | 45 | 0 | esc | 0.00097009 | 1.2089e-11 | 0.00097009 | 1.2089e-11 | 0.0027785 | 5.0989e-07 | 0.014899 | 2.4152e-10
[120 empty] | 7.3.3.17.5 (Remote Grid) Updates to grid topology to minimize risk of ignition in HFTDs Remote GridWLDFRContaminationAggregated | WLDFR | HFTD - Distribution - Tier 3 - 2QU CoRE ¦ 3QU LoRE | Non-Red Flag Warning - Destructive Fires | Contamination | Aggregated | 2059 | 1.2462e-08 | 279.2931 | 3.4806e-06 | 2059 | Mitigation | 0.95 | 45 | 0 | esc | 0.00097009 | 1.2089e-11 | 0.00097009 | 1.2089e-11 | 0.0027785 | 5.0989e-07 | 0.014899 | 2.4152e-10
[120 empty] | 7.3.3.17.5 (Remote Grid) Updates to grid topology to minimize risk of ignition in HFTDs Remote GridWLDFRContaminationAggregated | WLDFR | HFTD - Distribution - Tier 3 - 2QU CoRE ¦ 3QU LoRE | Non-Red Flag Warning - Destructive Fires | Contamination | Aggregated | 2060 | 1.2462e-08 | 279.2931 | 3.4806e-06 | 2060 | Mitigation | 0.95 | 45 | 0 | esc | 0.00097009 | 1.2089e-11 | 0.00097009 | 1.2089e-11 | 0.0027785 | 5.0989e-07 | 0.014899 | 2.4152e-10
[120 empty] | 7.3.3.17.5 (Remote Grid) Updates to grid topology to minimize risk of ignition in HFTDs Remote GridWLDFRContaminationAggregated | WLDFR | HFTD - Distribution - Tier 3 - 2QU CoRE ¦ 3QU LoRE | Non-Red Flag Warning - Destructive Fires | Contamination | Aggregated | 2061 | 1.2462e-08 | 279.2931 | 3.4806e-06 | 2061 | Mitigation | 0.95 | 45 | 0 | esc | 0.00097009 | 1.2089e-11 | 0.00097009 | 1.2089e-11 | 0.0027785 | 5.0989e-07 | 0.014899 | 2.4152e-10
[120 empty] | 7.3.3.17.5 (Remote Grid) Updates to grid topology to minimize risk of ignition in HFTDs Remote GridWLDFRContaminationAggregated | WLDFR | HFTD - Distribution - Tier 3 - 2QU CoRE ¦ 3QU LoRE | Non-Red Flag Warning - Destructive Fires | Contamination | Aggregated | 2062 | 1.2462e-08 | 279.2931 | 3.4806e-06 | 2062 | Mitigation | 0.95 | 45 | 0 | esc | 0.00097009 | 1.2089e-11 | 0.00097009 | 1.2089e-11 | 0.0027785 | 5.0989e-07 | 0.014899 | 2.4152e-10
[120 empty] | 7.3.3.17.5 (Remote Grid) Updates to grid topology to minimize risk of ignition in HFTDs Remote GridWLDFRContaminationAggregated | WLDFR | HFTD - Distribution - Tier 3 - 2QU CoRE ¦ 3QU LoRE | Non-Red Flag Warning - Destructive Fires | Contamination | Aggregated | 2063 | 1.2462e-08 | 279.2931 | 3.4806e-06 | 2063 | Mitigation | 0.95 | 45 | 0 | esc | 0.00097009 | 1.2089e-11 | 0.00097009 | 1.2089e-11 | 0.0027785 | 5.0989e-07 | 0.014899 | 2.4152e-10
[120 empty] | 7.3.3.17.5 (Remote Grid) Updates to grid topology to minimize risk of ignition in HFTDs Remote GridWLDFRContaminationAggregated | WLDFR | HFTD - Distribution - Tier 3 - 2QU CoRE ¦ 3QU LoRE | Non-Red Flag Warning - Destructive Fires | Contamination | Aggregated | 2064 | 1.2462e-08 | 279.2931 | 3.4806e-06 | 2064 | Mitigation | 0.95 | 45 | 0 | esc | 0.00097009 | 1.2089e-11 | 0.00097009 | 1.2089e-11 | 0 | 0 | 0.014899 | 2.4152e-10
[120 empty] | 7.3.3.17.5 (Remote Grid) Updates to grid topology to minimize risk of ignition in HFTDs Remote GridWLDFRContaminationAggregated | WLDFR | HFTD - Distribution - Tier 3 - 2QU CoRE ¦ 3QU LoRE | Non-Red Flag Warning - Destructive Fires | Contamination | Aggregated | 2065 | 1.2462e-08 | 279.2931 | 3.4806e-06 | 2065 | Mitigation | 0.95 | 45 | 0 | esc | 0.00097009 | 1.2089e-11 | 0.00097009 | 1.2089e-11 | 0.0027785 | 2.0644e-08 | 0.014899 | 2.4152e-10
[120 empty] | 7.3.3.17.5 (Remote Grid) Updates to grid topology to minimize risk of ignition in HFTDs Remote GridWLDFRContaminationAggregated | WLDFR | HFTD - Distribution - Tier 3 - 2QU CoRE ¦ 3QU LoRE | Non-Red Flag Warning - Destructive Fires | Contamination | Aggregated | 2066 | 1.2462e-08 | 279.2931 | 3.4806e-06 | 2066 | Mitigation | 0.95 | 45 | 0 | esc | 0.00097009 | 1.2089e-11 | 0.00097009 | 1.2089e-11 | 0.0027785 | 2.0644e-08 | 0 | 0
[120 empty] | 7.3.3.17.5 (Remote Grid) Updates to grid topology to minimize risk of ignition in HFTDs Remote GridWLDFRContaminationAggregated | WLDFR | HFTD - Distribution - Tier 3 - 2QU CoRE ¦ 3QU LoRE | Non-Red Flag Warning - Destructive Fires | Contamination | Aggregated | 2067 | 1.2462e-08 | 279.2931 | 3.4806e-06 | 2067 | Mitigation | 0.95 | 45 | 0 | esc | 0 | 0 | 0.00097009 | 1.2089e-11 | 0.0027785 | 2.0644e-08 | 0 | 0
[120 empty] | 7.3.3.17.5 (Remote Grid) Updates to grid topology to minimize risk of ignition in HFTDs Remote GridWLDFREquipment / facility failureAggregated | WLDFR | HFTD - Distribution - Tier 3 - 2QU CoRE ¦ 3QU LoRE | Non-Red Flag Warning - Destructive Fires | Equipment / facility failure | Aggregated | 2022 | 1.2949e-07 | 279.2931 | 3.6165e-05 | 2022 | Mitigation | 0.95 | 45 | 0 | esc | 0.00097009 | 1.2561e-10 | 0 | 0 | 0.0027785 | 2.0644e-08 | 0.008942 | 1.5668e-09
[120 empty] | 7.3.3.17.5 (Remote Grid) Updates to grid topology to minimize risk of ignition in HFTDs Remote GridWLDFREquipment / facility failureAggregated | WLDFR | HFTD - Distribution - Tier 3 - 2QU CoRE ¦ 3QU LoRE | Non-Red Flag Warning - Destructive Fires | Equipment / facility failure | Aggregated | 2023 | 1.2949e-07 | 279.2931 | 3.6165e-05 | 2023 | Mitigation | 0.95 | 45 | 0 | esc | 0.00097009 | 1.2561e-10 | 0.00097009 | 1.2561e-10 | 0.0027785 | 2.0644e-08 | 0.008942 | 1.5668e-09
[120 empty] | 7.3.3.17.5 (Remote Grid) Updates to grid topology to minimize risk of ignition in HFTDs Remote GridWLDFREquipment / facility failureAggregated | WLDFR | HFTD - Distribution - Tier 3 - 2QU CoRE ¦ 3QU LoRE | Non-Red Flag Warning - Destructive Fires | Equipment / facility failure | Aggregated | 2024 | 1.2949e-07 | 279.2931 | 3.6165e-05 | 2024 | Mitigation | 0.95 | 45 | 0 | esc | 0.00097009 | 1.2561e-10 | 0.00097009 | 1.2561e-10 | 0.0027785 | 2.0644e-08 | 0.008942 | 1.5668e-09
[120 empty] | 7.3.3.17.5 (Remote Grid) Updates to grid topology to minimize risk of ignition in HFTDs Remote GridWLDFREquipment / facility failureAggregated | WLDFR | HFTD - Distribution - Tier 3 - 2QU CoRE ¦ 3QU LoRE | Non-Red Flag Warning - Destructive Fires | Equipment / facility failure | Aggregated | 2025 | 1.2949e-07 | 279.2931 | 3.6165e-05 | 2025 | Mitigation | 0.95 | 45 | 0 | esc | 0.00097009 | 1.2561e-10 | 0.00097009 | 1.2561e-10 | 0.0027785 | 2.0644e-08 | 0.008942 | 1.5668e-09
[120 empty] | 7.3.3.17.5 (Remote Grid) Updates to grid topology to minimize risk of ignition in HFTDs Remote GridWLDFREquipment / facility failureAggregated | WLDFR | HFTD - Distribution - Tier 3 - 2QU CoRE ¦ 3QU LoRE | Non-Red Flag Warning - Destructive Fires | Equipment / facility failure | Aggregated | 2026 | 1.2949e-07 | 279.2931 | 3.6165e-05 | 2026 | Mitigation | 0.95 | 45 | 0 | esc | 0.00097009 | 1.2561e-10 | 0.00097009 | 1.2561e-10 | 0.0027785 | 2.0644e-08 | 0.008942 | 1.5668e-09
[120 empty] | 7.3.3.17.5 (Remote Grid) Updates to grid topology to minimize risk of ignition in HFTDs Remote GridWLDFREquipment / facility failureAggregated | WLDFR | HFTD - Distribution - Tier 3 - 2QU CoRE ¦ 3QU LoRE | Non-Red Flag Warning - Destructive Fires | Equipment / facility failure | Aggregated | 2027 | 1.2949e-07 | 279.2931 | 3.6165e-05 | 2027 | Mitigation | 0.95 | 45 | 0 | esc | 0.00097009 | 1.2561e-10 | 0.00097009 | 1.2561e-10 | 0.0027785 | 2.0644e-08 | 0.008942 | 1.5668e-09
[120 empty] | 7.3.3.17.5 (Remote Grid) Updates to grid topology to minimize risk of ignition in HFTDs Remote GridWLDFREquipment / facility failureAggregated | WLDFR | HFTD - Distribution - Tier 3 - 2QU CoRE ¦ 3QU LoRE | Non-Red Flag Warning - Destructive Fires | Equipment / facility failure | Aggregated | 2028 | 1.2949e-07 | 279.2931 | 3.6165e-05 | 2028 | Mitigation | 0.95 | 45 | 0 | esc | 0.00097009 | 1.2561e-10 | 0.00097009 | 1.2561e-10 | 0.0027785 | 2.0644e-08 | 0.008942 | 1.5668e-09
[120 empty] | 7.3.3.17.5 (Remote Grid) Updates to grid topology to minimize risk of ignition in HFTDs Remote GridWLDFREquipment / facility failureAggregated | WLDFR | HFTD - Distribution - Tier 3 - 2QU CoRE ¦ 3QU LoRE | Non-Red Flag Warning - Destructive Fires | Equipment / facility failure | Aggregated | 2029 | 1.2949e-07 | 279.2931 | 3.6165e-05 | 2029 | Mitigation | 0.95 | 45 | 0 | esc | 0.00097009 | 1.2561e-10 | 0.00097009 | 1.2561e-10 | 0.0027785 | 2.0644e-08 | 0.008942 | 1.5668e-09
[120 empty] | 7.3.3.17.5 (Remote Grid) Updates to grid topology to minimize risk of ignition in HFTDs Remote GridWLDFREquipment / facility failureAggregated | WLDFR | HFTD - Distribution - Tier 3 - 2QU CoRE ¦ 3QU LoRE | Non-Red Flag Warning - Destructive Fires | Equipment / facility failure | Aggregated | 2030 | 1.2949e-07 | 279.2931 | 3.6165e-05 | 2030 | Mitigation | 0.95 | 45 | 0 | esc | 0.00097009 | 1.2561e-10 | 0.00097009 | 1.2561e-10 | 0.0027785 | 2.0644e-08 | 0.008942 | 1.5668e-09
[120 empty] | 7.3.3.17.5 (Remote Grid) Updates to grid topology to minimize risk of ignition in HFTDs Remote GridWLDFREquipment / facility failureAggregated | WLDFR | HFTD - Distribution - Tier 3 - 2QU CoRE ¦ 3QU LoRE | Non-Red Flag Warning - Destructive Fires | Equipment / facility failure | Aggregated | 2031 | 1.2949e-07 | 279.2931 | 3.6165e-05 | 2031 | Mitigation | 0.95 | 45 | 0 | esc | 0.00097009 | 1.2561e-10 | 0.00097009 | 1.2561e-10 | 0.0027785 | 2.0644e-08 | 0.008942 | 1.5668e-09
[120 empty] | 7.3.3.17.5 (Remote Grid) Updates to grid topology to minimize risk of ignition in HFTDs Remote GridWLDFREquipment / facility failureAggregated | WLDFR | HFTD - Distribution - Tier 3 - 2QU CoRE ¦ 3QU LoRE | Non-Red Flag Warning - Destructive Fires | Equipment / facility failure | Aggregated | 2032 | 1.2949e-07 | 279.2931 | 3.6165e-05 | 2032 | Mitigation | 0.95 | 45 | 0 | esc | 0.00097009 | 1.2561e-10 | 0.00097009 | 1.2561e-10 | 0.0027785 | 2.0644e-08 | 0.008942 | 1.5668e-09
[120 empty] | 7.3.3.17.5 (Remote Grid) Updates to grid topology to minimize risk of ignition in HFTDs Remote GridWLDFREquipment / facility failureAggregated | WLDFR | HFTD - Distribution - Tier 3 - 2QU CoRE ¦ 3QU LoRE | Non-Red Flag Warning - Destructive Fires | Equipment / facility failure | Aggregated | 2033 | 1.2949e-07 | 279.2931 | 3.6165e-05 | 2033 | Mitigation | 0.95 | 45 | 0 | esc | 0.00097009 | 1.2561e-10 | 0.00097009 | 1.2561e-10 | 0.0027785 | 2.0644e-08 | 0.008942 | 1.5668e-09
[120 empty] | 7.3.3.17.5 (Remote Grid) Updates to grid topology to minimize risk of ignition in HFTDs Remote GridWLDFREquipment / facility failureAggregated | WLDFR | HFTD - Distribution - Tier 3 - 2QU CoRE ¦ 3QU LoRE | Non-Red Flag Warning - Destructive Fires | Equipment / facility failure | Aggregated | 2034 | 1.2949e-07 | 279.2931 | 3.6165e-05 | 2034 | Mitigation | 0.95 | 45 | 0 | esc | 0.00097009 | 1.2561e-10 | 0.00097009 | 1.2561e-10 | 0.0027785 | 2.0644e-08 | 0.008942 | 1.5668e-09
[120 empty] | 7.3.3.17.5 (Remote Grid) Updates to grid topology to minimize risk of ignition in HFTDs Remote GridWLDFREquipment / facility failureAggregated | WLDFR | HFTD - Distribution - Tier 3 - 2QU CoRE ¦ 3QU LoRE | Non-Red Flag Warning - Destructive Fires | Equipment / facility failure | Aggregated | 2035 | 1.2949e-07 | 279.2931 | 3.6165e-05 | 2035 | Mitigation | 0.95 | 45 | 0 | esc | 0.00097009 | 1.2561e-10 | 0.00097009 | 1.2561e-10 | 0.0027785 | 2.0644e-08 | 0.008942 | 1.5668e-09
[120 empty] | 7.3.3.17.5 (Remote Grid) Updates to grid topology to minimize risk of ignition in HFTDs Remote GridWLDFREquipment / facility failureAggregated | WLDFR | HFTD - Distribution - Tier 3 - 2QU CoRE ¦ 3QU LoRE | Non-Red Flag Warning - Destructive Fires | Equipment / facility failure | Aggregated | 2036 | 1.2949e-07 | 279.2931 | 3.6165e-05 | 2036 | Mitigation | 0.95 | 45 | 0 | esc | 0.00097009 | 1.2561e-10 | 0.00097009 | 1.2561e-10 | 0.0027785 | 2.0644e-08 | 0.008942 | 1.5668e-09
[120 empty] | 7.3.3.17.5 (Remote Grid) Updates to grid topology to minimize risk of ignition in HFTDs Remote GridWLDFREquipment / facility failureAggregated | WLDFR | HFTD - Distribution - Tier 3 - 2QU CoRE ¦ 3QU LoRE | Non-Red Flag Warning - Destructive Fires | Equipment / facility failure | Aggregated | 2037 | 1.2949e-07 | 279.2931 | 3.6165e-05 | 2037 | Mitigation | 0.95 | 45 | 0 | esc | 0.00097009 | 1.2561e-10 | 0.00097009 | 1.2561e-10 | 0.0027785 | 2.0644e-08 | 0.008942 | 1.5668e-09
[120 empty] | 7.3.3.17.5 (Remote Grid) Updates to grid topology to minimize risk of ignition in HFTDs Remote GridWLDFREquipment / facility failureAggregated | WLDFR | HFTD - Distribution - Tier 3 - 2QU CoRE ¦ 3QU LoRE | Non-Red Flag Warning - Destructive Fires | Equipment / facility failure | Aggregated | 2038 | 1.2949e-07 | 279.2931 | 3.6165e-05 | 2038 | Mitigation | 0.95 | 45 | 0 | esc | 0.00097009 | 1.2561e-10 | 0.00097009 | 1.2561e-10 | 0.0027785 | 2.0644e-08 | 0.008942 | 1.5668e-09
[120 empty] | 7.3.3.17.5 (Remote Grid) Updates to grid topology to minimize risk of ignition in HFTDs Remote GridWLDFREquipment / facility failureAggregated | WLDFR | HFTD - Distribution - Tier 3 - 2QU CoRE ¦ 3QU LoRE | Non-Red Flag Warning - Destructive Fires | Equipment / facility failure | Aggregated | 2039 | 1.2949e-07 | 279.2931 | 3.6165e-05 | 2039 | Mitigation | 0.95 | 45 | 0 | esc | 0.00097009 | 1.2561e-10 | 0.00097009 | 1.2561e-10 | 0.0027785 | 2.0644e-08 | 0.008942 | 1.5668e-09
[120 empty] | 7.3.3.17.5 (Remote Grid) Updates to grid topology to minimize risk of ignition in HFTDs Remote GridWLDFREquipment / facility failureAggregated | WLDFR | HFTD - Distribution - Tier 3 - 2QU CoRE ¦ 3QU LoRE | Non-Red Flag Warning - Destructive Fires | Equipment / facility failure | Aggregated | 2040 | 1.2949e-07 | 279.2931 | 3.6165e-05 | 2040 | Mitigation | 0.95 | 45 | 0 | esc | 0.00097009 | 1.2561e-10 | 0.00097009 | 1.2561e-10 | 0.0027785 | 2.0644e-08 | 0.008942 | 1.5668e-09
[120 empty] | 7.3.3.17.5 (Remote Grid) Updates to grid topology to minimize risk of ignition in HFTDs Remote GridWLDFREquipment / facility failureAggregated | WLDFR | HFTD - Distribution - Tier 3 - 2QU CoRE ¦ 3QU LoRE | Non-Red Flag Warning - Destructive Fires | Equipment / facility failure | Aggregated | 2041 | 1.2949e-07 | 279.2931 | 3.6165e-05 | 2041 | Mitigation | 0.95 | 45 | 0 | esc | 0.00097009 | 1.2561e-10 | 0.00097009 | 1.2561e-10 | 0.0027785 | 2.0644e-08 | 0.008942 | 1.5668e-09
[120 empty] | 7.3.3.17.5 (Remote Grid) Updates to grid topology to minimize risk of ignition in HFTDs Remote GridWLDFREquipment / facility failureAggregated | WLDFR | HFTD - Distribution - Tier 3 - 2QU CoRE ¦ 3QU LoRE | Non-Red Flag Warning - Destructive Fires | Equipment / facility failure | Aggregated | 2042 | 1.2949e-07 | 279.2931 | 3.6165e-05 | 2042 | Mitigation | 0.95 | 45 | 0 | esc | 0.00097009 | 1.2561e-10 | 0.00097009 | 1.2561e-10 | 0.0027785 | 2.0644e-08 | 0.008942 | 1.5668e-09
[120 empty] | 7.3.3.17.5 (Remote Grid) Updates to grid topology to minimize risk of ignition in HFTDs Remote GridWLDFREquipment / facility failureAggregated | WLDFR | HFTD - Distribution - Tier 3 - 2QU CoRE ¦ 3QU LoRE | Non-Red Flag Warning - Destructive Fires | Equipment / facility failure | Aggregated | 2043 | 1.2949e-07 | 279.2931 | 3.6165e-05 | 2043 | Mitigation | 0.95 | 45 | 0 | esc | 0.00097009 | 1.2561e-10 | 0.00097009 | 1.2561e-10 | 0.0027785 | 2.0644e-08 | 0.008942 | 1.5668e-09
[120 empty] | 7.3.3.17.5 (Remote Grid) Updates to grid topology to minimize risk of ignition in HFTDs Remote GridWLDFREquipment / facility failureAggregated | WLDFR | HFTD - Distribution - Tier 3 - 2QU CoRE ¦ 3QU LoRE | Non-Red Flag Warning - Destructive Fires | Equipment / facility failure | Aggregated | 2044 | 1.2949e-07 | 279.2931 | 3.6165e-05 | 2044 | Mitigation | 0.95 | 45 | 0 | esc | 0.00097009 | 1.2561e-10 | 0.00097009 | 1.2561e-10 | 0.0027785 | 2.0644e-08 | 0.008942 | 1.5668e-09
[120 empty] | 7.3.3.17.5 (Remote Grid) Updates to grid topology to minimize risk of ignition in HFTDs Remote GridWLDFREquipment / facility failureAggregated | WLDFR | HFTD - Distribution - Tier 3 - 2QU CoRE ¦ 3QU LoRE | Non-Red Flag Warning - Destructive Fires | Equipment / facility failure | Aggregated | 2045 | 1.2949e-07 | 279.2931 | 3.6165e-05 | 2045 | Mitigation | 0.95 | 45 | 0 | esc | 0.00097009 | 1.2561e-10 | 0.00097009 | 1.2561e-10 | 0.0027785 | 2.0644e-08 | 0.008942 | 1.5668e-09
[120 empty] | 7.3.3.17.5 (Remote Grid) Updates to grid topology to minimize risk of ignition in HFTDs Remote GridWLDFREquipment / facility failureAggregated | WLDFR | HFTD - Distribution - Tier 3 - 2QU CoRE ¦ 3QU LoRE | Non-Red Flag Warning - Destructive Fires | Equipment / facility failure | Aggregated | 2046 | 1.2949e-07 | 279.2931 | 3.6165e-05 | 2046 | Mitigation | 0.95 | 45 | 0 | esc | 0.00097009 | 1.2561e-10 | 0.00097009 | 1.2561e-10 | 0.0027785 | 2.0644e-08 | 0.008942 | 1.5668e-09
[120 empty] | 7.3.3.17.5 (Remote Grid) Updates to grid topology to minimize risk of ignition in HFTDs Remote GridWLDFREquipment / facility failureAggregated | WLDFR | HFTD - Distribution - Tier 3 - 2QU CoRE ¦ 3QU LoRE | Non-Red Flag Warning - Destructive Fires | Equipment / facility failure | Aggregated | 2047 | 1.2949e-07 | 279.2931 | 3.6165e-05 | 2047 | Mitigation | 0.95 | 45 | 0 | esc | 0.00097009 | 1.2561e-10 | 0.00097009 | 1.2561e-10 | 0.0027785 | 2.0644e-08 | 0.008942 | 1.5668e-09
[120 empty] | 7.3.3.17.5 (Remote Grid) Updates to grid topology to minimize risk of ignition in HFTDs Remote GridWLDFREquipment / facility failureAggregated | WLDFR | HFTD - Distribution - Tier 3 - 2QU CoRE ¦ 3QU LoRE | Non-Red Flag Warning - Destructive Fires | Equipment / facility failure | Aggregated | 2048 | 1.2949e-07 | 279.2931 | 3.6165e-05 | 2048 | Mitigation | 0.95 | 45 | 0 | esc | 0.00097009 | 1.2561e-10 | 0.00097009 | 1.2561e-10 | 0.0027785 | 2.0644e-08 | 0.008942 | 1.5668e-09
[120 empty] | 7.3.3.17.5 (Remote Grid) Updates to grid topology to minimize risk of ignition in HFTDs Remote GridWLDFREquipment / facility failureAggregated | WLDFR | HFTD - Distribution - Tier 3 - 2QU CoRE ¦ 3QU LoRE | Non-Red Flag Warning - Destructive Fires | Equipment / facility failure | Aggregated | 2049 | 1.2949e-07 | 279.2931 | 3.6165e-05 | 2049 | Mitigation | 0.95 | 45 | 0 | esc | 0.00097009 | 1.2561e-10 | 0.00097009 | 1.2561e-10 | 0.0027785 | 2.0644e-08 | 0.008942 | 1.5668e-09
[120 empty] | 7.3.3.17.5 (Remote Grid) Updates to grid topology to minimize risk of ignition in HFTDs Remote GridWLDFREquipment / facility failureAggregated | WLDFR | HFTD - Distribution - Tier 3 - 2QU CoRE ¦ 3QU LoRE | Non-Red Flag Warning - Destructive Fires | Equipment / facility failure | Aggregated | 2050 | 1.2949e-07 | 279.2931 | 3.6165e-05 | 2050 | Mitigation | 0.95 | 45 | 0 | esc | 0.00097009 | 1.2561e-10 | 0.00097009 | 1.2561e-10 | 0.0027785 | 2.0644e-08 | 0.008942 | 1.5668e-09
[120 empty] | 7.3.3.17.5 (Remote Grid) Updates to grid topology to minimize risk of ignition in HFTDs Remote GridWLDFREquipment / facility failureAggregated | WLDFR | HFTD - Distribution - Tier 3 - 2QU CoRE ¦ 3QU LoRE | Non-Red Flag Warning - Destructive Fires | Equipment / facility failure | Aggregated | 2051 | 1.2949e-07 | 279.2931 | 3.6165e-05 | 2051 | Mitigation | 0.95 | 45 | 0 | esc | 0.00097009 | 1.2561e-10 | 0.00097009 | 1.2561e-10 | 0.0027785 | 2.0644e-08 | 0.008942 | 1.5668e-09
[120 empty] | 7.3.3.17.5 (Remote Grid) Updates to grid topology to minimize risk of ignition in HFTDs Remote GridWLDFREquipment / facility failureAggregated | WLDFR | HFTD - Distribution - Tier 3 - 2QU CoRE ¦ 3QU LoRE | Non-Red Flag Warning - Destructive Fires | Equipment / facility failure | Aggregated | 2052 | 1.2949e-07 | 279.2931 | 3.6165e-05 | 2052 | Mitigation | 0.95 | 45 | 0 | esc | 0.00097009 | 1.2561e-10 | 0.00097009 | 1.2561e-10 | 0.0027785 | 2.0644e-08 | 0 | 0
[120 empty] | 7.3.3.17.5 (Remote Grid) Updates to grid topology to minimize risk of ignition in HFTDs Remote GridWLDFREquipment / facility failureAggregated | WLDFR | HFTD - Distribution - Tier 3 - 2QU CoRE ¦ 3QU LoRE | Non-Red Flag Warning - Destructive Fires | Equipment / facility failure | Aggregated | 2053 | 1.2949e-07 | 279.2931 | 3.6165e-05 | 2053 | Mitigation | 0.95 | 45 | 0 | esc | 0.00097009 | 1.2561e-10 | 0.00097009 | 1.2561e-10 | 0.0027785 | 2.0644e-08 | 0 | 0
[120 empty] | 7.3.3.17.5 (Remote Grid) Updates to grid topology to minimize risk of ignition in HFTDs Remote GridWLDFREquipment / facility failureAggregated | WLDFR | HFTD - Distribution - Tier 3 - 2QU CoRE ¦ 3QU LoRE | Non-Red Flag Warning - Destructive Fires | Equipment / facility failure | Aggregated | 2054 | 1.2949e-07 | 279.2931 | 3.6165e-05 | 2054 | Mitigation | 0.95 | 45 | 0 | esc | 0.00097009 | 1.2561e-10 | 0.00097009 | 1.2561e-10 | 0.0027785 | 2.0644e-08 | 0.0088147 | 6.0923e-09
[120 empty] | 7.3.3.17.5 (Remote Grid) Updates to grid topology to minimize risk of ignition in HFTDs Remote GridWLDFREquipment / facility failureAggregated | WLDFR | HFTD - Distribution - Tier 3 - 2QU CoRE ¦ 3QU LoRE | Non-Red Flag Warning - Destructive Fires | Equipment / facility failure | Aggregated | 2055 | 1.2949e-07 | 279.2931 | 3.6165e-05 | 2055 | Mitigation | 0.95 | 45 | 0 | esc | 0.00097009 | 1.2561e-10 | 0.00097009 | 1.2561e-10 | 0.0027785 | 2.0644e-08 | 0.0088147 | 6.0923e-09
[120 empty] | 7.3.3.17.5 (Remote Grid) Updates to grid topology to minimize risk of ignition in HFTDs Remote GridWLDFREquipment / facility failureAggregated | WLDFR | HFTD - Distribution - Tier 3 - 2QU CoRE ¦ 3QU LoRE | Non-Red Flag Warning - Destructive Fires | Equipment / facility failure | Aggregated | 2056 | 1.2949e-07 | 279.2931 | 3.6165e-05 | 2056 | Mitigation | 0.95 | 45 | 0 | esc | 0.00097009 | 1.2561e-10 | 0.00097009 | 1.2561e-10 | 0.0027785 | 2.0644e-08 | 0.0088147 | 6.0923e-09
[120 empty] | 7.3.3.17.5 (Remote Grid) Updates to grid topology to minimize risk of ignition in HFTDs Remote GridWLDFREquipment / facility failureAggregated | WLDFR | HFTD - Distribution - Tier 3 - 2QU CoRE ¦ 3QU LoRE | Non-Red Flag Warning - Destructive Fires | Equipment / facility failure | Aggregated | 2057 | 1.2949e-07 | 279.2931 | 3.6165e-05 | 2057 | Mitigation | 0.95 | 45 | 0 | esc | 0.00097009 | 1.2561e-10 | 0.00097009 | 1.2561e-10 | 0.0027785 | 2.0644e-08 | 0.0088147 | 6.0923e-09
[120 empty] | 7.3.3.17.5 (Remote Grid) Updates to grid topology to minimize risk of ignition in HFTDs Remote GridWLDFREquipment / facility failureAggregated | WLDFR | HFTD - Distribution - Tier 3 - 2QU CoRE ¦ 3QU LoRE | Non-Red Flag Warning - Destructive Fires | Equipment / facility failure | Aggregated | 2058 | 1.2949e-07 | 279.2931 | 3.6165e-05 | 2058 | Mitigation | 0.95 | 45 | 0 | esc | 0.00097009 | 1.2561e-10 | 0.00097009 | 1.2561e-10 | 0.0027785 | 2.0644e-08 | 0.0088147 | 6.0923e-09
[120 empty] | 7.3.3.17.5 (Remote Grid) Updates to grid topology to minimize risk of ignition in HFTDs Remote GridWLDFREquipment / facility failureAggregated | WLDFR | HFTD - Distribution - Tier 3 - 2QU CoRE ¦ 3QU LoRE | Non-Red Flag Warning - Destructive Fires | Equipment / facility failure | Aggregated | 2059 | 1.2949e-07 | 279.2931 | 3.6165e-05 | 2059 | Mitigation | 0.95 | 45 | 0 | esc | 0.00097009 | 1.2561e-10 | 0.00097009 | 1.2561e-10 | 0.0027785 | 2.0644e-08 | 0.0088147 | 6.0923e-09
[120 empty] | 7.3.3.17.5 (Remote Grid) Updates to grid topology to minimize risk of ignition in HFTDs Remote GridWLDFREquipment / facility failureAggregated | WLDFR | HFTD - Distribution - Tier 3 - 2QU CoRE ¦ 3QU LoRE | Non-Red Flag Warning - Destructive Fires | Equipment / facility failure | Aggregated | 2060 | 1.2949e-07 | 279.2931 | 3.6165e-05 | 2060 | Mitigation | 0.95 | 45 | 0 | esc | 0.00097009 | 1.2561e-10 | 0.00097009 | 1.2561e-10 | 0.0027785 | 2.0644e-08 | 0.0088147 | 6.0923e-09
[120 empty] | 7.3.3.17.5 (Remote Grid) Updates to grid topology to minimize risk of ignition in HFTDs Remote GridWLDFREquipment / facility failureAggregated | WLDFR | HFTD - Distribution - Tier 3 - 2QU CoRE ¦ 3QU LoRE | Non-Red Flag Warning - Destructive Fires | Equipment / facility failure | Aggregated | 2061 | 1.2949e-07 | 279.2931 | 3.6165e-05 | 2061 | Mitigation | 0.95 | 45 | 0 | esc | 0.00097009 | 1.2561e-10 | 0.00097009 | 1.2561e-10 | 0.0027785 | 2.0644e-08 | 0.0088147 | 6.0923e-09
[120 empty] | 7.3.3.17.5 (Remote Grid) Updates to grid topology to minimize risk of ignition in HFTDs Remote GridWLDFREquipment / facility failureAggregated | WLDFR | HFTD - Distribution - Tier 3 - 2QU CoRE ¦ 3QU LoRE | Non-Red Flag Warning - Destructive Fires | Equipment / facility failure | Aggregated | 2062 | 1.2949e-07 | 279.2931 | 3.6165e-05 | 2062 | Mitigation | 0.95 | 45 | 0 | esc | 0.00097009 | 1.2561e-10 | 0.00097009 | 1.2561e-10 | 0.0027785 | 2.0644e-08 | 0.0088147 | 6.0923e-09
[120 empty] | 7.3.3.17.5 (Remote Grid) Updates to grid topology to minimize risk of ignition in HFTDs Remote GridWLDFREquipment / facility failureAggregated | WLDFR | HFTD - Distribution - Tier 3 - 2QU CoRE ¦ 3QU LoRE | Non-Red Flag Warning - Destructive Fires | Equipment / facility failure | Aggregated | 2063 | 1.2949e-07 | 279.2931 | 3.6165e-05 | 2063 | Mitigation | 0.95 | 45 | 0 | esc | 0.00097009 | 1.2561e-10 | 0.00097009 | 1.2561e-10 | 0.0027785 | 2.0644e-08 | 0.0088147 | 6.0923e-09
[120 empty] | 7.3.3.17.5 (Remote Grid) Updates to grid topology to minimize risk of ignition in HFTDs Remote GridWLDFREquipment / facility failureAggregated | WLDFR | HFTD - Distribution - Tier 3 - 2QU CoRE ¦ 3QU LoRE | Non-Red Flag Warning - Destructive Fires | Equipment / facility failure | Aggregated | 2064 | 1.2949e-07 | 279.2931 | 3.6165e-05 | 2064 | Mitigation | 0.95 | 45 | 0 | esc | 0.00097009 | 1.2561e-10 | 0.00097009 | 1.2561e-10 | 0.0027785 | 2.0644e-08 | 0.0088147 | 6.0923e-09
[120 empty] | 7.3.3.17.5 (Remote Grid) Updates to grid topology to minimize risk of ignition in HFTDs Remote GridWLDFREquipment / facility failureAggregated | WLDFR | HFTD - Distribution - Tier 3 - 2QU CoRE ¦ 3QU LoRE | Non-Red Flag Warning - Destructive Fires | Equipment / facility failure | Aggregated | 2065 | 1.2949e-07 | 279.2931 | 3.6165e-05 | 2065 | Mitigation | 0.95 | 45 | 0 | esc | 0.00097009 | 1.2561e-10 | 0.00097009 | 1.2561e-10 | 0.0027785 | 2.0644e-08 | 0.0088147 | 6.0923e-09
[120 empty] | 7.3.3.17.5 (Remote Grid) Updates to grid topology to minimize risk of ignition in HFTDs Remote GridWLDFREquipment / facility failureAggregated | WLDFR | HFTD - Distribution - Tier 3 - 2QU CoRE ¦ 3QU LoRE | Non-Red Flag Warning - Destructive Fires | Equipment / facility failure | Aggregated | 2066 | 1.2949e-07 | 279.2931 | 3.6165e-05 | 2066 | Mitigation | 0.95 | 45 | 0 | esc | 0.00097009 | 1.2561e-10 | 0.00097009 | 1.2561e-10 | 0.0027785 | 2.0644e-08 | 0.0088147 | 6.0923e-09
[120 empty] | 7.3.3.17.5 (Remote Grid) Updates to grid topology to minimize risk of ignition in HFTDs Remote GridWLDFREquipment / facility failureAggregated | WLDFR | HFTD - Distribution - Tier 3 - 2QU CoRE ¦ 3QU LoRE | Non-Red Flag Warning - Destructive Fires | Equipment / facility failure | Aggregated | 2067 | 1.2949e-07 | 279.2931 | 3.6165e-05 | 2067 | Mitigation | 0.95 | 45 | 0 | esc | 0 | 0 | 0.00097009 | 1.2561e-10 | 0.0027785 | 2.0644e-08 | 0.0088147 | 6.0923e-09
[120 empty] | 7.3.3.17.5 (Remote Grid) Updates to grid topology to minimize risk of ignition in HFTDs Remote GridWLDFRVegetation ContactAggregated | WLDFR | HFTD - Distribution - Tier 3 - 2QU CoRE ¦ 3QU LoRE | Non-Red Flag Warning - Destructive Fires | Vegetation Contact | Aggregated | 2022 | 1.7263e-06 | 279.2931 | 0.00048214 | 2022 | Mitigation | 0.95 | 45 | 0 | esc | 0.00097009 | 1.6746e-09 | 0 | 0 | 0 | 0 | 0.0088147 | 6.0923e-09
[120 empty] | 7.3.3.17.5 (Remote Grid) Updates to grid topology to minimize risk of ignition in HFTDs Remote GridWLDFRVegetation ContactAggregated | WLDFR | HFTD - Distribution - Tier 3 - 2QU CoRE ¦ 3QU LoRE | Non-Red Flag Warning - Destructive Fires | Vegetation Contact | Aggregated | 2023 | 1.7263e-06 | 279.2931 | 0.00048214 | 2023 | Mitigation | 0.95 | 45 | 0 | esc | 0.00097009 | 1.6746e-09 | 0.00097009 | 1.6746e-09 | 0.0027816 | 2.5116e-10 | 0.0088147 | 6.0923e-09
[120 empty] | 7.3.3.17.5 (Remote Grid) Updates to grid topology to minimize risk of ignition in HFTDs Remote GridWLDFRVegetation ContactAggregated | WLDFR | HFTD - Distribution - Tier 3 - 2QU CoRE ¦ 3QU LoRE | Non-Red Flag Warning - Destructive Fires | Vegetation Contact | Aggregated | 2024 | 1.7263e-06 | 279.2931 | 0.00048214 | 2024 | Mitigation | 0.95 | 45 | 0 | esc | 0.00097009 | 1.6746e-09 | 0.00097009 | 1.6746e-09 | 0.0027816 | 2.5116e-10 | 0.0088147 | 6.0923e-09
[120 empty] | 7.3.3.17.5 (Remote Grid) Updates to grid topology to minimize risk of ignition in HFTDs Remote GridWLDFRVegetation ContactAggregated | WLDFR | HFTD - Distribution - Tier 3 - 2QU CoRE ¦ 3QU LoRE | Non-Red Flag Warning - Destructive Fires | Vegetation Contact | Aggregated | 2025 | 1.7263e-06 | 279.2931 | 0.00048214 | 2025 | Mitigation | 0.95 | 45 | 0 | esc | 0.00097009 | 1.6746e-09 | 0.00097009 | 1.6746e-09 | 0.0027816 | 2.5116e-10 | 0.0088147 | 6.0923e-09
[120 empty] | 7.3.3.17.5 (Remote Grid) Updates to grid topology to minimize risk of ignition in HFTDs Remote GridWLDFRVegetation ContactAggregated | WLDFR | HFTD - Distribution - Tier 3 - 2QU CoRE ¦ 3QU LoRE | Non-Red Flag Warning - Destructive Fires | Vegetation Contact | Aggregated | 2026 | 1.7263e-06 | 279.2931 | 0.00048214 | 2026 | Mitigation | 0.95 | 45 | 0 | esc | 0.00097009 | 1.6746e-09 | 0.00097009 | 1.6746e-09 | 0.0027816 | 2.5116e-10 | 0.0088147 | 6.0923e-09
[120 empty] | 7.3.3.17.5 (Remote Grid) Updates to grid topology to minimize risk of ignition in HFTDs Remote GridWLDFRVegetation ContactAggregated | WLDFR | HFTD - Distribution - Tier 3 - 2QU CoRE ¦ 3QU LoRE | Non-Red Flag Warning - Destructive Fires | Vegetation Contact | Aggregated | 2027 | 1.7263e-06 | 279.2931 | 0.00048214 | 2027 | Mitigation | 0.95 | 45 | 0 | esc | 0.00097009 | 1.6746e-09 | 0.00097009 | 1.6746e-09 | 0.0027816 | 2.5116e-10 | 0.0088147 | 6.0923e-09
[120 empty] | 7.3.3.17.5 (Remote Grid) Updates to grid topology to minimize risk of ignition in HFTDs Remote GridWLDFRVegetation ContactAggregated | WLDFR | HFTD - Distribution - Tier 3 - 2QU CoRE ¦ 3QU LoRE | Non-Red Flag Warning - Destructive Fires | Vegetation Contact | Aggregated | 2028 | 1.7263e-06 | 279.2931 | 0.00048214 | 2028 | Mitigation | 0.95 | 45 | 0 | esc | 0.00097009 | 1.6746e-09 | 0.00097009 | 1.6746e-09 | 0.0027816 | 2.5116e-10 | 0.0088147 | 6.0923e-09
[120 empty] | 7.3.3.17.5 (Remote Grid) Updates to grid topology to minimize risk of ignition in HFTDs Remote GridWLDFRVegetation ContactAggregated | WLDFR | HFTD - Distribution - Tier 3 - 2QU CoRE ¦ 3QU LoRE | Non-Red Flag Warning - Destructive Fires | Vegetation Contact | Aggregated | 2029 | 1.7263e-06 | 279.2931 | 0.00048214 | 2029 | Mitigation | 0.95 | 45 | 0 | esc | 0.00097009 | 1.6746e-09 | 0.00097009 | 1.6746e-09 | 0.0027816 | 2.5116e-10 | 0.0088147 | 6.0923e-09
[120 empty] | 7.3.3.17.5 (Remote Grid) Updates to grid topology to minimize risk of ignition in HFTDs Remote GridWLDFRVegetation ContactAggregated | WLDFR | HFTD - Distribution - Tier 3 - 2QU CoRE ¦ 3QU LoRE | Non-Red Flag Warning - Destructive Fires | Vegetation Contact | Aggregated | 2030 | 1.7263e-06 | 279.2931 | 0.00048214 | 2030 | Mitigation | 0.95 | 45 | 0 | esc | 0.00097009 | 1.6746e-09 | 0.00097009 | 1.6746e-09 | 0.0027816 | 2.5116e-10 | 0.0088147 | 6.0923e-09
[120 empty] | 7.3.3.17.5 (Remote Grid) Updates to grid topology to minimize risk of ignition in HFTDs Remote GridWLDFRVegetation ContactAggregated | WLDFR | HFTD - Distribution - Tier 3 - 2QU CoRE ¦ 3QU LoRE | Non-Red Flag Warning - Destructive Fires | Vegetation Contact | Aggregated | 2031 | 1.7263e-06 | 279.2931 | 0.00048214 | 2031 | Mitigation | 0.95 | 45 | 0 | esc | 0.00097009 | 1.6746e-09 | 0.00097009 | 1.6746e-09 | 0.0027816 | 2.5116e-10 | 0.0088147 | 6.0923e-09
[120 empty] | 7.3.3.17.5 (Remote Grid) Updates to grid topology to minimize risk of ignition in HFTDs Remote GridWLDFRVegetation ContactAggregated | WLDFR | HFTD - Distribution - Tier 3 - 2QU CoRE ¦ 3QU LoRE | Non-Red Flag Warning - Destructive Fires | Vegetation Contact | Aggregated | 2032 | 1.7263e-06 | 279.2931 | 0.00048214 | 2032 | Mitigation | 0.95 | 45 | 0 | esc | 0.00097009 | 1.6746e-09 | 0.00097009 | 1.6746e-09 | 0.0027816 | 2.5116e-10 | 0.0088147 | 6.0923e-09
[120 empty] | 7.3.3.17.5 (Remote Grid) Updates to grid topology to minimize risk of ignition in HFTDs Remote GridWLDFRVegetation ContactAggregated | WLDFR | HFTD - Distribution - Tier 3 - 2QU CoRE ¦ 3QU LoRE | Non-Red Flag Warning - Destructive Fires | Vegetation Contact | Aggregated | 2033 | 1.7263e-06 | 279.2931 | 0.00048214 | 2033 | Mitigation | 0.95 | 45 | 0 | esc | 0.00097009 | 1.6746e-09 | 0.00097009 | 1.6746e-09 | 0.0027816 | 2.5116e-10 | 0.0088147 | 6.0923e-09
[120 empty] | 7.3.3.17.5 (Remote Grid) Updates to grid topology to minimize risk of ignition in HFTDs Remote GridWLDFRVegetation ContactAggregated | WLDFR | HFTD - Distribution - Tier 3 - 2QU CoRE ¦ 3QU LoRE | Non-Red Flag Warning - Destructive Fires | Vegetation Contact | Aggregated | 2034 | 1.7263e-06 | 279.2931 | 0.00048214 | 2034 | Mitigation | 0.95 | 45 | 0 | esc | 0.00097009 | 1.6746e-09 | 0.00097009 | 1.6746e-09 | 0.0027816 | 2.5116e-10 | 0.0088147 | 6.0923e-09
[120 empty] | 7.3.3.17.5 (Remote Grid) Updates to grid topology to minimize risk of ignition in HFTDs Remote GridWLDFRVegetation ContactAggregated | WLDFR | HFTD - Distribution - Tier 3 - 2QU CoRE ¦ 3QU LoRE | Non-Red Flag Warning - Destructive Fires | Vegetation Contact | Aggregated | 2035 | 1.7263e-06 | 279.2931 | 0.00048214 | 2035 | Mitigation | 0.95 | 45 | 0 | esc | 0.00097009 | 1.6746e-09 | 0.00097009 | 1.6746e-09 | 0.0027816 | 2.5116e-10 | 0.0088147 | 6.0923e-09
[120 empty] | 7.3.3.17.5 (Remote Grid) Updates to grid topology to minimize risk of ignition in HFTDs Remote GridWLDFRVegetation ContactAggregated | WLDFR | HFTD - Distribution - Tier 3 - 2QU CoRE ¦ 3QU LoRE | Non-Red Flag Warning - Destructive Fires | Vegetation Contact | Aggregated | 2036 | 1.7263e-06 | 279.2931 | 0.00048214 | 2036 | Mitigation | 0.95 | 45 | 0 | esc | 0.00097009 | 1.6746e-09 | 0.00097009 | 1.6746e-09 | 0.0027816 | 2.5116e-10 | 0.0088147 | 6.0923e-09
[120 empty] | 7.3.3.17.5 (Remote Grid) Updates to grid topology to minimize risk of ignition in HFTDs Remote GridWLDFRVegetation ContactAggregated | WLDFR | HFTD - Distribution - Tier 3 - 2QU CoRE ¦ 3QU LoRE | Non-Red Flag Warning - Destructive Fires | Vegetation Contact | Aggregated | 2037 | 1.7263e-06 | 279.2931 | 0.00048214 | 2037 | Mitigation | 0.95 | 45 | 0 | esc | 0.00097009 | 1.6746e-09 | 0.00097009 | 1.6746e-09 | 0.0027816 | 2.5116e-10 | 0.0088147 | 6.0923e-09
[120 empty] | 7.3.3.17.5 (Remote Grid) Updates to grid topology to minimize risk of ignition in HFTDs Remote GridWLDFRVegetation ContactAggregated | WLDFR | HFTD - Distribution - Tier 3 - 2QU CoRE ¦ 3QU LoRE | Non-Red Flag Warning - Destructive Fires | Vegetation Contact | Aggregated | 2038 | 1.7263e-06 | 279.2931 | 0.00048214 | 2038 | Mitigation | 0.95 | 45 | 0 | esc | 0.00097009 | 1.6746e-09 | 0.00097009 | 1.6746e-09 | 0.0027816 | 2.5116e-10 | 0 | 0
[120 empty] | 7.3.3.17.5 (Remote Grid) Updates to grid topology to minimize risk of ignition in HFTDs Remote GridWLDFRVegetation ContactAggregated | WLDFR | HFTD - Distribution - Tier 3 - 2QU CoRE ¦ 3QU LoRE | Non-Red Flag Warning - Destructive Fires | Vegetation Contact | Aggregated | 2039 | 1.7263e-06 | 279.2931 | 0.00048214 | 2039 | Mitigation | 0.95 | 45 | 0 | esc | 0.00097009 | 1.6746e-09 | 0.00097009 | 1.6746e-09 | 0.0027816 | 2.5116e-10 | 0 | 0
[120 empty] | 7.3.3.17.5 (Remote Grid) Updates to grid topology to minimize risk of ignition in HFTDs Remote GridWLDFRVegetation ContactAggregated | WLDFR | HFTD - Distribution - Tier 3 - 2QU CoRE ¦ 3QU LoRE | Non-Red Flag Warning - Destructive Fires | Vegetation Contact | Aggregated | 2040 | 1.7263e-06 | 279.2931 | 0.00048214 | 2040 | Mitigation | 0.95 | 45 | 0 | esc | 0.00097009 | 1.6746e-09 | 0.00097009 | 1.6746e-09 | 0.0027816 | 2.5116e-10 | 0.013543 | 1.1005e-11
[120 empty] | 7.3.3.17.5 (Remote Grid) Updates to grid topology to minimize risk of ignition in HFTDs Remote GridWLDFRVegetation ContactAggregated | WLDFR | HFTD - Distribution - Tier 3 - 2QU CoRE ¦ 3QU LoRE | Non-Red Flag Warning - Destructive Fires | Vegetation Contact | Aggregated | 2041 | 1.7263e-06 | 279.2931 | 0.00048214 | 2041 | Mitigation | 0.95 | 45 | 0 | esc | 0.00097009 | 1.6746e-09 | 0.00097009 | 1.6746e-09 | 0.0027816 | 2.5116e-10 | 0.013543 | 1.1005e-11
[120 empty] | 7.3.3.17.5 (Remote Grid) Updates to grid topology to minimize risk of ignition in HFTDs Remote GridWLDFRVegetation ContactAggregated | WLDFR | HFTD - Distribution - Tier 3 - 2QU CoRE ¦ 3QU LoRE | Non-Red Flag Warning - Destructive Fires | Vegetation Contact | Aggregated | 2042 | 1.7263e-06 | 279.2931 | 0.00048214 | 2042 | Mitigation | 0.95 | 45 | 0 | esc | 0.00097009 | 1.6746e-09 | 0.00097009 | 1.6746e-09 | 0.0027816 | 2.5116e-10 | 0.013543 | 1.1005e-11
[120 empty] | 7.3.3.17.5 (Remote Grid) Updates to grid topology to minimize risk of ignition in HFTDs Remote GridWLDFRVegetation ContactAggregated | WLDFR | HFTD - Distribution - Tier 3 - 2QU CoRE ¦ 3QU LoRE | Non-Red Flag Warning - Destructive Fires | Vegetation Contact | Aggregated | 2043 | 1.7263e-06 | 279.2931 | 0.00048214 | 2043 | Mitigation | 0.95 | 45 | 0 | esc | 0.00097009 | 1.6746e-09 | 0.00097009 | 1.6746e-09 | 0.0027816 | 2.5116e-10 | 0.013543 | 1.1005e-11
[120 empty] | 7.3.3.17.5 (Remote Grid) Updates to grid topology to minimize risk of ignition in HFTDs Remote GridWLDFRVegetation ContactAggregated | WLDFR | HFTD - Distribution - Tier 3 - 2QU CoRE ¦ 3QU LoRE | Non-Red Flag Warning - Destructive Fires | Vegetation Contact | Aggregated | 2044 | 1.7263e-06 | 279.2931 | 0.00048214 | 2044 | Mitigation | 0.95 | 45 | 0 | esc | 0.00097009 | 1.6746e-09 | 0.00097009 | 1.6746e-09 | 0.0027816 | 2.5116e-10 | 0.013543 | 1.1005e-11
[120 empty] | 7.3.3.17.5 (Remote Grid) Updates to grid topology to minimize risk of ignition in HFTDs Remote GridWLDFRVegetation ContactAggregated | WLDFR | HFTD - Distribution - Tier 3 - 2QU CoRE ¦ 3QU LoRE | Non-Red Flag Warning - Destructive Fires | Vegetation Contact | Aggregated | 2045 | 1.7263e-06 | 279.2931 | 0.00048214 | 2045 | Mitigation | 0.95 | 45 | 0 | esc | 0.00097009 | 1.6746e-09 | 0.00097009 | 1.6746e-09 | 0.0027816 | 2.5116e-10 | 0.013543 | 1.1005e-11
[120 empty] | 7.3.3.17.5 (Remote Grid) Updates to grid topology to minimize risk of ignition in HFTDs Remote GridWLDFRVegetation ContactAggregated | WLDFR | HFTD - Distribution - Tier 3 - 2QU CoRE ¦ 3QU LoRE | Non-Red Flag Warning - Destructive Fires | Vegetation Contact | Aggregated | 2046 | 1.7263e-06 | 279.2931 | 0.00048214 | 2046 | Mitigation | 0.95 | 45 | 0 | esc | 0.00097009 | 1.6746e-09 | 0.00097009 | 1.6746e-09 | 0.0027816 | 2.5116e-10 | 0.013543 | 1.1005e-11
[120 empty] | 7.3.3.17.5 (Remote Grid) Updates to grid topology to minimize risk of ignition in HFTDs Remote GridWLDFRVegetation ContactAggregated | WLDFR | HFTD - Distribution - Tier 3 - 2QU CoRE ¦ 3QU LoRE | Non-Red Flag Warning - Destructive Fires | Vegetation Contact | Aggregated | 2047 | 1.7263e-06 | 279.2931 | 0.00048214 | 2047 | Mitigation | 0.95 | 45 | 0 | esc | 0.00097009 | 1.6746e-09 | 0.00097009 | 1.6746e-09 | 0.0027816 | 2.5116e-10 | 0.013543 | 1.1005e-11
[120 empty] | 7.3.3.17.5 (Remote Grid) Updates to grid topology to minimize risk of ignition in HFTDs Remote GridWLDFRVegetation ContactAggregated | WLDFR | HFTD - Distribution - Tier 3 - 2QU CoRE ¦ 3QU LoRE | Non-Red Flag Warning - Destructive Fires | Vegetation Contact | Aggregated | 2048 | 1.7263e-06 | 279.2931 | 0.00048214 | 2048 | Mitigation | 0.95 | 45 | 0 | esc | 0.00097009 | 1.6746e-09 | 0.00097009 | 1.6746e-09 | 0.0027816 | 2.5116e-10 | 0.013543 | 1.1005e-11
[120 empty] | 7.3.3.17.5 (Remote Grid) Updates to grid topology to minimize risk of ignition in HFTDs Remote GridWLDFRVegetation ContactAggregated | WLDFR | HFTD - Distribution - Tier 3 - 2QU CoRE ¦ 3QU LoRE | Non-Red Flag Warning - Destructive Fires | Vegetation Contact | Aggregated | 2049 | 1.7263e-06 | 279.2931 | 0.00048214 | 2049 | Mitigation | 0.95 | 45 | 0 | esc | 0.00097009 | 1.6746e-09 | 0.00097009 | 1.6746e-09 | 0.0027816 | 2.5116e-10 | 0.013543 | 1.1005e-11
[120 empty] | 7.3.3.17.5 (Remote Grid) Updates to grid topology to minimize risk of ignition in HFTDs Remote GridWLDFRVegetation ContactAggregated | WLDFR | HFTD - Distribution - Tier 3 - 2QU CoRE ¦ 3QU LoRE | Non-Red Flag Warning - Destructive Fires | Vegetation Contact | Aggregated | 2050 | 1.7263e-06 | 279.2931 | 0.00048214 | 2050 | Mitigation | 0.95 | 45 | 0 | esc | 0.00097009 | 1.6746e-09 | 0.00097009 | 1.6746e-09 | 0.0027816 | 2.5116e-10 | 0.013543 | 1.1005e-11
[120 empty] | 7.3.3.17.5 (Remote Grid) Updates to grid topology to minimize risk of ignition in HFTDs Remote GridWLDFRVegetation ContactAggregated | WLDFR | HFTD - Distribution - Tier 3 - 2QU CoRE ¦ 3QU LoRE | Non-Red Flag Warning - Destructive Fires | Vegetation Contact | Aggregated | 2051 | 1.7263e-06 | 279.2931 | 0.00048214 | 2051 | Mitigation | 0.95 | 45 | 0 | esc | 0.00097009 | 1.6746e-09 | 0.00097009 | 1.6746e-09 | 0.0027816 | 2.5116e-10 | 0.013543 | 1.1005e-11
[120 empty] | 7.3.3.17.5 (Remote Grid) Updates to grid topology to minimize risk of ignition in HFTDs Remote GridWLDFRVegetation ContactAggregated | WLDFR | HFTD - Distribution - Tier 3 - 2QU CoRE ¦ 3QU LoRE | Non-Red Flag Warning - Destructive Fires | Vegetation Contact | Aggregated | 2052 | 1.7263e-06 | 279.2931 | 0.00048214 | 2052 | Mitigation | 0.95 | 45 | 0 | esc | 0.00097009 | 1.6746e-09 | 0.00097009 | 1.6746e-09 | 0.0027816 | 2.5116e-10 | 0.013543 | 1.1005e-11
[120 empty] | 7.3.3.17.5 (Remote Grid) Updates to grid topology to minimize risk of ignition in HFTDs Remote GridWLDFRVegetation ContactAggregated | WLDFR | HFTD - Distribution - Tier 3 - 2QU CoRE ¦ 3QU LoRE | Non-Red Flag Warning - Destructive Fires | Vegetation Contact | Aggregated | 2053 | 1.7263e-06 | 279.2931 | 0.00048214 | 2053 | Mitigation | 0.95 | 45 | 0 | esc | 0.00097009 | 1.6746e-09 | 0.00097009 | 1.6746e-09 | 0.0027816 | 2.5116e-10 | 0.013543 | 1.1005e-11
[120 empty] | 7.3.3.17.5 (Remote Grid) Updates to grid topology to minimize risk of ignition in HFTDs Remote GridWLDFRVegetation ContactAggregated | WLDFR | HFTD - Distribution - Tier 3 - 2QU CoRE ¦ 3QU LoRE | Non-Red Flag Warning - Destructive Fires | Vegetation Contact | Aggregated | 2054 | 1.7263e-06 | 279.2931 | 0.00048214 | 2054 | Mitigation | 0.95 | 45 | 0 | esc | 0.00097009 | 1.6746e-09 | 0.00097009 | 1.6746e-09 | 0.0027816 | 2.5116e-10 | 0.013543 | 1.1005e-11
[120 empty] | 7.3.3.17.5 (Remote Grid) Updates to grid topology to minimize risk of ignition in HFTDs Remote GridWLDFRVegetation ContactAggregated | WLDFR | HFTD - Distribution - Tier 3 - 2QU CoRE ¦ 3QU LoRE | Non-Red Flag Warning - Destructive Fires | Vegetation Contact | Aggregated | 2055 | 1.7263e-06 | 279.2931 | 0.00048214 | 2055 | Mitigation | 0.95 | 45 | 0 | esc | 0.00097009 | 1.6746e-09 | 0.00097009 | 1.6746e-09 | 0.0027816 | 2.5116e-10 | 0.013543 | 1.1005e-11
[120 empty] | 7.3.3.17.5 (Remote Grid) Updates to grid topology to minimize risk of ignition in HFTDs Remote GridWLDFRVegetation ContactAggregated | WLDFR | HFTD - Distribution - Tier 3 - 2QU CoRE ¦ 3QU LoRE | Non-Red Flag Warning - Destructive Fires | Vegetation Contact | Aggregated | 2056 | 1.7263e-06 | 279.2931 | 0.00048214 | 2056 | Mitigation | 0.95 | 45 | 0 | esc | 0.00097009 | 1.6746e-09 | 0.00097009 | 1.6746e-09 | 0.0027816 | 2.5116e-10 | 0.013543 | 1.1005e-11
[120 empty] | 7.3.3.17.5 (Remote Grid) Updates to grid topology to minimize risk of ignition in HFTDs Remote GridWLDFRVegetation ContactAggregated | WLDFR | HFTD - Distribution - Tier 3 - 2QU CoRE ¦ 3QU LoRE | Non-Red Flag Warning - Destructive Fires | Vegetation Contact | Aggregated | 2057 | 1.7263e-06 | 279.2931 | 0.00048214 | 2057 | Mitigation | 0.95 | 45 | 0 | esc | 0.00097009 | 1.6746e-09 | 0.00097009 | 1.6746e-09 | 0.0027816 | 2.5116e-10 | 0.013543 | 1.1005e-11
[120 empty] | 7.3.3.17.5 (Remote Grid) Updates to grid topology to minimize risk of ignition in HFTDs Remote GridWLDFRVegetation ContactAggregated | WLDFR | HFTD - Distribution - Tier 3 - 2QU CoRE ¦ 3QU LoRE | Non-Red Flag Warning - Destructive Fires | Vegetation Contact | Aggregated | 2058 | 1.7263e-06 | 279.2931 | 0.00048214 | 2058 | Mitigation | 0.95 | 45 | 0 | esc | 0.00097009 | 1.6746e-09 | 0.00097009 | 1.6746e-09 | 0.0027816 | 2.5116e-10 | 0.013543 | 1.1005e-11
[120 empty] | 7.3.3.17.5 (Remote Grid) Updates to grid topology to minimize risk of ignition in HFTDs Remote GridWLDFRVegetation ContactAggregated | WLDFR | HFTD - Distribution - Tier 3 - 2QU CoRE ¦ 3QU LoRE | Non-Red Flag Warning - Destructive Fires | Vegetation Contact | Aggregated | 2059 | 1.7263e-06 | 279.2931 | 0.00048214 | 2059 | Mitigation | 0.95 | 45 | 0 | esc | 0.00097009 | 1.6746e-09 | 0.00097009 | 1.6746e-09 | 0.0027816 | 2.5116e-10 | 0.013543 | 1.1005e-11
[120 empty] | 7.3.3.17.5 (Remote Grid) Updates to grid topology to minimize risk of ignition in HFTDs Remote GridWLDFRVegetation ContactAggregated | WLDFR | HFTD - Distribution - Tier 3 - 2QU CoRE ¦ 3QU LoRE | Non-Red Flag Warning - Destructive Fires | Vegetation Contact | Aggregated | 2060 | 1.7263e-06 | 279.2931 | 0.00048214 | 2060 | Mitigation | 0.95 | 45 | 0 | esc | 0.00097009 | 1.6746e-09 | 0.00097009 | 1.6746e-09 | 0.0027816 | 2.5116e-10 | 0.013543 | 1.1005e-11
[120 empty] | 7.3.3.17.5 (Remote Grid) Updates to grid topology to minimize risk of ignition in HFTDs Remote GridWLDFRVegetation ContactAggregated | WLDFR | HFTD - Distribution - Tier 3 - 2QU CoRE ¦ 3QU LoRE | Non-Red Flag Warning - Destructive Fires | Vegetation Contact | Aggregated | 2061 | 1.7263e-06 | 279.2931 | 0.00048214 | 2061 | Mitigation | 0.95 | 45 | 0 | esc | 0.00097009 | 1.6746e-09 | 0.00097009 | 1.6746e-09 | 0.0027816 | 2.5116e-10 | 0.013543 | 1.1005e-11
[120 empty] | 7.3.3.17.5 (Remote Grid) Updates to grid topology to minimize risk of ignition in HFTDs Remote GridWLDFRVegetation ContactAggregated | WLDFR | HFTD - Distribution - Tier 3 - 2QU CoRE ¦ 3QU LoRE | Non-Red Flag Warning - Destructive Fires | Vegetation Contact | Aggregated | 2062 | 1.7263e-06 | 279.2931 | 0.00048214 | 2062 | Mitigation | 0.95 | 45 | 0 | esc | 0.00097009 | 1.6746e-09 | 0.00097009 | 1.6746e-09 | 0.0027816 | 2.5116e-10 | 0.013543 | 1.1005e-11
[120 empty] | 7.3.3.17.5 (Remote Grid) Updates to grid topology to minimize risk of ignition in HFTDs Remote GridWLDFRVegetation ContactAggregated | WLDFR | HFTD - Distribution - Tier 3 - 2QU CoRE ¦ 3QU LoRE | Non-Red Flag Warning - Destructive Fires | Vegetation Contact | Aggregated | 2063 | 1.7263e-06 | 279.2931 | 0.00048214 | 2063 | Mitigation | 0.95 | 45 | 0 | esc | 0.00097009 | 1.6746e-09 | 0.00097009 | 1.6746e-09 | 0.0027816 | 2.5116e-10 | 0.013543 | 1.1005e-11
[120 empty] | 7.3.3.17.5 (Remote Grid) Updates to grid topology to minimize risk of ignition in HFTDs Remote GridWLDFRVegetation ContactAggregated | WLDFR | HFTD - Distribution - Tier 3 - 2QU CoRE ¦ 3QU LoRE | Non-Red Flag Warning - Destructive Fires | Vegetation Contact | Aggregated | 2064 | 1.7263e-06 | 279.2931 | 0.00048214 | 2064 | Mitigation | 0.95 | 45 | 0 | esc | 0.00097009 | 1.6746e-09 | 0.00097009 | 1.6746e-09 | 0.0027816 | 2.5116e-10 | 0.013543 | 1.1005e-11
[120 empty] | 7.3.3.17.5 (Remote Grid) Updates to grid topology to minimize risk of ignition in HFTDs Remote GridWLDFRVegetation ContactAggregated | WLDFR | HFTD - Distribution - Tier 3 - 2QU CoRE ¦ 3QU LoRE | Non-Red Flag Warning - Destructive Fires | Vegetation Contact | Aggregated | 2065 | 1.7263e-06 | 279.2931 | 0.00048214 | 2065 | Mitigation | 0.95 | 45 | 0 | esc | 0.00097009 | 1.6746e-09 | 0.00097009 | 1.6746e-09 | 0.0027816 | 2.5116e-10 | 0.013543 | 1.1005e-11
[120 empty] | 7.3.3.17.5 (Remote Grid) Updates to grid topology to minimize risk of ignition in HFTDs Remote GridWLDFRVegetation ContactAggregated | WLDFR | HFTD - Distribution - Tier 3 - 2QU CoRE ¦ 3QU LoRE | Non-Red Flag Warning - Destructive Fires | Vegetation Contact | Aggregated | 2066 | 1.7263e-06 | 279.2931 | 0.00048214 | 2066 | Mitigation | 0.95 | 45 | 0 | esc | 0.00097009 | 1.6746e-09 | 0.00097009 | 1.6746e-09 | 0.0027816 | 2.5116e-10 | 0.013543 | 1.1005e-11
[120 empty] | 7.3.3.17.5 (Remote Grid) Updates to grid topology to minimize risk of ignition in HFTDs Remote GridWLDFRVegetation ContactAggregated | WLDFR | HFTD - Distribution - Tier 3 - 2QU CoRE ¦ 3QU LoRE | Non-Red Flag Warning - Destructive Fires | Vegetation Contact | Aggregated | 2067 | 1.7263e-06 | 279.2931 | 0.00048214 | 2067 | Mitigation | 0.95 | 45 | 0 | esc | 0 | 0 | 0.00097009 | 1.6746e-09 | 0.0027816 | 2.5116e-10 | 0.013543 | 1.1005e-11
[120 empty] | 7.3.3.17.5 (Remote Grid) Updates to grid topology to minimize risk of ignition in HFTDs Remote GridWLDFRWire-to-wire contactAggregated | WLDFR | HFTD - Distribution - Tier 3 - 2QU CoRE ¦ 3QU LoRE | Non-Red Flag Warning - Destructive Fires | Wire-to-wire contact | Aggregated | 2022 | 6.2229e-07 | 279.2931 | 0.0001738 | 2022 | Mitigation | 0.95 | 45 | 0 | esc | 0.00097009 | 6.0367e-10 | 0 | 0 | 0.0027816 | 2.5116e-10 | 0.013543 | 1.1005e-11
[120 empty] | 7.3.3.17.5 (Remote Grid) Updates to grid topology to minimize risk of ignition in HFTDs Remote GridWLDFRWire-to-wire contactAggregated | WLDFR | HFTD - Distribution - Tier 3 - 2QU CoRE ¦ 3QU LoRE | Non-Red Flag Warning - Destructive Fires | Wire-to-wire contact | Aggregated | 2023 | 6.2229e-07 | 279.2931 | 0.0001738 | 2023 | Mitigation | 0.95 | 45 | 0 | esc | 0.00097009 | 6.0367e-10 | 0.00097009 | 6.0367e-10 | 0.0027816 | 2.5116e-10 | 0.013543 | 1.1005e-11
[120 empty] | 7.3.3.17.5 (Remote Grid) Updates to grid topology to minimize risk of ignition in HFTDs Remote GridWLDFRWire-to-wire contactAggregated | WLDFR | HFTD - Distribution - Tier 3 - 2QU CoRE ¦ 3QU LoRE | Non-Red Flag Warning - Destructive Fires | Wire-to-wire contact | Aggregated | 2024 | 6.2229e-07 | 279.2931 | 0.0001738 | 2024 | Mitigation | 0.95 | 45 | 0 | esc | 0.00097009 | 6.0367e-10 | 0.00097009 | 6.0367e-10 | 0.0027816 | 2.5116e-10 | 0 | 0
[120 empty] | 7.3.3.17.5 (Remote Grid) Updates to grid topology to minimize risk of ignition in HFTDs Remote GridWLDFRWire-to-wire contactAggregated | WLDFR | HFTD - Distribution - Tier 3 - 2QU CoRE ¦ 3QU LoRE | Non-Red Flag Warning - Destructive Fires | Wire-to-wire contact | Aggregated | 2025 | 6.2229e-07 | 279.2931 | 0.0001738 | 2025 | Mitigation | 0.95 | 45 | 0 | esc | 0.00097009 | 6.0367e-10 | 0.00097009 | 6.0367e-10 | 0.0027816 | 2.5116e-10 | 0 | 0
[120 empty] | 7.3.3.17.5 (Remote Grid) Updates to grid topology to minimize risk of ignition in HFTDs Remote GridWLDFRWire-to-wire contactAggregated | WLDFR | HFTD - Distribution - Tier 3 - 2QU CoRE ¦ 3QU LoRE | Non-Red Flag Warning - Destructive Fires | Wire-to-wire contact | Aggregated | 2026 | 6.2229e-07 | 279.2931 | 0.0001738 | 2026 | Mitigation | 0.95 | 45 | 0 | esc | 0.00097009 | 6.0367e-10 | 0.00097009 | 6.0367e-10 | 0 | 0 | 0.0013359 | 6.8228e-12
[120 empty] | 7.3.3.17.5 (Remote Grid) Updates to grid topology to minimize risk of ignition in HFTDs Remote GridWLDFRWire-to-wire contactAggregated | WLDFR | HFTD - Distribution - Tier 3 - 2QU CoRE ¦ 3QU LoRE | Non-Red Flag Warning - Destructive Fires | Wire-to-wire contact | Aggregated | 2027 | 6.2229e-07 | 279.2931 | 0.0001738 | 2027 | Mitigation | 0.95 | 45 | 0 | esc | 0.00097009 | 6.0367e-10 | 0.00097009 | 6.0367e-10 | 0.0027816 | 3.9758e-12 | 0.0013359 | 6.8228e-12
[120 empty] | 7.3.3.17.5 (Remote Grid) Updates to grid topology to minimize risk of ignition in HFTDs Remote GridWLDFRWire-to-wire contactAggregated | WLDFR | HFTD - Distribution - Tier 3 - 2QU CoRE ¦ 3QU LoRE | Non-Red Flag Warning - Destructive Fires | Wire-to-wire contact | Aggregated | 2028 | 6.2229e-07 | 279.2931 | 0.0001738 | 2028 | Mitigation | 0.95 | 45 | 0 | esc | 0.00097009 | 6.0367e-10 | 0.00097009 | 6.0367e-10 | 0.0027816 | 3.9758e-12 | 0.0013359 | 6.8228e-12
[120 empty] | 7.3.3.17.5 (Remote Grid) Updates to grid topology to minimize risk of ignition in HFTDs Remote GridWLDFRWire-to-wire contactAggregated | WLDFR | HFTD - Distribution - Tier 3 - 2QU CoRE ¦ 3QU LoRE | Non-Red Flag Warning - Destructive Fires | Wire-to-wire contact | Aggregated | 2029 | 6.2229e-07 | 279.2931 | 0.0001738 | 2029 | Mitigation | 0.95 | 45 | 0 | esc | 0.00097009 | 6.0367e-10 | 0.00097009 | 6.0367e-10 | 0.0027816 | 3.9758e-12 | 0.0013359 | 6.8228e-12
[120 empty] | 7.3.3.17.5 (Remote Grid) Updates to grid topology to minimize risk of ignition in HFTDs Remote GridWLDFRWire-to-wire contactAggregated | WLDFR | HFTD - Distribution - Tier 3 - 2QU CoRE ¦ 3QU LoRE | Non-Red Flag Warning - Destructive Fires | Wire-to-wire contact | Aggregated | 2030 | 6.2229e-07 | 279.2931 | 0.0001738 | 2030 | Mitigation | 0.95 | 45 | 0 | esc | 0.00097009 | 6.0367e-10 | 0.00097009 | 6.0367e-10 | 0.0027816 | 3.9758e-12 | 0.0013359 | 6.8228e-12
[120 empty] | 7.3.3.17.5 (Remote Grid) Updates to grid topology to minimize risk of ignition in HFTDs Remote GridWLDFRWire-to-wire contactAggregated | WLDFR | HFTD - Distribution - Tier 3 - 2QU CoRE ¦ 3QU LoRE | Non-Red Flag Warning - Destructive Fires | Wire-to-wire contact | Aggregated | 2031 | 6.2229e-07 | 279.2931 | 0.0001738 | 2031 | Mitigation | 0.95 | 45 | 0 | esc | 0.00097009 | 6.0367e-10 | 0.00097009 | 6.0367e-10 | 0.0027816 | 3.9758e-12 | 0.0013359 | 6.8228e-12
[120 empty] | 7.3.3.17.5 (Remote Grid) Updates to grid topology to minimize risk of ignition in HFTDs Remote GridWLDFRWire-to-wire contactAggregated | WLDFR | HFTD - Distribution - Tier 3 - 2QU CoRE ¦ 3QU LoRE | Non-Red Flag Warning - Destructive Fires | Wire-to-wire contact | Aggregated | 2032 | 6.2229e-07 | 279.2931 | 0.0001738 | 2032 | Mitigation | 0.95 | 45 | 0 | esc | 0.00097009 | 6.0367e-10 | 0.00097009 | 6.0367e-10 | 0.0027816 | 3.9758e-12 | 0.0013359 | 6.8228e-12
[120 empty] | 7.3.3.17.5 (Remote Grid) Updates to grid topology to minimize risk of ignition in HFTDs Remote GridWLDFRWire-to-wire contactAggregated | WLDFR | HFTD - Distribution - Tier 3 - 2QU CoRE ¦ 3QU LoRE | Non-Red Flag Warning - Destructive Fires | Wire-to-wire contact | Aggregated | 2033 | 6.2229e-07 | 279.2931 | 0.0001738 | 2033 | Mitigation | 0.95 | 45 | 0 | esc | 0.00097009 | 6.0367e-10 | 0.00097009 | 6.0367e-10 | 0.0027816 | 3.9758e-12 | 0.0013359 | 6.8228e-12
[120 empty] | 7.3.3.17.5 (Remote Grid) Updates to grid topology to minimize risk of ignition in HFTDs Remote GridWLDFRWire-to-wire contactAggregated | WLDFR | HFTD - Distribution - Tier 3 - 2QU CoRE ¦ 3QU LoRE | Non-Red Flag Warning - Destructive Fires | Wire-to-wire contact | Aggregated | 2034 | 6.2229e-07 | 279.2931 | 0.0001738 | 2034 | Mitigation | 0.95 | 45 | 0 | esc | 0.00097009 | 6.0367e-10 | 0.00097009 | 6.0367e-10 | 0.0027816 | 3.9758e-12 | 0.0013359 | 6.8228e-12
[120 empty] | 7.3.3.17.5 (Remote Grid) Updates to grid topology to minimize risk of ignition in HFTDs Remote GridWLDFRWire-to-wire contactAggregated | WLDFR | HFTD - Distribution - Tier 3 - 2QU CoRE ¦ 3QU LoRE | Non-Red Flag Warning - Destructive Fires | Wire-to-wire contact | Aggregated | 2035 | 6.2229e-07 | 279.2931 | 0.0001738 | 2035 | Mitigation | 0.95 | 45 | 0 | esc | 0.00097009 | 6.0367e-10 | 0.00097009 | 6.0367e-10 | 0.0027816 | 3.9758e-12 | 0.0013359 | 6.8228e-12
[120 empty] | 7.3.3.17.5 (Remote Grid) Updates to grid topology to minimize risk of ignition in HFTDs Remote GridWLDFRWire-to-wire contactAggregated | WLDFR | HFTD - Distribution - Tier 3 - 2QU CoRE ¦ 3QU LoRE | Non-Red Flag Warning - Destructive Fires | Wire-to-wire contact | Aggregated | 2036 | 6.2229e-07 | 279.2931 | 0.0001738 | 2036 | Mitigation | 0.95 | 45 | 0 | esc | 0.00097009 | 6.0367e-10 | 0.00097009 | 6.0367e-10 | 0.0027816 | 3.9758e-12 | 0.0013359 | 6.8228e-12
[120 empty] | 7.3.3.17.5 (Remote Grid) Updates to grid topology to minimize risk of ignition in HFTDs Remote GridWLDFRWire-to-wire contactAggregated | WLDFR | HFTD - Distribution - Tier 3 - 2QU CoRE ¦ 3QU LoRE | Non-Red Flag Warning - Destructive Fires | Wire-to-wire contact | Aggregated | 2037 | 6.2229e-07 | 279.2931 | 0.0001738 | 2037 | Mitigation | 0.95 | 45 | 0 | esc | 0.00097009 | 6.0367e-10 | 0.00097009 | 6.0367e-10 | 0.0027816 | 3.9758e-12 | 0.0013359 | 6.8228e-12
[120 empty] | 7.3.3.17.5 (Remote Grid) Updates to grid topology to minimize risk of ignition in HFTDs Remote GridWLDFRWire-to-wire contactAggregated | WLDFR | HFTD - Distribution - Tier 3 - 2QU CoRE ¦ 3QU LoRE | Non-Red Flag Warning - Destructive Fires | Wire-to-wire contact | Aggregated | 2038 | 6.2229e-07 | 279.2931 | 0.0001738 | 2038 | Mitigation | 0.95 | 45 | 0 | esc | 0.00097009 | 6.0367e-10 | 0.00097009 | 6.0367e-10 | 0.0027816 | 3.9758e-12 | 0.0013359 | 6.8228e-12
[120 empty] | 7.3.3.17.5 (Remote Grid) Updates to grid topology to minimize risk of ignition in HFTDs Remote GridWLDFRWire-to-wire contactAggregated | WLDFR | HFTD - Distribution - Tier 3 - 2QU CoRE ¦ 3QU LoRE | Non-Red Flag Warning - Destructive Fires | Wire-to-wire contact | Aggregated | 2039 | 6.2229e-07 | 279.2931 | 0.0001738 | 2039 | Mitigation | 0.95 | 45 | 0 | esc | 0.00097009 | 6.0367e-10 | 0.00097009 | 6.0367e-10 | 0.0027816 | 3.9758e-12 | 0.0013359 | 6.8228e-12
[120 empty] | 7.3.3.17.5 (Remote Grid) Updates to grid topology to minimize risk of ignition in HFTDs Remote GridWLDFRWire-to-wire contactAggregated | WLDFR | HFTD - Distribution - Tier 3 - 2QU CoRE ¦ 3QU LoRE | Non-Red Flag Warning - Destructive Fires | Wire-to-wire contact | Aggregated | 2040 | 6.2229e-07 | 279.2931 | 0.0001738 | 2040 | Mitigation | 0.95 | 45 | 0 | esc | 0.00097009 | 6.0367e-10 | 0.00097009 | 6.0367e-10 | 0.0027816 | 3.9758e-12 | 0.0013359 | 6.8228e-12
[120 empty] | 7.3.3.17.5 (Remote Grid) Updates to grid topology to minimize risk of ignition in HFTDs Remote GridWLDFRWire-to-wire contactAggregated | WLDFR | HFTD - Distribution - Tier 3 - 2QU CoRE ¦ 3QU LoRE | Non-Red Flag Warning - Destructive Fires | Wire-to-wire contact | Aggregated | 2041 | 6.2229e-07 | 279.2931 | 0.0001738 | 2041 | Mitigation | 0.95 | 45 | 0 | esc | 0.00097009 | 6.0367e-10 | 0.00097009 | 6.0367e-10 | 0.0027816 | 3.9758e-12 | 0.0013359 | 6.8228e-12
[120 empty] | 7.3.3.17.5 (Remote Grid) Updates to grid topology to minimize risk of ignition in HFTDs Remote GridWLDFRWire-to-wire contactAggregated | WLDFR | HFTD - Distribution - Tier 3 - 2QU CoRE ¦ 3QU LoRE | Non-Red Flag Warning - Destructive Fires | Wire-to-wire contact | Aggregated | 2042 | 6.2229e-07 | 279.2931 | 0.0001738 | 2042 | Mitigation | 0.95 | 45 | 0 | esc | 0.00097009 | 6.0367e-10 | 0.00097009 | 6.0367e-10 | 0.0027816 | 3.9758e-12 | 0.0013359 | 6.8228e-12
[120 empty] | 7.3.3.17.5 (Remote Grid) Updates to grid topology to minimize risk of ignition in HFTDs Remote GridWLDFRWire-to-wire contactAggregated | WLDFR | HFTD - Distribution - Tier 3 - 2QU CoRE ¦ 3QU LoRE | Non-Red Flag Warning - Destructive Fires | Wire-to-wire contact | Aggregated | 2043 | 6.2229e-07 | 279.2931 | 0.0001738 | 2043 | Mitigation | 0.95 | 45 | 0 | esc | 0.00097009 | 6.0367e-10 | 0.00097009 | 6.0367e-10 | 0.0027816 | 3.9758e-12 | 0.0013359 | 6.8228e-12
[120 empty] | 7.3.3.17.5 (Remote Grid) Updates to grid topology to minimize risk of ignition in HFTDs Remote GridWLDFRWire-to-wire contactAggregated | WLDFR | HFTD - Distribution - Tier 3 - 2QU CoRE ¦ 3QU LoRE | Non-Red Flag Warning - Destructive Fires | Wire-to-wire contact | Aggregated | 2044 | 6.2229e-07 | 279.2931 | 0.0001738 | 2044 | Mitigation | 0.95 | 45 | 0 | esc | 0.00097009 | 6.0367e-10 | 0.00097009 | 6.0367e-10 | 0.0027816 | 3.9758e-12 | 0.0013359 | 6.8228e-12
[120 empty] | 7.3.3.17.5 (Remote Grid) Updates to grid topology to minimize risk of ignition in HFTDs Remote GridWLDFRWire-to-wire contactAggregated | WLDFR | HFTD - Distribution - Tier 3 - 2QU CoRE ¦ 3QU LoRE | Non-Red Flag Warning - Destructive Fires | Wire-to-wire contact | Aggregated | 2045 | 6.2229e-07 | 279.2931 | 0.0001738 | 2045 | Mitigation | 0.95 | 45 | 0 | esc | 0.00097009 | 6.0367e-10 | 0.00097009 | 6.0367e-10 | 0.0027816 | 3.9758e-12 | 0.0013359 | 6.8228e-12
[120 empty] | 7.3.3.17.5 (Remote Grid) Updates to grid topology to minimize risk of ignition in HFTDs Remote GridWLDFRWire-to-wire contactAggregated | WLDFR | HFTD - Distribution - Tier 3 - 2QU CoRE ¦ 3QU LoRE | Non-Red Flag Warning - Destructive Fires | Wire-to-wire contact | Aggregated | 2046 | 6.2229e-07 | 279.2931 | 0.0001738 | 2046 | Mitigation | 0.95 | 45 | 0 | esc | 0.00097009 | 6.0367e-10 | 0.00097009 | 6.0367e-10 | 0.0027816 | 3.9758e-12 | 0.0013359 | 6.8228e-12
[120 empty] | 7.3.3.17.5 (Remote Grid) Updates to grid topology to minimize risk of ignition in HFTDs Remote GridWLDFRWire-to-wire contactAggregated | WLDFR | HFTD - Distribution - Tier 3 - 2QU CoRE ¦ 3QU LoRE | Non-Red Flag Warning - Destructive Fires | Wire-to-wire contact | Aggregated | 2047 | 6.2229e-07 | 279.2931 | 0.0001738 | 2047 | Mitigation | 0.95 | 45 | 0 | esc | 0.00097009 | 6.0367e-10 | 0.00097009 | 6.0367e-10 | 0.0027816 | 3.9758e-12 | 0.0013359 | 6.8228e-12
[120 empty] | 7.3.3.17.5 (Remote Grid) Updates to grid topology to minimize risk of ignition in HFTDs Remote GridWLDFRWire-to-wire contactAggregated | WLDFR | HFTD - Distribution - Tier 3 - 2QU CoRE ¦ 3QU LoRE | Non-Red Flag Warning - Destructive Fires | Wire-to-wire contact | Aggregated | 2048 | 6.2229e-07 | 279.2931 | 0.0001738 | 2048 | Mitigation | 0.95 | 45 | 0 | esc | 0.00097009 | 6.0367e-10 | 0.00097009 | 6.0367e-10 | 0.0027816 | 3.9758e-12 | 0.0013359 | 6.8228e-12
[120 empty] | 7.3.3.17.5 (Remote Grid) Updates to grid topology to minimize risk of ignition in HFTDs Remote GridWLDFRWire-to-wire contactAggregated | WLDFR | HFTD - Distribution - Tier 3 - 2QU CoRE ¦ 3QU LoRE | Non-Red Flag Warning - Destructive Fires | Wire-to-wire contact | Aggregated | 2049 | 6.2229e-07 | 279.2931 | 0.0001738 | 2049 | Mitigation | 0.95 | 45 | 0 | esc | 0.00097009 | 6.0367e-10 | 0.00097009 | 6.0367e-10 | 0.0027816 | 3.9758e-12 | 0.0013359 | 6.8228e-12
[120 empty] | 7.3.3.17.5 (Remote Grid) Updates to grid topology to minimize risk of ignition in HFTDs Remote GridWLDFRWire-to-wire contactAggregated | WLDFR | HFTD - Distribution - Tier 3 - 2QU CoRE ¦ 3QU LoRE | Non-Red Flag Warning - Destructive Fires | Wire-to-wire contact | Aggregated | 2050 | 6.2229e-07 | 279.2931 | 0.0001738 | 2050 | Mitigation | 0.95 | 45 | 0 | esc | 0.00097009 | 6.0367e-10 | 0.00097009 | 6.0367e-10 | 0.0027816 | 3.9758e-12 | 0.0013359 | 6.8228e-12
[120 empty] | 7.3.3.17.5 (Remote Grid) Updates to grid topology to minimize risk of ignition in HFTDs Remote GridWLDFRWire-to-wire contactAggregated | WLDFR | HFTD - Distribution - Tier 3 - 2QU CoRE ¦ 3QU LoRE | Non-Red Flag Warning - Destructive Fires | Wire-to-wire contact | Aggregated | 2051 | 6.2229e-07 | 279.2931 | 0.0001738 | 2051 | Mitigation | 0.95 | 45 | 0 | esc | 0.00097009 | 6.0367e-10 | 0.00097009 | 6.0367e-10 | 0.0027816 | 3.9758e-12 | 0.0013359 | 6.8228e-12
[120 empty] | 7.3.3.17.5 (Remote Grid) Updates to grid topology to minimize risk of ignition in HFTDs Remote GridWLDFRWire-to-wire contactAggregated | WLDFR | HFTD - Distribution - Tier 3 - 2QU CoRE ¦ 3QU LoRE | Non-Red Flag Warning - Destructive Fires | Wire-to-wire contact | Aggregated | 2052 | 6.2229e-07 | 279.2931 | 0.0001738 | 2052 | Mitigation | 0.95 | 45 | 0 | esc | 0.00097009 | 6.0367e-10 | 0.00097009 | 6.0367e-10 | 0.0027816 | 3.9758e-12 | 0.0013359 | 6.8228e-12
[120 empty] | 7.3.3.17.5 (Remote Grid) Updates to grid topology to minimize risk of ignition in HFTDs Remote GridWLDFRWire-to-wire contactAggregated | WLDFR | HFTD - Distribution - Tier 3 - 2QU CoRE ¦ 3QU LoRE | Non-Red Flag Warning - Destructive Fires | Wire-to-wire contact | Aggregated | 2053 | 6.2229e-07 | 279.2931 | 0.0001738 | 2053 | Mitigation | 0.95 | 45 | 0 | esc | 0.00097009 | 6.0367e-10 | 0.00097009 | 6.0367e-10 | 0.0027816 | 3.9758e-12 | 0.0013359 | 6.8228e-12
[120 empty] | 7.3.3.17.5 (Remote Grid) Updates to grid topology to minimize risk of ignition in HFTDs Remote GridWLDFRWire-to-wire contactAggregated | WLDFR | HFTD - Distribution - Tier 3 - 2QU CoRE ¦ 3QU LoRE | Non-Red Flag Warning - Destructive Fires | Wire-to-wire contact | Aggregated | 2054 | 6.2229e-07 | 279.2931 | 0.0001738 | 2054 | Mitigation | 0.95 | 45 | 0 | esc | 0.00097009 | 6.0367e-10 | 0.00097009 | 6.0367e-10 | 0.0027816 | 3.9758e-12 | 0.0013359 | 6.8228e-12
[120 empty] | 7.3.3.17.5 (Remote Grid) Updates to grid topology to minimize risk of ignition in HFTDs Remote GridWLDFRWire-to-wire contactAggregated | WLDFR | HFTD - Distribution - Tier 3 - 2QU CoRE ¦ 3QU LoRE | Non-Red Flag Warning - Destructive Fires | Wire-to-wire contact | Aggregated | 2055 | 6.2229e-07 | 279.2931 | 0.0001738 | 2055 | Mitigation | 0.95 | 45 | 0 | esc | 0.00097009 | 6.0367e-10 | 0.00097009 | 6.0367e-10 | 0.0027816 | 3.9758e-12 | 0.0013359 | 6.8228e-12
[120 empty] | 7.3.3.17.5 (Remote Grid) Updates to grid topology to minimize risk of ignition in HFTDs Remote GridWLDFRWire-to-wire contactAggregated | WLDFR | HFTD - Distribution - Tier 3 - 2QU CoRE ¦ 3QU LoRE | Non-Red Flag Warning - Destructive Fires | Wire-to-wire contact | Aggregated | 2056 | 6.2229e-07 | 279.2931 | 0.0001738 | 2056 | Mitigation | 0.95 | 45 | 0 | esc | 0.00097009 | 6.0367e-10 | 0.00097009 | 6.0367e-10 | 0.0027816 | 3.9758e-12 | 0 | 0
[120 empty] | 7.3.3.17.5 (Remote Grid) Updates to grid topology to minimize risk of ignition in HFTDs Remote GridWLDFRWire-to-wire contactAggregated | WLDFR | HFTD - Distribution - Tier 3 - 2QU CoRE ¦ 3QU LoRE | Non-Red Flag Warning - Destructive Fires | Wire-to-wire contact | Aggregated | 2057 | 6.2229e-07 | 279.2931 | 0.0001738 | 2057 | Mitigation | 0.95 | 45 | 0 | esc | 0.00097009 | 6.0367e-10 | 0.00097009 | 6.0367e-10 | 0.0027816 | 3.9758e-12 | 0 | 0
[120 empty] | 7.3.3.17.5 (Remote Grid) Updates to grid topology to minimize risk of ignition in HFTDs Remote GridWLDFRWire-to-wire contactAggregated | WLDFR | HFTD - Distribution - Tier 3 - 2QU CoRE ¦ 3QU LoRE | Non-Red Flag Warning - Destructive Fires | Wire-to-wire contact | Aggregated | 2058 | 6.2229e-07 | 279.2931 | 0.0001738 | 2058 | Mitigation | 0.95 | 45 | 0 | esc | 0.00097009 | 6.0367e-10 | 0.00097009 | 6.0367e-10 | 0.0027816 | 3.9758e-12 | 0.0093813 | 4.6467e-10
[120 empty] | 7.3.3.17.5 (Remote Grid) Updates to grid topology to minimize risk of ignition in HFTDs Remote GridWLDFRWire-to-wire contactAggregated | WLDFR | HFTD - Distribution - Tier 3 - 2QU CoRE ¦ 3QU LoRE | Non-Red Flag Warning - Destructive Fires | Wire-to-wire contact | Aggregated | 2059 | 6.2229e-07 | 279.2931 | 0.0001738 | 2059 | Mitigation | 0.95 | 45 | 0 | esc | 0.00097009 | 6.0367e-10 | 0.00097009 | 6.0367e-10 | 0.0027816 | 3.9758e-12 | 0.0093813 | 4.6467e-10
[120 empty] | 7.3.3.17.5 (Remote Grid) Updates to grid topology to minimize risk of ignition in HFTDs Remote GridWLDFRWire-to-wire contactAggregated | WLDFR | HFTD - Distribution - Tier 3 - 2QU CoRE ¦ 3QU LoRE | Non-Red Flag Warning - Destructive Fires | Wire-to-wire contact | Aggregated | 2060 | 6.2229e-07 | 279.2931 | 0.0001738 | 2060 | Mitigation | 0.95 | 45 | 0 | esc | 0.00097009 | 6.0367e-10 | 0.00097009 | 6.0367e-10 | 0.0027816 | 3.9758e-12 | 0.0093813 | 4.6467e-10
[120 empty] | 7.3.3.17.5 (Remote Grid) Updates to grid topology to minimize risk of ignition in HFTDs Remote GridWLDFRWire-to-wire contactAggregated | WLDFR | HFTD - Distribution - Tier 3 - 2QU CoRE ¦ 3QU LoRE | Non-Red Flag Warning - Destructive Fires | Wire-to-wire contact | Aggregated | 2061 | 6.2229e-07 | 279.2931 | 0.0001738 | 2061 | Mitigation | 0.95 | 45 | 0 | esc | 0.00097009 | 6.0367e-10 | 0.00097009 | 6.0367e-10 | 0.0027816 | 3.9758e-12 | 0.0093813 | 4.6467e-10
[120 empty] | 7.3.3.17.5 (Remote Grid) Updates to grid topology to minimize risk of ignition in HFTDs Remote GridWLDFRWire-to-wire contactAggregated | WLDFR | HFTD - Distribution - Tier 3 - 2QU CoRE ¦ 3QU LoRE | Non-Red Flag Warning - Destructive Fires | Wire-to-wire contact | Aggregated | 2062 | 6.2229e-07 | 279.2931 | 0.0001738 | 2062 | Mitigation | 0.95 | 45 | 0 | esc | 0.00097009 | 6.0367e-10 | 0.00097009 | 6.0367e-10 | 0.0027816 | 3.9758e-12 | 0.0093813 | 4.6467e-10
[120 empty] | 7.3.3.17.5 (Remote Grid) Updates to grid topology to minimize risk of ignition in HFTDs Remote GridWLDFRWire-to-wire contactAggregated | WLDFR | HFTD - Distribution - Tier 3 - 2QU CoRE ¦ 3QU LoRE | Non-Red Flag Warning - Destructive Fires | Wire-to-wire contact | Aggregated | 2063 | 6.2229e-07 | 279.2931 | 0.0001738 | 2063 | Mitigation | 0.95 | 45 | 0 | esc | 0.00097009 | 6.0367e-10 | 0.00097009 | 6.0367e-10 | 0.0027816 | 3.9758e-12 | 0.0093813 | 4.6467e-10
[120 empty] | 7.3.3.17.5 (Remote Grid) Updates to grid topology to minimize risk of ignition in HFTDs Remote GridWLDFRWire-to-wire contactAggregated | WLDFR | HFTD - Distribution - Tier 3 - 2QU CoRE ¦ 3QU LoRE | Non-Red Flag Warning - Destructive Fires | Wire-to-wire contact | Aggregated | 2064 | 6.2229e-07 | 279.2931 | 0.0001738 | 2064 | Mitigation | 0.95 | 45 | 0 | esc | 0.00097009 | 6.0367e-10 | 0.00097009 | 6.0367e-10 | 0.0027816 | 3.9758e-12 | 0.0093813 | 4.6467e-10
[120 empty] | 7.3.3.17.5 (Remote Grid) Updates to grid topology to minimize risk of ignition in HFTDs Remote GridWLDFRWire-to-wire contactAggregated | WLDFR | HFTD - Distribution - Tier 3 - 2QU CoRE ¦ 3QU LoRE | Non-Red Flag Warning - Destructive Fires | Wire-to-wire contact | Aggregated | 2065 | 6.2229e-07 | 279.2931 | 0.0001738 | 2065 | Mitigation | 0.95 | 45 | 0 | esc | 0.00097009 | 6.0367e-10 | 0.00097009 | 6.0367e-10 | 0.0027816 | 3.9758e-12 | 0.0093813 | 4.6467e-10
[120 empty] | 7.3.3.17.5 (Remote Grid) Updates to grid topology to minimize risk of ignition in HFTDs Remote GridWLDFRWire-to-wire contactAggregated | WLDFR | HFTD - Distribution - Tier 3 - 2QU CoRE ¦ 3QU LoRE | Non-Red Flag Warning - Destructive Fires | Wire-to-wire contact | Aggregated | 2066 | 6.2229e-07 | 279.2931 | 0.0001738 | 2066 | Mitigation | 0.95 | 45 | 0 | esc | 0.00097009 | 6.0367e-10 | 0.00097009 | 6.0367e-10 | 0.0027816 | 3.9758e-12 | 0.0093813 | 4.6467e-10
[120 empty] | 7.3.3.17.5 (Remote Grid) Updates to grid topology to minimize risk of ignition in HFTDs Remote GridWLDFRWire-to-wire contactAggregated | WLDFR | HFTD - Distribution - Tier 3 - 2QU CoRE ¦ 3QU LoRE | Non-Red Flag Warning - Destructive Fires | Wire-to-wire contact | Aggregated | 2067 | 6.2229e-07 | 279.2931 | 0.0001738 | 2067 | Mitigation | 0.95 | 45 | 0 | esc | 0 | 0 | 0.00097009 | 6.0367e-10 | 0.0027816 | 3.9758e-12 | 0.0093813 | 4.6467e-10
[120 empty] | 7.3.3.17.5 (Remote Grid) Updates to grid topology to minimize risk of ignition in HFTDs Remote GridWLDFRContact from objectAggregated | WLDFR | HFTD - Distribution - Tier 3 - 2QU CoRE ¦ 3QU LoRE | Non-Red Flag Warning - Large Fires | Contact from object | Aggregated | 2022 | 6.1156e-06 | 279.2931 | 0.001708 | 2022 | Mitigation | 0.95 | 45 | 0 | esc | 0.00097009 | 5.9326e-09 | 0 | 0 | 0.0027816 | 3.9758e-12 | 0.0093813 | 4.6467e-10
[120 empty] | 7.3.3.17.5 (Remote Grid) Updates to grid topology to minimize risk of ignition in HFTDs Remote GridWLDFRContact from objectAggregated | WLDFR | HFTD - Distribution - Tier 3 - 2QU CoRE ¦ 3QU LoRE | Non-Red Flag Warning - Large Fires | Contact from object | Aggregated | 2023 | 6.1156e-06 | 279.2931 | 0.001708 | 2023 | Mitigation | 0.95 | 45 | 0 | esc | 0.00097009 | 5.9326e-09 | 0.00097009 | 5.9326e-09 | 0.0027816 | 3.9758e-12 | 0.0093813 | 4.6467e-10
[120 empty] | 7.3.3.17.5 (Remote Grid) Updates to grid topology to minimize risk of ignition in HFTDs Remote GridWLDFRContact from objectAggregated | WLDFR | HFTD - Distribution - Tier 3 - 2QU CoRE ¦ 3QU LoRE | Non-Red Flag Warning - Large Fires | Contact from object | Aggregated | 2024 | 6.1156e-06 | 279.2931 | 0.001708 | 2024 | Mitigation | 0.95 | 45 | 0 | esc | 0.00097009 | 5.9326e-09 | 0.00097009 | 5.9326e-09 | 0.0027816 | 3.9758e-12 | 0.0093813 | 4.6467e-10
[120 empty] | 7.3.3.17.5 (Remote Grid) Updates to grid topology to minimize risk of ignition in HFTDs Remote GridWLDFRContact from objectAggregated | WLDFR | HFTD - Distribution - Tier 3 - 2QU CoRE ¦ 3QU LoRE | Non-Red Flag Warning - Large Fires | Contact from object | Aggregated | 2025 | 6.1156e-06 | 279.2931 | 0.001708 | 2025 | Mitigation | 0.95 | 45 | 0 | esc | 0.00097009 | 5.9326e-09 | 0.00097009 | 5.9326e-09 | 0.0027816 | 3.9758e-12 | 0.0093813 | 4.6467e-10
[120 empty] | 7.3.3.17.5 (Remote Grid) Updates to grid topology to minimize risk of ignition in HFTDs Remote GridWLDFRContact from objectAggregated | WLDFR | HFTD - Distribution - Tier 3 - 2QU CoRE ¦ 3QU LoRE | Non-Red Flag Warning - Large Fires | Contact from object | Aggregated | 2026 | 6.1156e-06 | 279.2931 | 0.001708 | 2026 | Mitigation | 0.95 | 45 | 0 | esc | 0.00097009 | 5.9326e-09 | 0.00097009 | 5.9326e-09 | 0.0027816 | 3.9758e-12 | 0.0093813 | 4.6467e-10
[120 empty] | 7.3.3.17.5 (Remote Grid) Updates to grid topology to minimize risk of ignition in HFTDs Remote GridWLDFRContact from objectAggregated | WLDFR | HFTD - Distribution - Tier 3 - 2QU CoRE ¦ 3QU LoRE | Non-Red Flag Warning - Large Fires | Contact from object | Aggregated | 2027 | 6.1156e-06 | 279.2931 | 0.001708 | 2027 | Mitigation | 0.95 | 45 | 0 | esc | 0.00097009 | 5.9326e-09 | 0.00097009 | 5.9326e-09 | 0.0027816 | 3.9758e-12 | 0.0093813 | 4.6467e-10
[120 empty] | 7.3.3.17.5 (Remote Grid) Updates to grid topology to minimize risk of ignition in HFTDs Remote GridWLDFRContact from objectAggregated | WLDFR | HFTD - Distribution - Tier 3 - 2QU CoRE ¦ 3QU LoRE | Non-Red Flag Warning - Large Fires | Contact from object | Aggregated | 2028 | 6.1156e-06 | 279.2931 | 0.001708 | 2028 | Mitigation | 0.95 | 45 | 0 | esc | 0.00097009 | 5.9326e-09 | 0.00097009 | 5.9326e-09 | 0.0027816 | 3.9758e-12 | 0.0093813 | 4.6467e-10
[120 empty] | 7.3.3.17.5 (Remote Grid) Updates to grid topology to minimize risk of ignition in HFTDs Remote GridWLDFRContact from objectAggregated | WLDFR | HFTD - Distribution - Tier 3 - 2QU CoRE ¦ 3QU LoRE | Non-Red Flag Warning - Large Fires | Contact from object | Aggregated | 2029 | 6.1156e-06 | 279.2931 | 0.001708 | 2029 | Mitigation | 0.95 | 45 | 0 | esc | 0.00097009 | 5.9326e-09 | 0.00097009 | 5.9326e-09 | 0.0027816 | 3.9758e-12 | 0.0093813 | 4.6467e-10
[120 empty] | 7.3.3.17.5 (Remote Grid) Updates to grid topology to minimize risk of ignition in HFTDs Remote GridWLDFRContact from objectAggregated | WLDFR | HFTD - Distribution - Tier 3 - 2QU CoRE ¦ 3QU LoRE | Non-Red Flag Warning - Large Fires | Contact from object | Aggregated | 2030 | 6.1156e-06 | 279.2931 | 0.001708 | 2030 | Mitigation | 0.95 | 45 | 0 | esc | 0.00097009 | 5.9326e-09 | 0.00097009 | 5.9326e-09 | 0 | 0 | 0.0093813 | 4.6467e-10
[120 empty] | 7.3.3.17.5 (Remote Grid) Updates to grid topology to minimize risk of ignition in HFTDs Remote GridWLDFRContact from objectAggregated | WLDFR | HFTD - Distribution - Tier 3 - 2QU CoRE ¦ 3QU LoRE | Non-Red Flag Warning - Large Fires | Contact from object | Aggregated | 2031 | 6.1156e-06 | 279.2931 | 0.001708 | 2031 | Mitigation | 0.95 | 45 | 0 | esc | 0.00097009 | 5.9326e-09 | 0.00097009 | 5.9326e-09 | 0.0027816 | 9.8193e-12 | 0.0093813 | 4.6467e-10
[120 empty] | 7.3.3.17.5 (Remote Grid) Updates to grid topology to minimize risk of ignition in HFTDs Remote GridWLDFRContact from objectAggregated | WLDFR | HFTD - Distribution - Tier 3 - 2QU CoRE ¦ 3QU LoRE | Non-Red Flag Warning - Large Fires | Contact from object | Aggregated | 2032 | 6.1156e-06 | 279.2931 | 0.001708 | 2032 | Mitigation | 0.95 | 45 | 0 | esc | 0.00097009 | 5.9326e-09 | 0.00097009 | 5.9326e-09 | 0.0027816 | 9.8193e-12 | 0.0093813 | 4.6467e-10
[120 empty] | 7.3.3.17.5 (Remote Grid) Updates to grid topology to minimize risk of ignition in HFTDs Remote GridWLDFRContact from objectAggregated | WLDFR | HFTD - Distribution - Tier 3 - 2QU CoRE ¦ 3QU LoRE | Non-Red Flag Warning - Large Fires | Contact from object | Aggregated | 2033 | 6.1156e-06 | 279.2931 | 0.001708 | 2033 | Mitigation | 0.95 | 45 | 0 | esc | 0.00097009 | 5.9326e-09 | 0.00097009 | 5.9326e-09 | 0.0027816 | 9.8193e-12 | 0.0093813 | 4.6467e-10
[120 empty] | 7.3.3.17.5 (Remote Grid) Updates to grid topology to minimize risk of ignition in HFTDs Remote GridWLDFRContact from objectAggregated | WLDFR | HFTD - Distribution - Tier 3 - 2QU CoRE ¦ 3QU LoRE | Non-Red Flag Warning - Large Fires | Contact from object | Aggregated | 2034 | 6.1156e-06 | 279.2931 | 0.001708 | 2034 | Mitigation | 0.95 | 45 | 0 | esc | 0.00097009 | 5.9326e-09 | 0.00097009 | 5.9326e-09 | 0.0027816 | 9.8193e-12 | 0.0093813 | 4.6467e-10
[120 empty] | 7.3.3.17.5 (Remote Grid) Updates to grid topology to minimize risk of ignition in HFTDs Remote GridWLDFRContact from objectAggregated | WLDFR | HFTD - Distribution - Tier 3 - 2QU CoRE ¦ 3QU LoRE | Non-Red Flag Warning - Large Fires | Contact from object | Aggregated | 2035 | 6.1156e-06 | 279.2931 | 0.001708 | 2035 | Mitigation | 0.95 | 45 | 0 | esc | 0.00097009 | 5.9326e-09 | 0.00097009 | 5.9326e-09 | 0.0027816 | 9.8193e-12 | 0.0093813 | 4.6467e-10
[120 empty] | 7.3.3.17.5 (Remote Grid) Updates to grid topology to minimize risk of ignition in HFTDs Remote GridWLDFRContact from objectAggregated | WLDFR | HFTD - Distribution - Tier 3 - 2QU CoRE ¦ 3QU LoRE | Non-Red Flag Warning - Large Fires | Contact from object | Aggregated | 2036 | 6.1156e-06 | 279.2931 | 0.001708 | 2036 | Mitigation | 0.95 | 45 | 0 | esc | 0.00097009 | 5.9326e-09 | 0.00097009 | 5.9326e-09 | 0.0027816 | 9.8193e-12 | 0.0093813 | 4.6467e-10
[120 empty] | 7.3.3.17.5 (Remote Grid) Updates to grid topology to minimize risk of ignition in HFTDs Remote GridWLDFRContact from objectAggregated | WLDFR | HFTD - Distribution - Tier 3 - 2QU CoRE ¦ 3QU LoRE | Non-Red Flag Warning - Large Fires | Contact from object | Aggregated | 2037 | 6.1156e-06 | 279.2931 | 0.001708 | 2037 | Mitigation | 0.95 | 45 | 0 | esc | 0.00097009 | 5.9326e-09 | 0.00097009 | 5.9326e-09 | 0.0027816 | 9.8193e-12 | 0.0093813 | 4.6467e-10
[120 empty] | 7.3.3.17.5 (Remote Grid) Updates to grid topology to minimize risk of ignition in HFTDs Remote GridWLDFRContact from objectAggregated | WLDFR | HFTD - Distribution - Tier 3 - 2QU CoRE ¦ 3QU LoRE | Non-Red Flag Warning - Large Fires | Contact from object | Aggregated | 2038 | 6.1156e-06 | 279.2931 | 0.001708 | 2038 | Mitigation | 0.95 | 45 | 0 | esc | 0.00097009 | 5.9326e-09 | 0.00097009 | 5.9326e-09 | 0.0027816 | 9.8193e-12 | 0.0093813 | 4.6467e-10
[120 empty] | 7.3.3.17.5 (Remote Grid) Updates to grid topology to minimize risk of ignition in HFTDs Remote GridWLDFRContact from objectAggregated | WLDFR | HFTD - Distribution - Tier 3 - 2QU CoRE ¦ 3QU LoRE | Non-Red Flag Warning - Large Fires | Contact from object | Aggregated | 2039 | 6.1156e-06 | 279.2931 | 0.001708 | 2039 | Mitigation | 0.95 | 45 | 0 | esc | 0.00097009 | 5.9326e-09 | 0.00097009 | 5.9326e-09 | 0.0027816 | 9.8193e-12 | 0.0093813 | 4.6467e-10
[120 empty] | 7.3.3.17.5 (Remote Grid) Updates to grid topology to minimize risk of ignition in HFTDs Remote GridWLDFRContact from objectAggregated | WLDFR | HFTD - Distribution - Tier 3 - 2QU CoRE ¦ 3QU LoRE | Non-Red Flag Warning - Large Fires | Contact from object | Aggregated | 2040 | 6.1156e-06 | 279.2931 | 0.001708 | 2040 | Mitigation | 0.95 | 45 | 0 | esc | 0.00097009 | 5.9326e-09 | 0.00097009 | 5.9326e-09 | 0.0027816 | 9.8193e-12 | 0.0093813 | 4.6467e-10
[120 empty] | 7.3.3.17.5 (Remote Grid) Updates to grid topology to minimize risk of ignition in HFTDs Remote GridWLDFRContact from objectAggregated | WLDFR | HFTD - Distribution - Tier 3 - 2QU CoRE ¦ 3QU LoRE | Non-Red Flag Warning - Large Fires | Contact from object | Aggregated | 2041 | 6.1156e-06 | 279.2931 | 0.001708 | 2041 | Mitigation | 0.95 | 45 | 0 | esc | 0.00097009 | 5.9326e-09 | 0.00097009 | 5.9326e-09 | 0.0027816 | 9.8193e-12 | 0.0093813 | 4.6467e-10
[120 empty] | 7.3.3.17.5 (Remote Grid) Updates to grid topology to minimize risk of ignition in HFTDs Remote GridWLDFRContact from objectAggregated | WLDFR | HFTD - Distribution - Tier 3 - 2QU CoRE ¦ 3QU LoRE | Non-Red Flag Warning - Large Fires | Contact from object | Aggregated | 2042 | 6.1156e-06 | 279.2931 | 0.001708 | 2042 | Mitigation | 0.95 | 45 | 0 | esc | 0.00097009 | 5.9326e-09 | 0.00097009 | 5.9326e-09 | 0.0027816 | 9.8193e-12 | 0 | 0
[120 empty] | 7.3.3.17.5 (Remote Grid) Updates to grid topology to minimize risk of ignition in HFTDs Remote GridWLDFRContact from objectAggregated | WLDFR | HFTD - Distribution - Tier 3 - 2QU CoRE ¦ 3QU LoRE | Non-Red Flag Warning - Large Fires | Contact from object | Aggregated | 2043 | 6.1156e-06 | 279.2931 | 0.001708 | 2043 | Mitigation | 0.95 | 45 | 0 | esc | 0.00097009 | 5.9326e-09 | 0.00097009 | 5.9326e-09 | 0.0027816 | 9.8193e-12 | 0 | 0
[120 empty] | 7.3.3.17.5 (Remote Grid) Updates to grid topology to minimize risk of ignition in HFTDs Remote GridWLDFRContact from objectAggregated | WLDFR | HFTD - Distribution - Tier 3 - 2QU CoRE ¦ 3QU LoRE | Non-Red Flag Warning - Large Fires | Contact from object | Aggregated | 2044 | 6.1156e-06 | 279.2931 | 0.001708 | 2044 | Mitigation | 0.95 | 45 | 0 | esc | 0.00097009 | 5.9326e-09 | 0.00097009 | 5.9326e-09 | 0.0027816 | 9.8193e-12 | 0.014004 | 2.3791e-10
[120 empty] | 7.3.3.17.5 (Remote Grid) Updates to grid topology to minimize risk of ignition in HFTDs Remote GridWLDFRContact from objectAggregated | WLDFR | HFTD - Distribution - Tier 3 - 2QU CoRE ¦ 3QU LoRE | Non-Red Flag Warning - Large Fires | Contact from object | Aggregated | 2045 | 6.1156e-06 | 279.2931 | 0.001708 | 2045 | Mitigation | 0.95 | 45 | 0 | esc | 0.00097009 | 5.9326e-09 | 0.00097009 | 5.9326e-09 | 0.0027816 | 9.8193e-12 | 0.014004 | 2.3791e-10
[120 empty] | 7.3.3.17.5 (Remote Grid) Updates to grid topology to minimize risk of ignition in HFTDs Remote GridWLDFRContact from objectAggregated | WLDFR | HFTD - Distribution - Tier 3 - 2QU CoRE ¦ 3QU LoRE | Non-Red Flag Warning - Large Fires | Contact from object | Aggregated | 2046 | 6.1156e-06 | 279.2931 | 0.001708 | 2046 | Mitigation | 0.95 | 45 | 0 | esc | 0.00097009 | 5.9326e-09 | 0.00097009 | 5.9326e-09 | 0.0027816 | 9.8193e-12 | 0.014004 | 2.3791e-10
[120 empty] | 7.3.3.17.5 (Remote Grid) Updates to grid topology to minimize risk of ignition in HFTDs Remote GridWLDFRContact from objectAggregated | WLDFR | HFTD - Distribution - Tier 3 - 2QU CoRE ¦ 3QU LoRE | Non-Red Flag Warning - Large Fires | Contact from object | Aggregated | 2047 | 6.1156e-06 | 279.2931 | 0.001708 | 2047 | Mitigation | 0.95 | 45 | 0 | esc | 0.00097009 | 5.9326e-09 | 0.00097009 | 5.9326e-09 | 0.0027816 | 9.8193e-12 | 0.014004 | 2.3791e-10
[120 empty] | 7.3.3.17.5 (Remote Grid) Updates to grid topology to minimize risk of ignition in HFTDs Remote GridWLDFRContact from objectAggregated | WLDFR | HFTD - Distribution - Tier 3 - 2QU CoRE ¦ 3QU LoRE | Non-Red Flag Warning - Large Fires | Contact from object | Aggregated | 2048 | 6.1156e-06 | 279.2931 | 0.001708 | 2048 | Mitigation | 0.95 | 45 | 0 | esc | 0.00097009 | 5.9326e-09 | 0.00097009 | 5.9326e-09 | 0.0027816 | 9.8193e-12 | 0.014004 | 2.3791e-10
[120 empty] | 7.3.3.17.5 (Remote Grid) Updates to grid topology to minimize risk of ignition in HFTDs Remote GridWLDFRContact from objectAggregated | WLDFR | HFTD - Distribution - Tier 3 - 2QU CoRE ¦ 3QU LoRE | Non-Red Flag Warning - Large Fires | Contact from object | Aggregated | 2049 | 6.1156e-06 | 279.2931 | 0.001708 | 2049 | Mitigation | 0.95 | 45 | 0 | esc | 0.00097009 | 5.9326e-09 | 0.00097009 | 5.9326e-09 | 0.0027816 | 9.8193e-12 | 0.014004 | 2.3791e-10
[120 empty] | 7.3.3.17.5 (Remote Grid) Updates to grid topology to minimize risk of ignition in HFTDs Remote GridWLDFRContact from objectAggregated | WLDFR | HFTD - Distribution - Tier 3 - 2QU CoRE ¦ 3QU LoRE | Non-Red Flag Warning - Large Fires | Contact from object | Aggregated | 2050 | 6.1156e-06 | 279.2931 | 0.001708 | 2050 | Mitigation | 0.95 | 45 | 0 | esc | 0.00097009 | 5.9326e-09 | 0.00097009 | 5.9326e-09 | 0.0027816 | 9.8193e-12 | 0.014004 | 2.3791e-10
[120 empty] | 7.3.3.17.5 (Remote Grid) Updates to grid topology to minimize risk of ignition in HFTDs Remote GridWLDFRContact from objectAggregated | WLDFR | HFTD - Distribution - Tier 3 - 2QU CoRE ¦ 3QU LoRE | Non-Red Flag Warning - Large Fires | Contact from object | Aggregated | 2051 | 6.1156e-06 | 279.2931 | 0.001708 | 2051 | Mitigation | 0.95 | 45 | 0 | esc | 0.00097009 | 5.9326e-09 | 0.00097009 | 5.9326e-09 | 0.0027816 | 9.8193e-12 | 0.014004 | 2.3791e-10
[120 empty] | 7.3.3.17.5 (Remote Grid) Updates to grid topology to minimize risk of ignition in HFTDs Remote GridWLDFRContact from objectAggregated | WLDFR | HFTD - Distribution - Tier 3 - 2QU CoRE ¦ 3QU LoRE | Non-Red Flag Warning - Large Fires | Contact from object | Aggregated | 2052 | 6.1156e-06 | 279.2931 | 0.001708 | 2052 | Mitigation | 0.95 | 45 | 0 | esc | 0.00097009 | 5.9326e-09 | 0.00097009 | 5.9326e-09 | 0.0027816 | 9.8193e-12 | 0.014004 | 2.3791e-10
[120 empty] | 7.3.3.17.5 (Remote Grid) Updates to grid topology to minimize risk of ignition in HFTDs Remote GridWLDFRContact from objectAggregated | WLDFR | HFTD - Distribution - Tier 3 - 2QU CoRE ¦ 3QU LoRE | Non-Red Flag Warning - Large Fires | Contact from object | Aggregated | 2053 | 6.1156e-06 | 279.2931 | 0.001708 | 2053 | Mitigation | 0.95 | 45 | 0 | esc | 0.00097009 | 5.9326e-09 | 0.00097009 | 5.9326e-09 | 0.0027816 | 9.8193e-12 | 0.014004 | 2.3791e-10
[120 empty] | 7.3.3.17.5 (Remote Grid) Updates to grid topology to minimize risk of ignition in HFTDs Remote GridWLDFRContact from objectAggregated | WLDFR | HFTD - Distribution - Tier 3 - 2QU CoRE ¦ 3QU LoRE | Non-Red Flag Warning - Large Fires | Contact from object | Aggregated | 2054 | 6.1156e-06 | 279.2931 | 0.001708 | 2054 | Mitigation | 0.95 | 45 | 0 | esc | 0.00097009 | 5.9326e-09 | 0.00097009 | 5.9326e-09 | 0.0027816 | 9.8193e-12 | 0.014004 | 2.3791e-10
[120 empty] | 7.3.3.17.5 (Remote Grid) Updates to grid topology to minimize risk of ignition in HFTDs Remote GridWLDFRContact from objectAggregated | WLDFR | HFTD - Distribution - Tier 3 - 2QU CoRE ¦ 3QU LoRE | Non-Red Flag Warning - Large Fires | Contact from object | Aggregated | 2055 | 6.1156e-06 | 279.2931 | 0.001708 | 2055 | Mitigation | 0.95 | 45 | 0 | esc | 0.00097009 | 5.9326e-09 | 0.00097009 | 5.9326e-09 | 0.0027816 | 9.8193e-12 | 0.014004 | 2.3791e-10
[120 empty] | 7.3.3.17.5 (Remote Grid) Updates to grid topology to minimize risk of ignition in HFTDs Remote GridWLDFRContact from objectAggregated | WLDFR | HFTD - Distribution - Tier 3 - 2QU CoRE ¦ 3QU LoRE | Non-Red Flag Warning - Large Fires | Contact from object | Aggregated | 2056 | 6.1156e-06 | 279.2931 | 0.001708 | 2056 | Mitigation | 0.95 | 45 | 0 | esc | 0.00097009 | 5.9326e-09 | 0.00097009 | 5.9326e-09 | 0.0027816 | 9.8193e-12 | 0.014004 | 2.3791e-10
[120 empty] | 7.3.3.17.5 (Remote Grid) Updates to grid topology to minimize risk of ignition in HFTDs Remote GridWLDFRContact from objectAggregated | WLDFR | HFTD - Distribution - Tier 3 - 2QU CoRE ¦ 3QU LoRE | Non-Red Flag Warning - Large Fires | Contact from object | Aggregated | 2057 | 6.1156e-06 | 279.2931 | 0.001708 | 2057 | Mitigation | 0.95 | 45 | 0 | esc | 0.00097009 | 5.9326e-09 | 0.00097009 | 5.9326e-09 | 0.0027816 | 9.8193e-12 | 0.014004 | 2.3791e-10
[120 empty] | 7.3.3.17.5 (Remote Grid) Updates to grid topology to minimize risk of ignition in HFTDs Remote GridWLDFRContact from objectAggregated | WLDFR | HFTD - Distribution - Tier 3 - 2QU CoRE ¦ 3QU LoRE | Non-Red Flag Warning - Large Fires | Contact from object | Aggregated | 2058 | 6.1156e-06 | 279.2931 | 0.001708 | 2058 | Mitigation | 0.95 | 45 | 0 | esc | 0.00097009 | 5.9326e-09 | 0.00097009 | 5.9326e-09 | 0.0027816 | 9.8193e-12 | 0.014004 | 2.3791e-10
[120 empty] | 7.3.3.17.5 (Remote Grid) Updates to grid topology to minimize risk of ignition in HFTDs Remote GridWLDFRContact from objectAggregated | WLDFR | HFTD - Distribution - Tier 3 - 2QU CoRE ¦ 3QU LoRE | Non-Red Flag Warning - Large Fires | Contact from object | Aggregated | 2059 | 6.1156e-06 | 279.2931 | 0.001708 | 2059 | Mitigation | 0.95 | 45 | 0 | esc | 0.00097009 | 5.9326e-09 | 0.00097009 | 5.9326e-09 | 0.0027816 | 9.8193e-12 | 0.014004 | 2.3791e-10
[120 empty] | 7.3.3.17.5 (Remote Grid) Updates to grid topology to minimize risk of ignition in HFTDs Remote GridWLDFRContact from objectAggregated | WLDFR | HFTD - Distribution - Tier 3 - 2QU CoRE ¦ 3QU LoRE | Non-Red Flag Warning - Large Fires | Contact from object | Aggregated | 2060 | 6.1156e-06 | 279.2931 | 0.001708 | 2060 | Mitigation | 0.95 | 45 | 0 | esc | 0.00097009 | 5.9326e-09 | 0.00097009 | 5.9326e-09 | 0.0027816 | 9.8193e-12 | 0.014004 | 2.3791e-10
[120 empty] | 7.3.3.17.5 (Remote Grid) Updates to grid topology to minimize risk of ignition in HFTDs Remote GridWLDFRContact from objectAggregated | WLDFR | HFTD - Distribution - Tier 3 - 2QU CoRE ¦ 3QU LoRE | Non-Red Flag Warning - Large Fires | Contact from object | Aggregated | 2061 | 6.1156e-06 | 279.2931 | 0.001708 | 2061 | Mitigation | 0.95 | 45 | 0 | esc | 0.00097009 | 5.9326e-09 | 0.00097009 | 5.9326e-09 | 0.0027816 | 9.8193e-12 | 0.014004 | 2.3791e-10
[120 empty] | 7.3.3.17.5 (Remote Grid) Updates to grid topology to minimize risk of ignition in HFTDs Remote GridWLDFRContact from objectAggregated | WLDFR | HFTD - Distribution - Tier 3 - 2QU CoRE ¦ 3QU LoRE | Non-Red Flag Warning - Large Fires | Contact from object | Aggregated | 2062 | 6.1156e-06 | 279.2931 | 0.001708 | 2062 | Mitigation | 0.95 | 45 | 0 | esc | 0.00097009 | 5.9326e-09 | 0.00097009 | 5.9326e-09 | 0.0027816 | 9.8193e-12 | 0.014004 | 2.3791e-10
[120 empty] | 7.3.3.17.5 (Remote Grid) Updates to grid topology to minimize risk of ignition in HFTDs Remote GridWLDFRContact from objectAggregated | WLDFR | HFTD - Distribution - Tier 3 - 2QU CoRE ¦ 3QU LoRE | Non-Red Flag Warning - Large Fires | Contact from object | Aggregated | 2063 | 6.1156e-06 | 279.2931 | 0.001708 | 2063 | Mitigation | 0.95 | 45 | 0 | esc | 0.00097009 | 5.9326e-09 | 0.00097009 | 5.9326e-09 | 0.0027816 | 9.8193e-12 | 0.014004 | 2.3791e-10
[120 empty] | 7.3.3.17.5 (Remote Grid) Updates to grid topology to minimize risk of ignition in HFTDs Remote GridWLDFRContact from objectAggregated | WLDFR | HFTD - Distribution - Tier 3 - 2QU CoRE ¦ 3QU LoRE | Non-Red Flag Warning - Large Fires | Contact from object | Aggregated | 2064 | 6.1156e-06 | 279.2931 | 0.001708 | 2064 | Mitigation | 0.95 | 45 | 0 | esc | 0.00097009 | 5.9326e-09 | 0.00097009 | 5.9326e-09 | 0.0027816 | 9.8193e-12 | 0.014004 | 2.3791e-10
[120 empty] | 7.3.3.17.5 (Remote Grid) Updates to grid topology to minimize risk of ignition in HFTDs Remote GridWLDFRContact from objectAggregated | WLDFR | HFTD - Distribution - Tier 3 - 2QU CoRE ¦ 3QU LoRE | Non-Red Flag Warning - Large Fires | Contact from object | Aggregated | 2065 | 6.1156e-06 | 279.2931 | 0.001708 | 2065 | Mitigation | 0.95 | 45 | 0 | esc | 0.00097009 | 5.9326e-09 | 0.00097009 | 5.9326e-09 | 0.0027816 | 9.8193e-12 | 0.014004 | 2.3791e-10
[120 empty] | 7.3.3.17.5 (Remote Grid) Updates to grid topology to minimize risk of ignition in HFTDs Remote GridWLDFRContact from objectAggregated | WLDFR | HFTD - Distribution - Tier 3 - 2QU CoRE ¦ 3QU LoRE | Non-Red Flag Warning - Large Fires | Contact from object | Aggregated | 2066 | 6.1156e-06 | 279.2931 | 0.001708 | 2066 | Mitigation | 0.95 | 45 | 0 | esc | 0.00097009 | 5.9326e-09 | 0.00097009 | 5.9326e-09 | 0.0027816 | 9.8193e-12 | 0.014004 | 2.3791e-10
[120 empty] | 7.3.3.17.5 (Remote Grid) Updates to grid topology to minimize risk of ignition in HFTDs Remote GridWLDFRContact from objectAggregated | WLDFR | HFTD - Distribution - Tier 3 - 2QU CoRE ¦ 3QU LoRE | Non-Red Flag Warning - Large Fires | Contact from object | Aggregated | 2067 | 6.1156e-06 | 279.2931 | 0.001708 | 2067 | Mitigation | 0.95 | 45 | 0 | esc | 0 | 0 | 0.00097009 | 5.9326e-09 | 0.0027816 | 9.8193e-12 | 0.014004 | 2.3791e-10
[120 empty] | 7.3.3.17.5 (Remote Grid) Updates to grid topology to minimize risk of ignition in HFTDs Remote GridWLDFRContaminationAggregated | WLDFR | HFTD - Distribution - Tier 3 - 2QU CoRE ¦ 3QU LoRE | Non-Red Flag Warning - Large Fires | Contamination | Aggregated | 2022 | 1.1376e-07 | 279.2931 | 3.1771e-05 | 2022 | Mitigation | 0.95 | 45 | 0 | esc | 0.00097009 | 1.1035e-10 | 0 | 0 | 0.0027816 | 9.8193e-12 | 0.014004 | 2.3791e-10
[120 empty] | 7.3.3.17.5 (Remote Grid) Updates to grid topology to minimize risk of ignition in HFTDs Remote GridWLDFRContaminationAggregated | WLDFR | HFTD - Distribution - Tier 3 - 2QU CoRE ¦ 3QU LoRE | Non-Red Flag Warning - Large Fires | Contamination | Aggregated | 2023 | 1.1376e-07 | 279.2931 | 3.1771e-05 | 2023 | Mitigation | 0.95 | 45 | 0 | esc | 0.00097009 | 1.1035e-10 | 0.00097009 | 1.1035e-10 | 0.0027816 | 9.8193e-12 | 0.014004 | 2.3791e-10
[120 empty] | 7.3.3.17.5 (Remote Grid) Updates to grid topology to minimize risk of ignition in HFTDs Remote GridWLDFRContaminationAggregated | WLDFR | HFTD - Distribution - Tier 3 - 2QU CoRE ¦ 3QU LoRE | Non-Red Flag Warning - Large Fires | Contamination | Aggregated | 2024 | 1.1376e-07 | 279.2931 | 3.1771e-05 | 2024 | Mitigation | 0.95 | 45 | 0 | esc | 0.00097009 | 1.1035e-10 | 0.00097009 | 1.1035e-10 | 0.0027816 | 9.8193e-12 | 0.014004 | 2.3791e-10
[120 empty] | 7.3.3.17.5 (Remote Grid) Updates to grid topology to minimize risk of ignition in HFTDs Remote GridWLDFRContaminationAggregated | WLDFR | HFTD - Distribution - Tier 3 - 2QU CoRE ¦ 3QU LoRE | Non-Red Flag Warning - Large Fires | Contamination | Aggregated | 2025 | 1.1376e-07 | 279.2931 | 3.1771e-05 | 2025 | Mitigation | 0.95 | 45 | 0 | esc | 0.00097009 | 1.1035e-10 | 0.00097009 | 1.1035e-10 | 0.0027816 | 9.8193e-12 | 0.014004 | 2.3791e-10
[120 empty] | 7.3.3.17.5 (Remote Grid) Updates to grid topology to minimize risk of ignition in HFTDs Remote GridWLDFRContaminationAggregated | WLDFR | HFTD - Distribution - Tier 3 - 2QU CoRE ¦ 3QU LoRE | Non-Red Flag Warning - Large Fires | Contamination | Aggregated | 2026 | 1.1376e-07 | 279.2931 | 3.1771e-05 | 2026 | Mitigation | 0.95 | 45 | 0 | esc | 0.00097009 | 1.1035e-10 | 0.00097009 | 1.1035e-10 | 0.0027816 | 9.8193e-12 | 0.014004 | 2.3791e-10
[120 empty] | 7.3.3.17.5 (Remote Grid) Updates to grid topology to minimize risk of ignition in HFTDs Remote GridWLDFRContaminationAggregated | WLDFR | HFTD - Distribution - Tier 3 - 2QU CoRE ¦ 3QU LoRE | Non-Red Flag Warning - Large Fires | Contamination | Aggregated | 2027 | 1.1376e-07 | 279.2931 | 3.1771e-05 | 2027 | Mitigation | 0.95 | 45 | 0 | esc | 0.00097009 | 1.1035e-10 | 0.00097009 | 1.1035e-10 | 0.0027816 | 9.8193e-12 | 0.014004 | 2.3791e-10
[120 empty] | 7.3.3.17.5 (Remote Grid) Updates to grid topology to minimize risk of ignition in HFTDs Remote GridWLDFRContaminationAggregated | WLDFR | HFTD - Distribution - Tier 3 - 2QU CoRE ¦ 3QU LoRE | Non-Red Flag Warning - Large Fires | Contamination | Aggregated | 2028 | 1.1376e-07 | 279.2931 | 3.1771e-05 | 2028 | Mitigation | 0.95 | 45 | 0 | esc | 0.00097009 | 1.1035e-10 | 0.00097009 | 1.1035e-10 | 0.0027816 | 9.8193e-12 | 0 | 0
[120 empty] | 7.3.3.17.5 (Remote Grid) Updates to grid topology to minimize risk of ignition in HFTDs Remote GridWLDFRContaminationAggregated | WLDFR | HFTD - Distribution - Tier 3 - 2QU CoRE ¦ 3QU LoRE | Non-Red Flag Warning - Large Fires | Contamination | Aggregated | 2029 | 1.1376e-07 | 279.2931 | 3.1771e-05 | 2029 | Mitigation | 0.95 | 45 | 0 | esc | 0.00097009 | 1.1035e-10 | 0.00097009 | 1.1035e-10 | 0.0027816 | 9.8193e-12 | 0 | 0
[120 empty] | 7.3.3.17.5 (Remote Grid) Updates to grid topology to minimize risk of ignition in HFTDs Remote GridWLDFRContaminationAggregated | WLDFR | HFTD - Distribution - Tier 3 - 2QU CoRE ¦ 3QU LoRE | Non-Red Flag Warning - Large Fires | Contamination | Aggregated | 2030 | 1.1376e-07 | 279.2931 | 3.1771e-05 | 2030 | Mitigation | 0.95 | 45 | 0 | esc | 0.00097009 | 1.1035e-10 | 0.00097009 | 1.1035e-10 | 0.0027816 | 9.8193e-12 | 0.012777 | 1.2298e-10
[120 empty] | 7.3.3.17.5 (Remote Grid) Updates to grid topology to minimize risk of ignition in HFTDs Remote GridWLDFRContaminationAggregated | WLDFR | HFTD - Distribution - Tier 3 - 2QU CoRE ¦ 3QU LoRE | Non-Red Flag Warning - Large Fires | Contamination | Aggregated | 2031 | 1.1376e-07 | 279.2931 | 3.1771e-05 | 2031 | Mitigation | 0.95 | 45 | 0 | esc | 0.00097009 | 1.1035e-10 | 0.00097009 | 1.1035e-10 | 0.0027816 | 9.8193e-12 | 0.012777 | 1.2298e-10
[120 empty] | 7.3.3.17.5 (Remote Grid) Updates to grid topology to minimize risk of ignition in HFTDs Remote GridWLDFRContaminationAggregated | WLDFR | HFTD - Distribution - Tier 3 - 2QU CoRE ¦ 3QU LoRE | Non-Red Flag Warning - Large Fires | Contamination | Aggregated | 2032 | 1.1376e-07 | 279.2931 | 3.1771e-05 | 2032 | Mitigation | 0.95 | 45 | 0 | esc | 0.00097009 | 1.1035e-10 | 0.00097009 | 1.1035e-10 | 0.0027816 | 9.8193e-12 | 0.012777 | 1.2298e-10
[120 empty] | 7.3.3.17.5 (Remote Grid) Updates to grid topology to minimize risk of ignition in HFTDs Remote GridWLDFRContaminationAggregated | WLDFR | HFTD - Distribution - Tier 3 - 2QU CoRE ¦ 3QU LoRE | Non-Red Flag Warning - Large Fires | Contamination | Aggregated | 2033 | 1.1376e-07 | 279.2931 | 3.1771e-05 | 2033 | Mitigation | 0.95 | 45 | 0 | esc | 0.00097009 | 1.1035e-10 | 0.00097009 | 1.1035e-10 | 0.0027816 | 9.8193e-12 | 0.012777 | 1.2298e-10
[120 empty] | 7.3.3.17.5 (Remote Grid) Updates to grid topology to minimize risk of ignition in HFTDs Remote GridWLDFRContaminationAggregated | WLDFR | HFTD - Distribution - Tier 3 - 2QU CoRE ¦ 3QU LoRE | Non-Red Flag Warning - Large Fires | Contamination | Aggregated | 2034 | 1.1376e-07 | 279.2931 | 3.1771e-05 | 2034 | Mitigation | 0.95 | 45 | 0 | esc | 0.00097009 | 1.1035e-10 | 0.00097009 | 1.1035e-10 | 0 | 0 | 0.012777 | 1.2298e-10
[120 empty] | 7.3.3.17.5 (Remote Grid) Updates to grid topology to minimize risk of ignition in HFTDs Remote GridWLDFRContaminationAggregated | WLDFR | HFTD - Distribution - Tier 3 - 2QU CoRE ¦ 3QU LoRE | Non-Red Flag Warning - Large Fires | Contamination | Aggregated | 2035 | 1.1376e-07 | 279.2931 | 3.1771e-05 | 2035 | Mitigation | 0.95 | 45 | 0 | esc | 0.00097009 | 1.1035e-10 | 0.00097009 | 1.1035e-10 | 0.0027816 | 3.2167e-11 | 0.012777 | 1.2298e-10
[120 empty] | 7.3.3.17.5 (Remote Grid) Updates to grid topology to minimize risk of ignition in HFTDs Remote GridWLDFRContaminationAggregated | WLDFR | HFTD - Distribution - Tier 3 - 2QU CoRE ¦ 3QU LoRE | Non-Red Flag Warning - Large Fires | Contamination | Aggregated | 2036 | 1.1376e-07 | 279.2931 | 3.1771e-05 | 2036 | Mitigation | 0.95 | 45 | 0 | esc | 0.00097009 | 1.1035e-10 | 0.00097009 | 1.1035e-10 | 0.0027816 | 3.2167e-11 | 0.012777 | 1.2298e-10
[120 empty] | 7.3.3.17.5 (Remote Grid) Updates to grid topology to minimize risk of ignition in HFTDs Remote GridWLDFRContaminationAggregated | WLDFR | HFTD - Distribution - Tier 3 - 2QU CoRE ¦ 3QU LoRE | Non-Red Flag Warning - Large Fires | Contamination | Aggregated | 2037 | 1.1376e-07 | 279.2931 | 3.1771e-05 | 2037 | Mitigation | 0.95 | 45 | 0 | esc | 0.00097009 | 1.1035e-10 | 0.00097009 | 1.1035e-10 | 0.0027816 | 3.2167e-11 | 0.012777 | 1.2298e-10
[120 empty] | 7.3.3.17.5 (Remote Grid) Updates to grid topology to minimize risk of ignition in HFTDs Remote GridWLDFRContaminationAggregated | WLDFR | HFTD - Distribution - Tier 3 - 2QU CoRE ¦ 3QU LoRE | Non-Red Flag Warning - Large Fires | Contamination | Aggregated | 2038 | 1.1376e-07 | 279.2931 | 3.1771e-05 | 2038 | Mitigation | 0.95 | 45 | 0 | esc | 0.00097009 | 1.1035e-10 | 0.00097009 | 1.1035e-10 | 0.0027816 | 3.2167e-11 | 0.012777 | 1.2298e-10
[120 empty] | 7.3.3.17.5 (Remote Grid) Updates to grid topology to minimize risk of ignition in HFTDs Remote GridWLDFRContaminationAggregated | WLDFR | HFTD - Distribution - Tier 3 - 2QU CoRE ¦ 3QU LoRE | Non-Red Flag Warning - Large Fires | Contamination | Aggregated | 2039 | 1.1376e-07 | 279.2931 | 3.1771e-05 | 2039 | Mitigation | 0.95 | 45 | 0 | esc | 0.00097009 | 1.1035e-10 | 0.00097009 | 1.1035e-10 | 0.0027816 | 3.2167e-11 | 0.012777 | 1.2298e-10
[120 empty] | 7.3.3.17.5 (Remote Grid) Updates to grid topology to minimize risk of ignition in HFTDs Remote GridWLDFRContaminationAggregated | WLDFR | HFTD - Distribution - Tier 3 - 2QU CoRE ¦ 3QU LoRE | Non-Red Flag Warning - Large Fires | Contamination | Aggregated | 2040 | 1.1376e-07 | 279.2931 | 3.1771e-05 | 2040 | Mitigation | 0.95 | 45 | 0 | esc | 0.00097009 | 1.1035e-10 | 0.00097009 | 1.1035e-10 | 0.0027816 | 3.2167e-11 | 0.012777 | 1.2298e-10
[120 empty] | 7.3.3.17.5 (Remote Grid) Updates to grid topology to minimize risk of ignition in HFTDs Remote GridWLDFRContaminationAggregated | WLDFR | HFTD - Distribution - Tier 3 - 2QU CoRE ¦ 3QU LoRE | Non-Red Flag Warning - Large Fires | Contamination | Aggregated | 2041 | 1.1376e-07 | 279.2931 | 3.1771e-05 | 2041 | Mitigation | 0.95 | 45 | 0 | esc | 0.00097009 | 1.1035e-10 | 0.00097009 | 1.1035e-10 | 0.0027816 | 3.2167e-11 | 0.012777 | 1.2298e-10
[120 empty] | 7.3.3.17.5 (Remote Grid) Updates to grid topology to minimize risk of ignition in HFTDs Remote GridWLDFRContaminationAggregated | WLDFR | HFTD - Distribution - Tier 3 - 2QU CoRE ¦ 3QU LoRE | Non-Red Flag Warning - Large Fires | Contamination | Aggregated | 2042 | 1.1376e-07 | 279.2931 | 3.1771e-05 | 2042 | Mitigation | 0.95 | 45 | 0 | esc | 0.00097009 | 1.1035e-10 | 0.00097009 | 1.1035e-10 | 0.0027816 | 3.2167e-11 | 0.012777 | 1.2298e-10
[120 empty] | 7.3.3.17.5 (Remote Grid) Updates to grid topology to minimize risk of ignition in HFTDs Remote GridWLDFRContaminationAggregated | WLDFR | HFTD - Distribution - Tier 3 - 2QU CoRE ¦ 3QU LoRE | Non-Red Flag Warning - Large Fires | Contamination | Aggregated | 2043 | 1.1376e-07 | 279.2931 | 3.1771e-05 | 2043 | Mitigation | 0.95 | 45 | 0 | esc | 0.00097009 | 1.1035e-10 | 0.00097009 | 1.1035e-10 | 0.0027816 | 3.2167e-11 | 0.012777 | 1.2298e-10
[120 empty] | 7.3.3.17.5 (Remote Grid) Updates to grid topology to minimize risk of ignition in HFTDs Remote GridWLDFRContaminationAggregated | WLDFR | HFTD - Distribution - Tier 3 - 2QU CoRE ¦ 3QU LoRE | Non-Red Flag Warning - Large Fires | Contamination | Aggregated | 2044 | 1.1376e-07 | 279.2931 | 3.1771e-05 | 2044 | Mitigation | 0.95 | 45 | 0 | esc | 0.00097009 | 1.1035e-10 | 0.00097009 | 1.1035e-10 | 0.0027816 | 3.2167e-11 | 0.012777 | 1.2298e-10
[120 empty] | 7.3.3.17.5 (Remote Grid) Updates to grid topology to minimize risk of ignition in HFTDs Remote GridWLDFRContaminationAggregated | WLDFR | HFTD - Distribution - Tier 3 - 2QU CoRE ¦ 3QU LoRE | Non-Red Flag Warning - Large Fires | Contamination | Aggregated | 2045 | 1.1376e-07 | 279.2931 | 3.1771e-05 | 2045 | Mitigation | 0.95 | 45 | 0 | esc | 0.00097009 | 1.1035e-10 | 0.00097009 | 1.1035e-10 | 0.0027816 | 3.2167e-11 | 0.012777 | 1.2298e-10
[120 empty] | 7.3.3.17.5 (Remote Grid) Updates to grid topology to minimize risk of ignition in HFTDs Remote GridWLDFRContaminationAggregated | WLDFR | HFTD - Distribution - Tier 3 - 2QU CoRE ¦ 3QU LoRE | Non-Red Flag Warning - Large Fires | Contamination | Aggregated | 2046 | 1.1376e-07 | 279.2931 | 3.1771e-05 | 2046 | Mitigation | 0.95 | 45 | 0 | esc | 0.00097009 | 1.1035e-10 | 0.00097009 | 1.1035e-10 | 0.0027816 | 3.2167e-11 | 0.012777 | 1.2298e-10
[120 empty] | 7.3.3.17.5 (Remote Grid) Updates to grid topology to minimize risk of ignition in HFTDs Remote GridWLDFRContaminationAggregated | WLDFR | HFTD - Distribution - Tier 3 - 2QU CoRE ¦ 3QU LoRE | Non-Red Flag Warning - Large Fires | Contamination | Aggregated | 2047 | 1.1376e-07 | 279.2931 | 3.1771e-05 | 2047 | Mitigation | 0.95 | 45 | 0 | esc | 0.00097009 | 1.1035e-10 | 0.00097009 | 1.1035e-10 | 0.0027816 | 3.2167e-11 | 0.012777 | 1.2298e-10
[120 empty] | 7.3.3.17.5 (Remote Grid) Updates to grid topology to minimize risk of ignition in HFTDs Remote GridWLDFRContaminationAggregated | WLDFR | HFTD - Distribution - Tier 3 - 2QU CoRE ¦ 3QU LoRE | Non-Red Flag Warning - Large Fires | Contamination | Aggregated | 2048 | 1.1376e-07 | 279.2931 | 3.1771e-05 | 2048 | Mitigation | 0.95 | 45 | 0 | esc | 0.00097009 | 1.1035e-10 | 0.00097009 | 1.1035e-10 | 0.0027816 | 3.2167e-11 | 0.012777 | 1.2298e-10
[120 empty] | 7.3.3.17.5 (Remote Grid) Updates to grid topology to minimize risk of ignition in HFTDs Remote GridWLDFRContaminationAggregated | WLDFR | HFTD - Distribution - Tier 3 - 2QU CoRE ¦ 3QU LoRE | Non-Red Flag Warning - Large Fires | Contamination | Aggregated | 2049 | 1.1376e-07 | 279.2931 | 3.1771e-05 | 2049 | Mitigation | 0.95 | 45 | 0 | esc | 0.00097009 | 1.1035e-10 | 0.00097009 | 1.1035e-10 | 0.0027816 | 3.2167e-11 | 0.012777 | 1.2298e-10
[120 empty] | 7.3.3.17.5 (Remote Grid) Updates to grid topology to minimize risk of ignition in HFTDs Remote GridWLDFRContaminationAggregated | WLDFR | HFTD - Distribution - Tier 3 - 2QU CoRE ¦ 3QU LoRE | Non-Red Flag Warning - Large Fires | Contamination | Aggregated | 2050 | 1.1376e-07 | 279.2931 | 3.1771e-05 | 2050 | Mitigation | 0.95 | 45 | 0 | esc | 0.00097009 | 1.1035e-10 | 0.00097009 | 1.1035e-10 | 0.0027816 | 3.2167e-11 | 0.012777 | 1.2298e-10
[120 empty] | 7.3.3.17.5 (Remote Grid) Updates to grid topology to minimize risk of ignition in HFTDs Remote GridWLDFRContaminationAggregated | WLDFR | HFTD - Distribution - Tier 3 - 2QU CoRE ¦ 3QU LoRE | Non-Red Flag Warning - Large Fires | Contamination | Aggregated | 2051 | 1.1376e-07 | 279.2931 | 3.1771e-05 | 2051 | Mitigation | 0.95 | 45 | 0 | esc | 0.00097009 | 1.1035e-10 | 0.00097009 | 1.1035e-10 | 0.0027816 | 3.2167e-11 | 0.012777 | 1.2298e-10
[120 empty] | 7.3.3.17.5 (Remote Grid) Updates to grid topology to minimize risk of ignition in HFTDs Remote GridWLDFRContaminationAggregated | WLDFR | HFTD - Distribution - Tier 3 - 2QU CoRE ¦ 3QU LoRE | Non-Red Flag Warning - Large Fires | Contamination | Aggregated | 2052 | 1.1376e-07 | 279.2931 | 3.1771e-05 | 2052 | Mitigation | 0.95 | 45 | 0 | esc | 0.00097009 | 1.1035e-10 | 0.00097009 | 1.1035e-10 | 0.0027816 | 3.2167e-11 | 0.012777 | 1.2298e-10
[120 empty] | 7.3.3.17.5 (Remote Grid) Updates to grid topology to minimize risk of ignition in HFTDs Remote GridWLDFRContaminationAggregated | WLDFR | HFTD - Distribution - Tier 3 - 2QU CoRE ¦ 3QU LoRE | Non-Red Flag Warning - Large Fires | Contamination | Aggregated | 2053 | 1.1376e-07 | 279.2931 | 3.1771e-05 | 2053 | Mitigation | 0.95 | 45 | 0 | esc | 0.00097009 | 1.1035e-10 | 0.00097009 | 1.1035e-10 | 0.0027816 | 3.2167e-11 | 0.012777 | 1.2298e-10
[120 empty] | 7.3.3.17.5 (Remote Grid) Updates to grid topology to minimize risk of ignition in HFTDs Remote GridWLDFRContaminationAggregated | WLDFR | HFTD - Distribution - Tier 3 - 2QU CoRE ¦ 3QU LoRE | Non-Red Flag Warning - Large Fires | Contamination | Aggregated | 2054 | 1.1376e-07 | 279.2931 | 3.1771e-05 | 2054 | Mitigation | 0.95 | 45 | 0 | esc | 0.00097009 | 1.1035e-10 | 0.00097009 | 1.1035e-10 | 0.0027816 | 3.2167e-11 | 0.012777 | 1.2298e-10
[120 empty] | 7.3.3.17.5 (Remote Grid) Updates to grid topology to minimize risk of ignition in HFTDs Remote GridWLDFRContaminationAggregated | WLDFR | HFTD - Distribution - Tier 3 - 2QU CoRE ¦ 3QU LoRE | Non-Red Flag Warning - Large Fires | Contamination | Aggregated | 2055 | 1.1376e-07 | 279.2931 | 3.1771e-05 | 2055 | Mitigation | 0.95 | 45 | 0 | esc | 0.00097009 | 1.1035e-10 | 0.00097009 | 1.1035e-10 | 0.0027816 | 3.2167e-11 | 0.012777 | 1.2298e-10
[120 empty] | 7.3.3.17.5 (Remote Grid) Updates to grid topology to minimize risk of ignition in HFTDs Remote GridWLDFRContaminationAggregated | WLDFR | HFTD - Distribution - Tier 3 - 2QU CoRE ¦ 3QU LoRE | Non-Red Flag Warning - Large Fires | Contamination | Aggregated | 2056 | 1.1376e-07 | 279.2931 | 3.1771e-05 | 2056 | Mitigation | 0.95 | 45 | 0 | esc | 0.00097009 | 1.1035e-10 | 0.00097009 | 1.1035e-10 | 0.0027816 | 3.2167e-11 | 0.012777 | 1.2298e-10
[120 empty] | 7.3.3.17.5 (Remote Grid) Updates to grid topology to minimize risk of ignition in HFTDs Remote GridWLDFRContaminationAggregated | WLDFR | HFTD - Distribution - Tier 3 - 2QU CoRE ¦ 3QU LoRE | Non-Red Flag Warning - Large Fires | Contamination | Aggregated | 2057 | 1.1376e-07 | 279.2931 | 3.1771e-05 | 2057 | Mitigation | 0.95 | 45 | 0 | esc | 0.00097009 | 1.1035e-10 | 0.00097009 | 1.1035e-10 | 0.0027816 | 3.2167e-11 | 0.012777 | 1.2298e-10
[120 empty] | 7.3.3.17.5 (Remote Grid) Updates to grid topology to minimize risk of ignition in HFTDs Remote GridWLDFRContaminationAggregated | WLDFR | HFTD - Distribution - Tier 3 - 2QU CoRE ¦ 3QU LoRE | Non-Red Flag Warning - Large Fires | Contamination | Aggregated | 2058 | 1.1376e-07 | 279.2931 | 3.1771e-05 | 2058 | Mitigation | 0.95 | 45 | 0 | esc | 0.00097009 | 1.1035e-10 | 0.00097009 | 1.1035e-10 | 0.0027816 | 3.2167e-11 | 0.012777 | 1.2298e-10
[120 empty] | 7.3.3.17.5 (Remote Grid) Updates to grid topology to minimize risk of ignition in HFTDs Remote GridWLDFRContaminationAggregated | WLDFR | HFTD - Distribution - Tier 3 - 2QU CoRE ¦ 3QU LoRE | Non-Red Flag Warning - Large Fires | Contamination | Aggregated | 2059 | 1.1376e-07 | 279.2931 | 3.1771e-05 | 2059 | Mitigation | 0.95 | 45 | 0 | esc | 0.00097009 | 1.1035e-10 | 0.00097009 | 1.1035e-10 | 0.0027816 | 3.2167e-11 | 0.012777 | 1.2298e-10
[120 empty] | 7.3.3.17.5 (Remote Grid) Updates to grid topology to minimize risk of ignition in HFTDs Remote GridWLDFRContaminationAggregated | WLDFR | HFTD - Distribution - Tier 3 - 2QU CoRE ¦ 3QU LoRE | Non-Red Flag Warning - Large Fires | Contamination | Aggregated | 2060 | 1.1376e-07 | 279.2931 | 3.1771e-05 | 2060 | Mitigation | 0.95 | 45 | 0 | esc | 0.00097009 | 1.1035e-10 | 0.00097009 | 1.1035e-10 | 0.0027816 | 3.2167e-11 | 0 | 0
[120 empty] | 7.3.3.17.5 (Remote Grid) Updates to grid topology to minimize risk of ignition in HFTDs Remote GridWLDFRContaminationAggregated | WLDFR | HFTD - Distribution - Tier 3 - 2QU CoRE ¦ 3QU LoRE | Non-Red Flag Warning - Large Fires | Contamination | Aggregated | 2061 | 1.1376e-07 | 279.2931 | 3.1771e-05 | 2061 | Mitigation | 0.95 | 45 | 0 | esc | 0.00097009 | 1.1035e-10 | 0.00097009 | 1.1035e-10 | 0.0027816 | 3.2167e-11 | 0 | 0
[120 empty] | 7.3.3.17.5 (Remote Grid) Updates to grid topology to minimize risk of ignition in HFTDs Remote GridWLDFRContaminationAggregated | WLDFR | HFTD - Distribution - Tier 3 - 2QU CoRE ¦ 3QU LoRE | Non-Red Flag Warning - Large Fires | Contamination | Aggregated | 2062 | 1.1376e-07 | 279.2931 | 3.1771e-05 | 2062 | Mitigation | 0.95 | 45 | 0 | esc | 0.00097009 | 1.1035e-10 | 0.00097009 | 1.1035e-10 | 0.0027816 | 3.2167e-11 | 0.012705 | 1.0746e-10
[120 empty] | 7.3.3.17.5 (Remote Grid) Updates to grid topology to minimize risk of ignition in HFTDs Remote GridWLDFRContaminationAggregated | WLDFR | HFTD - Distribution - Tier 3 - 2QU CoRE ¦ 3QU LoRE | Non-Red Flag Warning - Large Fires | Contamination | Aggregated | 2063 | 1.1376e-07 | 279.2931 | 3.1771e-05 | 2063 | Mitigation | 0.95 | 45 | 0 | esc | 0.00097009 | 1.1035e-10 | 0.00097009 | 1.1035e-10 | 0.0027816 | 3.2167e-11 | 0.012705 | 1.0746e-10
[120 empty] | 7.3.3.17.5 (Remote Grid) Updates to grid topology to minimize risk of ignition in HFTDs Remote GridWLDFRContaminationAggregated | WLDFR | HFTD - Distribution - Tier 3 - 2QU CoRE ¦ 3QU LoRE | Non-Red Flag Warning - Large Fires | Contamination | Aggregated | 2064 | 1.1376e-07 | 279.2931 | 3.1771e-05 | 2064 | Mitigation | 0.95 | 45 | 0 | esc | 0.00097009 | 1.1035e-10 | 0.00097009 | 1.1035e-10 | 0.0027816 | 3.2167e-11 | 0.012705 | 1.0746e-10
[120 empty] | 7.3.3.17.5 (Remote Grid) Updates to grid topology to minimize risk of ignition in HFTDs Remote GridWLDFRContaminationAggregated | WLDFR | HFTD - Distribution - Tier 3 - 2QU CoRE ¦ 3QU LoRE | Non-Red Flag Warning - Large Fires | Contamination | Aggregated | 2065 | 1.1376e-07 | 279.2931 | 3.1771e-05 | 2065 | Mitigation | 0.95 | 45 | 0 | esc | 0.00097009 | 1.1035e-10 | 0.00097009 | 1.1035e-10 | 0.0027816 | 3.2167e-11 | 0.012705 | 1.0746e-10
[120 empty] | 7.3.3.17.5 (Remote Grid) Updates to grid topology to minimize risk of ignition in HFTDs Remote GridWLDFRContaminationAggregated | WLDFR | HFTD - Distribution - Tier 3 - 2QU CoRE ¦ 3QU LoRE | Non-Red Flag Warning - Large Fires | Contamination | Aggregated | 2066 | 1.1376e-07 | 279.2931 | 3.1771e-05 | 2066 | Mitigation | 0.95 | 45 | 0 | esc | 0.00097009 | 1.1035e-10 | 0.00097009 | 1.1035e-10 | 0.0027816 | 3.2167e-11 | 0.012705 | 1.0746e-10
[120 empty] | 7.3.3.17.5 (Remote Grid) Updates to grid topology to minimize risk of ignition in HFTDs Remote GridWLDFRContaminationAggregated | WLDFR | HFTD - Distribution - Tier 3 - 2QU CoRE ¦ 3QU LoRE | Non-Red Flag Warning - Large Fires | Contamination | Aggregated | 2067 | 1.1376e-07 | 279.2931 | 3.1771e-05 | 2067 | Mitigation | 0.95 | 45 | 0 | esc | 0 | 0 | 0.00097009 | 1.1035e-10 | 0.0027816 | 3.2167e-11 | 0.012705 | 1.0746e-10
[120 empty] | 7.3.3.17.5 (Remote Grid) Updates to grid topology to minimize risk of ignition in HFTDs Remote GridWLDFREquipment / facility failureAggregated | WLDFR | HFTD - Distribution - Tier 3 - 2QU CoRE ¦ 3QU LoRE | Non-Red Flag Warning - Large Fires | Equipment / facility failure | Aggregated | 2022 | 1.4291e-06 | 279.2931 | 0.00039914 | 2022 | Mitigation | 0.95 | 45 | 0 | esc | 0.00097009 | 1.3864e-09 | 0 | 0 | 0.0027816 | 3.2167e-11 | 0.012705 | 1.0746e-10
[120 empty] | 7.3.3.17.5 (Remote Grid) Updates to grid topology to minimize risk of ignition in HFTDs Remote GridWLDFREquipment / facility failureAggregated | WLDFR | HFTD - Distribution - Tier 3 - 2QU CoRE ¦ 3QU LoRE | Non-Red Flag Warning - Large Fires | Equipment / facility failure | Aggregated | 2023 | 1.4291e-06 | 279.2931 | 0.00039914 | 2023 | Mitigation | 0.95 | 45 | 0 | esc | 0.00097009 | 1.3864e-09 | 0.00097009 | 1.3864e-09 | 0.0027816 | 3.2167e-11 | 0.012705 | 1.0746e-10
[120 empty] | 7.3.3.17.5 (Remote Grid) Updates to grid topology to minimize risk of ignition in HFTDs Remote GridWLDFREquipment / facility failureAggregated | WLDFR | HFTD - Distribution - Tier 3 - 2QU CoRE ¦ 3QU LoRE | Non-Red Flag Warning - Large Fires | Equipment / facility failure | Aggregated | 2024 | 1.4291e-06 | 279.2931 | 0.00039914 | 2024 | Mitigation | 0.95 | 45 | 0 | esc | 0.00097009 | 1.3864e-09 | 0.00097009 | 1.3864e-09 | 0.0027816 | 3.2167e-11 | 0.012705 | 1.0746e-10
[120 empty] | 7.3.3.17.5 (Remote Grid) Updates to grid topology to minimize risk of ignition in HFTDs Remote GridWLDFREquipment / facility failureAggregated | WLDFR | HFTD - Distribution - Tier 3 - 2QU CoRE ¦ 3QU LoRE | Non-Red Flag Warning - Large Fires | Equipment / facility failure | Aggregated | 2025 | 1.4291e-06 | 279.2931 | 0.00039914 | 2025 | Mitigation | 0.95 | 45 | 0 | esc | 0.00097009 | 1.3864e-09 | 0.00097009 | 1.3864e-09 | 0.0027816 | 3.2167e-11 | 0.012705 | 1.0746e-10
[120 empty] | 7.3.3.17.5 (Remote Grid) Updates to grid topology to minimize risk of ignition in HFTDs Remote GridWLDFREquipment / facility failureAggregated | WLDFR | HFTD - Distribution - Tier 3 - 2QU CoRE ¦ 3QU LoRE | Non-Red Flag Warning - Large Fires | Equipment / facility failure | Aggregated | 2026 | 1.4291e-06 | 279.2931 | 0.00039914 | 2026 | Mitigation | 0.95 | 45 | 0 | esc | 0.00097009 | 1.3864e-09 | 0.00097009 | 1.3864e-09 | 0.0027816 | 3.2167e-11 | 0.012705 | 1.0746e-10
[120 empty] | 7.3.3.17.5 (Remote Grid) Updates to grid topology to minimize risk of ignition in HFTDs Remote GridWLDFREquipment / facility failureAggregated | WLDFR | HFTD - Distribution - Tier 3 - 2QU CoRE ¦ 3QU LoRE | Non-Red Flag Warning - Large Fires | Equipment / facility failure | Aggregated | 2027 | 1.4291e-06 | 279.2931 | 0.00039914 | 2027 | Mitigation | 0.95 | 45 | 0 | esc | 0.00097009 | 1.3864e-09 | 0.00097009 | 1.3864e-09 | 0.0027816 | 3.2167e-11 | 0.012705 | 1.0746e-10
[120 empty] | 7.3.3.17.5 (Remote Grid) Updates to grid topology to minimize risk of ignition in HFTDs Remote GridWLDFREquipment / facility failureAggregated | WLDFR | HFTD - Distribution - Tier 3 - 2QU CoRE ¦ 3QU LoRE | Non-Red Flag Warning - Large Fires | Equipment / facility failure | Aggregated | 2028 | 1.4291e-06 | 279.2931 | 0.00039914 | 2028 | Mitigation | 0.95 | 45 | 0 | esc | 0.00097009 | 1.3864e-09 | 0.00097009 | 1.3864e-09 | 0.0027816 | 3.2167e-11 | 0.012705 | 1.0746e-10
[120 empty] | 7.3.3.17.5 (Remote Grid) Updates to grid topology to minimize risk of ignition in HFTDs Remote GridWLDFREquipment / facility failureAggregated | WLDFR | HFTD - Distribution - Tier 3 - 2QU CoRE ¦ 3QU LoRE | Non-Red Flag Warning - Large Fires | Equipment / facility failure | Aggregated | 2029 | 1.4291e-06 | 279.2931 | 0.00039914 | 2029 | Mitigation | 0.95 | 45 | 0 | esc | 0.00097009 | 1.3864e-09 | 0.00097009 | 1.3864e-09 | 0.0027816 | 3.2167e-11 | 0.012705 | 1.0746e-10
[120 empty] | 7.3.3.17.5 (Remote Grid) Updates to grid topology to minimize risk of ignition in HFTDs Remote GridWLDFREquipment / facility failureAggregated | WLDFR | HFTD - Distribution - Tier 3 - 2QU CoRE ¦ 3QU LoRE | Non-Red Flag Warning - Large Fires | Equipment / facility failure | Aggregated | 2030 | 1.4291e-06 | 279.2931 | 0.00039914 | 2030 | Mitigation | 0.95 | 45 | 0 | esc | 0.00097009 | 1.3864e-09 | 0.00097009 | 1.3864e-09 | 0.0027816 | 3.2167e-11 | 0.012705 | 1.0746e-10
[120 empty] | 7.3.3.17.5 (Remote Grid) Updates to grid topology to minimize risk of ignition in HFTDs Remote GridWLDFREquipment / facility failureAggregated | WLDFR | HFTD - Distribution - Tier 3 - 2QU CoRE ¦ 3QU LoRE | Non-Red Flag Warning - Large Fires | Equipment / facility failure | Aggregated | 2031 | 1.4291e-06 | 279.2931 | 0.00039914 | 2031 | Mitigation | 0.95 | 45 | 0 | esc | 0.00097009 | 1.3864e-09 | 0.00097009 | 1.3864e-09 | 0.0027816 | 3.2167e-11 | 0.012705 | 1.0746e-10
[120 empty] | 7.3.3.17.5 (Remote Grid) Updates to grid topology to minimize risk of ignition in HFTDs Remote GridWLDFREquipment / facility failureAggregated | WLDFR | HFTD - Distribution - Tier 3 - 2QU CoRE ¦ 3QU LoRE | Non-Red Flag Warning - Large Fires | Equipment / facility failure | Aggregated | 2032 | 1.4291e-06 | 279.2931 | 0.00039914 | 2032 | Mitigation | 0.95 | 45 | 0 | esc | 0.00097009 | 1.3864e-09 | 0.00097009 | 1.3864e-09 | 0.0027816 | 3.2167e-11 | 0.012705 | 1.0746e-10
[120 empty] | 7.3.3.17.5 (Remote Grid) Updates to grid topology to minimize risk of ignition in HFTDs Remote GridWLDFREquipment / facility failureAggregated | WLDFR | HFTD - Distribution - Tier 3 - 2QU CoRE ¦ 3QU LoRE | Non-Red Flag Warning - Large Fires | Equipment / facility failure | Aggregated | 2033 | 1.4291e-06 | 279.2931 | 0.00039914 | 2033 | Mitigation | 0.95 | 45 | 0 | esc | 0.00097009 | 1.3864e-09 | 0.00097009 | 1.3864e-09 | 0.0027816 | 3.2167e-11 | 0.012705 | 1.0746e-10
[120 empty] | 7.3.3.17.5 (Remote Grid) Updates to grid topology to minimize risk of ignition in HFTDs Remote GridWLDFREquipment / facility failureAggregated | WLDFR | HFTD - Distribution - Tier 3 - 2QU CoRE ¦ 3QU LoRE | Non-Red Flag Warning - Large Fires | Equipment / facility failure | Aggregated | 2034 | 1.4291e-06 | 279.2931 | 0.00039914 | 2034 | Mitigation | 0.95 | 45 | 0 | esc | 0.00097009 | 1.3864e-09 | 0.00097009 | 1.3864e-09 | 0.0027816 | 3.2167e-11 | 0.012705 | 1.0746e-10
[120 empty] | 7.3.3.17.5 (Remote Grid) Updates to grid topology to minimize risk of ignition in HFTDs Remote GridWLDFREquipment / facility failureAggregated | WLDFR | HFTD - Distribution - Tier 3 - 2QU CoRE ¦ 3QU LoRE | Non-Red Flag Warning - Large Fires | Equipment / facility failure | Aggregated | 2035 | 1.4291e-06 | 279.2931 | 0.00039914 | 2035 | Mitigation | 0.95 | 45 | 0 | esc | 0.00097009 | 1.3864e-09 | 0.00097009 | 1.3864e-09 | 0.0027816 | 3.2167e-11 | 0.012705 | 1.0746e-10
[120 empty] | 7.3.3.17.5 (Remote Grid) Updates to grid topology to minimize risk of ignition in HFTDs Remote GridWLDFREquipment / facility failureAggregated | WLDFR | HFTD - Distribution - Tier 3 - 2QU CoRE ¦ 3QU LoRE | Non-Red Flag Warning - Large Fires | Equipment / facility failure | Aggregated | 2036 | 1.4291e-06 | 279.2931 | 0.00039914 | 2036 | Mitigation | 0.95 | 45 | 0 | esc | 0.00097009 | 1.3864e-09 | 0.00097009 | 1.3864e-09 | 0.0027816 | 3.2167e-11 | 0.012705 | 1.0746e-10
[120 empty] | 7.3.3.17.5 (Remote Grid) Updates to grid topology to minimize risk of ignition in HFTDs Remote GridWLDFREquipment / facility failureAggregated | WLDFR | HFTD - Distribution - Tier 3 - 2QU CoRE ¦ 3QU LoRE | Non-Red Flag Warning - Large Fires | Equipment / facility failure | Aggregated | 2037 | 1.4291e-06 | 279.2931 | 0.00039914 | 2037 | Mitigation | 0.95 | 45 | 0 | esc | 0.00097009 | 1.3864e-09 | 0.00097009 | 1.3864e-09 | 0.0027816 | 3.2167e-11 | 0.012705 | 1.0746e-10
[120 empty] | 7.3.3.17.5 (Remote Grid) Updates to grid topology to minimize risk of ignition in HFTDs Remote GridWLDFREquipment / facility failureAggregated | WLDFR | HFTD - Distribution - Tier 3 - 2QU CoRE ¦ 3QU LoRE | Non-Red Flag Warning - Large Fires | Equipment / facility failure | Aggregated | 2038 | 1.4291e-06 | 279.2931 | 0.00039914 | 2038 | Mitigation | 0.95 | 45 | 0 | esc | 0.00097009 | 1.3864e-09 | 0.00097009 | 1.3864e-09 | 0 | 0 | 0.012705 | 1.0746e-10
[120 empty] | 7.3.3.17.5 (Remote Grid) Updates to grid topology to minimize risk of ignition in HFTDs Remote GridWLDFREquipment / facility failureAggregated | WLDFR | HFTD - Distribution - Tier 3 - 2QU CoRE ¦ 3QU LoRE | Non-Red Flag Warning - Large Fires | Equipment / facility failure | Aggregated | 2039 | 1.4291e-06 | 279.2931 | 0.00039914 | 2039 | Mitigation | 0.95 | 45 | 0 | esc | 0.00097009 | 1.3864e-09 | 0.00097009 | 1.3864e-09 | 0.0027816 | 7.3592e-11 | 0.012705 | 1.0746e-10
[120 empty] | 7.3.3.17.5 (Remote Grid) Updates to grid topology to minimize risk of ignition in HFTDs Remote GridWLDFREquipment / facility failureAggregated | WLDFR | HFTD - Distribution - Tier 3 - 2QU CoRE ¦ 3QU LoRE | Non-Red Flag Warning - Large Fires | Equipment / facility failure | Aggregated | 2040 | 1.4291e-06 | 279.2931 | 0.00039914 | 2040 | Mitigation | 0.95 | 45 | 0 | esc | 0.00097009 | 1.3864e-09 | 0.00097009 | 1.3864e-09 | 0.0027816 | 7.3592e-11 | 0.012705 | 1.0746e-10
[120 empty] | 7.3.3.17.5 (Remote Grid) Updates to grid topology to minimize risk of ignition in HFTDs Remote GridWLDFREquipment / facility failureAggregated | WLDFR | HFTD - Distribution - Tier 3 - 2QU CoRE ¦ 3QU LoRE | Non-Red Flag Warning - Large Fires | Equipment / facility failure | Aggregated | 2041 | 1.4291e-06 | 279.2931 | 0.00039914 | 2041 | Mitigation | 0.95 | 45 | 0 | esc | 0.00097009 | 1.3864e-09 | 0.00097009 | 1.3864e-09 | 0.0027816 | 7.3592e-11 | 0.012705 | 1.0746e-10
[120 empty] | 7.3.3.17.5 (Remote Grid) Updates to grid topology to minimize risk of ignition in HFTDs Remote GridWLDFREquipment / facility failureAggregated | WLDFR | HFTD - Distribution - Tier 3 - 2QU CoRE ¦ 3QU LoRE | Non-Red Flag Warning - Large Fires | Equipment / facility failure | Aggregated | 2042 | 1.4291e-06 | 279.2931 | 0.00039914 | 2042 | Mitigation | 0.95 | 45 | 0 | esc | 0.00097009 | 1.3864e-09 | 0.00097009 | 1.3864e-09 | 0.0027816 | 7.3592e-11 | 0.012705 | 1.0746e-10
[120 empty] | 7.3.3.17.5 (Remote Grid) Updates to grid topology to minimize risk of ignition in HFTDs Remote GridWLDFREquipment / facility failureAggregated | WLDFR | HFTD - Distribution - Tier 3 - 2QU CoRE ¦ 3QU LoRE | Non-Red Flag Warning - Large Fires | Equipment / facility failure | Aggregated | 2043 | 1.4291e-06 | 279.2931 | 0.00039914 | 2043 | Mitigation | 0.95 | 45 | 0 | esc | 0.00097009 | 1.3864e-09 | 0.00097009 | 1.3864e-09 | 0.0027816 | 7.3592e-11 | 0.012705 | 1.0746e-10
[120 empty] | 7.3.3.17.5 (Remote Grid) Updates to grid topology to minimize risk of ignition in HFTDs Remote GridWLDFREquipment / facility failureAggregated | WLDFR | HFTD - Distribution - Tier 3 - 2QU CoRE ¦ 3QU LoRE | Non-Red Flag Warning - Large Fires | Equipment / facility failure | Aggregated | 2044 | 1.4291e-06 | 279.2931 | 0.00039914 | 2044 | Mitigation | 0.95 | 45 | 0 | esc | 0.00097009 | 1.3864e-09 | 0.00097009 | 1.3864e-09 | 0.0027816 | 7.3592e-11 | 0.012705 | 1.0746e-10
[120 empty] | 7.3.3.17.5 (Remote Grid) Updates to grid topology to minimize risk of ignition in HFTDs Remote GridWLDFREquipment / facility failureAggregated | WLDFR | HFTD - Distribution - Tier 3 - 2QU CoRE ¦ 3QU LoRE | Non-Red Flag Warning - Large Fires | Equipment / facility failure | Aggregated | 2045 | 1.4291e-06 | 279.2931 | 0.00039914 | 2045 | Mitigation | 0.95 | 45 | 0 | esc | 0.00097009 | 1.3864e-09 | 0.00097009 | 1.3864e-09 | 0.0027816 | 7.3592e-11 | 0.012705 | 1.0746e-10
[120 empty] | 7.3.3.17.5 (Remote Grid) Updates to grid topology to minimize risk of ignition in HFTDs Remote GridWLDFREquipment / facility failureAggregated | WLDFR | HFTD - Distribution - Tier 3 - 2QU CoRE ¦ 3QU LoRE | Non-Red Flag Warning - Large Fires | Equipment / facility failure | Aggregated | 2046 | 1.4291e-06 | 279.2931 | 0.00039914 | 2046 | Mitigation | 0.95 | 45 | 0 | esc | 0.00097009 | 1.3864e-09 | 0.00097009 | 1.3864e-09 | 0.0027816 | 7.3592e-11 | 0 | 0
[120 empty] | 7.3.3.17.5 (Remote Grid) Updates to grid topology to minimize risk of ignition in HFTDs Remote GridWLDFREquipment / facility failureAggregated | WLDFR | HFTD - Distribution - Tier 3 - 2QU CoRE ¦ 3QU LoRE | Non-Red Flag Warning - Large Fires | Equipment / facility failure | Aggregated | 2047 | 1.4291e-06 | 279.2931 | 0.00039914 | 2047 | Mitigation | 0.95 | 45 | 0 | esc | 0.00097009 | 1.3864e-09 | 0.00097009 | 1.3864e-09 | 0.0027816 | 7.3592e-11 | 0 | 0
[120 empty] | 7.3.3.17.5 (Remote Grid) Updates to grid topology to minimize risk of ignition in HFTDs Remote GridWLDFREquipment / facility failureAggregated | WLDFR | HFTD - Distribution - Tier 3 - 2QU CoRE ¦ 3QU LoRE | Non-Red Flag Warning - Large Fires | Equipment / facility failure | Aggregated | 2048 | 1.4291e-06 | 279.2931 | 0.00039914 | 2048 | Mitigation | 0.95 | 45 | 0 | esc | 0.00097009 | 1.3864e-09 | 0.00097009 | 1.3864e-09 | 0.0027816 | 7.3592e-11 | 0.01662 | 2.1644e-11
[120 empty] | 7.3.3.17.5 (Remote Grid) Updates to grid topology to minimize risk of ignition in HFTDs Remote GridWLDFREquipment / facility failureAggregated | WLDFR | HFTD - Distribution - Tier 3 - 2QU CoRE ¦ 3QU LoRE | Non-Red Flag Warning - Large Fires | Equipment / facility failure | Aggregated | 2049 | 1.4291e-06 | 279.2931 | 0.00039914 | 2049 | Mitigation | 0.95 | 45 | 0 | esc | 0.00097009 | 1.3864e-09 | 0.00097009 | 1.3864e-09 | 0.0027816 | 7.3592e-11 | 0.01662 | 2.1644e-11
[120 empty] | 7.3.3.17.5 (Remote Grid) Updates to grid topology to minimize risk of ignition in HFTDs Remote GridWLDFREquipment / facility failureAggregated | WLDFR | HFTD - Distribution - Tier 3 - 2QU CoRE ¦ 3QU LoRE | Non-Red Flag Warning - Large Fires | Equipment / facility failure | Aggregated | 2050 | 1.4291e-06 | 279.2931 | 0.00039914 | 2050 | Mitigation | 0.95 | 45 | 0 | esc | 0.00097009 | 1.3864e-09 | 0.00097009 | 1.3864e-09 | 0.0027816 | 7.3592e-11 | 0.01662 | 2.1644e-11
[120 empty] | 7.3.3.17.5 (Remote Grid) Updates to grid topology to minimize risk of ignition in HFTDs Remote GridWLDFREquipment / facility failureAggregated | WLDFR | HFTD - Distribution - Tier 3 - 2QU CoRE ¦ 3QU LoRE | Non-Red Flag Warning - Large Fires | Equipment / facility failure | Aggregated | 2051 | 1.4291e-06 | 279.2931 | 0.00039914 | 2051 | Mitigation | 0.95 | 45 | 0 | esc | 0.00097009 | 1.3864e-09 | 0.00097009 | 1.3864e-09 | 0.0027816 | 7.3592e-11 | 0.01662 | 2.1644e-11
[120 empty] | 7.3.3.17.5 (Remote Grid) Updates to grid topology to minimize risk of ignition in HFTDs Remote GridWLDFREquipment / facility failureAggregated | WLDFR | HFTD - Distribution - Tier 3 - 2QU CoRE ¦ 3QU LoRE | Non-Red Flag Warning - Large Fires | Equipment / facility failure | Aggregated | 2052 | 1.4291e-06 | 279.2931 | 0.00039914 | 2052 | Mitigation | 0.95 | 45 | 0 | esc | 0.00097009 | 1.3864e-09 | 0.00097009 | 1.3864e-09 | 0.0027816 | 7.3592e-11 | 0.01662 | 2.1644e-11
[120 empty] | 7.3.3.17.5 (Remote Grid) Updates to grid topology to minimize risk of ignition in HFTDs Remote GridWLDFREquipment / facility failureAggregated | WLDFR | HFTD - Distribution - Tier 3 - 2QU CoRE ¦ 3QU LoRE | Non-Red Flag Warning - Large Fires | Equipment / facility failure | Aggregated | 2053 | 1.4291e-06 | 279.2931 | 0.00039914 | 2053 | Mitigation | 0.95 | 45 | 0 | esc | 0.00097009 | 1.3864e-09 | 0.00097009 | 1.3864e-09 | 0.0027816 | 7.3592e-11 | 0.01662 | 2.1644e-11
[120 empty] | 7.3.3.17.5 (Remote Grid) Updates to grid topology to minimize risk of ignition in HFTDs Remote GridWLDFREquipment / facility failureAggregated | WLDFR | HFTD - Distribution - Tier 3 - 2QU CoRE ¦ 3QU LoRE | Non-Red Flag Warning - Large Fires | Equipment / facility failure | Aggregated | 2054 | 1.4291e-06 | 279.2931 | 0.00039914 | 2054 | Mitigation | 0.95 | 45 | 0 | esc | 0.00097009 | 1.3864e-09 | 0.00097009 | 1.3864e-09 | 0.0027816 | 7.3592e-11 | 0.01662 | 2.1644e-11
[120 empty] | 7.3.3.17.5 (Remote Grid) Updates to grid topology to minimize risk of ignition in HFTDs Remote GridWLDFREquipment / facility failureAggregated | WLDFR | HFTD - Distribution - Tier 3 - 2QU CoRE ¦ 3QU LoRE | Non-Red Flag Warning - Large Fires | Equipment / facility failure | Aggregated | 2055 | 1.4291e-06 | 279.2931 | 0.00039914 | 2055 | Mitigation | 0.95 | 45 | 0 | esc | 0.00097009 | 1.3864e-09 | 0.00097009 | 1.3864e-09 | 0.0027816 | 7.3592e-11 | 0.01662 | 2.1644e-11
[120 empty] | 7.3.3.17.5 (Remote Grid) Updates to grid topology to minimize risk of ignition in HFTDs Remote GridWLDFREquipment / facility failureAggregated | WLDFR | HFTD - Distribution - Tier 3 - 2QU CoRE ¦ 3QU LoRE | Non-Red Flag Warning - Large Fires | Equipment / facility failure | Aggregated | 2056 | 1.4291e-06 | 279.2931 | 0.00039914 | 2056 | Mitigation | 0.95 | 45 | 0 | esc | 0.00097009 | 1.3864e-09 | 0.00097009 | 1.3864e-09 | 0.0027816 | 7.3592e-11 | 0.01662 | 2.1644e-11
[120 empty] | 7.3.3.17.5 (Remote Grid) Updates to grid topology to minimize risk of ignition in HFTDs Remote GridWLDFREquipment / facility failureAggregated | WLDFR | HFTD - Distribution - Tier 3 - 2QU CoRE ¦ 3QU LoRE | Non-Red Flag Warning - Large Fires | Equipment / facility failure | Aggregated | 2057 | 1.4291e-06 | 279.2931 | 0.00039914 | 2057 | Mitigation | 0.95 | 45 | 0 | esc | 0.00097009 | 1.3864e-09 | 0.00097009 | 1.3864e-09 | 0.0027816 | 7.3592e-11 | 0.01662 | 2.1644e-11
[120 empty] | 7.3.3.17.5 (Remote Grid) Updates to grid topology to minimize risk of ignition in HFTDs Remote GridWLDFREquipment / facility failureAggregated | WLDFR | HFTD - Distribution - Tier 3 - 2QU CoRE ¦ 3QU LoRE | Non-Red Flag Warning - Large Fires | Equipment / facility failure | Aggregated | 2058 | 1.4291e-06 | 279.2931 | 0.00039914 | 2058 | Mitigation | 0.95 | 45 | 0 | esc | 0.00097009 | 1.3864e-09 | 0.00097009 | 1.3864e-09 | 0.0027816 | 7.3592e-11 | 0.01662 | 2.1644e-11
[120 empty] | 7.3.3.17.5 (Remote Grid) Updates to grid topology to minimize risk of ignition in HFTDs Remote GridWLDFREquipment / facility failureAggregated | WLDFR | HFTD - Distribution - Tier 3 - 2QU CoRE ¦ 3QU LoRE | Non-Red Flag Warning - Large Fires | Equipment / facility failure | Aggregated | 2059 | 1.4291e-06 | 279.2931 | 0.00039914 | 2059 | Mitigation | 0.95 | 45 | 0 | esc | 0.00097009 | 1.3864e-09 | 0.00097009 | 1.3864e-09 | 0.0027816 | 7.3592e-11 | 0.01662 | 2.1644e-11
[120 empty] | 7.3.3.17.5 (Remote Grid) Updates to grid topology to minimize risk of ignition in HFTDs Remote GridWLDFREquipment / facility failureAggregated | WLDFR | HFTD - Distribution - Tier 3 - 2QU CoRE ¦ 3QU LoRE | Non-Red Flag Warning - Large Fires | Equipment / facility failure | Aggregated | 2060 | 1.4291e-06 | 279.2931 | 0.00039914 | 2060 | Mitigation | 0.95 | 45 | 0 | esc | 0.00097009 | 1.3864e-09 | 0.00097009 | 1.3864e-09 | 0.0027816 | 7.3592e-11 | 0.01662 | 2.1644e-11
[120 empty] | 7.3.3.17.5 (Remote Grid) Updates to grid topology to minimize risk of ignition in HFTDs Remote GridWLDFREquipment / facility failureAggregated | WLDFR | HFTD - Distribution - Tier 3 - 2QU CoRE ¦ 3QU LoRE | Non-Red Flag Warning - Large Fires | Equipment / facility failure | Aggregated | 2061 | 1.4291e-06 | 279.2931 | 0.00039914 | 2061 | Mitigation | 0.95 | 45 | 0 | esc | 0.00097009 | 1.3864e-09 | 0.00097009 | 1.3864e-09 | 0.0027816 | 7.3592e-11 | 0.01662 | 2.1644e-11
[120 empty] | 7.3.3.17.5 (Remote Grid) Updates to grid topology to minimize risk of ignition in HFTDs Remote GridWLDFREquipment / facility failureAggregated | WLDFR | HFTD - Distribution - Tier 3 - 2QU CoRE ¦ 3QU LoRE | Non-Red Flag Warning - Large Fires | Equipment / facility failure | Aggregated | 2062 | 1.4291e-06 | 279.2931 | 0.00039914 | 2062 | Mitigation | 0.95 | 45 | 0 | esc | 0.00097009 | 1.3864e-09 | 0.00097009 | 1.3864e-09 | 0.0027816 | 7.3592e-11 | 0.01662 | 2.1644e-11
[120 empty] | 7.3.3.17.5 (Remote Grid) Updates to grid topology to minimize risk of ignition in HFTDs Remote GridWLDFREquipment / facility failureAggregated | WLDFR | HFTD - Distribution - Tier 3 - 2QU CoRE ¦ 3QU LoRE | Non-Red Flag Warning - Large Fires | Equipment / facility failure | Aggregated | 2063 | 1.4291e-06 | 279.2931 | 0.00039914 | 2063 | Mitigation | 0.95 | 45 | 0 | esc | 0.00097009 | 1.3864e-09 | 0.00097009 | 1.3864e-09 | 0.0027816 | 7.3592e-11 | 0.01662 | 2.1644e-11
[120 empty] | 7.3.3.17.5 (Remote Grid) Updates to grid topology to minimize risk of ignition in HFTDs Remote GridWLDFREquipment / facility failureAggregated | WLDFR | HFTD - Distribution - Tier 3 - 2QU CoRE ¦ 3QU LoRE | Non-Red Flag Warning - Large Fires | Equipment / facility failure | Aggregated | 2064 | 1.4291e-06 | 279.2931 | 0.00039914 | 2064 | Mitigation | 0.95 | 45 | 0 | esc | 0.00097009 | 1.3864e-09 | 0.00097009 | 1.3864e-09 | 0.0027816 | 7.3592e-11 | 0.01662 | 2.1644e-11
[120 empty] | 7.3.3.17.5 (Remote Grid) Updates to grid topology to minimize risk of ignition in HFTDs Remote GridWLDFREquipment / facility failureAggregated | WLDFR | HFTD - Distribution - Tier 3 - 2QU CoRE ¦ 3QU LoRE | Non-Red Flag Warning - Large Fires | Equipment / facility failure | Aggregated | 2065 | 1.4291e-06 | 279.2931 | 0.00039914 | 2065 | Mitigation | 0.95 | 45 | 0 | esc | 0.00097009 | 1.3864e-09 | 0.00097009 | 1.3864e-09 | 0.0027816 | 7.3592e-11 | 0.01662 | 2.1644e-11
[120 empty] | 7.3.3.17.5 (Remote Grid) Updates to grid topology to minimize risk of ignition in HFTDs Remote GridWLDFREquipment / facility failureAggregated | WLDFR | HFTD - Distribution - Tier 3 - 2QU CoRE ¦ 3QU LoRE | Non-Red Flag Warning - Large Fires | Equipment / facility failure | Aggregated | 2066 | 1.4291e-06 | 279.2931 | 0.00039914 | 2066 | Mitigation | 0.95 | 45 | 0 | esc | 0.00097009 | 1.3864e-09 | 0.00097009 | 1.3864e-09 | 0.0027816 | 7.3592e-11 | 0.01662 | 2.1644e-11
[120 empty] | 7.3.3.17.5 (Remote Grid) Updates to grid topology to minimize risk of ignition in HFTDs Remote GridWLDFREquipment / facility failureAggregated | WLDFR | HFTD - Distribution - Tier 3 - 2QU CoRE ¦ 3QU LoRE | Non-Red Flag Warning - Large Fires | Equipment / facility failure | Aggregated | 2067 | 1.4291e-06 | 279.2931 | 0.00039914 | 2067 | Mitigation | 0.95 | 45 | 0 | esc | 0 | 0 | 0.00097009 | 1.3864e-09 | 0.0027816 | 7.3592e-11 | 0.01662 | 2.1644e-11
[120 empty] | 7.3.3.17.5 (Remote Grid) Updates to grid topology to minimize risk of ignition in HFTDs Remote GridWLDFRVegetation ContactAggregated | WLDFR | HFTD - Distribution - Tier 3 - 2QU CoRE ¦ 3QU LoRE | Non-Red Flag Warning - Large Fires | Vegetation Contact | Aggregated | 2022 | 1.8492e-05 | 279.2931 | 0.0051646 | 2022 | Mitigation | 0.95 | 45 | 0 | esc | 0.00097009 | 1.7939e-08 | 0 | 0 | 0.0027816 | 7.3592e-11 | 0.01662 | 2.1644e-11
[120 empty] | 7.3.3.17.5 (Remote Grid) Updates to grid topology to minimize risk of ignition in HFTDs Remote GridWLDFRVegetation ContactAggregated | WLDFR | HFTD - Distribution - Tier 3 - 2QU CoRE ¦ 3QU LoRE | Non-Red Flag Warning - Large Fires | Vegetation Contact | Aggregated | 2023 | 1.8492e-05 | 279.2931 | 0.0051646 | 2023 | Mitigation | 0.95 | 45 | 0 | esc | 0.00097009 | 1.7939e-08 | 0.00097009 | 1.7939e-08 | 0.0027816 | 7.3592e-11 | 0.01662 | 2.1644e-11
[120 empty] | 7.3.3.17.5 (Remote Grid) Updates to grid topology to minimize risk of ignition in HFTDs Remote GridWLDFRVegetation ContactAggregated | WLDFR | HFTD - Distribution - Tier 3 - 2QU CoRE ¦ 3QU LoRE | Non-Red Flag Warning - Large Fires | Vegetation Contact | Aggregated | 2024 | 1.8492e-05 | 279.2931 | 0.0051646 | 2024 | Mitigation | 0.95 | 45 | 0 | esc | 0.00097009 | 1.7939e-08 | 0.00097009 | 1.7939e-08 | 0.0027816 | 7.3592e-11 | 0.01662 | 2.1644e-11
[120 empty] | 7.3.3.17.5 (Remote Grid) Updates to grid topology to minimize risk of ignition in HFTDs Remote GridWLDFRVegetation ContactAggregated | WLDFR | HFTD - Distribution - Tier 3 - 2QU CoRE ¦ 3QU LoRE | Non-Red Flag Warning - Large Fires | Vegetation Contact | Aggregated | 2025 | 1.8492e-05 | 279.2931 | 0.0051646 | 2025 | Mitigation | 0.95 | 45 | 0 | esc | 0.00097009 | 1.7939e-08 | 0.00097009 | 1.7939e-08 | 0.0027816 | 7.3592e-11 | 0.01662 | 2.1644e-11
[120 empty] | 7.3.3.17.5 (Remote Grid) Updates to grid topology to minimize risk of ignition in HFTDs Remote GridWLDFRVegetation ContactAggregated | WLDFR | HFTD - Distribution - Tier 3 - 2QU CoRE ¦ 3QU LoRE | Non-Red Flag Warning - Large Fires | Vegetation Contact | Aggregated | 2026 | 1.8492e-05 | 279.2931 | 0.0051646 | 2026 | Mitigation | 0.95 | 45 | 0 | esc | 0.00097009 | 1.7939e-08 | 0.00097009 | 1.7939e-08 | 0.0027816 | 7.3592e-11 | 0.01662 | 2.1644e-11
[120 empty] | 7.3.3.17.5 (Remote Grid) Updates to grid topology to minimize risk of ignition in HFTDs Remote GridWLDFRVegetation ContactAggregated | WLDFR | HFTD - Distribution - Tier 3 - 2QU CoRE ¦ 3QU LoRE | Non-Red Flag Warning - Large Fires | Vegetation Contact | Aggregated | 2027 | 1.8492e-05 | 279.2931 | 0.0051646 | 2027 | Mitigation | 0.95 | 45 | 0 | esc | 0.00097009 | 1.7939e-08 | 0.00097009 | 1.7939e-08 | 0.0027816 | 7.3592e-11 | 0.01662 | 2.1644e-11
[120 empty] | 7.3.3.17.5 (Remote Grid) Updates to grid topology to minimize risk of ignition in HFTDs Remote GridWLDFRVegetation ContactAggregated | WLDFR | HFTD - Distribution - Tier 3 - 2QU CoRE ¦ 3QU LoRE | Non-Red Flag Warning - Large Fires | Vegetation Contact | Aggregated | 2028 | 1.8492e-05 | 279.2931 | 0.0051646 | 2028 | Mitigation | 0.95 | 45 | 0 | esc | 0.00097009 | 1.7939e-08 | 0.00097009 | 1.7939e-08 | 0.0027816 | 7.3592e-11 | 0.01662 | 2.1644e-11
[120 empty] | 7.3.3.17.5 (Remote Grid) Updates to grid topology to minimize risk of ignition in HFTDs Remote GridWLDFRVegetation ContactAggregated | WLDFR | HFTD - Distribution - Tier 3 - 2QU CoRE ¦ 3QU LoRE | Non-Red Flag Warning - Large Fires | Vegetation Contact | Aggregated | 2029 | 1.8492e-05 | 279.2931 | 0.0051646 | 2029 | Mitigation | 0.95 | 45 | 0 | esc | 0.00097009 | 1.7939e-08 | 0.00097009 | 1.7939e-08 | 0.0027816 | 7.3592e-11 | 0.01662 | 2.1644e-11
[120 empty] | 7.3.3.17.5 (Remote Grid) Updates to grid topology to minimize risk of ignition in HFTDs Remote GridWLDFRVegetation ContactAggregated | WLDFR | HFTD - Distribution - Tier 3 - 2QU CoRE ¦ 3QU LoRE | Non-Red Flag Warning - Large Fires | Vegetation Contact | Aggregated | 2030 | 1.8492e-05 | 279.2931 | 0.0051646 | 2030 | Mitigation | 0.95 | 45 | 0 | esc | 0.00097009 | 1.7939e-08 | 0.00097009 | 1.7939e-08 | 0.0027816 | 7.3592e-11 | 0.01662 | 2.1644e-11
[120 empty] | 7.3.3.17.5 (Remote Grid) Updates to grid topology to minimize risk of ignition in HFTDs Remote GridWLDFRVegetation ContactAggregated | WLDFR | HFTD - Distribution - Tier 3 - 2QU CoRE ¦ 3QU LoRE | Non-Red Flag Warning - Large Fires | Vegetation Contact | Aggregated | 2031 | 1.8492e-05 | 279.2931 | 0.0051646 | 2031 | Mitigation | 0.95 | 45 | 0 | esc | 0.00097009 | 1.7939e-08 | 0.00097009 | 1.7939e-08 | 0.0027816 | 7.3592e-11 | 0.01662 | 2.1644e-11
[120 empty] | 7.3.3.17.5 (Remote Grid) Updates to grid topology to minimize risk of ignition in HFTDs Remote GridWLDFRVegetation ContactAggregated | WLDFR | HFTD - Distribution - Tier 3 - 2QU CoRE ¦ 3QU LoRE | Non-Red Flag Warning - Large Fires | Vegetation Contact | Aggregated | 2032 | 1.8492e-05 | 279.2931 | 0.0051646 | 2032 | Mitigation | 0.95 | 45 | 0 | esc | 0.00097009 | 1.7939e-08 | 0.00097009 | 1.7939e-08 | 0.0027816 | 7.3592e-11 | 0 | 0
[120 empty] | 7.3.3.17.5 (Remote Grid) Updates to grid topology to minimize risk of ignition in HFTDs Remote GridWLDFRVegetation ContactAggregated | WLDFR | HFTD - Distribution - Tier 3 - 2QU CoRE ¦ 3QU LoRE | Non-Red Flag Warning - Large Fires | Vegetation Contact | Aggregated | 2033 | 1.8492e-05 | 279.2931 | 0.0051646 | 2033 | Mitigation | 0.95 | 45 | 0 | esc | 0.00097009 | 1.7939e-08 | 0.00097009 | 1.7939e-08 | 0.0027816 | 7.3592e-11 | 0 | 0
[120 empty] | 7.3.3.17.5 (Remote Grid) Updates to grid topology to minimize risk of ignition in HFTDs Remote GridWLDFRVegetation ContactAggregated | WLDFR | HFTD - Distribution - Tier 3 - 2QU CoRE ¦ 3QU LoRE | Non-Red Flag Warning - Large Fires | Vegetation Contact | Aggregated | 2034 | 1.8492e-05 | 279.2931 | 0.0051646 | 2034 | Mitigation | 0.95 | 45 | 0 | esc | 0.00097009 | 1.7939e-08 | 0.00097009 | 1.7939e-08 | 0.0027816 | 7.3592e-11 | 0.0080352 | 6.2082e-10
[120 empty] | 7.3.3.17.5 (Remote Grid) Updates to grid topology to minimize risk of ignition in HFTDs Remote GridWLDFRVegetation ContactAggregated | WLDFR | HFTD - Distribution - Tier 3 - 2QU CoRE ¦ 3QU LoRE | Non-Red Flag Warning - Large Fires | Vegetation Contact | Aggregated | 2035 | 1.8492e-05 | 279.2931 | 0.0051646 | 2035 | Mitigation | 0.95 | 45 | 0 | esc | 0.00097009 | 1.7939e-08 | 0.00097009 | 1.7939e-08 | 0.0027816 | 7.3592e-11 | 0.0080352 | 6.2082e-10
[120 empty] | 7.3.3.17.5 (Remote Grid) Updates to grid topology to minimize risk of ignition in HFTDs Remote GridWLDFRVegetation ContactAggregated | WLDFR | HFTD - Distribution - Tier 3 - 2QU CoRE ¦ 3QU LoRE | Non-Red Flag Warning - Large Fires | Vegetation Contact | Aggregated | 2036 | 1.8492e-05 | 279.2931 | 0.0051646 | 2036 | Mitigation | 0.95 | 45 | 0 | esc | 0.00097009 | 1.7939e-08 | 0.00097009 | 1.7939e-08 | 0.0027816 | 7.3592e-11 | 0.0080352 | 6.2082e-10
[120 empty] | 7.3.3.17.5 (Remote Grid) Updates to grid topology to minimize risk of ignition in HFTDs Remote GridWLDFRVegetation ContactAggregated | WLDFR | HFTD - Distribution - Tier 3 - 2QU CoRE ¦ 3QU LoRE | Non-Red Flag Warning - Large Fires | Vegetation Contact | Aggregated | 2037 | 1.8492e-05 | 279.2931 | 0.0051646 | 2037 | Mitigation | 0.95 | 45 | 0 | esc | 0.00097009 | 1.7939e-08 | 0.00097009 | 1.7939e-08 | 0.0027816 | 7.3592e-11 | 0.0080352 | 6.2082e-10
[120 empty] | 7.3.3.17.5 (Remote Grid) Updates to grid topology to minimize risk of ignition in HFTDs Remote GridWLDFRVegetation ContactAggregated | WLDFR | HFTD - Distribution - Tier 3 - 2QU CoRE ¦ 3QU LoRE | Non-Red Flag Warning - Large Fires | Vegetation Contact | Aggregated | 2038 | 1.8492e-05 | 279.2931 | 0.0051646 | 2038 | Mitigation | 0.95 | 45 | 0 | esc | 0.00097009 | 1.7939e-08 | 0.00097009 | 1.7939e-08 | 0.0027816 | 7.3592e-11 | 0.0080352 | 6.2082e-10
[120 empty] | 7.3.3.17.5 (Remote Grid) Updates to grid topology to minimize risk of ignition in HFTDs Remote GridWLDFRVegetation ContactAggregated | WLDFR | HFTD - Distribution - Tier 3 - 2QU CoRE ¦ 3QU LoRE | Non-Red Flag Warning - Large Fires | Vegetation Contact | Aggregated | 2039 | 1.8492e-05 | 279.2931 | 0.0051646 | 2039 | Mitigation | 0.95 | 45 | 0 | esc | 0.00097009 | 1.7939e-08 | 0.00097009 | 1.7939e-08 | 0.0027816 | 7.3592e-11 | 0.0080352 | 6.2082e-10
[120 empty] | 7.3.3.17.5 (Remote Grid) Updates to grid topology to minimize risk of ignition in HFTDs Remote GridWLDFRVegetation ContactAggregated | WLDFR | HFTD - Distribution - Tier 3 - 2QU CoRE ¦ 3QU LoRE | Non-Red Flag Warning - Large Fires | Vegetation Contact | Aggregated | 2040 | 1.8492e-05 | 279.2931 | 0.0051646 | 2040 | Mitigation | 0.95 | 45 | 0 | esc | 0.00097009 | 1.7939e-08 | 0.00097009 | 1.7939e-08 | 0.0027816 | 7.3592e-11 | 0.0080352 | 6.2082e-10
[120 empty] | 7.3.3.17.5 (Remote Grid) Updates to grid topology to minimize risk of ignition in HFTDs Remote GridWLDFRVegetation ContactAggregated | WLDFR | HFTD - Distribution - Tier 3 - 2QU CoRE ¦ 3QU LoRE | Non-Red Flag Warning - Large Fires | Vegetation Contact | Aggregated | 2041 | 1.8492e-05 | 279.2931 | 0.0051646 | 2041 | Mitigation | 0.95 | 45 | 0 | esc | 0.00097009 | 1.7939e-08 | 0.00097009 | 1.7939e-08 | 0.0027816 | 7.3592e-11 | 0.0080352 | 6.2082e-10
[120 empty] | 7.3.3.17.5 (Remote Grid) Updates to grid topology to minimize risk of ignition in HFTDs Remote GridWLDFRVegetation ContactAggregated | WLDFR | HFTD - Distribution - Tier 3 - 2QU CoRE ¦ 3QU LoRE | Non-Red Flag Warning - Large Fires | Vegetation Contact | Aggregated | 2042 | 1.8492e-05 | 279.2931 | 0.0051646 | 2042 | Mitigation | 0.95 | 45 | 0 | esc | 0.00097009 | 1.7939e-08 | 0.00097009 | 1.7939e-08 | 0 | 0 | 0.0080352 | 6.2082e-10
[120 empty] | 7.3.3.17.5 (Remote Grid) Updates to grid topology to minimize risk of ignition in HFTDs Remote GridWLDFRVegetation ContactAggregated | WLDFR | HFTD - Distribution - Tier 3 - 2QU CoRE ¦ 3QU LoRE | Non-Red Flag Warning - Large Fires | Vegetation Contact | Aggregated | 2043 | 1.8492e-05 | 279.2931 | 0.0051646 | 2043 | Mitigation | 0.95 | 45 | 0 | esc | 0.00097009 | 1.7939e-08 | 0.00097009 | 1.7939e-08 | 0.0027816 | 5.7957e-12 | 0.0080352 | 6.2082e-10
[120 empty] | 7.3.3.17.5 (Remote Grid) Updates to grid topology to minimize risk of ignition in HFTDs Remote GridWLDFRVegetation ContactAggregated | WLDFR | HFTD - Distribution - Tier 3 - 2QU CoRE ¦ 3QU LoRE | Non-Red Flag Warning - Large Fires | Vegetation Contact | Aggregated | 2044 | 1.8492e-05 | 279.2931 | 0.0051646 | 2044 | Mitigation | 0.95 | 45 | 0 | esc | 0.00097009 | 1.7939e-08 | 0.00097009 | 1.7939e-08 | 0.0027816 | 5.7957e-12 | 0.0080352 | 6.2082e-10
[120 empty] | 7.3.3.17.5 (Remote Grid) Updates to grid topology to minimize risk of ignition in HFTDs Remote GridWLDFRVegetation ContactAggregated | WLDFR | HFTD - Distribution - Tier 3 - 2QU CoRE ¦ 3QU LoRE | Non-Red Flag Warning - Large Fires | Vegetation Contact | Aggregated | 2045 | 1.8492e-05 | 279.2931 | 0.0051646 | 2045 | Mitigation | 0.95 | 45 | 0 | esc | 0.00097009 | 1.7939e-08 | 0.00097009 | 1.7939e-08 | 0.0027816 | 5.7957e-12 | 0.0080352 | 6.2082e-10
[120 empty] | 7.3.3.17.5 (Remote Grid) Updates to grid topology to minimize risk of ignition in HFTDs Remote GridWLDFRVegetation ContactAggregated | WLDFR | HFTD - Distribution - Tier 3 - 2QU CoRE ¦ 3QU LoRE | Non-Red Flag Warning - Large Fires | Vegetation Contact | Aggregated | 2046 | 1.8492e-05 | 279.2931 | 0.0051646 | 2046 | Mitigation | 0.95 | 45 | 0 | esc | 0.00097009 | 1.7939e-08 | 0.00097009 | 1.7939e-08 | 0.0027816 | 5.7957e-12 | 0.0080352 | 6.2082e-10
[120 empty] | 7.3.3.17.5 (Remote Grid) Updates to grid topology to minimize risk of ignition in HFTDs Remote GridWLDFRVegetation ContactAggregated | WLDFR | HFTD - Distribution - Tier 3 - 2QU CoRE ¦ 3QU LoRE | Non-Red Flag Warning - Large Fires | Vegetation Contact | Aggregated | 2047 | 1.8492e-05 | 279.2931 | 0.0051646 | 2047 | Mitigation | 0.95 | 45 | 0 | esc | 0.00097009 | 1.7939e-08 | 0.00097009 | 1.7939e-08 | 0.0027816 | 5.7957e-12 | 0.0080352 | 6.2082e-10
[120 empty] | 7.3.3.17.5 (Remote Grid) Updates to grid topology to minimize risk of ignition in HFTDs Remote GridWLDFRVegetation ContactAggregated | WLDFR | HFTD - Distribution - Tier 3 - 2QU CoRE ¦ 3QU LoRE | Non-Red Flag Warning - Large Fires | Vegetation Contact | Aggregated | 2048 | 1.8492e-05 | 279.2931 | 0.0051646 | 2048 | Mitigation | 0.95 | 45 | 0 | esc | 0.00097009 | 1.7939e-08 | 0.00097009 | 1.7939e-08 | 0.0027816 | 5.7957e-12 | 0.0080352 | 6.2082e-10
[120 empty] | 7.3.3.17.5 (Remote Grid) Updates to grid topology to minimize risk of ignition in HFTDs Remote GridWLDFRVegetation ContactAggregated | WLDFR | HFTD - Distribution - Tier 3 - 2QU CoRE ¦ 3QU LoRE | Non-Red Flag Warning - Large Fires | Vegetation Contact | Aggregated | 2049 | 1.8492e-05 | 279.2931 | 0.0051646 | 2049 | Mitigation | 0.95 | 45 | 0 | esc | 0.00097009 | 1.7939e-08 | 0.00097009 | 1.7939e-08 | 0.0027816 | 5.7957e-12 | 0.0080352 | 6.2082e-10
[120 empty] | 7.3.3.17.5 (Remote Grid) Updates to grid topology to minimize risk of ignition in HFTDs Remote GridWLDFRVegetation ContactAggregated | WLDFR | HFTD - Distribution - Tier 3 - 2QU CoRE ¦ 3QU LoRE | Non-Red Flag Warning - Large Fires | Vegetation Contact | Aggregated | 2050 | 1.8492e-05 | 279.2931 | 0.0051646 | 2050 | Mitigation | 0.95 | 45 | 0 | esc | 0.00097009 | 1.7939e-08 | 0.00097009 | 1.7939e-08 | 0.0027816 | 5.7957e-12 | 0.0080352 | 6.2082e-10
[120 empty] | 7.3.3.17.5 (Remote Grid) Updates to grid topology to minimize risk of ignition in HFTDs Remote GridWLDFRVegetation ContactAggregated | WLDFR | HFTD - Distribution - Tier 3 - 2QU CoRE ¦ 3QU LoRE | Non-Red Flag Warning - Large Fires | Vegetation Contact | Aggregated | 2051 | 1.8492e-05 | 279.2931 | 0.0051646 | 2051 | Mitigation | 0.95 | 45 | 0 | esc | 0.00097009 | 1.7939e-08 | 0.00097009 | 1.7939e-08 | 0.0027816 | 5.7957e-12 | 0.0080352 | 6.2082e-10
[120 empty] | 7.3.3.17.5 (Remote Grid) Updates to grid topology to minimize risk of ignition in HFTDs Remote GridWLDFRVegetation ContactAggregated | WLDFR | HFTD - Distribution - Tier 3 - 2QU CoRE ¦ 3QU LoRE | Non-Red Flag Warning - Large Fires | Vegetation Contact | Aggregated | 2052 | 1.8492e-05 | 279.2931 | 0.0051646 | 2052 | Mitigation | 0.95 | 45 | 0 | esc | 0.00097009 | 1.7939e-08 | 0.00097009 | 1.7939e-08 | 0.0027816 | 5.7957e-12 | 0.0080352 | 6.2082e-10
[120 empty] | 7.3.3.17.5 (Remote Grid) Updates to grid topology to minimize risk of ignition in HFTDs Remote GridWLDFRVegetation ContactAggregated | WLDFR | HFTD - Distribution - Tier 3 - 2QU CoRE ¦ 3QU LoRE | Non-Red Flag Warning - Large Fires | Vegetation Contact | Aggregated | 2053 | 1.8492e-05 | 279.2931 | 0.0051646 | 2053 | Mitigation | 0.95 | 45 | 0 | esc | 0.00097009 | 1.7939e-08 | 0.00097009 | 1.7939e-08 | 0.0027816 | 5.7957e-12 | 0.0080352 | 6.2082e-10
[120 empty] | 7.3.3.17.5 (Remote Grid) Updates to grid topology to minimize risk of ignition in HFTDs Remote GridWLDFRVegetation ContactAggregated | WLDFR | HFTD - Distribution - Tier 3 - 2QU CoRE ¦ 3QU LoRE | Non-Red Flag Warning - Large Fires | Vegetation Contact | Aggregated | 2054 | 1.8492e-05 | 279.2931 | 0.0051646 | 2054 | Mitigation | 0.95 | 45 | 0 | esc | 0.00097009 | 1.7939e-08 | 0.00097009 | 1.7939e-08 | 0.0027816 | 5.7957e-12 | 0.0080352 | 6.2082e-10
[120 empty] | 7.3.3.17.5 (Remote Grid) Updates to grid topology to minimize risk of ignition in HFTDs Remote GridWLDFRVegetation ContactAggregated | WLDFR | HFTD - Distribution - Tier 3 - 2QU CoRE ¦ 3QU LoRE | Non-Red Flag Warning - Large Fires | Vegetation Contact | Aggregated | 2055 | 1.8492e-05 | 279.2931 | 0.0051646 | 2055 | Mitigation | 0.95 | 45 | 0 | esc | 0.00097009 | 1.7939e-08 | 0.00097009 | 1.7939e-08 | 0.0027816 | 5.7957e-12 | 0.0080352 | 6.2082e-10
[120 empty] | 7.3.3.17.5 (Remote Grid) Updates to grid topology to minimize risk of ignition in HFTDs Remote GridWLDFRVegetation ContactAggregated | WLDFR | HFTD - Distribution - Tier 3 - 2QU CoRE ¦ 3QU LoRE | Non-Red Flag Warning - Large Fires | Vegetation Contact | Aggregated | 2056 | 1.8492e-05 | 279.2931 | 0.0051646 | 2056 | Mitigation | 0.95 | 45 | 0 | esc | 0.00097009 | 1.7939e-08 | 0.00097009 | 1.7939e-08 | 0.0027816 | 5.7957e-12 | 0.0080352 | 6.2082e-10
[120 empty] | 7.3.3.17.5 (Remote Grid) Updates to grid topology to minimize risk of ignition in HFTDs Remote GridWLDFRVegetation ContactAggregated | WLDFR | HFTD - Distribution - Tier 3 - 2QU CoRE ¦ 3QU LoRE | Non-Red Flag Warning - Large Fires | Vegetation Contact | Aggregated | 2057 | 1.8492e-05 | 279.2931 | 0.0051646 | 2057 | Mitigation | 0.95 | 45 | 0 | esc | 0.00097009 | 1.7939e-08 | 0.00097009 | 1.7939e-08 | 0.0027816 | 5.7957e-12 | 0.0080352 | 6.2082e-10
[120 empty] | 7.3.3.17.5 (Remote Grid) Updates to grid topology to minimize risk of ignition in HFTDs Remote GridWLDFRVegetation ContactAggregated | WLDFR | HFTD - Distribution - Tier 3 - 2QU CoRE ¦ 3QU LoRE | Non-Red Flag Warning - Large Fires | Vegetation Contact | Aggregated | 2058 | 1.8492e-05 | 279.2931 | 0.0051646 | 2058 | Mitigation | 0.95 | 45 | 0 | esc | 0.00097009 | 1.7939e-08 | 0.00097009 | 1.7939e-08 | 0.0027816 | 5.7957e-12 | 0.0080352 | 6.2082e-10
[120 empty] | 7.3.3.17.5 (Remote Grid) Updates to grid topology to minimize risk of ignition in HFTDs Remote GridWLDFRVegetation ContactAggregated | WLDFR | HFTD - Distribution - Tier 3 - 2QU CoRE ¦ 3QU LoRE | Non-Red Flag Warning - Large Fires | Vegetation Contact | Aggregated | 2059 | 1.8492e-05 | 279.2931 | 0.0051646 | 2059 | Mitigation | 0.95 | 45 | 0 | esc | 0.00097009 | 1.7939e-08 | 0.00097009 | 1.7939e-08 | 0.0027816 | 5.7957e-12 | 0.0080352 | 6.2082e-10
[120 empty] | 7.3.3.17.5 (Remote Grid) Updates to grid topology to minimize risk of ignition in HFTDs Remote GridWLDFRVegetation ContactAggregated | WLDFR | HFTD - Distribution - Tier 3 - 2QU CoRE ¦ 3QU LoRE | Non-Red Flag Warning - Large Fires | Vegetation Contact | Aggregated | 2060 | 1.8492e-05 | 279.2931 | 0.0051646 | 2060 | Mitigation | 0.95 | 45 | 0 | esc | 0.00097009 | 1.7939e-08 | 0.00097009 | 1.7939e-08 | 0.0027816 | 5.7957e-12 | 0.0080352 | 6.2082e-10
[120 empty] | 7.3.3.17.5 (Remote Grid) Updates to grid topology to minimize risk of ignition in HFTDs Remote GridWLDFRVegetation ContactAggregated | WLDFR | HFTD - Distribution - Tier 3 - 2QU CoRE ¦ 3QU LoRE | Non-Red Flag Warning - Large Fires | Vegetation Contact | Aggregated | 2061 | 1.8492e-05 | 279.2931 | 0.0051646 | 2061 | Mitigation | 0.95 | 45 | 0 | esc | 0.00097009 | 1.7939e-08 | 0.00097009 | 1.7939e-08 | 0.0027816 | 5.7957e-12 | 0.0080352 | 6.2082e-10
[120 empty] | 7.3.3.17.5 (Remote Grid) Updates to grid topology to minimize risk of ignition in HFTDs Remote GridWLDFRVegetation ContactAggregated | WLDFR | HFTD - Distribution - Tier 3 - 2QU CoRE ¦ 3QU LoRE | Non-Red Flag Warning - Large Fires | Vegetation Contact | Aggregated | 2062 | 1.8492e-05 | 279.2931 | 0.0051646 | 2062 | Mitigation | 0.95 | 45 | 0 | esc | 0.00097009 | 1.7939e-08 | 0.00097009 | 1.7939e-08 | 0.0027816 | 5.7957e-12 | 0.0080352 | 6.2082e-10
[120 empty] | 7.3.3.17.5 (Remote Grid) Updates to grid topology to minimize risk of ignition in HFTDs Remote GridWLDFRVegetation ContactAggregated | WLDFR | HFTD - Distribution - Tier 3 - 2QU CoRE ¦ 3QU LoRE | Non-Red Flag Warning - Large Fires | Vegetation Contact | Aggregated | 2063 | 1.8492e-05 | 279.2931 | 0.0051646 | 2063 | Mitigation | 0.95 | 45 | 0 | esc | 0.00097009 | 1.7939e-08 | 0.00097009 | 1.7939e-08 | 0.0027816 | 5.7957e-12 | 0.0080352 | 6.2082e-10
[120 empty] | 7.3.3.17.5 (Remote Grid) Updates to grid topology to minimize risk of ignition in HFTDs Remote GridWLDFRVegetation ContactAggregated | WLDFR | HFTD - Distribution - Tier 3 - 2QU CoRE ¦ 3QU LoRE | Non-Red Flag Warning - Large Fires | Vegetation Contact | Aggregated | 2064 | 1.8492e-05 | 279.2931 | 0.0051646 | 2064 | Mitigation | 0.95 | 45 | 0 | esc | 0.00097009 | 1.7939e-08 | 0.00097009 | 1.7939e-08 | 0.0027816 | 5.7957e-12 | 0 | 0
[120 empty] | 7.3.3.17.5 (Remote Grid) Updates to grid topology to minimize risk of ignition in HFTDs Remote GridWLDFRVegetation ContactAggregated | WLDFR | HFTD - Distribution - Tier 3 - 2QU CoRE ¦ 3QU LoRE | Non-Red Flag Warning - Large Fires | Vegetation Contact | Aggregated | 2065 | 1.8492e-05 | 279.2931 | 0.0051646 | 2065 | Mitigation | 0.95 | 45 | 0 | esc | 0.00097009 | 1.7939e-08 | 0.00097009 | 1.7939e-08 | 0.0027816 | 5.7957e-12 | 0 | 0
[120 empty] | 7.3.3.17.5 (Remote Grid) Updates to grid topology to minimize risk of ignition in HFTDs Remote GridWLDFRVegetation ContactAggregated | WLDFR | HFTD - Distribution - Tier 3 - 2QU CoRE ¦ 3QU LoRE | Non-Red Flag Warning - Large Fires | Vegetation Contact | Aggregated | 2066 | 1.8492e-05 | 279.2931 | 0.0051646 | 2066 | Mitigation | 0.95 | 45 | 0 | esc | 0.00097009 | 1.7939e-08 | 0.00097009 | 1.7939e-08 | 0.0027816 | 5.7957e-12 | 0.010315 | 2.0266e-10
[120 empty] | 7.3.3.17.5 (Remote Grid) Updates to grid topology to minimize risk of ignition in HFTDs Remote GridWLDFRVegetation ContactAggregated | WLDFR | HFTD - Distribution - Tier 3 - 2QU CoRE ¦ 3QU LoRE | Non-Red Flag Warning - Large Fires | Vegetation Contact | Aggregated | 2067 | 1.8492e-05 | 279.2931 | 0.0051646 | 2067 | Mitigation | 0.95 | 45 | 0 | esc | 0 | 0 | 0.00097009 | 1.7939e-08 | 0.0027816 | 5.7957e-12 | 0.010315 | 2.0266e-10
[120 empty] | 7.3.3.17.5 (Remote Grid) Updates to grid topology to minimize risk of ignition in HFTDs Remote GridWLDFRWire-to-wire contactAggregated | WLDFR | HFTD - Distribution - Tier 3 - 2QU CoRE ¦ 3QU LoRE | Non-Red Flag Warning - Large Fires | Wire-to-wire contact | Aggregated | 2022 | 3.266e-06 | 279.2931 | 0.00091218 | 2022 | Mitigation | 0.95 | 45 | 0 | esc | 0.00097009 | 3.1683e-09 | 0 | 0 | 0.0027816 | 5.7957e-12 | 0.010315 | 2.0266e-10
[120 empty] | 7.3.3.17.5 (Remote Grid) Updates to grid topology to minimize risk of ignition in HFTDs Remote GridWLDFRWire-to-wire contactAggregated | WLDFR | HFTD - Distribution - Tier 3 - 2QU CoRE ¦ 3QU LoRE | Non-Red Flag Warning - Large Fires | Wire-to-wire contact | Aggregated | 2023 | 3.266e-06 | 279.2931 | 0.00091218 | 2023 | Mitigation | 0.95 | 45 | 0 | esc | 0.00097009 | 3.1683e-09 | 0.00097009 | 3.1683e-09 | 0.0027816 | 5.7957e-12 | 0.010315 | 2.0266e-10
[120 empty] | 7.3.3.17.5 (Remote Grid) Updates to grid topology to minimize risk of ignition in HFTDs Remote GridWLDFRWire-to-wire contactAggregated | WLDFR | HFTD - Distribution - Tier 3 - 2QU CoRE ¦ 3QU LoRE | Non-Red Flag Warning - Large Fires | Wire-to-wire contact | Aggregated | 2024 | 3.266e-06 | 279.2931 | 0.00091218 | 2024 | Mitigation | 0.95 | 45 | 0 | esc | 0.00097009 | 3.1683e-09 | 0.00097009 | 3.1683e-09 | 0.0027816 | 5.7957e-12 | 0.010315 | 2.0266e-10
[120 empty] | 7.3.3.17.5 (Remote Grid) Updates to grid topology to minimize risk of ignition in HFTDs Remote GridWLDFRWire-to-wire contactAggregated | WLDFR | HFTD - Distribution - Tier 3 - 2QU CoRE ¦ 3QU LoRE | Non-Red Flag Warning - Large Fires | Wire-to-wire contact | Aggregated | 2025 | 3.266e-06 | 279.2931 | 0.00091218 | 2025 | Mitigation | 0.95 | 45 | 0 | esc | 0.00097009 | 3.1683e-09 | 0.00097009 | 3.1683e-09 | 0.0027816 | 5.7957e-12 | 0.010315 | 2.0266e-10
[120 empty] | 7.3.3.17.5 (Remote Grid) Updates to grid topology to minimize risk of ignition in HFTDs Remote GridWLDFRWire-to-wire contactAggregated | WLDFR | HFTD - Distribution - Tier 3 - 2QU CoRE ¦ 3QU LoRE | Non-Red Flag Warning - Large Fires | Wire-to-wire contact | Aggregated | 2026 | 3.266e-06 | 279.2931 | 0.00091218 | 2026 | Mitigation | 0.95 | 45 | 0 | esc | 0.00097009 | 3.1683e-09 | 0.00097009 | 3.1683e-09 | 0.0027816 | 5.7957e-12 | 0.010315 | 2.0266e-10
[120 empty] | 7.3.3.17.5 (Remote Grid) Updates to grid topology to minimize risk of ignition in HFTDs Remote GridWLDFRWire-to-wire contactAggregated | WLDFR | HFTD - Distribution - Tier 3 - 2QU CoRE ¦ 3QU LoRE | Non-Red Flag Warning - Large Fires | Wire-to-wire contact | Aggregated | 2027 | 3.266e-06 | 279.2931 | 0.00091218 | 2027 | Mitigation | 0.95 | 45 | 0 | esc | 0.00097009 | 3.1683e-09 | 0.00097009 | 3.1683e-09 | 0.0027816 | 5.7957e-12 | 0.010315 | 2.0266e-10
[120 empty] | 7.3.3.17.5 (Remote Grid) Updates to grid topology to minimize risk of ignition in HFTDs Remote GridWLDFRWire-to-wire contactAggregated | WLDFR | HFTD - Distribution - Tier 3 - 2QU CoRE ¦ 3QU LoRE | Non-Red Flag Warning - Large Fires | Wire-to-wire contact | Aggregated | 2028 | 3.266e-06 | 279.2931 | 0.00091218 | 2028 | Mitigation | 0.95 | 45 | 0 | esc | 0.00097009 | 3.1683e-09 | 0.00097009 | 3.1683e-09 | 0.0027816 | 5.7957e-12 | 0.010315 | 2.0266e-10
[120 empty] | 7.3.3.17.5 (Remote Grid) Updates to grid topology to minimize risk of ignition in HFTDs Remote GridWLDFRWire-to-wire contactAggregated | WLDFR | HFTD - Distribution - Tier 3 - 2QU CoRE ¦ 3QU LoRE | Non-Red Flag Warning - Large Fires | Wire-to-wire contact | Aggregated | 2029 | 3.266e-06 | 279.2931 | 0.00091218 | 2029 | Mitigation | 0.95 | 45 | 0 | esc | 0.00097009 | 3.1683e-09 | 0.00097009 | 3.1683e-09 | 0.0027816 | 5.7957e-12 | 0.010315 | 2.0266e-10
[120 empty] | 7.3.3.17.5 (Remote Grid) Updates to grid topology to minimize risk of ignition in HFTDs Remote GridWLDFRWire-to-wire contactAggregated | WLDFR | HFTD - Distribution - Tier 3 - 2QU CoRE ¦ 3QU LoRE | Non-Red Flag Warning - Large Fires | Wire-to-wire contact | Aggregated | 2030 | 3.266e-06 | 279.2931 | 0.00091218 | 2030 | Mitigation | 0.95 | 45 | 0 | esc | 0.00097009 | 3.1683e-09 | 0.00097009 | 3.1683e-09 | 0.0027816 | 5.7957e-12 | 0.010315 | 2.0266e-10
[120 empty] | 7.3.3.17.5 (Remote Grid) Updates to grid topology to minimize risk of ignition in HFTDs Remote GridWLDFRWire-to-wire contactAggregated | WLDFR | HFTD - Distribution - Tier 3 - 2QU CoRE ¦ 3QU LoRE | Non-Red Flag Warning - Large Fires | Wire-to-wire contact | Aggregated | 2031 | 3.266e-06 | 279.2931 | 0.00091218 | 2031 | Mitigation | 0.95 | 45 | 0 | esc | 0.00097009 | 3.1683e-09 | 0.00097009 | 3.1683e-09 | 0.0027816 | 5.7957e-12 | 0.010315 | 2.0266e-10
[120 empty] | 7.3.3.17.5 (Remote Grid) Updates to grid topology to minimize risk of ignition in HFTDs Remote GridWLDFRWire-to-wire contactAggregated | WLDFR | HFTD - Distribution - Tier 3 - 2QU CoRE ¦ 3QU LoRE | Non-Red Flag Warning - Large Fires | Wire-to-wire contact | Aggregated | 2032 | 3.266e-06 | 279.2931 | 0.00091218 | 2032 | Mitigation | 0.95 | 45 | 0 | esc | 0.00097009 | 3.1683e-09 | 0.00097009 | 3.1683e-09 | 0.0027816 | 5.7957e-12 | 0.010315 | 2.0266e-10
[120 empty] | 7.3.3.17.5 (Remote Grid) Updates to grid topology to minimize risk of ignition in HFTDs Remote GridWLDFRWire-to-wire contactAggregated | WLDFR | HFTD - Distribution - Tier 3 - 2QU CoRE ¦ 3QU LoRE | Non-Red Flag Warning - Large Fires | Wire-to-wire contact | Aggregated | 2033 | 3.266e-06 | 279.2931 | 0.00091218 | 2033 | Mitigation | 0.95 | 45 | 0 | esc | 0.00097009 | 3.1683e-09 | 0.00097009 | 3.1683e-09 | 0.0027816 | 5.7957e-12 | 0.010315 | 2.0266e-10
[120 empty] | 7.3.3.17.5 (Remote Grid) Updates to grid topology to minimize risk of ignition in HFTDs Remote GridWLDFRWire-to-wire contactAggregated | WLDFR | HFTD - Distribution - Tier 3 - 2QU CoRE ¦ 3QU LoRE | Non-Red Flag Warning - Large Fires | Wire-to-wire contact | Aggregated | 2034 | 3.266e-06 | 279.2931 | 0.00091218 | 2034 | Mitigation | 0.95 | 45 | 0 | esc | 0.00097009 | 3.1683e-09 | 0.00097009 | 3.1683e-09 | 0.0027816 | 5.7957e-12 | 0.010315 | 2.0266e-10
[120 empty] | 7.3.3.17.5 (Remote Grid) Updates to grid topology to minimize risk of ignition in HFTDs Remote GridWLDFRWire-to-wire contactAggregated | WLDFR | HFTD - Distribution - Tier 3 - 2QU CoRE ¦ 3QU LoRE | Non-Red Flag Warning - Large Fires | Wire-to-wire contact | Aggregated | 2035 | 3.266e-06 | 279.2931 | 0.00091218 | 2035 | Mitigation | 0.95 | 45 | 0 | esc | 0.00097009 | 3.1683e-09 | 0.00097009 | 3.1683e-09 | 0.0027816 | 5.7957e-12 | 0.010315 | 2.0266e-10
[120 empty] | 7.3.3.17.5 (Remote Grid) Updates to grid topology to minimize risk of ignition in HFTDs Remote GridWLDFRWire-to-wire contactAggregated | WLDFR | HFTD - Distribution - Tier 3 - 2QU CoRE ¦ 3QU LoRE | Non-Red Flag Warning - Large Fires | Wire-to-wire contact | Aggregated | 2036 | 3.266e-06 | 279.2931 | 0.00091218 | 2036 | Mitigation | 0.95 | 45 | 0 | esc | 0.00097009 | 3.1683e-09 | 0.00097009 | 3.1683e-09 | 0.0027816 | 5.7957e-12 | 0.010315 | 2.0266e-10
[120 empty] | 7.3.3.17.5 (Remote Grid) Updates to grid topology to minimize risk of ignition in HFTDs Remote GridWLDFRWire-to-wire contactAggregated | WLDFR | HFTD - Distribution - Tier 3 - 2QU CoRE ¦ 3QU LoRE | Non-Red Flag Warning - Large Fires | Wire-to-wire contact | Aggregated | 2037 | 3.266e-06 | 279.2931 | 0.00091218 | 2037 | Mitigation | 0.95 | 45 | 0 | esc | 0.00097009 | 3.1683e-09 | 0.00097009 | 3.1683e-09 | 0.0027816 | 5.7957e-12 | 0.010315 | 2.0266e-10
[120 empty] | 7.3.3.17.5 (Remote Grid) Updates to grid topology to minimize risk of ignition in HFTDs Remote GridWLDFRWire-to-wire contactAggregated | WLDFR | HFTD - Distribution - Tier 3 - 2QU CoRE ¦ 3QU LoRE | Non-Red Flag Warning - Large Fires | Wire-to-wire contact | Aggregated | 2038 | 3.266e-06 | 279.2931 | 0.00091218 | 2038 | Mitigation | 0.95 | 45 | 0 | esc | 0.00097009 | 3.1683e-09 | 0.00097009 | 3.1683e-09 | 0.0027816 | 5.7957e-12 | 0.010315 | 2.0266e-10
[120 empty] | 7.3.3.17.5 (Remote Grid) Updates to grid topology to minimize risk of ignition in HFTDs Remote GridWLDFRWire-to-wire contactAggregated | WLDFR | HFTD - Distribution - Tier 3 - 2QU CoRE ¦ 3QU LoRE | Non-Red Flag Warning - Large Fires | Wire-to-wire contact | Aggregated | 2039 | 3.266e-06 | 279.2931 | 0.00091218 | 2039 | Mitigation | 0.95 | 45 | 0 | esc | 0.00097009 | 3.1683e-09 | 0.00097009 | 3.1683e-09 | 0.0027816 | 5.7957e-12 | 0.010315 | 2.0266e-10
[120 empty] | 7.3.3.17.5 (Remote Grid) Updates to grid topology to minimize risk of ignition in HFTDs Remote GridWLDFRWire-to-wire contactAggregated | WLDFR | HFTD - Distribution - Tier 3 - 2QU CoRE ¦ 3QU LoRE | Non-Red Flag Warning - Large Fires | Wire-to-wire contact | Aggregated | 2040 | 3.266e-06 | 279.2931 | 0.00091218 | 2040 | Mitigation | 0.95 | 45 | 0 | esc | 0.00097009 | 3.1683e-09 | 0.00097009 | 3.1683e-09 | 0.0027816 | 5.7957e-12 | 0.010315 | 2.0266e-10
[120 empty] | 7.3.3.17.5 (Remote Grid) Updates to grid topology to minimize risk of ignition in HFTDs Remote GridWLDFRWire-to-wire contactAggregated | WLDFR | HFTD - Distribution - Tier 3 - 2QU CoRE ¦ 3QU LoRE | Non-Red Flag Warning - Large Fires | Wire-to-wire contact | Aggregated | 2041 | 3.266e-06 | 279.2931 | 0.00091218 | 2041 | Mitigation | 0.95 | 45 | 0 | esc | 0.00097009 | 3.1683e-09 | 0.00097009 | 3.1683e-09 | 0.0027816 | 5.7957e-12 | 0.010315 | 2.0266e-10
[120 empty] | 7.3.3.17.5 (Remote Grid) Updates to grid topology to minimize risk of ignition in HFTDs Remote GridWLDFRWire-to-wire contactAggregated | WLDFR | HFTD - Distribution - Tier 3 - 2QU CoRE ¦ 3QU LoRE | Non-Red Flag Warning - Large Fires | Wire-to-wire contact | Aggregated | 2042 | 3.266e-06 | 279.2931 | 0.00091218 | 2042 | Mitigation | 0.95 | 45 | 0 | esc | 0.00097009 | 3.1683e-09 | 0.00097009 | 3.1683e-09 | 0.0027816 | 5.7957e-12 | 0.010315 | 2.0266e-10
[120 empty] | 7.3.3.17.5 (Remote Grid) Updates to grid topology to minimize risk of ignition in HFTDs Remote GridWLDFRWire-to-wire contactAggregated | WLDFR | HFTD - Distribution - Tier 3 - 2QU CoRE ¦ 3QU LoRE | Non-Red Flag Warning - Large Fires | Wire-to-wire contact | Aggregated | 2043 | 3.266e-06 | 279.2931 | 0.00091218 | 2043 | Mitigation | 0.95 | 45 | 0 | esc | 0.00097009 | 3.1683e-09 | 0.00097009 | 3.1683e-09 | 0.0027816 | 5.7957e-12 | 0.010315 | 2.0266e-10
[120 empty] | 7.3.3.17.5 (Remote Grid) Updates to grid topology to minimize risk of ignition in HFTDs Remote GridWLDFRWire-to-wire contactAggregated | WLDFR | HFTD - Distribution - Tier 3 - 2QU CoRE ¦ 3QU LoRE | Non-Red Flag Warning - Large Fires | Wire-to-wire contact | Aggregated | 2044 | 3.266e-06 | 279.2931 | 0.00091218 | 2044 | Mitigation | 0.95 | 45 | 0 | esc | 0.00097009 | 3.1683e-09 | 0.00097009 | 3.1683e-09 | 0.0027816 | 5.7957e-12 | 0.010315 | 2.0266e-10
[120 empty] | 7.3.3.17.5 (Remote Grid) Updates to grid topology to minimize risk of ignition in HFTDs Remote GridWLDFRWire-to-wire contactAggregated | WLDFR | HFTD - Distribution - Tier 3 - 2QU CoRE ¦ 3QU LoRE | Non-Red Flag Warning - Large Fires | Wire-to-wire contact | Aggregated | 2045 | 3.266e-06 | 279.2931 | 0.00091218 | 2045 | Mitigation | 0.95 | 45 | 0 | esc | 0.00097009 | 3.1683e-09 | 0.00097009 | 3.1683e-09 | 0.0027816 | 5.7957e-12 | 0.010315 | 2.0266e-10
[120 empty] | 7.3.3.17.5 (Remote Grid) Updates to grid topology to minimize risk of ignition in HFTDs Remote GridWLDFRWire-to-wire contactAggregated | WLDFR | HFTD - Distribution - Tier 3 - 2QU CoRE ¦ 3QU LoRE | Non-Red Flag Warning - Large Fires | Wire-to-wire contact | Aggregated | 2046 | 3.266e-06 | 279.2931 | 0.00091218 | 2046 | Mitigation | 0.95 | 45 | 0 | esc | 0.00097009 | 3.1683e-09 | 0.00097009 | 3.1683e-09 | 0 | 0 | 0.010315 | 2.0266e-10
[120 empty] | 7.3.3.17.5 (Remote Grid) Updates to grid topology to minimize risk of ignition in HFTDs Remote GridWLDFRWire-to-wire contactAggregated | WLDFR | HFTD - Distribution - Tier 3 - 2QU CoRE ¦ 3QU LoRE | Non-Red Flag Warning - Large Fires | Wire-to-wire contact | Aggregated | 2047 | 3.266e-06 | 279.2931 | 0.00091218 | 2047 | Mitigation | 0.95 | 45 | 0 | esc | 0.00097009 | 3.1683e-09 | 0.00097009 | 3.1683e-09 | 0.0027816 | 5.754e-11 | 0.010315 | 2.0266e-10
[120 empty] | 7.3.3.17.5 (Remote Grid) Updates to grid topology to minimize risk of ignition in HFTDs Remote GridWLDFRWire-to-wire contactAggregated | WLDFR | HFTD - Distribution - Tier 3 - 2QU CoRE ¦ 3QU LoRE | Non-Red Flag Warning - Large Fires | Wire-to-wire contact | Aggregated | 2048 | 3.266e-06 | 279.2931 | 0.00091218 | 2048 | Mitigation | 0.95 | 45 | 0 | esc | 0.00097009 | 3.1683e-09 | 0.00097009 | 3.1683e-09 | 0.0027816 | 5.754e-11 | 0.010315 | 2.0266e-10
[120 empty] | 7.3.3.17.5 (Remote Grid) Updates to grid topology to minimize risk of ignition in HFTDs Remote GridWLDFRWire-to-wire contactAggregated | WLDFR | HFTD - Distribution - Tier 3 - 2QU CoRE ¦ 3QU LoRE | Non-Red Flag Warning - Large Fires | Wire-to-wire contact | Aggregated | 2049 | 3.266e-06 | 279.2931 | 0.00091218 | 2049 | Mitigation | 0.95 | 45 | 0 | esc | 0.00097009 | 3.1683e-09 | 0.00097009 | 3.1683e-09 | 0.0027816 | 5.754e-11 | 0.010315 | 2.0266e-10
[120 empty] | 7.3.3.17.5 (Remote Grid) Updates to grid topology to minimize risk of ignition in HFTDs Remote GridWLDFRWire-to-wire contactAggregated | WLDFR | HFTD - Distribution - Tier 3 - 2QU CoRE ¦ 3QU LoRE | Non-Red Flag Warning - Large Fires | Wire-to-wire contact | Aggregated | 2050 | 3.266e-06 | 279.2931 | 0.00091218 | 2050 | Mitigation | 0.95 | 45 | 0 | esc | 0.00097009 | 3.1683e-09 | 0.00097009 | 3.1683e-09 | 0.0027816 | 5.754e-11 | 0 | 0
[120 empty] | 7.3.3.17.5 (Remote Grid) Updates to grid topology to minimize risk of ignition in HFTDs Remote GridWLDFRWire-to-wire contactAggregated | WLDFR | HFTD - Distribution - Tier 3 - 2QU CoRE ¦ 3QU LoRE | Non-Red Flag Warning - Large Fires | Wire-to-wire contact | Aggregated | 2051 | 3.266e-06 | 279.2931 | 0.00091218 | 2051 | Mitigation | 0.95 | 45 | 0 | esc | 0.00097009 | 3.1683e-09 | 0.00097009 | 3.1683e-09 | 0.0027816 | 5.754e-11 | 0 | 0
[120 empty] | 7.3.3.17.5 (Remote Grid) Updates to grid topology to minimize risk of ignition in HFTDs Remote GridWLDFRWire-to-wire contactAggregated | WLDFR | HFTD - Distribution - Tier 3 - 2QU CoRE ¦ 3QU LoRE | Non-Red Flag Warning - Large Fires | Wire-to-wire contact | Aggregated | 2052 | 3.266e-06 | 279.2931 | 0.00091218 | 2052 | Mitigation | 0.95 | 45 | 0 | esc | 0.00097009 | 3.1683e-09 | 0.00097009 | 3.1683e-09 | 0.0027816 | 5.754e-11 | 0.013666 | 5.1494e-10
[120 empty] | 7.3.3.17.5 (Remote Grid) Updates to grid topology to minimize risk of ignition in HFTDs Remote GridWLDFRWire-to-wire contactAggregated | WLDFR | HFTD - Distribution - Tier 3 - 2QU CoRE ¦ 3QU LoRE | Non-Red Flag Warning - Large Fires | Wire-to-wire contact | Aggregated | 2053 | 3.266e-06 | 279.2931 | 0.00091218 | 2053 | Mitigation | 0.95 | 45 | 0 | esc | 0.00097009 | 3.1683e-09 | 0.00097009 | 3.1683e-09 | 0.0027816 | 5.754e-11 | 0.013666 | 5.1494e-10
[120 empty] | 7.3.3.17.5 (Remote Grid) Updates to grid topology to minimize risk of ignition in HFTDs Remote GridWLDFRWire-to-wire contactAggregated | WLDFR | HFTD - Distribution - Tier 3 - 2QU CoRE ¦ 3QU LoRE | Non-Red Flag Warning - Large Fires | Wire-to-wire contact | Aggregated | 2054 | 3.266e-06 | 279.2931 | 0.00091218 | 2054 | Mitigation | 0.95 | 45 | 0 | esc | 0.00097009 | 3.1683e-09 | 0.00097009 | 3.1683e-09 | 0.0027816 | 5.754e-11 | 0.013666 | 5.1494e-10
[120 empty] | 7.3.3.17.5 (Remote Grid) Updates to grid topology to minimize risk of ignition in HFTDs Remote GridWLDFRWire-to-wire contactAggregated | WLDFR | HFTD - Distribution - Tier 3 - 2QU CoRE ¦ 3QU LoRE | Non-Red Flag Warning - Large Fires | Wire-to-wire contact | Aggregated | 2055 | 3.266e-06 | 279.2931 | 0.00091218 | 2055 | Mitigation | 0.95 | 45 | 0 | esc | 0.00097009 | 3.1683e-09 | 0.00097009 | 3.1683e-09 | 0.0027816 | 5.754e-11 | 0.013666 | 5.1494e-10
[120 empty] | 7.3.3.17.5 (Remote Grid) Updates to grid topology to minimize risk of ignition in HFTDs Remote GridWLDFRWire-to-wire contactAggregated | WLDFR | HFTD - Distribution - Tier 3 - 2QU CoRE ¦ 3QU LoRE | Non-Red Flag Warning - Large Fires | Wire-to-wire contact | Aggregated | 2056 | 3.266e-06 | 279.2931 | 0.00091218 | 2056 | Mitigation | 0.95 | 45 | 0 | esc | 0.00097009 | 3.1683e-09 | 0.00097009 | 3.1683e-09 | 0.0027816 | 5.754e-11 | 0.013666 | 5.1494e-10
[120 empty] | 7.3.3.17.5 (Remote Grid) Updates to grid topology to minimize risk of ignition in HFTDs Remote GridWLDFRWire-to-wire contactAggregated | WLDFR | HFTD - Distribution - Tier 3 - 2QU CoRE ¦ 3QU LoRE | Non-Red Flag Warning - Large Fires | Wire-to-wire contact | Aggregated | 2057 | 3.266e-06 | 279.2931 | 0.00091218 | 2057 | Mitigation | 0.95 | 45 | 0 | esc | 0.00097009 | 3.1683e-09 | 0.00097009 | 3.1683e-09 | 0.0027816 | 5.754e-11 | 0.013666 | 5.1494e-10
[120 empty] | 7.3.3.17.5 (Remote Grid) Updates to grid topology to minimize risk of ignition in HFTDs Remote GridWLDFRWire-to-wire contactAggregated | WLDFR | HFTD - Distribution - Tier 3 - 2QU CoRE ¦ 3QU LoRE | Non-Red Flag Warning - Large Fires | Wire-to-wire contact | Aggregated | 2058 | 3.266e-06 | 279.2931 | 0.00091218 | 2058 | Mitigation | 0.95 | 45 | 0 | esc | 0.00097009 | 3.1683e-09 | 0.00097009 | 3.1683e-09 | 0.0027816 | 5.754e-11 | 0.013666 | 5.1494e-10
[120 empty] | 7.3.3.17.5 (Remote Grid) Updates to grid topology to minimize risk of ignition in HFTDs Remote GridWLDFRWire-to-wire contactAggregated | WLDFR | HFTD - Distribution - Tier 3 - 2QU CoRE ¦ 3QU LoRE | Non-Red Flag Warning - Large Fires | Wire-to-wire contact | Aggregated | 2059 | 3.266e-06 | 279.2931 | 0.00091218 | 2059 | Mitigation | 0.95 | 45 | 0 | esc | 0.00097009 | 3.1683e-09 | 0.00097009 | 3.1683e-09 | 0.0027816 | 5.754e-11 | 0.013666 | 5.1494e-10
[120 empty] | 7.3.3.17.5 (Remote Grid) Updates to grid topology to minimize risk of ignition in HFTDs Remote GridWLDFRWire-to-wire contactAggregated | WLDFR | HFTD - Distribution - Tier 3 - 2QU CoRE ¦ 3QU LoRE | Non-Red Flag Warning - Large Fires | Wire-to-wire contact | Aggregated | 2060 | 3.266e-06 | 279.2931 | 0.00091218 | 2060 | Mitigation | 0.95 | 45 | 0 | esc | 0.00097009 | 3.1683e-09 | 0.00097009 | 3.1683e-09 | 0.0027816 | 5.754e-11 | 0.013666 | 5.1494e-10
[120 empty] | 7.3.3.17.5 (Remote Grid) Updates to grid topology to minimize risk of ignition in HFTDs Remote GridWLDFRWire-to-wire contactAggregated | WLDFR | HFTD - Distribution - Tier 3 - 2QU CoRE ¦ 3QU LoRE | Non-Red Flag Warning - Large Fires | Wire-to-wire contact | Aggregated | 2061 | 3.266e-06 | 279.2931 | 0.00091218 | 2061 | Mitigation | 0.95 | 45 | 0 | esc | 0.00097009 | 3.1683e-09 | 0.00097009 | 3.1683e-09 | 0.0027816 | 5.754e-11 | 0.013666 | 5.1494e-10
[120 empty] | 7.3.3.17.5 (Remote Grid) Updates to grid topology to minimize risk of ignition in HFTDs Remote GridWLDFRWire-to-wire contactAggregated | WLDFR | HFTD - Distribution - Tier 3 - 2QU CoRE ¦ 3QU LoRE | Non-Red Flag Warning - Large Fires | Wire-to-wire contact | Aggregated | 2062 | 3.266e-06 | 279.2931 | 0.00091218 | 2062 | Mitigation | 0.95 | 45 | 0 | esc | 0.00097009 | 3.1683e-09 | 0.00097009 | 3.1683e-09 | 0.0027816 | 5.754e-11 | 0.013666 | 5.1494e-10
[120 empty] | 7.3.3.17.5 (Remote Grid) Updates to grid topology to minimize risk of ignition in HFTDs Remote GridWLDFRWire-to-wire contactAggregated | WLDFR | HFTD - Distribution - Tier 3 - 2QU CoRE ¦ 3QU LoRE | Non-Red Flag Warning - Large Fires | Wire-to-wire contact | Aggregated | 2063 | 3.266e-06 | 279.2931 | 0.00091218 | 2063 | Mitigation | 0.95 | 45 | 0 | esc | 0.00097009 | 3.1683e-09 | 0.00097009 | 3.1683e-09 | 0.0027816 | 5.754e-11 | 0.013666 | 5.1494e-10
[120 empty] | 7.3.3.17.5 (Remote Grid) Updates to grid topology to minimize risk of ignition in HFTDs Remote GridWLDFRWire-to-wire contactAggregated | WLDFR | HFTD - Distribution - Tier 3 - 2QU CoRE ¦ 3QU LoRE | Non-Red Flag Warning - Large Fires | Wire-to-wire contact | Aggregated | 2064 | 3.266e-06 | 279.2931 | 0.00091218 | 2064 | Mitigation | 0.95 | 45 | 0 | esc | 0.00097009 | 3.1683e-09 | 0.00097009 | 3.1683e-09 | 0.0027816 | 5.754e-11 | 0.013666 | 5.1494e-10
[120 empty] | 7.3.3.17.5 (Remote Grid) Updates to grid topology to minimize risk of ignition in HFTDs Remote GridWLDFRWire-to-wire contactAggregated | WLDFR | HFTD - Distribution - Tier 3 - 2QU CoRE ¦ 3QU LoRE | Non-Red Flag Warning - Large Fires | Wire-to-wire contact | Aggregated | 2065 | 3.266e-06 | 279.2931 | 0.00091218 | 2065 | Mitigation | 0.95 | 45 | 0 | esc | 0.00097009 | 3.1683e-09 | 0.00097009 | 3.1683e-09 | 0.0027816 | 5.754e-11 | 0.013666 | 5.1494e-10
[120 empty] | 7.3.3.17.5 (Remote Grid) Updates to grid topology to minimize risk of ignition in HFTDs Remote GridWLDFRWire-to-wire contactAggregated | WLDFR | HFTD - Distribution - Tier 3 - 2QU CoRE ¦ 3QU LoRE | Non-Red Flag Warning - Large Fires | Wire-to-wire contact | Aggregated | 2066 | 3.266e-06 | 279.2931 | 0.00091218 | 2066 | Mitigation | 0.95 | 45 | 0 | esc | 0.00097009 | 3.1683e-09 | 0.00097009 | 3.1683e-09 | 0.0027816 | 5.754e-11 | 0.013666 | 5.1494e-10
[120 empty] | 7.3.3.17.5 (Remote Grid) Updates to grid topology to minimize risk of ignition in HFTDs Remote GridWLDFRWire-to-wire contactAggregated | WLDFR | HFTD - Distribution - Tier 3 - 2QU CoRE ¦ 3QU LoRE | Non-Red Flag Warning - Large Fires | Wire-to-wire contact | Aggregated | 2067 | 3.266e-06 | 279.2931 | 0.00091218 | 2067 | Mitigation | 0.95 | 45 | 0 | esc | 0 | 0 | 0.00097009 | 3.1683e-09 | 0.0027816 | 5.754e-11 | 0.013666 | 5.1494e-10
[120 empty] | 7.3.3.17.5 (Remote Grid) Updates to grid topology to minimize risk of ignition in HFTDs Remote GridWLDFRContact from objectAggregated | WLDFR | HFTD - Distribution - Tier 3 - 2QU CoRE ¦ 3QU LoRE | Non-Red Flag Warning - Small Fires | Contact from object | Aggregated | 2022 | 0.00042902 | 279.2931 | 0.11982 | 2022 | Mitigation | 0.95 | 45 | 0 | esc | 0.00097009 | 4.1618e-07 | 0 | 0 | 0.0027816 | 5.754e-11 | 0.013666 | 5.1494e-10
[120 empty] | 7.3.3.17.5 (Remote Grid) Updates to grid topology to minimize risk of ignition in HFTDs Remote GridWLDFRContact from objectAggregated | WLDFR | HFTD - Distribution - Tier 3 - 2QU CoRE ¦ 3QU LoRE | Non-Red Flag Warning - Small Fires | Contact from object | Aggregated | 2023 | 0.00042902 | 279.2931 | 0.11982 | 2023 | Mitigation | 0.95 | 45 | 0 | esc | 0.00097009 | 4.1618e-07 | 0.00097009 | 4.1618e-07 | 0.0027816 | 5.754e-11 | 0.013666 | 5.1494e-10
[120 empty] | 7.3.3.17.5 (Remote Grid) Updates to grid topology to minimize risk of ignition in HFTDs Remote GridWLDFRContact from objectAggregated | WLDFR | HFTD - Distribution - Tier 3 - 2QU CoRE ¦ 3QU LoRE | Non-Red Flag Warning - Small Fires | Contact from object | Aggregated | 2024 | 0.00042902 | 279.2931 | 0.11982 | 2024 | Mitigation | 0.95 | 45 | 0 | esc | 0.00097009 | 4.1618e-07 | 0.00097009 | 4.1618e-07 | 0.0027816 | 5.754e-11 | 0.013666 | 5.1494e-10
[120 empty] | 7.3.3.17.5 (Remote Grid) Updates to grid topology to minimize risk of ignition in HFTDs Remote GridWLDFRContact from objectAggregated | WLDFR | HFTD - Distribution - Tier 3 - 2QU CoRE ¦ 3QU LoRE | Non-Red Flag Warning - Small Fires | Contact from object | Aggregated | 2025 | 0.00042902 | 279.2931 | 0.11982 | 2025 | Mitigation | 0.95 | 45 | 0 | esc | 0.00097009 | 4.1618e-07 | 0.00097009 | 4.1618e-07 | 0.0027816 | 5.754e-11 | 0.013666 | 5.1494e-10
[120 empty] | 7.3.3.17.5 (Remote Grid) Updates to grid topology to minimize risk of ignition in HFTDs Remote GridWLDFRContact from objectAggregated | WLDFR | HFTD - Distribution - Tier 3 - 2QU CoRE ¦ 3QU LoRE | Non-Red Flag Warning - Small Fires | Contact from object | Aggregated | 2026 | 0.00042902 | 279.2931 | 0.11982 | 2026 | Mitigation | 0.95 | 45 | 0 | esc | 0.00097009 | 4.1618e-07 | 0.00097009 | 4.1618e-07 | 0.0027816 | 5.754e-11 | 0.013666 | 5.1494e-10
[120 empty] | 7.3.3.17.5 (Remote Grid) Updates to grid topology to minimize risk of ignition in HFTDs Remote GridWLDFRContact from objectAggregated | WLDFR | HFTD - Distribution - Tier 3 - 2QU CoRE ¦ 3QU LoRE | Non-Red Flag Warning - Small Fires | Contact from object | Aggregated | 2027 | 0.00042902 | 279.2931 | 0.11982 | 2027 | Mitigation | 0.95 | 45 | 0 | esc | 0.00097009 | 4.1618e-07 | 0.00097009 | 4.1618e-07 | 0.0027816 | 5.754e-11 | 0.013666 | 5.1494e-10
[120 empty] | 7.3.3.17.5 (Remote Grid) Updates to grid topology to minimize risk of ignition in HFTDs Remote GridWLDFRContact from objectAggregated | WLDFR | HFTD - Distribution - Tier 3 - 2QU CoRE ¦ 3QU LoRE | Non-Red Flag Warning - Small Fires | Contact from object | Aggregated | 2028 | 0.00042902 | 279.2931 | 0.11982 | 2028 | Mitigation | 0.95 | 45 | 0 | esc | 0.00097009 | 4.1618e-07 | 0.00097009 | 4.1618e-07 | 0.0027816 | 5.754e-11 | 0.013666 | 5.1494e-10
[120 empty] | 7.3.3.17.5 (Remote Grid) Updates to grid topology to minimize risk of ignition in HFTDs Remote GridWLDFRContact from objectAggregated | WLDFR | HFTD - Distribution - Tier 3 - 2QU CoRE ¦ 3QU LoRE | Non-Red Flag Warning - Small Fires | Contact from object | Aggregated | 2029 | 0.00042902 | 279.2931 | 0.11982 | 2029 | Mitigation | 0.95 | 45 | 0 | esc | 0.00097009 | 4.1618e-07 | 0.00097009 | 4.1618e-07 | 0.0027816 | 5.754e-11 | 0.013666 | 5.1494e-10
[120 empty] | 7.3.3.17.5 (Remote Grid) Updates to grid topology to minimize risk of ignition in HFTDs Remote GridWLDFRContact from objectAggregated | WLDFR | HFTD - Distribution - Tier 3 - 2QU CoRE ¦ 3QU LoRE | Non-Red Flag Warning - Small Fires | Contact from object | Aggregated | 2030 | 0.00042902 | 279.2931 | 0.11982 | 2030 | Mitigation | 0.95 | 45 | 0 | esc | 0.00097009 | 4.1618e-07 | 0.00097009 | 4.1618e-07 | 0.0027816 | 5.754e-11 | 0.013666 | 5.1494e-10
[120 empty] | 7.3.3.17.5 (Remote Grid) Updates to grid topology to minimize risk of ignition in HFTDs Remote GridWLDFRContact from objectAggregated | WLDFR | HFTD - Distribution - Tier 3 - 2QU CoRE ¦ 3QU LoRE | Non-Red Flag Warning - Small Fires | Contact from object | Aggregated | 2031 | 0.00042902 | 279.2931 | 0.11982 | 2031 | Mitigation | 0.95 | 45 | 0 | esc | 0.00097009 | 4.1618e-07 | 0.00097009 | 4.1618e-07 | 0.0027816 | 5.754e-11 | 0.013666 | 5.1494e-10
[120 empty] | 7.3.3.17.5 (Remote Grid) Updates to grid topology to minimize risk of ignition in HFTDs Remote GridWLDFRContact from objectAggregated | WLDFR | HFTD - Distribution - Tier 3 - 2QU CoRE ¦ 3QU LoRE | Non-Red Flag Warning - Small Fires | Contact from object | Aggregated | 2032 | 0.00042902 | 279.2931 | 0.11982 | 2032 | Mitigation | 0.95 | 45 | 0 | esc | 0.00097009 | 4.1618e-07 | 0.00097009 | 4.1618e-07 | 0.0027816 | 5.754e-11 | 0.013666 | 5.1494e-10
[120 empty] | 7.3.3.17.5 (Remote Grid) Updates to grid topology to minimize risk of ignition in HFTDs Remote GridWLDFRContact from objectAggregated | WLDFR | HFTD - Distribution - Tier 3 - 2QU CoRE ¦ 3QU LoRE | Non-Red Flag Warning - Small Fires | Contact from object | Aggregated | 2033 | 0.00042902 | 279.2931 | 0.11982 | 2033 | Mitigation | 0.95 | 45 | 0 | esc | 0.00097009 | 4.1618e-07 | 0.00097009 | 4.1618e-07 | 0.0027816 | 5.754e-11 | 0.013666 | 5.1494e-10
[120 empty] | 7.3.3.17.5 (Remote Grid) Updates to grid topology to minimize risk of ignition in HFTDs Remote GridWLDFRContact from objectAggregated | WLDFR | HFTD - Distribution - Tier 3 - 2QU CoRE ¦ 3QU LoRE | Non-Red Flag Warning - Small Fires | Contact from object | Aggregated | 2034 | 0.00042902 | 279.2931 | 0.11982 | 2034 | Mitigation | 0.95 | 45 | 0 | esc | 0.00097009 | 4.1618e-07 | 0.00097009 | 4.1618e-07 | 0.0027816 | 5.754e-11 | 0.013666 | 5.1494e-10
[120 empty] | 7.3.3.17.5 (Remote Grid) Updates to grid topology to minimize risk of ignition in HFTDs Remote GridWLDFRContact from objectAggregated | WLDFR | HFTD - Distribution - Tier 3 - 2QU CoRE ¦ 3QU LoRE | Non-Red Flag Warning - Small Fires | Contact from object | Aggregated | 2035 | 0.00042902 | 279.2931 | 0.11982 | 2035 | Mitigation | 0.95 | 45 | 0 | esc | 0.00097009 | 4.1618e-07 | 0.00097009 | 4.1618e-07 | 0.0027816 | 5.754e-11 | 0.013666 | 5.1494e-10
[120 empty] | 7.3.3.17.5 (Remote Grid) Updates to grid topology to minimize risk of ignition in HFTDs Remote GridWLDFRContact from objectAggregated | WLDFR | HFTD - Distribution - Tier 3 - 2QU CoRE ¦ 3QU LoRE | Non-Red Flag Warning - Small Fires | Contact from object | Aggregated | 2036 | 0.00042902 | 279.2931 | 0.11982 | 2036 | Mitigation | 0.95 | 45 | 0 | esc | 0.00097009 | 4.1618e-07 | 0.00097009 | 4.1618e-07 | 0.0027816 | 5.754e-11 | 0 | 0
[120 empty] | 7.3.3.17.5 (Remote Grid) Updates to grid topology to minimize risk of ignition in HFTDs Remote GridWLDFRContact from objectAggregated | WLDFR | HFTD - Distribution - Tier 3 - 2QU CoRE ¦ 3QU LoRE | Non-Red Flag Warning - Small Fires | Contact from object | Aggregated | 2037 | 0.00042902 | 279.2931 | 0.11982 | 2037 | Mitigation | 0.95 | 45 | 0 | esc | 0.00097009 | 4.1618e-07 | 0.00097009 | 4.1618e-07 | 0.0027816 | 5.754e-11 | 0 | 0
[120 empty] | 7.3.3.17.5 (Remote Grid) Updates to grid topology to minimize risk of ignition in HFTDs Remote GridWLDFRContact from objectAggregated | WLDFR | HFTD - Distribution - Tier 3 - 2QU CoRE ¦ 3QU LoRE | Non-Red Flag Warning - Small Fires | Contact from object | Aggregated | 2038 | 0.00042902 | 279.2931 | 0.11982 | 2038 | Mitigation | 0.95 | 45 | 0 | esc | 0.00097009 | 4.1618e-07 | 0.00097009 | 4.1618e-07 | 0.0027816 | 5.754e-11 | 0.0063316 | 4.846e-11
[120 empty] | 7.3.3.17.5 (Remote Grid) Updates to grid topology to minimize risk of ignition in HFTDs Remote GridWLDFRContact from objectAggregated | WLDFR | HFTD - Distribution - Tier 3 - 2QU CoRE ¦ 3QU LoRE | Non-Red Flag Warning - Small Fires | Contact from object | Aggregated | 2039 | 0.00042902 | 279.2931 | 0.11982 | 2039 | Mitigation | 0.95 | 45 | 0 | esc | 0.00097009 | 4.1618e-07 | 0.00097009 | 4.1618e-07 | 0.0027816 | 5.754e-11 | 0.0063316 | 4.846e-11
[120 empty] | 7.3.3.17.5 (Remote Grid) Updates to grid topology to minimize risk of ignition in HFTDs Remote GridWLDFRContact from objectAggregated | WLDFR | HFTD - Distribution - Tier 3 - 2QU CoRE ¦ 3QU LoRE | Non-Red Flag Warning - Small Fires | Contact from object | Aggregated | 2040 | 0.00042902 | 279.2931 | 0.11982 | 2040 | Mitigation | 0.95 | 45 | 0 | esc | 0.00097009 | 4.1618e-07 | 0.00097009 | 4.1618e-07 | 0.0027816 | 5.754e-11 | 0.0063316 | 4.846e-11
[120 empty] | 7.3.3.17.5 (Remote Grid) Updates to grid topology to minimize risk of ignition in HFTDs Remote GridWLDFRContact from objectAggregated | WLDFR | HFTD - Distribution - Tier 3 - 2QU CoRE ¦ 3QU LoRE | Non-Red Flag Warning - Small Fires | Contact from object | Aggregated | 2041 | 0.00042902 | 279.2931 | 0.11982 | 2041 | Mitigation | 0.95 | 45 | 0 | esc | 0.00097009 | 4.1618e-07 | 0.00097009 | 4.1618e-07 | 0.0027816 | 5.754e-11 | 0.0063316 | 4.846e-11
[120 empty] | 7.3.3.17.5 (Remote Grid) Updates to grid topology to minimize risk of ignition in HFTDs Remote GridWLDFRContact from objectAggregated | WLDFR | HFTD - Distribution - Tier 3 - 2QU CoRE ¦ 3QU LoRE | Non-Red Flag Warning - Small Fires | Contact from object | Aggregated | 2042 | 0.00042902 | 279.2931 | 0.11982 | 2042 | Mitigation | 0.95 | 45 | 0 | esc | 0.00097009 | 4.1618e-07 | 0.00097009 | 4.1618e-07 | 0.0027816 | 5.754e-11 | 0.0063316 | 4.846e-11
[120 empty] | 7.3.3.17.5 (Remote Grid) Updates to grid topology to minimize risk of ignition in HFTDs Remote GridWLDFRContact from objectAggregated | WLDFR | HFTD - Distribution - Tier 3 - 2QU CoRE ¦ 3QU LoRE | Non-Red Flag Warning - Small Fires | Contact from object | Aggregated | 2043 | 0.00042902 | 279.2931 | 0.11982 | 2043 | Mitigation | 0.95 | 45 | 0 | esc | 0.00097009 | 4.1618e-07 | 0.00097009 | 4.1618e-07 | 0.0027816 | 5.754e-11 | 0.0063316 | 4.846e-11
[120 empty] | 7.3.3.17.5 (Remote Grid) Updates to grid topology to minimize risk of ignition in HFTDs Remote GridWLDFRContact from objectAggregated | WLDFR | HFTD - Distribution - Tier 3 - 2QU CoRE ¦ 3QU LoRE | Non-Red Flag Warning - Small Fires | Contact from object | Aggregated | 2044 | 0.00042902 | 279.2931 | 0.11982 | 2044 | Mitigation | 0.95 | 45 | 0 | esc | 0.00097009 | 4.1618e-07 | 0.00097009 | 4.1618e-07 | 0.0027816 | 5.754e-11 | 0.0063316 | 4.846e-11
[120 empty] | 7.3.3.17.5 (Remote Grid) Updates to grid topology to minimize risk of ignition in HFTDs Remote GridWLDFRContact from objectAggregated | WLDFR | HFTD - Distribution - Tier 3 - 2QU CoRE ¦ 3QU LoRE | Non-Red Flag Warning - Small Fires | Contact from object | Aggregated | 2045 | 0.00042902 | 279.2931 | 0.11982 | 2045 | Mitigation | 0.95 | 45 | 0 | esc | 0.00097009 | 4.1618e-07 | 0.00097009 | 4.1618e-07 | 0.0027816 | 5.754e-11 | 0.0063316 | 4.846e-11
[120 empty] | 7.3.3.17.5 (Remote Grid) Updates to grid topology to minimize risk of ignition in HFTDs Remote GridWLDFRContact from objectAggregated | WLDFR | HFTD - Distribution - Tier 3 - 2QU CoRE ¦ 3QU LoRE | Non-Red Flag Warning - Small Fires | Contact from object | Aggregated | 2046 | 0.00042902 | 279.2931 | 0.11982 | 2046 | Mitigation | 0.95 | 45 | 0 | esc | 0.00097009 | 4.1618e-07 | 0.00097009 | 4.1618e-07 | 0.0027816 | 5.754e-11 | 0.0063316 | 4.846e-11
[120 empty] | 7.3.3.17.5 (Remote Grid) Updates to grid topology to minimize risk of ignition in HFTDs Remote GridWLDFRContact from objectAggregated | WLDFR | HFTD - Distribution - Tier 3 - 2QU CoRE ¦ 3QU LoRE | Non-Red Flag Warning - Small Fires | Contact from object | Aggregated | 2047 | 0.00042902 | 279.2931 | 0.11982 | 2047 | Mitigation | 0.95 | 45 | 0 | esc | 0.00097009 | 4.1618e-07 | 0.00097009 | 4.1618e-07 | 0.0027816 | 5.754e-11 | 0.0063316 | 4.846e-11
[120 empty] | 7.3.3.17.5 (Remote Grid) Updates to grid topology to minimize risk of ignition in HFTDs Remote GridWLDFRContact from objectAggregated | WLDFR | HFTD - Distribution - Tier 3 - 2QU CoRE ¦ 3QU LoRE | Non-Red Flag Warning - Small Fires | Contact from object | Aggregated | 2048 | 0.00042902 | 279.2931 | 0.11982 | 2048 | Mitigation | 0.95 | 45 | 0 | esc | 0.00097009 | 4.1618e-07 | 0.00097009 | 4.1618e-07 | 0.0027816 | 5.754e-11 | 0.0063316 | 4.846e-11
[120 empty] | 7.3.3.17.5 (Remote Grid) Updates to grid topology to minimize risk of ignition in HFTDs Remote GridWLDFRContact from objectAggregated | WLDFR | HFTD - Distribution - Tier 3 - 2QU CoRE ¦ 3QU LoRE | Non-Red Flag Warning - Small Fires | Contact from object | Aggregated | 2049 | 0.00042902 | 279.2931 | 0.11982 | 2049 | Mitigation | 0.95 | 45 | 0 | esc | 0.00097009 | 4.1618e-07 | 0.00097009 | 4.1618e-07 | 0.0027816 | 5.754e-11 | 0.0063316 | 4.846e-11
[120 empty] | 7.3.3.17.5 (Remote Grid) Updates to grid topology to minimize risk of ignition in HFTDs Remote GridWLDFRContact from objectAggregated | WLDFR | HFTD - Distribution - Tier 3 - 2QU CoRE ¦ 3QU LoRE | Non-Red Flag Warning - Small Fires | Contact from object | Aggregated | 2050 | 0.00042902 | 279.2931 | 0.11982 | 2050 | Mitigation | 0.95 | 45 | 0 | esc | 0.00097009 | 4.1618e-07 | 0.00097009 | 4.1618e-07 | 0 | 0 | 0.0063316 | 4.846e-11
[120 empty] | 7.3.3.17.5 (Remote Grid) Updates to grid topology to minimize risk of ignition in HFTDs Remote GridWLDFRContact from objectAggregated | WLDFR | HFTD - Distribution - Tier 3 - 2QU CoRE ¦ 3QU LoRE | Non-Red Flag Warning - Small Fires | Contact from object | Aggregated | 2051 | 0.00042902 | 279.2931 | 0.11982 | 2051 | Mitigation | 0.95 | 45 | 0 | esc | 0.00097009 | 4.1618e-07 | 0.00097009 | 4.1618e-07 | 0.0027816 | 1.1051e-10 | 0.0063316 | 4.846e-11
[120 empty] | 7.3.3.17.5 (Remote Grid) Updates to grid topology to minimize risk of ignition in HFTDs Remote GridWLDFRContact from objectAggregated | WLDFR | HFTD - Distribution - Tier 3 - 2QU CoRE ¦ 3QU LoRE | Non-Red Flag Warning - Small Fires | Contact from object | Aggregated | 2052 | 0.00042902 | 279.2931 | 0.11982 | 2052 | Mitigation | 0.95 | 45 | 0 | esc | 0.00097009 | 4.1618e-07 | 0.00097009 | 4.1618e-07 | 0.0027816 | 1.1051e-10 | 0.0063316 | 4.846e-11
[120 empty] | 7.3.3.17.5 (Remote Grid) Updates to grid topology to minimize risk of ignition in HFTDs Remote GridWLDFRContact from objectAggregated | WLDFR | HFTD - Distribution - Tier 3 - 2QU CoRE ¦ 3QU LoRE | Non-Red Flag Warning - Small Fires | Contact from object | Aggregated | 2053 | 0.00042902 | 279.2931 | 0.11982 | 2053 | Mitigation | 0.95 | 45 | 0 | esc | 0.00097009 | 4.1618e-07 | 0.00097009 | 4.1618e-07 | 0.0027816 | 1.1051e-10 | 0.0063316 | 4.846e-11
[120 empty] | 7.3.3.17.5 (Remote Grid) Updates to grid topology to minimize risk of ignition in HFTDs Remote GridWLDFRContact from objectAggregated | WLDFR | HFTD - Distribution - Tier 3 - 2QU CoRE ¦ 3QU LoRE | Non-Red Flag Warning - Small Fires | Contact from object | Aggregated | 2054 | 0.00042902 | 279.2931 | 0.11982 | 2054 | Mitigation | 0.95 | 45 | 0 | esc | 0.00097009 | 4.1618e-07 | 0.00097009 | 4.1618e-07 | 0.0027816 | 1.1051e-10 | 0.0063316 | 4.846e-11
[120 empty] | 7.3.3.17.5 (Remote Grid) Updates to grid topology to minimize risk of ignition in HFTDs Remote GridWLDFRContact from objectAggregated | WLDFR | HFTD - Distribution - Tier 3 - 2QU CoRE ¦ 3QU LoRE | Non-Red Flag Warning - Small Fires | Contact from object | Aggregated | 2055 | 0.00042902 | 279.2931 | 0.11982 | 2055 | Mitigation | 0.95 | 45 | 0 | esc | 0.00097009 | 4.1618e-07 | 0.00097009 | 4.1618e-07 | 0.0027816 | 1.1051e-10 | 0.0063316 | 4.846e-11
[120 empty] | 7.3.3.17.5 (Remote Grid) Updates to grid topology to minimize risk of ignition in HFTDs Remote GridWLDFRContact from objectAggregated | WLDFR | HFTD - Distribution - Tier 3 - 2QU CoRE ¦ 3QU LoRE | Non-Red Flag Warning - Small Fires | Contact from object | Aggregated | 2056 | 0.00042902 | 279.2931 | 0.11982 | 2056 | Mitigation | 0.95 | 45 | 0 | esc | 0.00097009 | 4.1618e-07 | 0.00097009 | 4.1618e-07 | 0.0027816 | 1.1051e-10 | 0.0063316 | 4.846e-11
[120 empty] | 7.3.3.17.5 (Remote Grid) Updates to grid topology to minimize risk of ignition in HFTDs Remote GridWLDFRContact from objectAggregated | WLDFR | HFTD - Distribution - Tier 3 - 2QU CoRE ¦ 3QU LoRE | Non-Red Flag Warning - Small Fires | Contact from object | Aggregated | 2057 | 0.00042902 | 279.2931 | 0.11982 | 2057 | Mitigation | 0.95 | 45 | 0 | esc | 0.00097009 | 4.1618e-07 | 0.00097009 | 4.1618e-07 | 0.0027816 | 1.1051e-10 | 0.0063316 | 4.846e-11
[120 empty] | 7.3.3.17.5 (Remote Grid) Updates to grid topology to minimize risk of ignition in HFTDs Remote GridWLDFRContact from objectAggregated | WLDFR | HFTD - Distribution - Tier 3 - 2QU CoRE ¦ 3QU LoRE | Non-Red Flag Warning - Small Fires | Contact from object | Aggregated | 2058 | 0.00042902 | 279.2931 | 0.11982 | 2058 | Mitigation | 0.95 | 45 | 0 | esc | 0.00097009 | 4.1618e-07 | 0.00097009 | 4.1618e-07 | 0.0027816 | 1.1051e-10 | 0.0063316 | 4.846e-11
[120 empty] | 7.3.3.17.5 (Remote Grid) Updates to grid topology to minimize risk of ignition in HFTDs Remote GridWLDFRContact from objectAggregated | WLDFR | HFTD - Distribution - Tier 3 - 2QU CoRE ¦ 3QU LoRE | Non-Red Flag Warning - Small Fires | Contact from object | Aggregated | 2059 | 0.00042902 | 279.2931 | 0.11982 | 2059 | Mitigation | 0.95 | 45 | 0 | esc | 0.00097009 | 4.1618e-07 | 0.00097009 | 4.1618e-07 | 0.0027816 | 1.1051e-10 | 0.0063316 | 4.846e-11
[120 empty] | 7.3.3.17.5 (Remote Grid) Updates to grid topology to minimize risk of ignition in HFTDs Remote GridWLDFRContact from objectAggregated | WLDFR | HFTD - Distribution - Tier 3 - 2QU CoRE ¦ 3QU LoRE | Non-Red Flag Warning - Small Fires | Contact from object | Aggregated | 2060 | 0.00042902 | 279.2931 | 0.11982 | 2060 | Mitigation | 0.95 | 45 | 0 | esc | 0.00097009 | 4.1618e-07 | 0.00097009 | 4.1618e-07 | 0.0027816 | 1.1051e-10 | 0.0063316 | 4.846e-11
[120 empty] | 7.3.3.17.5 (Remote Grid) Updates to grid topology to minimize risk of ignition in HFTDs Remote GridWLDFRContact from objectAggregated | WLDFR | HFTD - Distribution - Tier 3 - 2QU CoRE ¦ 3QU LoRE | Non-Red Flag Warning - Small Fires | Contact from object | Aggregated | 2061 | 0.00042902 | 279.2931 | 0.11982 | 2061 | Mitigation | 0.95 | 45 | 0 | esc | 0.00097009 | 4.1618e-07 | 0.00097009 | 4.1618e-07 | 0.0027816 | 1.1051e-10 | 0.0063316 | 4.846e-11
[120 empty] | 7.3.3.17.5 (Remote Grid) Updates to grid topology to minimize risk of ignition in HFTDs Remote GridWLDFRContact from objectAggregated | WLDFR | HFTD - Distribution - Tier 3 - 2QU CoRE ¦ 3QU LoRE | Non-Red Flag Warning - Small Fires | Contact from object | Aggregated | 2062 | 0.00042902 | 279.2931 | 0.11982 | 2062 | Mitigation | 0.95 | 45 | 0 | esc | 0.00097009 | 4.1618e-07 | 0.00097009 | 4.1618e-07 | 0.0027816 | 1.1051e-10 | 0.0063316 | 4.846e-11
[120 empty] | 7.3.3.17.5 (Remote Grid) Updates to grid topology to minimize risk of ignition in HFTDs Remote GridWLDFRContact from objectAggregated | WLDFR | HFTD - Distribution - Tier 3 - 2QU CoRE ¦ 3QU LoRE | Non-Red Flag Warning - Small Fires | Contact from object | Aggregated | 2063 | 0.00042902 | 279.2931 | 0.11982 | 2063 | Mitigation | 0.95 | 45 | 0 | esc | 0.00097009 | 4.1618e-07 | 0.00097009 | 4.1618e-07 | 0.0027816 | 1.1051e-10 | 0.0063316 | 4.846e-11
[120 empty] | 7.3.3.17.5 (Remote Grid) Updates to grid topology to minimize risk of ignition in HFTDs Remote GridWLDFRContact from objectAggregated | WLDFR | HFTD - Distribution - Tier 3 - 2QU CoRE ¦ 3QU LoRE | Non-Red Flag Warning - Small Fires | Contact from object | Aggregated | 2064 | 0.00042902 | 279.2931 | 0.11982 | 2064 | Mitigation | 0.95 | 45 | 0 | esc | 0.00097009 | 4.1618e-07 | 0.00097009 | 4.1618e-07 | 0.0027816 | 1.1051e-10 | 0.0063316 | 4.846e-11
[120 empty] | 7.3.3.17.5 (Remote Grid) Updates to grid topology to minimize risk of ignition in HFTDs Remote GridWLDFRContact from objectAggregated | WLDFR | HFTD - Distribution - Tier 3 - 2QU CoRE ¦ 3QU LoRE | Non-Red Flag Warning - Small Fires | Contact from object | Aggregated | 2065 | 0.00042902 | 279.2931 | 0.11982 | 2065 | Mitigation | 0.95 | 45 | 0 | esc | 0.00097009 | 4.1618e-07 | 0.00097009 | 4.1618e-07 | 0.0027816 | 1.1051e-10 | 0.0063316 | 4.846e-11
[120 empty] | 7.3.3.17.5 (Remote Grid) Updates to grid topology to minimize risk of ignition in HFTDs Remote GridWLDFRContact from objectAggregated | WLDFR | HFTD - Distribution - Tier 3 - 2QU CoRE ¦ 3QU LoRE | Non-Red Flag Warning - Small Fires | Contact from object | Aggregated | 2066 | 0.00042902 | 279.2931 | 0.11982 | 2066 | Mitigation | 0.95 | 45 | 0 | esc | 0.00097009 | 4.1618e-07 | 0.00097009 | 4.1618e-07 | 0.0027816 | 1.1051e-10 | 0.0063316 | 4.846e-11
[120 empty] | 7.3.3.17.5 (Remote Grid) Updates to grid topology to minimize risk of ignition in HFTDs Remote GridWLDFRContact from objectAggregated | WLDFR | HFTD - Distribution - Tier 3 - 2QU CoRE ¦ 3QU LoRE | Non-Red Flag Warning - Small Fires | Contact from object | Aggregated | 2067 | 0.00042902 | 279.2931 | 0.11982 | 2067 | Mitigation | 0.95 | 45 | 0 | esc | 0 | 0 | 0.00097009 | 4.1618e-07 | 0.0027816 | 1.1051e-10 | 0.0063316 | 4.846e-11
[120 empty] | 7.3.3.17.5 (Remote Grid) Updates to grid topology to minimize risk of ignition in HFTDs Remote GridWLDFRContaminationAggregated | WLDFR | HFTD - Distribution - Tier 3 - 2QU CoRE ¦ 3QU LoRE | Non-Red Flag Warning - Small Fires | Contamination | Aggregated | 2022 | 1.1162e-05 | 279.2931 | 0.0031174 | 2022 | Mitigation | 0.95 | 45 | 0 | esc | 0.00097009 | 1.0828e-08 | 0 | 0 | 0.0027816 | 1.1051e-10 | 0 | 0
[120 empty] | 7.3.3.17.5 (Remote Grid) Updates to grid topology to minimize risk of ignition in HFTDs Remote GridWLDFRContaminationAggregated | WLDFR | HFTD - Distribution - Tier 3 - 2QU CoRE ¦ 3QU LoRE | Non-Red Flag Warning - Small Fires | Contamination | Aggregated | 2023 | 1.1162e-05 | 279.2931 | 0.0031174 | 2023 | Mitigation | 0.95 | 45 | 0 | esc | 0.00097009 | 1.0828e-08 | 0.00097009 | 1.0828e-08 | 0.0027816 | 1.1051e-10 | 0 | 0
[120 empty] | 7.3.3.17.5 (Remote Grid) Updates to grid topology to minimize risk of ignition in HFTDs Remote GridWLDFRContaminationAggregated | WLDFR | HFTD - Distribution - Tier 3 - 2QU CoRE ¦ 3QU LoRE | Non-Red Flag Warning - Small Fires | Contamination | Aggregated | 2024 | 1.1162e-05 | 279.2931 | 0.0031174 | 2024 | Mitigation | 0.95 | 45 | 0 | esc | 0.00097009 | 1.0828e-08 | 0.00097009 | 1.0828e-08 | 0.0027816 | 1.1051e-10 | 0.010957 | 2.2636e-09
[120 empty] | 7.3.3.17.5 (Remote Grid) Updates to grid topology to minimize risk of ignition in HFTDs Remote GridWLDFRContaminationAggregated | WLDFR | HFTD - Distribution - Tier 3 - 2QU CoRE ¦ 3QU LoRE | Non-Red Flag Warning - Small Fires | Contamination | Aggregated | 2025 | 1.1162e-05 | 279.2931 | 0.0031174 | 2025 | Mitigation | 0.95 | 45 | 0 | esc | 0.00097009 | 1.0828e-08 | 0.00097009 | 1.0828e-08 | 0.0027816 | 1.1051e-10 | 0.010957 | 2.2636e-09
[120 empty] | 7.3.3.17.5 (Remote Grid) Updates to grid topology to minimize risk of ignition in HFTDs Remote GridWLDFRContaminationAggregated | WLDFR | HFTD - Distribution - Tier 3 - 2QU CoRE ¦ 3QU LoRE | Non-Red Flag Warning - Small Fires | Contamination | Aggregated | 2026 | 1.1162e-05 | 279.2931 | 0.0031174 | 2026 | Mitigation | 0.95 | 45 | 0 | esc | 0.00097009 | 1.0828e-08 | 0.00097009 | 1.0828e-08 | 0.0027816 | 1.1051e-10 | 0.010957 | 2.2636e-09
[120 empty] | 7.3.3.17.5 (Remote Grid) Updates to grid topology to minimize risk of ignition in HFTDs Remote GridWLDFRContaminationAggregated | WLDFR | HFTD - Distribution - Tier 3 - 2QU CoRE ¦ 3QU LoRE | Non-Red Flag Warning - Small Fires | Contamination | Aggregated | 2027 | 1.1162e-05 | 279.2931 | 0.0031174 | 2027 | Mitigation | 0.95 | 45 | 0 | esc | 0.00097009 | 1.0828e-08 | 0.00097009 | 1.0828e-08 | 0.0027816 | 1.1051e-10 | 0.010957 | 2.2636e-09
[120 empty] | 7.3.3.17.5 (Remote Grid) Updates to grid topology to minimize risk of ignition in HFTDs Remote GridWLDFRContaminationAggregated | WLDFR | HFTD - Distribution - Tier 3 - 2QU CoRE ¦ 3QU LoRE | Non-Red Flag Warning - Small Fires | Contamination | Aggregated | 2028 | 1.1162e-05 | 279.2931 | 0.0031174 | 2028 | Mitigation | 0.95 | 45 | 0 | esc | 0.00097009 | 1.0828e-08 | 0.00097009 | 1.0828e-08 | 0.0027816 | 1.1051e-10 | 0.010957 | 2.2636e-09
[120 empty] | 7.3.3.17.5 (Remote Grid) Updates to grid topology to minimize risk of ignition in HFTDs Remote GridWLDFRContaminationAggregated | WLDFR | HFTD - Distribution - Tier 3 - 2QU CoRE ¦ 3QU LoRE | Non-Red Flag Warning - Small Fires | Contamination | Aggregated | 2029 | 1.1162e-05 | 279.2931 | 0.0031174 | 2029 | Mitigation | 0.95 | 45 | 0 | esc | 0.00097009 | 1.0828e-08 | 0.00097009 | 1.0828e-08 | 0.0027816 | 1.1051e-10 | 0.010957 | 2.2636e-09
[120 empty] | 7.3.3.17.5 (Remote Grid) Updates to grid topology to minimize risk of ignition in HFTDs Remote GridWLDFRContaminationAggregated | WLDFR | HFTD - Distribution - Tier 3 - 2QU CoRE ¦ 3QU LoRE | Non-Red Flag Warning - Small Fires | Contamination | Aggregated | 2030 | 1.1162e-05 | 279.2931 | 0.0031174 | 2030 | Mitigation | 0.95 | 45 | 0 | esc | 0.00097009 | 1.0828e-08 | 0.00097009 | 1.0828e-08 | 0.0027816 | 1.1051e-10 | 0.010957 | 2.2636e-09
[120 empty] | 7.3.3.17.5 (Remote Grid) Updates to grid topology to minimize risk of ignition in HFTDs Remote GridWLDFRContaminationAggregated | WLDFR | HFTD - Distribution - Tier 3 - 2QU CoRE ¦ 3QU LoRE | Non-Red Flag Warning - Small Fires | Contamination | Aggregated | 2031 | 1.1162e-05 | 279.2931 | 0.0031174 | 2031 | Mitigation | 0.95 | 45 | 0 | esc | 0.00097009 | 1.0828e-08 | 0.00097009 | 1.0828e-08 | 0.0027816 | 1.1051e-10 | 0.010957 | 2.2636e-09
[120 empty] | 7.3.3.17.5 (Remote Grid) Updates to grid topology to minimize risk of ignition in HFTDs Remote GridWLDFRContaminationAggregated | WLDFR | HFTD - Distribution - Tier 3 - 2QU CoRE ¦ 3QU LoRE | Non-Red Flag Warning - Small Fires | Contamination | Aggregated | 2032 | 1.1162e-05 | 279.2931 | 0.0031174 | 2032 | Mitigation | 0.95 | 45 | 0 | esc | 0.00097009 | 1.0828e-08 | 0.00097009 | 1.0828e-08 | 0.0027816 | 1.1051e-10 | 0.010957 | 2.2636e-09
[120 empty] | 7.3.3.17.5 (Remote Grid) Updates to grid topology to minimize risk of ignition in HFTDs Remote GridWLDFRContaminationAggregated | WLDFR | HFTD - Distribution - Tier 3 - 2QU CoRE ¦ 3QU LoRE | Non-Red Flag Warning - Small Fires | Contamination | Aggregated | 2033 | 1.1162e-05 | 279.2931 | 0.0031174 | 2033 | Mitigation | 0.95 | 45 | 0 | esc | 0.00097009 | 1.0828e-08 | 0.00097009 | 1.0828e-08 | 0.0027816 | 1.1051e-10 | 0.010957 | 2.2636e-09
[120 empty] | 7.3.3.17.5 (Remote Grid) Updates to grid topology to minimize risk of ignition in HFTDs Remote GridWLDFRContaminationAggregated | WLDFR | HFTD - Distribution - Tier 3 - 2QU CoRE ¦ 3QU LoRE | Non-Red Flag Warning - Small Fires | Contamination | Aggregated | 2034 | 1.1162e-05 | 279.2931 | 0.0031174 | 2034 | Mitigation | 0.95 | 45 | 0 | esc | 0.00097009 | 1.0828e-08 | 0.00097009 | 1.0828e-08 | 0.0027816 | 1.1051e-10 | 0.010957 | 2.2636e-09
[120 empty] | 7.3.3.17.5 (Remote Grid) Updates to grid topology to minimize risk of ignition in HFTDs Remote GridWLDFRContaminationAggregated | WLDFR | HFTD - Distribution - Tier 3 - 2QU CoRE ¦ 3QU LoRE | Non-Red Flag Warning - Small Fires | Contamination | Aggregated | 2035 | 1.1162e-05 | 279.2931 | 0.0031174 | 2035 | Mitigation | 0.95 | 45 | 0 | esc | 0.00097009 | 1.0828e-08 | 0.00097009 | 1.0828e-08 | 0.0027816 | 1.1051e-10 | 0.010957 | 2.2636e-09
[120 empty] | 7.3.3.17.5 (Remote Grid) Updates to grid topology to minimize risk of ignition in HFTDs Remote GridWLDFRContaminationAggregated | WLDFR | HFTD - Distribution - Tier 3 - 2QU CoRE ¦ 3QU LoRE | Non-Red Flag Warning - Small Fires | Contamination | Aggregated | 2036 | 1.1162e-05 | 279.2931 | 0.0031174 | 2036 | Mitigation | 0.95 | 45 | 0 | esc | 0.00097009 | 1.0828e-08 | 0.00097009 | 1.0828e-08 | 0.0027816 | 1.1051e-10 | 0.010957 | 2.2636e-09
[120 empty] | 7.3.3.17.5 (Remote Grid) Updates to grid topology to minimize risk of ignition in HFTDs Remote GridWLDFRContaminationAggregated | WLDFR | HFTD - Distribution - Tier 3 - 2QU CoRE ¦ 3QU LoRE | Non-Red Flag Warning - Small Fires | Contamination | Aggregated | 2037 | 1.1162e-05 | 279.2931 | 0.0031174 | 2037 | Mitigation | 0.95 | 45 | 0 | esc | 0.00097009 | 1.0828e-08 | 0.00097009 | 1.0828e-08 | 0.0027816 | 1.1051e-10 | 0.010957 | 2.2636e-09
[120 empty] | 7.3.3.17.5 (Remote Grid) Updates to grid topology to minimize risk of ignition in HFTDs Remote GridWLDFRContaminationAggregated | WLDFR | HFTD - Distribution - Tier 3 - 2QU CoRE ¦ 3QU LoRE | Non-Red Flag Warning - Small Fires | Contamination | Aggregated | 2038 | 1.1162e-05 | 279.2931 | 0.0031174 | 2038 | Mitigation | 0.95 | 45 | 0 | esc | 0.00097009 | 1.0828e-08 | 0.00097009 | 1.0828e-08 | 0.0027816 | 1.1051e-10 | 0.010957 | 2.2636e-09
[120 empty] | 7.3.3.17.5 (Remote Grid) Updates to grid topology to minimize risk of ignition in HFTDs Remote GridWLDFRContaminationAggregated | WLDFR | HFTD - Distribution - Tier 3 - 2QU CoRE ¦ 3QU LoRE | Non-Red Flag Warning - Small Fires | Contamination | Aggregated | 2039 | 1.1162e-05 | 279.2931 | 0.0031174 | 2039 | Mitigation | 0.95 | 45 | 0 | esc | 0.00097009 | 1.0828e-08 | 0.00097009 | 1.0828e-08 | 0.0027816 | 1.1051e-10 | 0.010957 | 2.2636e-09
[120 empty] | 7.3.3.17.5 (Remote Grid) Updates to grid topology to minimize risk of ignition in HFTDs Remote GridWLDFRContaminationAggregated | WLDFR | HFTD - Distribution - Tier 3 - 2QU CoRE ¦ 3QU LoRE | Non-Red Flag Warning - Small Fires | Contamination | Aggregated | 2040 | 1.1162e-05 | 279.2931 | 0.0031174 | 2040 | Mitigation | 0.95 | 45 | 0 | esc | 0.00097009 | 1.0828e-08 | 0.00097009 | 1.0828e-08 | 0.0027816 | 1.1051e-10 | 0.010957 | 2.2636e-09
[120 empty] | 7.3.3.17.5 (Remote Grid) Updates to grid topology to minimize risk of ignition in HFTDs Remote GridWLDFRContaminationAggregated | WLDFR | HFTD - Distribution - Tier 3 - 2QU CoRE ¦ 3QU LoRE | Non-Red Flag Warning - Small Fires | Contamination | Aggregated | 2041 | 1.1162e-05 | 279.2931 | 0.0031174 | 2041 | Mitigation | 0.95 | 45 | 0 | esc | 0.00097009 | 1.0828e-08 | 0.00097009 | 1.0828e-08 | 0.0027816 | 1.1051e-10 | 0.010957 | 2.2636e-09
[120 empty] | 7.3.3.17.5 (Remote Grid) Updates to grid topology to minimize risk of ignition in HFTDs Remote GridWLDFRContaminationAggregated | WLDFR | HFTD - Distribution - Tier 3 - 2QU CoRE ¦ 3QU LoRE | Non-Red Flag Warning - Small Fires | Contamination | Aggregated | 2042 | 1.1162e-05 | 279.2931 | 0.0031174 | 2042 | Mitigation | 0.95 | 45 | 0 | esc | 0.00097009 | 1.0828e-08 | 0.00097009 | 1.0828e-08 | 0.0027816 | 1.1051e-10 | 0.010957 | 2.2636e-09
[120 empty] | 7.3.3.17.5 (Remote Grid) Updates to grid topology to minimize risk of ignition in HFTDs Remote GridWLDFRContaminationAggregated | WLDFR | HFTD - Distribution - Tier 3 - 2QU CoRE ¦ 3QU LoRE | Non-Red Flag Warning - Small Fires | Contamination | Aggregated | 2043 | 1.1162e-05 | 279.2931 | 0.0031174 | 2043 | Mitigation | 0.95 | 45 | 0 | esc | 0.00097009 | 1.0828e-08 | 0.00097009 | 1.0828e-08 | 0.0027816 | 1.1051e-10 | 0.010957 | 2.2636e-09
[120 empty] | 7.3.3.17.5 (Remote Grid) Updates to grid topology to minimize risk of ignition in HFTDs Remote GridWLDFRContaminationAggregated | WLDFR | HFTD - Distribution - Tier 3 - 2QU CoRE ¦ 3QU LoRE | Non-Red Flag Warning - Small Fires | Contamination | Aggregated | 2044 | 1.1162e-05 | 279.2931 | 0.0031174 | 2044 | Mitigation | 0.95 | 45 | 0 | esc | 0.00097009 | 1.0828e-08 | 0.00097009 | 1.0828e-08 | 0.0027816 | 1.1051e-10 | 0.010957 | 2.2636e-09
[120 empty] | 7.3.3.17.5 (Remote Grid) Updates to grid topology to minimize risk of ignition in HFTDs Remote GridWLDFRContaminationAggregated | WLDFR | HFTD - Distribution - Tier 3 - 2QU CoRE ¦ 3QU LoRE | Non-Red Flag Warning - Small Fires | Contamination | Aggregated | 2045 | 1.1162e-05 | 279.2931 | 0.0031174 | 2045 | Mitigation | 0.95 | 45 | 0 | esc | 0.00097009 | 1.0828e-08 | 0.00097009 | 1.0828e-08 | 0.0027816 | 1.1051e-10 | 0.010957 | 2.2636e-09
[120 empty] | 7.3.3.17.5 (Remote Grid) Updates to grid topology to minimize risk of ignition in HFTDs Remote GridWLDFRContaminationAggregated | WLDFR | HFTD - Distribution - Tier 3 - 2QU CoRE ¦ 3QU LoRE | Non-Red Flag Warning - Small Fires | Contamination | Aggregated | 2046 | 1.1162e-05 | 279.2931 | 0.0031174 | 2046 | Mitigation | 0.95 | 45 | 0 | esc | 0.00097009 | 1.0828e-08 | 0.00097009 | 1.0828e-08 | 0.0027816 | 1.1051e-10 | 0.010957 | 2.2636e-09
[120 empty] | 7.3.3.17.5 (Remote Grid) Updates to grid topology to minimize risk of ignition in HFTDs Remote GridWLDFRContaminationAggregated | WLDFR | HFTD - Distribution - Tier 3 - 2QU CoRE ¦ 3QU LoRE | Non-Red Flag Warning - Small Fires | Contamination | Aggregated | 2047 | 1.1162e-05 | 279.2931 | 0.0031174 | 2047 | Mitigation | 0.95 | 45 | 0 | esc | 0.00097009 | 1.0828e-08 | 0.00097009 | 1.0828e-08 | 0.0027816 | 1.1051e-10 | 0.010957 | 2.2636e-09
[120 empty] | 7.3.3.17.5 (Remote Grid) Updates to grid topology to minimize risk of ignition in HFTDs Remote GridWLDFRContaminationAggregated | WLDFR | HFTD - Distribution - Tier 3 - 2QU CoRE ¦ 3QU LoRE | Non-Red Flag Warning - Small Fires | Contamination | Aggregated | 2048 | 1.1162e-05 | 279.2931 | 0.0031174 | 2048 | Mitigation | 0.95 | 45 | 0 | esc | 0.00097009 | 1.0828e-08 | 0.00097009 | 1.0828e-08 | 0.0027816 | 1.1051e-10 | 0.010957 | 2.2636e-09
[120 empty] | 7.3.3.17.5 (Remote Grid) Updates to grid topology to minimize risk of ignition in HFTDs Remote GridWLDFRContaminationAggregated | WLDFR | HFTD - Distribution - Tier 3 - 2QU CoRE ¦ 3QU LoRE | Non-Red Flag Warning - Small Fires | Contamination | Aggregated | 2049 | 1.1162e-05 | 279.2931 | 0.0031174 | 2049 | Mitigation | 0.95 | 45 | 0 | esc | 0.00097009 | 1.0828e-08 | 0.00097009 | 1.0828e-08 | 0.0027816 | 1.1051e-10 | 0.010957 | 2.2636e-09
[120 empty] | 7.3.3.17.5 (Remote Grid) Updates to grid topology to minimize risk of ignition in HFTDs Remote GridWLDFRContaminationAggregated | WLDFR | HFTD - Distribution - Tier 3 - 2QU CoRE ¦ 3QU LoRE | Non-Red Flag Warning - Small Fires | Contamination | Aggregated | 2050 | 1.1162e-05 | 279.2931 | 0.0031174 | 2050 | Mitigation | 0.95 | 45 | 0 | esc | 0.00097009 | 1.0828e-08 | 0.00097009 | 1.0828e-08 | 0.0027816 | 1.1051e-10 | 0.010957 | 2.2636e-09
[120 empty] | 7.3.3.17.5 (Remote Grid) Updates to grid topology to minimize risk of ignition in HFTDs Remote GridWLDFRContaminationAggregated | WLDFR | HFTD - Distribution - Tier 3 - 2QU CoRE ¦ 3QU LoRE | Non-Red Flag Warning - Small Fires | Contamination | Aggregated | 2051 | 1.1162e-05 | 279.2931 | 0.0031174 | 2051 | Mitigation | 0.95 | 45 | 0 | esc | 0.00097009 | 1.0828e-08 | 0.00097009 | 1.0828e-08 | 0.0027816 | 1.1051e-10 | 0.010957 | 2.2636e-09
[120 empty] | 7.3.3.17.5 (Remote Grid) Updates to grid topology to minimize risk of ignition in HFTDs Remote GridWLDFRContaminationAggregated | WLDFR | HFTD - Distribution - Tier 3 - 2QU CoRE ¦ 3QU LoRE | Non-Red Flag Warning - Small Fires | Contamination | Aggregated | 2052 | 1.1162e-05 | 279.2931 | 0.0031174 | 2052 | Mitigation | 0.95 | 45 | 0 | esc | 0.00097009 | 1.0828e-08 | 0.00097009 | 1.0828e-08 | 0.0027816 | 1.1051e-10 | 0.010957 | 2.2636e-09
[120 empty] | 7.3.3.17.5 (Remote Grid) Updates to grid topology to minimize risk of ignition in HFTDs Remote GridWLDFRContaminationAggregated | WLDFR | HFTD - Distribution - Tier 3 - 2QU CoRE ¦ 3QU LoRE | Non-Red Flag Warning - Small Fires | Contamination | Aggregated | 2053 | 1.1162e-05 | 279.2931 | 0.0031174 | 2053 | Mitigation | 0.95 | 45 | 0 | esc | 0.00097009 | 1.0828e-08 | 0.00097009 | 1.0828e-08 | 0.0027816 | 1.1051e-10 | 0.010957 | 2.2636e-09
[120 empty] | 7.3.3.17.5 (Remote Grid) Updates to grid topology to minimize risk of ignition in HFTDs Remote GridWLDFRContaminationAggregated | WLDFR | HFTD - Distribution - Tier 3 - 2QU CoRE ¦ 3QU LoRE | Non-Red Flag Warning - Small Fires | Contamination | Aggregated | 2054 | 1.1162e-05 | 279.2931 | 0.0031174 | 2054 | Mitigation | 0.95 | 45 | 0 | esc | 0.00097009 | 1.0828e-08 | 0.00097009 | 1.0828e-08 | 0 | 0 | 0 | 0
[120 empty] | 7.3.3.17.5 (Remote Grid) Updates to grid topology to minimize risk of ignition in HFTDs Remote GridWLDFRContaminationAggregated | WLDFR | HFTD - Distribution - Tier 3 - 2QU CoRE ¦ 3QU LoRE | Non-Red Flag Warning - Small Fires | Contamination | Aggregated | 2055 | 1.1162e-05 | 279.2931 | 0.0031174 | 2055 | Mitigation | 0.95 | 45 | 0 | esc | 0.00097009 | 1.0828e-08 | 0.00097009 | 1.0828e-08 | 0.0027816 | 2.0457e-10 | 0 | 0
[120 empty] | 7.3.3.17.5 (Remote Grid) Updates to grid topology to minimize risk of ignition in HFTDs Remote GridWLDFRContaminationAggregated | WLDFR | HFTD - Distribution - Tier 3 - 2QU CoRE ¦ 3QU LoRE | Non-Red Flag Warning - Small Fires | Contamination | Aggregated | 2056 | 1.1162e-05 | 279.2931 | 0.0031174 | 2056 | Mitigation | 0.95 | 45 | 0 | esc | 0.00097009 | 1.0828e-08 | 0.00097009 | 1.0828e-08 | 0.0027816 | 2.0457e-10 | 0.012004 | 9.6995e-11
[120 empty] | 7.3.3.17.5 (Remote Grid) Updates to grid topology to minimize risk of ignition in HFTDs Remote GridWLDFRContaminationAggregated | WLDFR | HFTD - Distribution - Tier 3 - 2QU CoRE ¦ 3QU LoRE | Non-Red Flag Warning - Small Fires | Contamination | Aggregated | 2057 | 1.1162e-05 | 279.2931 | 0.0031174 | 2057 | Mitigation | 0.95 | 45 | 0 | esc | 0.00097009 | 1.0828e-08 | 0.00097009 | 1.0828e-08 | 0.0027816 | 2.0457e-10 | 0.012004 | 9.6995e-11
[120 empty] | 7.3.3.17.5 (Remote Grid) Updates to grid topology to minimize risk of ignition in HFTDs Remote GridWLDFRContaminationAggregated | WLDFR | HFTD - Distribution - Tier 3 - 2QU CoRE ¦ 3QU LoRE | Non-Red Flag Warning - Small Fires | Contamination | Aggregated | 2058 | 1.1162e-05 | 279.2931 | 0.0031174 | 2058 | Mitigation | 0.95 | 45 | 0 | esc | 0.00097009 | 1.0828e-08 | 0.00097009 | 1.0828e-08 | 0.0027816 | 2.0457e-10 | 0.012004 | 9.6995e-11
[120 empty] | 7.3.3.17.5 (Remote Grid) Updates to grid topology to minimize risk of ignition in HFTDs Remote GridWLDFRContaminationAggregated | WLDFR | HFTD - Distribution - Tier 3 - 2QU CoRE ¦ 3QU LoRE | Non-Red Flag Warning - Small Fires | Contamination | Aggregated | 2059 | 1.1162e-05 | 279.2931 | 0.0031174 | 2059 | Mitigation | 0.95 | 45 | 0 | esc | 0.00097009 | 1.0828e-08 | 0.00097009 | 1.0828e-08 | 0.0027816 | 2.0457e-10 | 0.012004 | 9.6995e-11
[120 empty] | 7.3.3.17.5 (Remote Grid) Updates to grid topology to minimize risk of ignition in HFTDs Remote GridWLDFRContaminationAggregated | WLDFR | HFTD - Distribution - Tier 3 - 2QU CoRE ¦ 3QU LoRE | Non-Red Flag Warning - Small Fires | Contamination | Aggregated | 2060 | 1.1162e-05 | 279.2931 | 0.0031174 | 2060 | Mitigation | 0.95 | 45 | 0 | esc | 0.00097009 | 1.0828e-08 | 0.00097009 | 1.0828e-08 | 0.0027816 | 2.0457e-10 | 0.012004 | 9.6995e-11
[120 empty] | 7.3.3.17.5 (Remote Grid) Updates to grid topology to minimize risk of ignition in HFTDs Remote GridWLDFRContaminationAggregated | WLDFR | HFTD - Distribution - Tier 3 - 2QU CoRE ¦ 3QU LoRE | Non-Red Flag Warning - Small Fires | Contamination | Aggregated | 2061 | 1.1162e-05 | 279.2931 | 0.0031174 | 2061 | Mitigation | 0.95 | 45 | 0 | esc | 0.00097009 | 1.0828e-08 | 0.00097009 | 1.0828e-08 | 0.0027816 | 2.0457e-10 | 0.012004 | 9.6995e-11
[120 empty] | 7.3.3.17.5 (Remote Grid) Updates to grid topology to minimize risk of ignition in HFTDs Remote GridWLDFRContaminationAggregated | WLDFR | HFTD - Distribution - Tier 3 - 2QU CoRE ¦ 3QU LoRE | Non-Red Flag Warning - Small Fires | Contamination | Aggregated | 2062 | 1.1162e-05 | 279.2931 | 0.0031174 | 2062 | Mitigation | 0.95 | 45 | 0 | esc | 0.00097009 | 1.0828e-08 | 0.00097009 | 1.0828e-08 | 0.0027816 | 2.0457e-10 | 0.012004 | 9.6995e-11
[120 empty] | 7.3.3.17.5 (Remote Grid) Updates to grid topology to minimize risk of ignition in HFTDs Remote GridWLDFRContaminationAggregated | WLDFR | HFTD - Distribution - Tier 3 - 2QU CoRE ¦ 3QU LoRE | Non-Red Flag Warning - Small Fires | Contamination | Aggregated | 2063 | 1.1162e-05 | 279.2931 | 0.0031174 | 2063 | Mitigation | 0.95 | 45 | 0 | esc | 0.00097009 | 1.0828e-08 | 0.00097009 | 1.0828e-08 | 0.0027816 | 2.0457e-10 | 0.012004 | 9.6995e-11
[120 empty] | 7.3.3.17.5 (Remote Grid) Updates to grid topology to minimize risk of ignition in HFTDs Remote GridWLDFRContaminationAggregated | WLDFR | HFTD - Distribution - Tier 3 - 2QU CoRE ¦ 3QU LoRE | Non-Red Flag Warning - Small Fires | Contamination | Aggregated | 2064 | 1.1162e-05 | 279.2931 | 0.0031174 | 2064 | Mitigation | 0.95 | 45 | 0 | esc | 0.00097009 | 1.0828e-08 | 0.00097009 | 1.0828e-08 | 0.0027816 | 2.0457e-10 | 0.012004 | 9.6995e-11
[120 empty] | 7.3.3.17.5 (Remote Grid) Updates to grid topology to minimize risk of ignition in HFTDs Remote GridWLDFRContaminationAggregated | WLDFR | HFTD - Distribution - Tier 3 - 2QU CoRE ¦ 3QU LoRE | Non-Red Flag Warning - Small Fires | Contamination | Aggregated | 2065 | 1.1162e-05 | 279.2931 | 0.0031174 | 2065 | Mitigation | 0.95 | 45 | 0 | esc | 0.00097009 | 1.0828e-08 | 0.00097009 | 1.0828e-08 | 0.0027816 | 2.0457e-10 | 0.012004 | 9.6995e-11
[120 empty] | 7.3.3.17.5 (Remote Grid) Updates to grid topology to minimize risk of ignition in HFTDs Remote GridWLDFRContaminationAggregated | WLDFR | HFTD - Distribution - Tier 3 - 2QU CoRE ¦ 3QU LoRE | Non-Red Flag Warning - Small Fires | Contamination | Aggregated | 2066 | 1.1162e-05 | 279.2931 | 0.0031174 | 2066 | Mitigation | 0.95 | 45 | 0 | esc | 0.00097009 | 1.0828e-08 | 0.00097009 | 1.0828e-08 | 0.0027816 | 2.0457e-10 | 0.012004 | 9.6995e-11
[120 empty] | 7.3.3.17.5 (Remote Grid) Updates to grid topology to minimize risk of ignition in HFTDs Remote GridWLDFRContaminationAggregated | WLDFR | HFTD - Distribution - Tier 3 - 2QU CoRE ¦ 3QU LoRE | Non-Red Flag Warning - Small Fires | Contamination | Aggregated | 2067 | 1.1162e-05 | 279.2931 | 0.0031174 | 2067 | Mitigation | 0.95 | 45 | 0 | esc | 0 | 0 | 0.00097009 | 1.0828e-08 | 0.0027816 | 2.0457e-10 | 0.012004 | 9.6995e-11
[120 empty] | 7.3.3.17.5 (Remote Grid) Updates to grid topology to minimize risk of ignition in HFTDs Remote GridWLDFREquipment / facility failureAggregated | WLDFR | HFTD - Distribution - Tier 3 - 2QU CoRE ¦ 3QU LoRE | Non-Red Flag Warning - Small Fires | Equipment / facility failure | Aggregated | 2022 | 0.0004618 | 279.2931 | 0.12898 | 2022 | Mitigation | 0.95 | 45 | 0 | esc | 0.00097009 | 4.4798e-07 | 0 | 0 | 0.0027816 | 2.0457e-10 | 0.012004 | 9.6995e-11
[120 empty] | 7.3.3.17.5 (Remote Grid) Updates to grid topology to minimize risk of ignition in HFTDs Remote GridWLDFREquipment / facility failureAggregated | WLDFR | HFTD - Distribution - Tier 3 - 2QU CoRE ¦ 3QU LoRE | Non-Red Flag Warning - Small Fires | Equipment / facility failure | Aggregated | 2023 | 0.0004618 | 279.2931 | 0.12898 | 2023 | Mitigation | 0.95 | 45 | 0 | esc | 0.00097009 | 4.4798e-07 | 0.00097009 | 4.4798e-07 | 0.0027816 | 2.0457e-10 | 0.012004 | 9.6995e-11
[120 empty] | 7.3.3.17.5 (Remote Grid) Updates to grid topology to minimize risk of ignition in HFTDs Remote GridWLDFREquipment / facility failureAggregated | WLDFR | HFTD - Distribution - Tier 3 - 2QU CoRE ¦ 3QU LoRE | Non-Red Flag Warning - Small Fires | Equipment / facility failure | Aggregated | 2024 | 0.0004618 | 279.2931 | 0.12898 | 2024 | Mitigation | 0.95 | 45 | 0 | esc | 0.00097009 | 4.4798e-07 | 0.00097009 | 4.4798e-07 | 0.0027816 | 2.0457e-10 | 0.012004 | 9.6995e-11
[120 empty] | 7.3.3.17.5 (Remote Grid) Updates to grid topology to minimize risk of ignition in HFTDs Remote GridWLDFREquipment / facility failureAggregated | WLDFR | HFTD - Distribution - Tier 3 - 2QU CoRE ¦ 3QU LoRE | Non-Red Flag Warning - Small Fires | Equipment / facility failure | Aggregated | 2025 | 0.0004618 | 279.2931 | 0.12898 | 2025 | Mitigation | 0.95 | 45 | 0 | esc | 0.00097009 | 4.4798e-07 | 0.00097009 | 4.4798e-07 | 0.0027816 | 2.0457e-10 | 0.012004 | 9.6995e-11
[120 empty] | 7.3.3.17.5 (Remote Grid) Updates to grid topology to minimize risk of ignition in HFTDs Remote GridWLDFREquipment / facility failureAggregated | WLDFR | HFTD - Distribution - Tier 3 - 2QU CoRE ¦ 3QU LoRE | Non-Red Flag Warning - Small Fires | Equipment / facility failure | Aggregated | 2026 | 0.0004618 | 279.2931 | 0.12898 | 2026 | Mitigation | 0.95 | 45 | 0 | esc | 0.00097009 | 4.4798e-07 | 0.00097009 | 4.4798e-07 | 0.0027816 | 2.0457e-10 | 0.012004 | 9.6995e-11
[120 empty] | 7.3.3.17.5 (Remote Grid) Updates to grid topology to minimize risk of ignition in HFTDs Remote GridWLDFREquipment / facility failureAggregated | WLDFR | HFTD - Distribution - Tier 3 - 2QU CoRE ¦ 3QU LoRE | Non-Red Flag Warning - Small Fires | Equipment / facility failure | Aggregated | 2027 | 0.0004618 | 279.2931 | 0.12898 | 2027 | Mitigation | 0.95 | 45 | 0 | esc | 0.00097009 | 4.4798e-07 | 0.00097009 | 4.4798e-07 | 0.0027816 | 2.0457e-10 | 0.012004 | 9.6995e-11
[120 empty] | 7.3.3.17.5 (Remote Grid) Updates to grid topology to minimize risk of ignition in HFTDs Remote GridWLDFREquipment / facility failureAggregated | WLDFR | HFTD - Distribution - Tier 3 - 2QU CoRE ¦ 3QU LoRE | Non-Red Flag Warning - Small Fires | Equipment / facility failure | Aggregated | 2028 | 0.0004618 | 279.2931 | 0.12898 | 2028 | Mitigation | 0.95 | 45 | 0 | esc | 0.00097009 | 4.4798e-07 | 0.00097009 | 4.4798e-07 | 0.0027816 | 2.0457e-10 | 0.012004 | 9.6995e-11
[120 empty] | 7.3.3.17.5 (Remote Grid) Updates to grid topology to minimize risk of ignition in HFTDs Remote GridWLDFREquipment / facility failureAggregated | WLDFR | HFTD - Distribution - Tier 3 - 2QU CoRE ¦ 3QU LoRE | Non-Red Flag Warning - Small Fires | Equipment / facility failure | Aggregated | 2029 | 0.0004618 | 279.2931 | 0.12898 | 2029 | Mitigation | 0.95 | 45 | 0 | esc | 0.00097009 | 4.4798e-07 | 0.00097009 | 4.4798e-07 | 0.0027816 | 2.0457e-10 | 0.012004 | 9.6995e-11
[120 empty] | 7.3.3.17.5 (Remote Grid) Updates to grid topology to minimize risk of ignition in HFTDs Remote GridWLDFREquipment / facility failureAggregated | WLDFR | HFTD - Distribution - Tier 3 - 2QU CoRE ¦ 3QU LoRE | Non-Red Flag Warning - Small Fires | Equipment / facility failure | Aggregated | 2030 | 0.0004618 | 279.2931 | 0.12898 | 2030 | Mitigation | 0.95 | 45 | 0 | esc | 0.00097009 | 4.4798e-07 | 0.00097009 | 4.4798e-07 | 0.0027816 | 2.0457e-10 | 0.012004 | 9.6995e-11
[120 empty] | 7.3.3.17.5 (Remote Grid) Updates to grid topology to minimize risk of ignition in HFTDs Remote GridWLDFREquipment / facility failureAggregated | WLDFR | HFTD - Distribution - Tier 3 - 2QU CoRE ¦ 3QU LoRE | Non-Red Flag Warning - Small Fires | Equipment / facility failure | Aggregated | 2031 | 0.0004618 | 279.2931 | 0.12898 | 2031 | Mitigation | 0.95 | 45 | 0 | esc | 0.00097009 | 4.4798e-07 | 0.00097009 | 4.4798e-07 | 0.0027816 | 2.0457e-10 | 0.012004 | 9.6995e-11
[120 empty] | 7.3.3.17.5 (Remote Grid) Updates to grid topology to minimize risk of ignition in HFTDs Remote GridWLDFREquipment / facility failureAggregated | WLDFR | HFTD - Distribution - Tier 3 - 2QU CoRE ¦ 3QU LoRE | Non-Red Flag Warning - Small Fires | Equipment / facility failure | Aggregated | 2032 | 0.0004618 | 279.2931 | 0.12898 | 2032 | Mitigation | 0.95 | 45 | 0 | esc | 0.00097009 | 4.4798e-07 | 0.00097009 | 4.4798e-07 | 0.0027816 | 2.0457e-10 | 0.012004 | 9.6995e-11
[120 empty] | 7.3.3.17.5 (Remote Grid) Updates to grid topology to minimize risk of ignition in HFTDs Remote GridWLDFREquipment / facility failureAggregated | WLDFR | HFTD - Distribution - Tier 3 - 2QU CoRE ¦ 3QU LoRE | Non-Red Flag Warning - Small Fires | Equipment / facility failure | Aggregated | 2033 | 0.0004618 | 279.2931 | 0.12898 | 2033 | Mitigation | 0.95 | 45 | 0 | esc | 0.00097009 | 4.4798e-07 | 0.00097009 | 4.4798e-07 | 0.0027816 | 2.0457e-10 | 0.012004 | 9.6995e-11
[120 empty] | 7.3.3.17.5 (Remote Grid) Updates to grid topology to minimize risk of ignition in HFTDs Remote GridWLDFREquipment / facility failureAggregated | WLDFR | HFTD - Distribution - Tier 3 - 2QU CoRE ¦ 3QU LoRE | Non-Red Flag Warning - Small Fires | Equipment / facility failure | Aggregated | 2034 | 0.0004618 | 279.2931 | 0.12898 | 2034 | Mitigation | 0.95 | 45 | 0 | esc | 0.00097009 | 4.4798e-07 | 0.00097009 | 4.4798e-07 | 0.0027816 | 2.0457e-10 | 0.012004 | 9.6995e-11
[120 empty] | 7.3.3.17.5 (Remote Grid) Updates to grid topology to minimize risk of ignition in HFTDs Remote GridWLDFREquipment / facility failureAggregated | WLDFR | HFTD - Distribution - Tier 3 - 2QU CoRE ¦ 3QU LoRE | Non-Red Flag Warning - Small Fires | Equipment / facility failure | Aggregated | 2035 | 0.0004618 | 279.2931 | 0.12898 | 2035 | Mitigation | 0.95 | 45 | 0 | esc | 0.00097009 | 4.4798e-07 | 0.00097009 | 4.4798e-07 | 0.0027816 | 2.0457e-10 | 0.012004 | 9.6995e-11
[120 empty] | 7.3.3.17.5 (Remote Grid) Updates to grid topology to minimize risk of ignition in HFTDs Remote GridWLDFREquipment / facility failureAggregated | WLDFR | HFTD - Distribution - Tier 3 - 2QU CoRE ¦ 3QU LoRE | Non-Red Flag Warning - Small Fires | Equipment / facility failure | Aggregated | 2036 | 0.0004618 | 279.2931 | 0.12898 | 2036 | Mitigation | 0.95 | 45 | 0 | esc | 0.00097009 | 4.4798e-07 | 0.00097009 | 4.4798e-07 | 0.0027816 | 2.0457e-10 | 0.012004 | 9.6995e-11
[120 empty] | 7.3.3.17.5 (Remote Grid) Updates to grid topology to minimize risk of ignition in HFTDs Remote GridWLDFREquipment / facility failureAggregated | WLDFR | HFTD - Distribution - Tier 3 - 2QU CoRE ¦ 3QU LoRE | Non-Red Flag Warning - Small Fires | Equipment / facility failure | Aggregated | 2037 | 0.0004618 | 279.2931 | 0.12898 | 2037 | Mitigation | 0.95 | 45 | 0 | esc | 0.00097009 | 4.4798e-07 | 0.00097009 | 4.4798e-07 | 0.0027816 | 2.0457e-10 | 0.012004 | 9.6995e-11
[120 empty] | 7.3.3.17.5 (Remote Grid) Updates to grid topology to minimize risk of ignition in HFTDs Remote GridWLDFREquipment / facility failureAggregated | WLDFR | HFTD - Distribution - Tier 3 - 2QU CoRE ¦ 3QU LoRE | Non-Red Flag Warning - Small Fires | Equipment / facility failure | Aggregated | 2038 | 0.0004618 | 279.2931 | 0.12898 | 2038 | Mitigation | 0.95 | 45 | 0 | esc | 0.00097009 | 4.4798e-07 | 0.00097009 | 4.4798e-07 | 0.0027816 | 2.0457e-10 | 0.012004 | 9.6995e-11
[120 empty] | 7.3.3.17.5 (Remote Grid) Updates to grid topology to minimize risk of ignition in HFTDs Remote GridWLDFREquipment / facility failureAggregated | WLDFR | HFTD - Distribution - Tier 3 - 2QU CoRE ¦ 3QU LoRE | Non-Red Flag Warning - Small Fires | Equipment / facility failure | Aggregated | 2039 | 0.0004618 | 279.2931 | 0.12898 | 2039 | Mitigation | 0.95 | 45 | 0 | esc | 0.00097009 | 4.4798e-07 | 0.00097009 | 4.4798e-07 | 0.0027816 | 2.0457e-10 | 0.012004 | 9.6995e-11
[120 empty] | 7.3.3.17.5 (Remote Grid) Updates to grid topology to minimize risk of ignition in HFTDs Remote GridWLDFREquipment / facility failureAggregated | WLDFR | HFTD - Distribution - Tier 3 - 2QU CoRE ¦ 3QU LoRE | Non-Red Flag Warning - Small Fires | Equipment / facility failure | Aggregated | 2040 | 0.0004618 | 279.2931 | 0.12898 | 2040 | Mitigation | 0.95 | 45 | 0 | esc | 0.00097009 | 4.4798e-07 | 0.00097009 | 4.4798e-07 | 0.0027816 | 2.0457e-10 | 0 | 0
[120 empty] | 7.3.3.17.5 (Remote Grid) Updates to grid topology to minimize risk of ignition in HFTDs Remote GridWLDFREquipment / facility failureAggregated | WLDFR | HFTD - Distribution - Tier 3 - 2QU CoRE ¦ 3QU LoRE | Non-Red Flag Warning - Small Fires | Equipment / facility failure | Aggregated | 2041 | 0.0004618 | 279.2931 | 0.12898 | 2041 | Mitigation | 0.95 | 45 | 0 | esc | 0.00097009 | 4.4798e-07 | 0.00097009 | 4.4798e-07 | 0.0027816 | 2.0457e-10 | 0 | 0
[120 empty] | 7.3.3.17.5 (Remote Grid) Updates to grid topology to minimize risk of ignition in HFTDs Remote GridWLDFREquipment / facility failureAggregated | WLDFR | HFTD - Distribution - Tier 3 - 2QU CoRE ¦ 3QU LoRE | Non-Red Flag Warning - Small Fires | Equipment / facility failure | Aggregated | 2042 | 0.0004618 | 279.2931 | 0.12898 | 2042 | Mitigation | 0.95 | 45 | 0 | esc | 0.00097009 | 4.4798e-07 | 0.00097009 | 4.4798e-07 | 0.0027816 | 2.0457e-10 | 0.010025 | 2.0733e-10
[120 empty] | 7.3.3.17.5 (Remote Grid) Updates to grid topology to minimize risk of ignition in HFTDs Remote GridWLDFREquipment / facility failureAggregated | WLDFR | HFTD - Distribution - Tier 3 - 2QU CoRE ¦ 3QU LoRE | Non-Red Flag Warning - Small Fires | Equipment / facility failure | Aggregated | 2043 | 0.0004618 | 279.2931 | 0.12898 | 2043 | Mitigation | 0.95 | 45 | 0 | esc | 0.00097009 | 4.4798e-07 | 0.00097009 | 4.4798e-07 | 0.0027816 | 2.0457e-10 | 0.010025 | 2.0733e-10
[120 empty] | 7.3.3.17.5 (Remote Grid) Updates to grid topology to minimize risk of ignition in HFTDs Remote GridWLDFREquipment / facility failureAggregated | WLDFR | HFTD - Distribution - Tier 3 - 2QU CoRE ¦ 3QU LoRE | Non-Red Flag Warning - Small Fires | Equipment / facility failure | Aggregated | 2044 | 0.0004618 | 279.2931 | 0.12898 | 2044 | Mitigation | 0.95 | 45 | 0 | esc | 0.00097009 | 4.4798e-07 | 0.00097009 | 4.4798e-07 | 0.0027816 | 2.0457e-10 | 0.010025 | 2.0733e-10
[120 empty] | 7.3.3.17.5 (Remote Grid) Updates to grid topology to minimize risk of ignition in HFTDs Remote GridWLDFREquipment / facility failureAggregated | WLDFR | HFTD - Distribution - Tier 3 - 2QU CoRE ¦ 3QU LoRE | Non-Red Flag Warning - Small Fires | Equipment / facility failure | Aggregated | 2045 | 0.0004618 | 279.2931 | 0.12898 | 2045 | Mitigation | 0.95 | 45 | 0 | esc | 0.00097009 | 4.4798e-07 | 0.00097009 | 4.4798e-07 | 0.0027816 | 2.0457e-10 | 0.010025 | 2.0733e-10
[120 empty] | 7.3.3.17.5 (Remote Grid) Updates to grid topology to minimize risk of ignition in HFTDs Remote GridWLDFREquipment / facility failureAggregated | WLDFR | HFTD - Distribution - Tier 3 - 2QU CoRE ¦ 3QU LoRE | Non-Red Flag Warning - Small Fires | Equipment / facility failure | Aggregated | 2046 | 0.0004618 | 279.2931 | 0.12898 | 2046 | Mitigation | 0.95 | 45 | 0 | esc | 0.00097009 | 4.4798e-07 | 0.00097009 | 4.4798e-07 | 0.0027816 | 2.0457e-10 | 0.010025 | 2.0733e-10
[120 empty] | 7.3.3.17.5 (Remote Grid) Updates to grid topology to minimize risk of ignition in HFTDs Remote GridWLDFREquipment / facility failureAggregated | WLDFR | HFTD - Distribution - Tier 3 - 2QU CoRE ¦ 3QU LoRE | Non-Red Flag Warning - Small Fires | Equipment / facility failure | Aggregated | 2047 | 0.0004618 | 279.2931 | 0.12898 | 2047 | Mitigation | 0.95 | 45 | 0 | esc | 0.00097009 | 4.4798e-07 | 0.00097009 | 4.4798e-07 | 0.0027816 | 2.0457e-10 | 0.010025 | 2.0733e-10
[120 empty] | 7.3.3.17.5 (Remote Grid) Updates to grid topology to minimize risk of ignition in HFTDs Remote GridWLDFREquipment / facility failureAggregated | WLDFR | HFTD - Distribution - Tier 3 - 2QU CoRE ¦ 3QU LoRE | Non-Red Flag Warning - Small Fires | Equipment / facility failure | Aggregated | 2048 | 0.0004618 | 279.2931 | 0.12898 | 2048 | Mitigation | 0.95 | 45 | 0 | esc | 0.00097009 | 4.4798e-07 | 0.00097009 | 4.4798e-07 | 0.0027816 | 2.0457e-10 | 0.010025 | 2.0733e-10
[120 empty] | 7.3.3.17.5 (Remote Grid) Updates to grid topology to minimize risk of ignition in HFTDs Remote GridWLDFREquipment / facility failureAggregated | WLDFR | HFTD - Distribution - Tier 3 - 2QU CoRE ¦ 3QU LoRE | Non-Red Flag Warning - Small Fires | Equipment / facility failure | Aggregated | 2049 | 0.0004618 | 279.2931 | 0.12898 | 2049 | Mitigation | 0.95 | 45 | 0 | esc | 0.00097009 | 4.4798e-07 | 0.00097009 | 4.4798e-07 | 0.0027816 | 2.0457e-10 | 0.010025 | 2.0733e-10
[120 empty] | 7.3.3.17.5 (Remote Grid) Updates to grid topology to minimize risk of ignition in HFTDs Remote GridWLDFREquipment / facility failureAggregated | WLDFR | HFTD - Distribution - Tier 3 - 2QU CoRE ¦ 3QU LoRE | Non-Red Flag Warning - Small Fires | Equipment / facility failure | Aggregated | 2050 | 0.0004618 | 279.2931 | 0.12898 | 2050 | Mitigation | 0.95 | 45 | 0 | esc | 0.00097009 | 4.4798e-07 | 0.00097009 | 4.4798e-07 | 0.0027816 | 2.0457e-10 | 0.010025 | 2.0733e-10
[120 empty] | 7.3.3.17.5 (Remote Grid) Updates to grid topology to minimize risk of ignition in HFTDs Remote GridWLDFREquipment / facility failureAggregated | WLDFR | HFTD - Distribution - Tier 3 - 2QU CoRE ¦ 3QU LoRE | Non-Red Flag Warning - Small Fires | Equipment / facility failure | Aggregated | 2051 | 0.0004618 | 279.2931 | 0.12898 | 2051 | Mitigation | 0.95 | 45 | 0 | esc | 0.00097009 | 4.4798e-07 | 0.00097009 | 4.4798e-07 | 0.0027816 | 2.0457e-10 | 0.010025 | 2.0733e-10
[120 empty] | 7.3.3.17.5 (Remote Grid) Updates to grid topology to minimize risk of ignition in HFTDs Remote GridWLDFREquipment / facility failureAggregated | WLDFR | HFTD - Distribution - Tier 3 - 2QU CoRE ¦ 3QU LoRE | Non-Red Flag Warning - Small Fires | Equipment / facility failure | Aggregated | 2052 | 0.0004618 | 279.2931 | 0.12898 | 2052 | Mitigation | 0.95 | 45 | 0 | esc | 0.00097009 | 4.4798e-07 | 0.00097009 | 4.4798e-07 | 0.0027816 | 2.0457e-10 | 0.010025 | 2.0733e-10
[120 empty] | 7.3.3.17.5 (Remote Grid) Updates to grid topology to minimize risk of ignition in HFTDs Remote GridWLDFREquipment / facility failureAggregated | WLDFR | HFTD - Distribution - Tier 3 - 2QU CoRE ¦ 3QU LoRE | Non-Red Flag Warning - Small Fires | Equipment / facility failure | Aggregated | 2053 | 0.0004618 | 279.2931 | 0.12898 | 2053 | Mitigation | 0.95 | 45 | 0 | esc | 0.00097009 | 4.4798e-07 | 0.00097009 | 4.4798e-07 | 0.0027816 | 2.0457e-10 | 0.010025 | 2.0733e-10
[120 empty] | 7.3.3.17.5 (Remote Grid) Updates to grid topology to minimize risk of ignition in HFTDs Remote GridWLDFREquipment / facility failureAggregated | WLDFR | HFTD - Distribution - Tier 3 - 2QU CoRE ¦ 3QU LoRE | Non-Red Flag Warning - Small Fires | Equipment / facility failure | Aggregated | 2054 | 0.0004618 | 279.2931 | 0.12898 | 2054 | Mitigation | 0.95 | 45 | 0 | esc | 0.00097009 | 4.4798e-07 | 0.00097009 | 4.4798e-07 | 0.0027816 | 2.0457e-10 | 0.010025 | 2.0733e-10
[120 empty] | 7.3.3.17.5 (Remote Grid) Updates to grid topology to minimize risk of ignition in HFTDs Remote GridWLDFREquipment / facility failureAggregated | WLDFR | HFTD - Distribution - Tier 3 - 2QU CoRE ¦ 3QU LoRE | Non-Red Flag Warning - Small Fires | Equipment / facility failure | Aggregated | 2055 | 0.0004618 | 279.2931 | 0.12898 | 2055 | Mitigation | 0.95 | 45 | 0 | esc | 0.00097009 | 4.4798e-07 | 0.00097009 | 4.4798e-07 | 0.0027816 | 2.0457e-10 | 0.010025 | 2.0733e-10
[120 empty] | 7.3.3.17.5 (Remote Grid) Updates to grid topology to minimize risk of ignition in HFTDs Remote GridWLDFREquipment / facility failureAggregated | WLDFR | HFTD - Distribution - Tier 3 - 2QU CoRE ¦ 3QU LoRE | Non-Red Flag Warning - Small Fires | Equipment / facility failure | Aggregated | 2056 | 0.0004618 | 279.2931 | 0.12898 | 2056 | Mitigation | 0.95 | 45 | 0 | esc | 0.00097009 | 4.4798e-07 | 0.00097009 | 4.4798e-07 | 0.0027816 | 2.0457e-10 | 0.010025 | 2.0733e-10
[120 empty] | 7.3.3.17.5 (Remote Grid) Updates to grid topology to minimize risk of ignition in HFTDs Remote GridWLDFREquipment / facility failureAggregated | WLDFR | HFTD - Distribution - Tier 3 - 2QU CoRE ¦ 3QU LoRE | Non-Red Flag Warning - Small Fires | Equipment / facility failure | Aggregated | 2057 | 0.0004618 | 279.2931 | 0.12898 | 2057 | Mitigation | 0.95 | 45 | 0 | esc | 0.00097009 | 4.4798e-07 | 0.00097009 | 4.4798e-07 | 0.0027816 | 2.0457e-10 | 0.010025 | 2.0733e-10
[120 empty] | 7.3.3.17.5 (Remote Grid) Updates to grid topology to minimize risk of ignition in HFTDs Remote GridWLDFREquipment / facility failureAggregated | WLDFR | HFTD - Distribution - Tier 3 - 2QU CoRE ¦ 3QU LoRE | Non-Red Flag Warning - Small Fires | Equipment / facility failure | Aggregated | 2058 | 0.0004618 | 279.2931 | 0.12898 | 2058 | Mitigation | 0.95 | 45 | 0 | esc | 0.00097009 | 4.4798e-07 | 0.00097009 | 4.4798e-07 | 0 | 0 | 0.010025 | 2.0733e-10
[120 empty] | 7.3.3.17.5 (Remote Grid) Updates to grid topology to minimize risk of ignition in HFTDs Remote GridWLDFREquipment / facility failureAggregated | WLDFR | HFTD - Distribution - Tier 3 - 2QU CoRE ¦ 3QU LoRE | Non-Red Flag Warning - Small Fires | Equipment / facility failure | Aggregated | 2059 | 0.0004618 | 279.2931 | 0.12898 | 2059 | Mitigation | 0.95 | 45 | 0 | esc | 0.00097009 | 4.4798e-07 | 0.00097009 | 4.4798e-07 | 0.0027816 | 3.1717e-12 | 0.010025 | 2.0733e-10
[120 empty] | 7.3.3.17.5 (Remote Grid) Updates to grid topology to minimize risk of ignition in HFTDs Remote GridWLDFREquipment / facility failureAggregated | WLDFR | HFTD - Distribution - Tier 3 - 2QU CoRE ¦ 3QU LoRE | Non-Red Flag Warning - Small Fires | Equipment / facility failure | Aggregated | 2060 | 0.0004618 | 279.2931 | 0.12898 | 2060 | Mitigation | 0.95 | 45 | 0 | esc | 0.00097009 | 4.4798e-07 | 0.00097009 | 4.4798e-07 | 0.0027816 | 3.1717e-12 | 0.010025 | 2.0733e-10
[120 empty] | 7.3.3.17.5 (Remote Grid) Updates to grid topology to minimize risk of ignition in HFTDs Remote GridWLDFREquipment / facility failureAggregated | WLDFR | HFTD - Distribution - Tier 3 - 2QU CoRE ¦ 3QU LoRE | Non-Red Flag Warning - Small Fires | Equipment / facility failure | Aggregated | 2061 | 0.0004618 | 279.2931 | 0.12898 | 2061 | Mitigation | 0.95 | 45 | 0 | esc | 0.00097009 | 4.4798e-07 | 0.00097009 | 4.4798e-07 | 0.0027816 | 3.1717e-12 | 0.010025 | 2.0733e-10
[120 empty] | 7.3.3.17.5 (Remote Grid) Updates to grid topology to minimize risk of ignition in HFTDs Remote GridWLDFREquipment / facility failureAggregated | WLDFR | HFTD - Distribution - Tier 3 - 2QU CoRE ¦ 3QU LoRE | Non-Red Flag Warning - Small Fires | Equipment / facility failure | Aggregated | 2062 | 0.0004618 | 279.2931 | 0.12898 | 2062 | Mitigation | 0.95 | 45 | 0 | esc | 0.00097009 | 4.4798e-07 | 0.00097009 | 4.4798e-07 | 0.0027816 | 3.1717e-12 | 0.010025 | 2.0733e-10
[120 empty] | 7.3.3.17.5 (Remote Grid) Updates to grid topology to minimize risk of ignition in HFTDs Remote GridWLDFREquipment / facility failureAggregated | WLDFR | HFTD - Distribution - Tier 3 - 2QU CoRE ¦ 3QU LoRE | Non-Red Flag Warning - Small Fires | Equipment / facility failure | Aggregated | 2063 | 0.0004618 | 279.2931 | 0.12898 | 2063 | Mitigation | 0.95 | 45 | 0 | esc | 0.00097009 | 4.4798e-07 | 0.00097009 | 4.4798e-07 | 0.0027816 | 3.1717e-12 | 0.010025 | 2.0733e-10
[120 empty] | 7.3.3.17.5 (Remote Grid) Updates to grid topology to minimize risk of ignition in HFTDs Remote GridWLDFREquipment / facility failureAggregated | WLDFR | HFTD - Distribution - Tier 3 - 2QU CoRE ¦ 3QU LoRE | Non-Red Flag Warning - Small Fires | Equipment / facility failure | Aggregated | 2064 | 0.0004618 | 279.2931 | 0.12898 | 2064 | Mitigation | 0.95 | 45 | 0 | esc | 0.00097009 | 4.4798e-07 | 0.00097009 | 4.4798e-07 | 0.0027816 | 3.1717e-12 | 0.010025 | 2.0733e-10
[120 empty] | 7.3.3.17.5 (Remote Grid) Updates to grid topology to minimize risk of ignition in HFTDs Remote GridWLDFREquipment / facility failureAggregated | WLDFR | HFTD - Distribution - Tier 3 - 2QU CoRE ¦ 3QU LoRE | Non-Red Flag Warning - Small Fires | Equipment / facility failure | Aggregated | 2065 | 0.0004618 | 279.2931 | 0.12898 | 2065 | Mitigation | 0.95 | 45 | 0 | esc | 0.00097009 | 4.4798e-07 | 0.00097009 | 4.4798e-07 | 0.0027816 | 3.1717e-12 | 0.010025 | 2.0733e-10
[120 empty] | 7.3.3.17.5 (Remote Grid) Updates to grid topology to minimize risk of ignition in HFTDs Remote GridWLDFREquipment / facility failureAggregated | WLDFR | HFTD - Distribution - Tier 3 - 2QU CoRE ¦ 3QU LoRE | Non-Red Flag Warning - Small Fires | Equipment / facility failure | Aggregated | 2066 | 0.0004618 | 279.2931 | 0.12898 | 2066 | Mitigation | 0.95 | 45 | 0 | esc | 0.00097009 | 4.4798e-07 | 0.00097009 | 4.4798e-07 | 0.0027816 | 3.1717e-12 | 0.010025 | 2.0733e-10
[120 empty] | 7.3.3.17.5 (Remote Grid) Updates to grid topology to minimize risk of ignition in HFTDs Remote GridWLDFREquipment / facility failureAggregated | WLDFR | HFTD - Distribution - Tier 3 - 2QU CoRE ¦ 3QU LoRE | Non-Red Flag Warning - Small Fires | Equipment / facility failure | Aggregated | 2067 | 0.0004618 | 279.2931 | 0.12898 | 2067 | Mitigation | 0.95 | 45 | 0 | esc | 0 | 0 | 0.00097009 | 4.4798e-07 | 0.0027816 | 3.1717e-12 | 0.010025 | 2.0733e-10
[120 empty] | 7.3.3.17.5 (Remote Grid) Updates to grid topology to minimize risk of ignition in HFTDs Remote GridWLDFRVegetation ContactAggregated | WLDFR | HFTD - Distribution - Tier 3 - 2QU CoRE ¦ 3QU LoRE | Non-Red Flag Warning - Small Fires | Vegetation Contact | Aggregated | 2022 | 0.0028426 | 279.2931 | 0.79391 | 2022 | Mitigation | 0.95 | 45 | 0 | esc | 0.00097009 | 2.7575e-06 | 0 | 0 | 0.0027816 | 3.1717e-12 | 0.010025 | 2.0733e-10
[120 empty] | 7.3.3.17.5 (Remote Grid) Updates to grid topology to minimize risk of ignition in HFTDs Remote GridWLDFRVegetation ContactAggregated | WLDFR | HFTD - Distribution - Tier 3 - 2QU CoRE ¦ 3QU LoRE | Non-Red Flag Warning - Small Fires | Vegetation Contact | Aggregated | 2023 | 0.0028426 | 279.2931 | 0.79391 | 2023 | Mitigation | 0.95 | 45 | 0 | esc | 0.00097009 | 2.7575e-06 | 0.00097009 | 2.7575e-06 | 0.0027816 | 3.1717e-12 | 0.010025 | 2.0733e-10
[120 empty] | 7.3.3.17.5 (Remote Grid) Updates to grid topology to minimize risk of ignition in HFTDs Remote GridWLDFRVegetation ContactAggregated | WLDFR | HFTD - Distribution - Tier 3 - 2QU CoRE ¦ 3QU LoRE | Non-Red Flag Warning - Small Fires | Vegetation Contact | Aggregated | 2024 | 0.0028426 | 279.2931 | 0.79391 | 2024 | Mitigation | 0.95 | 45 | 0 | esc | 0.00097009 | 2.7575e-06 | 0.00097009 | 2.7575e-06 | 0.0027816 | 3.1717e-12 | 0.010025 | 2.0733e-10
[120 empty] | 7.3.3.17.5 (Remote Grid) Updates to grid topology to minimize risk of ignition in HFTDs Remote GridWLDFRVegetation ContactAggregated | WLDFR | HFTD - Distribution - Tier 3 - 2QU CoRE ¦ 3QU LoRE | Non-Red Flag Warning - Small Fires | Vegetation Contact | Aggregated | 2025 | 0.0028426 | 279.2931 | 0.79391 | 2025 | Mitigation | 0.95 | 45 | 0 | esc | 0.00097009 | 2.7575e-06 | 0.00097009 | 2.7575e-06 | 0.0027816 | 3.1717e-12 | 0.010025 | 2.0733e-10
[120 empty] | 7.3.3.17.5 (Remote Grid) Updates to grid topology to minimize risk of ignition in HFTDs Remote GridWLDFRVegetation ContactAggregated | WLDFR | HFTD - Distribution - Tier 3 - 2QU CoRE ¦ 3QU LoRE | Non-Red Flag Warning - Small Fires | Vegetation Contact | Aggregated | 2026 | 0.0028426 | 279.2931 | 0.79391 | 2026 | Mitigation | 0.95 | 45 | 0 | esc | 0.00097009 | 2.7575e-06 | 0.00097009 | 2.7575e-06 | 0.0027816 | 3.1717e-12 | 0 | 0
[120 empty] | 7.3.3.17.5 (Remote Grid) Updates to grid topology to minimize risk of ignition in HFTDs Remote GridWLDFRVegetation ContactAggregated | WLDFR | HFTD - Distribution - Tier 3 - 2QU CoRE ¦ 3QU LoRE | Non-Red Flag Warning - Small Fires | Vegetation Contact | Aggregated | 2027 | 0.0028426 | 279.2931 | 0.79391 | 2027 | Mitigation | 0.95 | 45 | 0 | esc | 0.00097009 | 2.7575e-06 | 0.00097009 | 2.7575e-06 | 0.0027816 | 3.1717e-12 | 0 | 0
[120 empty] | 7.3.3.17.5 (Remote Grid) Updates to grid topology to minimize risk of ignition in HFTDs Remote GridWLDFRVegetation ContactAggregated | WLDFR | HFTD - Distribution - Tier 3 - 2QU CoRE ¦ 3QU LoRE | Non-Red Flag Warning - Small Fires | Vegetation Contact | Aggregated | 2028 | 0.0028426 | 279.2931 | 0.79391 | 2028 | Mitigation | 0.95 | 45 | 0 | esc | 0.00097009 | 2.7575e-06 | 0.00097009 | 2.7575e-06 | 0.0027816 | 3.1717e-12 | 0.0094681 | 6.6844e-10
[120 empty] | 7.3.3.17.5 (Remote Grid) Updates to grid topology to minimize risk of ignition in HFTDs Remote GridWLDFRVegetation ContactAggregated | WLDFR | HFTD - Distribution - Tier 3 - 2QU CoRE ¦ 3QU LoRE | Non-Red Flag Warning - Small Fires | Vegetation Contact | Aggregated | 2029 | 0.0028426 | 279.2931 | 0.79391 | 2029 | Mitigation | 0.95 | 45 | 0 | esc | 0.00097009 | 2.7575e-06 | 0.00097009 | 2.7575e-06 | 0.0027816 | 3.1717e-12 | 0.0094681 | 6.6844e-10
[120 empty] | 7.3.3.17.5 (Remote Grid) Updates to grid topology to minimize risk of ignition in HFTDs Remote GridWLDFRVegetation ContactAggregated | WLDFR | HFTD - Distribution - Tier 3 - 2QU CoRE ¦ 3QU LoRE | Non-Red Flag Warning - Small Fires | Vegetation Contact | Aggregated | 2030 | 0.0028426 | 279.2931 | 0.79391 | 2030 | Mitigation | 0.95 | 45 | 0 | esc | 0.00097009 | 2.7575e-06 | 0.00097009 | 2.7575e-06 | 0.0027816 | 3.1717e-12 | 0.0094681 | 6.6844e-10
[120 empty] | 7.3.3.17.5 (Remote Grid) Updates to grid topology to minimize risk of ignition in HFTDs Remote GridWLDFRVegetation ContactAggregated | WLDFR | HFTD - Distribution - Tier 3 - 2QU CoRE ¦ 3QU LoRE | Non-Red Flag Warning - Small Fires | Vegetation Contact | Aggregated | 2031 | 0.0028426 | 279.2931 | 0.79391 | 2031 | Mitigation | 0.95 | 45 | 0 | esc | 0.00097009 | 2.7575e-06 | 0.00097009 | 2.7575e-06 | 0.0027816 | 3.1717e-12 | 0.0094681 | 6.6844e-10
[120 empty] | 7.3.3.17.5 (Remote Grid) Updates to grid topology to minimize risk of ignition in HFTDs Remote GridWLDFRVegetation ContactAggregated | WLDFR | HFTD - Distribution - Tier 3 - 2QU CoRE ¦ 3QU LoRE | Non-Red Flag Warning - Small Fires | Vegetation Contact | Aggregated | 2032 | 0.0028426 | 279.2931 | 0.79391 | 2032 | Mitigation | 0.95 | 45 | 0 | esc | 0.00097009 | 2.7575e-06 | 0.00097009 | 2.7575e-06 | 0.0027816 | 3.1717e-12 | 0.0094681 | 6.6844e-10
[120 empty] | 7.3.3.17.5 (Remote Grid) Updates to grid topology to minimize risk of ignition in HFTDs Remote GridWLDFRVegetation ContactAggregated | WLDFR | HFTD - Distribution - Tier 3 - 2QU CoRE ¦ 3QU LoRE | Non-Red Flag Warning - Small Fires | Vegetation Contact | Aggregated | 2033 | 0.0028426 | 279.2931 | 0.79391 | 2033 | Mitigation | 0.95 | 45 | 0 | esc | 0.00097009 | 2.7575e-06 | 0.00097009 | 2.7575e-06 | 0.0027816 | 3.1717e-12 | 0.0094681 | 6.6844e-10
[120 empty] | 7.3.3.17.5 (Remote Grid) Updates to grid topology to minimize risk of ignition in HFTDs Remote GridWLDFRVegetation ContactAggregated | WLDFR | HFTD - Distribution - Tier 3 - 2QU CoRE ¦ 3QU LoRE | Non-Red Flag Warning - Small Fires | Vegetation Contact | Aggregated | 2034 | 0.0028426 | 279.2931 | 0.79391 | 2034 | Mitigation | 0.95 | 45 | 0 | esc | 0.00097009 | 2.7575e-06 | 0.00097009 | 2.7575e-06 | 0.0027816 | 3.1717e-12 | 0.0094681 | 6.6844e-10
[120 empty] | 7.3.3.17.5 (Remote Grid) Updates to grid topology to minimize risk of ignition in HFTDs Remote GridWLDFRVegetation ContactAggregated | WLDFR | HFTD - Distribution - Tier 3 - 2QU CoRE ¦ 3QU LoRE | Non-Red Flag Warning - Small Fires | Vegetation Contact | Aggregated | 2035 | 0.0028426 | 279.2931 | 0.79391 | 2035 | Mitigation | 0.95 | 45 | 0 | esc | 0.00097009 | 2.7575e-06 | 0.00097009 | 2.7575e-06 | 0.0027816 | 3.1717e-12 | 0.0094681 | 6.6844e-10
[120 empty] | 7.3.3.17.5 (Remote Grid) Updates to grid topology to minimize risk of ignition in HFTDs Remote GridWLDFRVegetation ContactAggregated | WLDFR | HFTD - Distribution - Tier 3 - 2QU CoRE ¦ 3QU LoRE | Non-Red Flag Warning - Small Fires | Vegetation Contact | Aggregated | 2036 | 0.0028426 | 279.2931 | 0.79391 | 2036 | Mitigation | 0.95 | 45 | 0 | esc | 0.00097009 | 2.7575e-06 | 0.00097009 | 2.7575e-06 | 0.0027816 | 3.1717e-12 | 0.0094681 | 6.6844e-10
[120 empty] | 7.3.3.17.5 (Remote Grid) Updates to grid topology to minimize risk of ignition in HFTDs Remote GridWLDFRVegetation ContactAggregated | WLDFR | HFTD - Distribution - Tier 3 - 2QU CoRE ¦ 3QU LoRE | Non-Red Flag Warning - Small Fires | Vegetation Contact | Aggregated | 2037 | 0.0028426 | 279.2931 | 0.79391 | 2037 | Mitigation | 0.95 | 45 | 0 | esc | 0.00097009 | 2.7575e-06 | 0.00097009 | 2.7575e-06 | 0.0027816 | 3.1717e-12 | 0.0094681 | 6.6844e-10
[120 empty] | 7.3.3.17.5 (Remote Grid) Updates to grid topology to minimize risk of ignition in HFTDs Remote GridWLDFRVegetation ContactAggregated | WLDFR | HFTD - Distribution - Tier 3 - 2QU CoRE ¦ 3QU LoRE | Non-Red Flag Warning - Small Fires | Vegetation Contact | Aggregated | 2038 | 0.0028426 | 279.2931 | 0.79391 | 2038 | Mitigation | 0.95 | 45 | 0 | esc | 0.00097009 | 2.7575e-06 | 0.00097009 | 2.7575e-06 | 0.0027816 | 3.1717e-12 | 0.0094681 | 6.6844e-10
[120 empty] | 7.3.3.17.5 (Remote Grid) Updates to grid topology to minimize risk of ignition in HFTDs Remote GridWLDFRVegetation ContactAggregated | WLDFR | HFTD - Distribution - Tier 3 - 2QU CoRE ¦ 3QU LoRE | Non-Red Flag Warning - Small Fires | Vegetation Contact | Aggregated | 2039 | 0.0028426 | 279.2931 | 0.79391 | 2039 | Mitigation | 0.95 | 45 | 0 | esc | 0.00097009 | 2.7575e-06 | 0.00097009 | 2.7575e-06 | 0.0027816 | 3.1717e-12 | 0.0094681 | 6.6844e-10
[120 empty] | 7.3.3.17.5 (Remote Grid) Updates to grid topology to minimize risk of ignition in HFTDs Remote GridWLDFRVegetation ContactAggregated | WLDFR | HFTD - Distribution - Tier 3 - 2QU CoRE ¦ 3QU LoRE | Non-Red Flag Warning - Small Fires | Vegetation Contact | Aggregated | 2040 | 0.0028426 | 279.2931 | 0.79391 | 2040 | Mitigation | 0.95 | 45 | 0 | esc | 0.00097009 | 2.7575e-06 | 0.00097009 | 2.7575e-06 | 0.0027816 | 3.1717e-12 | 0.0094681 | 6.6844e-10
[120 empty] | 7.3.3.17.5 (Remote Grid) Updates to grid topology to minimize risk of ignition in HFTDs Remote GridWLDFRVegetation ContactAggregated | WLDFR | HFTD - Distribution - Tier 3 - 2QU CoRE ¦ 3QU LoRE | Non-Red Flag Warning - Small Fires | Vegetation Contact | Aggregated | 2041 | 0.0028426 | 279.2931 | 0.79391 | 2041 | Mitigation | 0.95 | 45 | 0 | esc | 0.00097009 | 2.7575e-06 | 0.00097009 | 2.7575e-06 | 0.0027816 | 3.1717e-12 | 0.0094681 | 6.6844e-10
[120 empty] | 7.3.3.17.5 (Remote Grid) Updates to grid topology to minimize risk of ignition in HFTDs Remote GridWLDFRVegetation ContactAggregated | WLDFR | HFTD - Distribution - Tier 3 - 2QU CoRE ¦ 3QU LoRE | Non-Red Flag Warning - Small Fires | Vegetation Contact | Aggregated | 2042 | 0.0028426 | 279.2931 | 0.79391 | 2042 | Mitigation | 0.95 | 45 | 0 | esc | 0.00097009 | 2.7575e-06 | 0.00097009 | 2.7575e-06 | 0.0027816 | 3.1717e-12 | 0.0094681 | 6.6844e-10
[120 empty] | 7.3.3.17.5 (Remote Grid) Updates to grid topology to minimize risk of ignition in HFTDs Remote GridWLDFRVegetation ContactAggregated | WLDFR | HFTD - Distribution - Tier 3 - 2QU CoRE ¦ 3QU LoRE | Non-Red Flag Warning - Small Fires | Vegetation Contact | Aggregated | 2043 | 0.0028426 | 279.2931 | 0.79391 | 2043 | Mitigation | 0.95 | 45 | 0 | esc | 0.00097009 | 2.7575e-06 | 0.00097009 | 2.7575e-06 | 0.0027816 | 3.1717e-12 | 0.0094681 | 6.6844e-10
[120 empty] | 7.3.3.17.5 (Remote Grid) Updates to grid topology to minimize risk of ignition in HFTDs Remote GridWLDFRVegetation ContactAggregated | WLDFR | HFTD - Distribution - Tier 3 - 2QU CoRE ¦ 3QU LoRE | Non-Red Flag Warning - Small Fires | Vegetation Contact | Aggregated | 2044 | 0.0028426 | 279.2931 | 0.79391 | 2044 | Mitigation | 0.95 | 45 | 0 | esc | 0.00097009 | 2.7575e-06 | 0.00097009 | 2.7575e-06 | 0.0027816 | 3.1717e-12 | 0.0094681 | 6.6844e-10
[120 empty] | 7.3.3.17.5 (Remote Grid) Updates to grid topology to minimize risk of ignition in HFTDs Remote GridWLDFRVegetation ContactAggregated | WLDFR | HFTD - Distribution - Tier 3 - 2QU CoRE ¦ 3QU LoRE | Non-Red Flag Warning - Small Fires | Vegetation Contact | Aggregated | 2045 | 0.0028426 | 279.2931 | 0.79391 | 2045 | Mitigation | 0.95 | 45 | 0 | esc | 0.00097009 | 2.7575e-06 | 0.00097009 | 2.7575e-06 | 0.0027816 | 3.1717e-12 | 0.0094681 | 6.6844e-10
[120 empty] | 7.3.3.17.5 (Remote Grid) Updates to grid topology to minimize risk of ignition in HFTDs Remote GridWLDFRVegetation ContactAggregated | WLDFR | HFTD - Distribution - Tier 3 - 2QU CoRE ¦ 3QU LoRE | Non-Red Flag Warning - Small Fires | Vegetation Contact | Aggregated | 2046 | 0.0028426 | 279.2931 | 0.79391 | 2046 | Mitigation | 0.95 | 45 | 0 | esc | 0.00097009 | 2.7575e-06 | 0.00097009 | 2.7575e-06 | 0.0027816 | 3.1717e-12 | 0.0094681 | 6.6844e-10
[120 empty] | 7.3.3.17.5 (Remote Grid) Updates to grid topology to minimize risk of ignition in HFTDs Remote GridWLDFRVegetation ContactAggregated | WLDFR | HFTD - Distribution - Tier 3 - 2QU CoRE ¦ 3QU LoRE | Non-Red Flag Warning - Small Fires | Vegetation Contact | Aggregated | 2047 | 0.0028426 | 279.2931 | 0.79391 | 2047 | Mitigation | 0.95 | 45 | 0 | esc | 0.00097009 | 2.7575e-06 | 0.00097009 | 2.7575e-06 | 0.0027816 | 3.1717e-12 | 0.0094681 | 6.6844e-10
[120 empty] | 7.3.3.17.5 (Remote Grid) Updates to grid topology to minimize risk of ignition in HFTDs Remote GridWLDFRVegetation ContactAggregated | WLDFR | HFTD - Distribution - Tier 3 - 2QU CoRE ¦ 3QU LoRE | Non-Red Flag Warning - Small Fires | Vegetation Contact | Aggregated | 2048 | 0.0028426 | 279.2931 | 0.79391 | 2048 | Mitigation | 0.95 | 45 | 0 | esc | 0.00097009 | 2.7575e-06 | 0.00097009 | 2.7575e-06 | 0.0027816 | 3.1717e-12 | 0.0094681 | 6.6844e-10
[120 empty] | 7.3.3.17.5 (Remote Grid) Updates to grid topology to minimize risk of ignition in HFTDs Remote GridWLDFRVegetation ContactAggregated | WLDFR | HFTD - Distribution - Tier 3 - 2QU CoRE ¦ 3QU LoRE | Non-Red Flag Warning - Small Fires | Vegetation Contact | Aggregated | 2049 | 0.0028426 | 279.2931 | 0.79391 | 2049 | Mitigation | 0.95 | 45 | 0 | esc | 0.00097009 | 2.7575e-06 | 0.00097009 | 2.7575e-06 | 0.0027816 | 3.1717e-12 | 0.0094681 | 6.6844e-10
[120 empty] | 7.3.3.17.5 (Remote Grid) Updates to grid topology to minimize risk of ignition in HFTDs Remote GridWLDFRVegetation ContactAggregated | WLDFR | HFTD - Distribution - Tier 3 - 2QU CoRE ¦ 3QU LoRE | Non-Red Flag Warning - Small Fires | Vegetation Contact | Aggregated | 2050 | 0.0028426 | 279.2931 | 0.79391 | 2050 | Mitigation | 0.95 | 45 | 0 | esc | 0.00097009 | 2.7575e-06 | 0.00097009 | 2.7575e-06 | 0.0027816 | 3.1717e-12 | 0.0094681 | 6.6844e-10
[120 empty] | 7.3.3.17.5 (Remote Grid) Updates to grid topology to minimize risk of ignition in HFTDs Remote GridWLDFRVegetation ContactAggregated | WLDFR | HFTD - Distribution - Tier 3 - 2QU CoRE ¦ 3QU LoRE | Non-Red Flag Warning - Small Fires | Vegetation Contact | Aggregated | 2051 | 0.0028426 | 279.2931 | 0.79391 | 2051 | Mitigation | 0.95 | 45 | 0 | esc | 0.00097009 | 2.7575e-06 | 0.00097009 | 2.7575e-06 | 0.0027816 | 3.1717e-12 | 0.0094681 | 6.6844e-10
[120 empty] | 7.3.3.17.5 (Remote Grid) Updates to grid topology to minimize risk of ignition in HFTDs Remote GridWLDFRVegetation ContactAggregated | WLDFR | HFTD - Distribution - Tier 3 - 2QU CoRE ¦ 3QU LoRE | Non-Red Flag Warning - Small Fires | Vegetation Contact | Aggregated | 2052 | 0.0028426 | 279.2931 | 0.79391 | 2052 | Mitigation | 0.95 | 45 | 0 | esc | 0.00097009 | 2.7575e-06 | 0.00097009 | 2.7575e-06 | 0.0027816 | 3.1717e-12 | 0.0094681 | 6.6844e-10
[120 empty] | 7.3.3.17.5 (Remote Grid) Updates to grid topology to minimize risk of ignition in HFTDs Remote GridWLDFRVegetation ContactAggregated | WLDFR | HFTD - Distribution - Tier 3 - 2QU CoRE ¦ 3QU LoRE | Non-Red Flag Warning - Small Fires | Vegetation Contact | Aggregated | 2053 | 0.0028426 | 279.2931 | 0.79391 | 2053 | Mitigation | 0.95 | 45 | 0 | esc | 0.00097009 | 2.7575e-06 | 0.00097009 | 2.7575e-06 | 0.0027816 | 3.1717e-12 | 0.0094681 | 6.6844e-10
[120 empty] | 7.3.3.17.5 (Remote Grid) Updates to grid topology to minimize risk of ignition in HFTDs Remote GridWLDFRVegetation ContactAggregated | WLDFR | HFTD - Distribution - Tier 3 - 2QU CoRE ¦ 3QU LoRE | Non-Red Flag Warning - Small Fires | Vegetation Contact | Aggregated | 2054 | 0.0028426 | 279.2931 | 0.79391 | 2054 | Mitigation | 0.95 | 45 | 0 | esc | 0.00097009 | 2.7575e-06 | 0.00097009 | 2.7575e-06 | 0.0027816 | 3.1717e-12 | 0.0094681 | 6.6844e-10
[120 empty] | 7.3.3.17.5 (Remote Grid) Updates to grid topology to minimize risk of ignition in HFTDs Remote GridWLDFRVegetation ContactAggregated | WLDFR | HFTD - Distribution - Tier 3 - 2QU CoRE ¦ 3QU LoRE | Non-Red Flag Warning - Small Fires | Vegetation Contact | Aggregated | 2055 | 0.0028426 | 279.2931 | 0.79391 | 2055 | Mitigation | 0.95 | 45 | 0 | esc | 0.00097009 | 2.7575e-06 | 0.00097009 | 2.7575e-06 | 0.0027816 | 3.1717e-12 | 0.0094681 | 6.6844e-10
[120 empty] | 7.3.3.17.5 (Remote Grid) Updates to grid topology to minimize risk of ignition in HFTDs Remote GridWLDFRVegetation ContactAggregated | WLDFR | HFTD - Distribution - Tier 3 - 2QU CoRE ¦ 3QU LoRE | Non-Red Flag Warning - Small Fires | Vegetation Contact | Aggregated | 2056 | 0.0028426 | 279.2931 | 0.79391 | 2056 | Mitigation | 0.95 | 45 | 0 | esc | 0.00097009 | 2.7575e-06 | 0.00097009 | 2.7575e-06 | 0.0027816 | 3.1717e-12 | 0.0094681 | 6.6844e-10
[120 empty] | 7.3.3.17.5 (Remote Grid) Updates to grid topology to minimize risk of ignition in HFTDs Remote GridWLDFRVegetation ContactAggregated | WLDFR | HFTD - Distribution - Tier 3 - 2QU CoRE ¦ 3QU LoRE | Non-Red Flag Warning - Small Fires | Vegetation Contact | Aggregated | 2057 | 0.0028426 | 279.2931 | 0.79391 | 2057 | Mitigation | 0.95 | 45 | 0 | esc | 0.00097009 | 2.7575e-06 | 0.00097009 | 2.7575e-06 | 0.0027816 | 3.1717e-12 | 0.0094681 | 6.6844e-10
[120 empty] | 7.3.3.17.5 (Remote Grid) Updates to grid topology to minimize risk of ignition in HFTDs Remote GridWLDFRVegetation ContactAggregated | WLDFR | HFTD - Distribution - Tier 3 - 2QU CoRE ¦ 3QU LoRE | Non-Red Flag Warning - Small Fires | Vegetation Contact | Aggregated | 2058 | 0.0028426 | 279.2931 | 0.79391 | 2058 | Mitigation | 0.95 | 45 | 0 | esc | 0.00097009 | 2.7575e-06 | 0.00097009 | 2.7575e-06 | 0.0027816 | 3.1717e-12 | 0 | 0
[120 empty] | 7.3.3.17.5 (Remote Grid) Updates to grid topology to minimize risk of ignition in HFTDs Remote GridWLDFRVegetation ContactAggregated | WLDFR | HFTD - Distribution - Tier 3 - 2QU CoRE ¦ 3QU LoRE | Non-Red Flag Warning - Small Fires | Vegetation Contact | Aggregated | 2059 | 0.0028426 | 279.2931 | 0.79391 | 2059 | Mitigation | 0.95 | 45 | 0 | esc | 0.00097009 | 2.7575e-06 | 0.00097009 | 2.7575e-06 | 0.0027816 | 3.1717e-12 | 0 | 0
[120 empty] | 7.3.3.17.5 (Remote Grid) Updates to grid topology to minimize risk of ignition in HFTDs Remote GridWLDFRVegetation ContactAggregated | WLDFR | HFTD - Distribution - Tier 3 - 2QU CoRE ¦ 3QU LoRE | Non-Red Flag Warning - Small Fires | Vegetation Contact | Aggregated | 2060 | 0.0028426 | 279.2931 | 0.79391 | 2060 | Mitigation | 0.95 | 45 | 0 | esc | 0.00097009 | 2.7575e-06 | 0.00097009 | 2.7575e-06 | 0.0027816 | 3.1717e-12 | 0.010598 | 3.4022e-11
[120 empty] | 7.3.3.17.5 (Remote Grid) Updates to grid topology to minimize risk of ignition in HFTDs Remote GridWLDFRVegetation ContactAggregated | WLDFR | HFTD - Distribution - Tier 3 - 2QU CoRE ¦ 3QU LoRE | Non-Red Flag Warning - Small Fires | Vegetation Contact | Aggregated | 2061 | 0.0028426 | 279.2931 | 0.79391 | 2061 | Mitigation | 0.95 | 45 | 0 | esc | 0.00097009 | 2.7575e-06 | 0.00097009 | 2.7575e-06 | 0.0027816 | 3.1717e-12 | 0.010598 | 3.4022e-11
[120 empty] | 7.3.3.17.5 (Remote Grid) Updates to grid topology to minimize risk of ignition in HFTDs Remote GridWLDFRVegetation ContactAggregated | WLDFR | HFTD - Distribution - Tier 3 - 2QU CoRE ¦ 3QU LoRE | Non-Red Flag Warning - Small Fires | Vegetation Contact | Aggregated | 2062 | 0.0028426 | 279.2931 | 0.79391 | 2062 | Mitigation | 0.95 | 45 | 0 | esc | 0.00097009 | 2.7575e-06 | 0.00097009 | 2.7575e-06 | 0 | 0 | 0.010598 | 3.4022e-11
[120 empty] | 7.3.3.17.5 (Remote Grid) Updates to grid topology to minimize risk of ignition in HFTDs Remote GridWLDFRVegetation ContactAggregated | WLDFR | HFTD - Distribution - Tier 3 - 2QU CoRE ¦ 3QU LoRE | Non-Red Flag Warning - Small Fires | Vegetation Contact | Aggregated | 2063 | 0.0028426 | 279.2931 | 0.79391 | 2063 | Mitigation | 0.95 | 45 | 0 | esc | 0.00097009 | 2.7575e-06 | 0.00097009 | 2.7575e-06 | 0.0027816 | 4.707e-11 | 0.010598 | 3.4022e-11
[120 empty] | 7.3.3.17.5 (Remote Grid) Updates to grid topology to minimize risk of ignition in HFTDs Remote GridWLDFRVegetation ContactAggregated | WLDFR | HFTD - Distribution - Tier 3 - 2QU CoRE ¦ 3QU LoRE | Non-Red Flag Warning - Small Fires | Vegetation Contact | Aggregated | 2064 | 0.0028426 | 279.2931 | 0.79391 | 2064 | Mitigation | 0.95 | 45 | 0 | esc | 0.00097009 | 2.7575e-06 | 0.00097009 | 2.7575e-06 | 0.0027816 | 4.707e-11 | 0.010598 | 3.4022e-11
[120 empty] | 7.3.3.17.5 (Remote Grid) Updates to grid topology to minimize risk of ignition in HFTDs Remote GridWLDFRVegetation ContactAggregated | WLDFR | HFTD - Distribution - Tier 3 - 2QU CoRE ¦ 3QU LoRE | Non-Red Flag Warning - Small Fires | Vegetation Contact | Aggregated | 2065 | 0.0028426 | 279.2931 | 0.79391 | 2065 | Mitigation | 0.95 | 45 | 0 | esc | 0.00097009 | 2.7575e-06 | 0.00097009 | 2.7575e-06 | 0.0027816 | 4.707e-11 | 0.010598 | 3.4022e-11
[120 empty] | 7.3.3.17.5 (Remote Grid) Updates to grid topology to minimize risk of ignition in HFTDs Remote GridWLDFRVegetation ContactAggregated | WLDFR | HFTD - Distribution - Tier 3 - 2QU CoRE ¦ 3QU LoRE | Non-Red Flag Warning - Small Fires | Vegetation Contact | Aggregated | 2066 | 0.0028426 | 279.2931 | 0.79391 | 2066 | Mitigation | 0.95 | 45 | 0 | esc | 0.00097009 | 2.7575e-06 | 0.00097009 | 2.7575e-06 | 0.0027816 | 4.707e-11 | 0.010598 | 3.4022e-11
[120 empty] | 7.3.3.17.5 (Remote Grid) Updates to grid topology to minimize risk of ignition in HFTDs Remote GridWLDFRVegetation ContactAggregated | WLDFR | HFTD - Distribution - Tier 3 - 2QU CoRE ¦ 3QU LoRE | Non-Red Flag Warning - Small Fires | Vegetation Contact | Aggregated | 2067 | 0.0028426 | 279.2931 | 0.79391 | 2067 | Mitigation | 0.95 | 45 | 0 | esc | 0 | 0 | 0.00097009 | 2.7575e-06 | 0.0027816 | 4.707e-11 | 0.010598 | 3.4022e-11
[120 empty] | 7.3.3.17.5 (Remote Grid) Updates to grid topology to minimize risk of ignition in HFTDs Remote GridWLDFRWire-to-wire contactAggregated | WLDFR | HFTD - Distribution - Tier 3 - 2QU CoRE ¦ 3QU LoRE | Non-Red Flag Warning - Small Fires | Wire-to-wire contact | Aggregated | 2022 | 0.00025849 | 279.2931 | 0.072194 | 2022 | Mitigation | 0.95 | 45 | 0 | esc | 0.00097009 | 2.5076e-07 | 0 | 0 | 0.0027816 | 4.707e-11 | 0.010598 | 3.4022e-11
[120 empty] | 7.3.3.17.5 (Remote Grid) Updates to grid topology to minimize risk of ignition in HFTDs Remote GridWLDFRWire-to-wire contactAggregated | WLDFR | HFTD - Distribution - Tier 3 - 2QU CoRE ¦ 3QU LoRE | Non-Red Flag Warning - Small Fires | Wire-to-wire contact | Aggregated | 2023 | 0.00025849 | 279.2931 | 0.072194 | 2023 | Mitigation | 0.95 | 45 | 0 | esc | 0.00097009 | 2.5076e-07 | 0.00097009 | 2.5076e-07 | 0.0027816 | 4.707e-11 | 0.010598 | 3.4022e-11
[120 empty] | 7.3.3.17.5 (Remote Grid) Updates to grid topology to minimize risk of ignition in HFTDs Remote GridWLDFRWire-to-wire contactAggregated | WLDFR | HFTD - Distribution - Tier 3 - 2QU CoRE ¦ 3QU LoRE | Non-Red Flag Warning - Small Fires | Wire-to-wire contact | Aggregated | 2024 | 0.00025849 | 279.2931 | 0.072194 | 2024 | Mitigation | 0.95 | 45 | 0 | esc | 0.00097009 | 2.5076e-07 | 0.00097009 | 2.5076e-07 | 0.0027816 | 4.707e-11 | 0.010598 | 3.4022e-11
[120 empty] | 7.3.3.17.5 (Remote Grid) Updates to grid topology to minimize risk of ignition in HFTDs Remote GridWLDFRWire-to-wire contactAggregated | WLDFR | HFTD - Distribution - Tier 3 - 2QU CoRE ¦ 3QU LoRE | Non-Red Flag Warning - Small Fires | Wire-to-wire contact | Aggregated | 2025 | 0.00025849 | 279.2931 | 0.072194 | 2025 | Mitigation | 0.95 | 45 | 0 | esc | 0.00097009 | 2.5076e-07 | 0.00097009 | 2.5076e-07 | 0.0027816 | 4.707e-11 | 0.010598 | 3.4022e-11
[120 empty] | 7.3.3.17.5 (Remote Grid) Updates to grid topology to minimize risk of ignition in HFTDs Remote GridWLDFRWire-to-wire contactAggregated | WLDFR | HFTD - Distribution - Tier 3 - 2QU CoRE ¦ 3QU LoRE | Non-Red Flag Warning - Small Fires | Wire-to-wire contact | Aggregated | 2026 | 0.00025849 | 279.2931 | 0.072194 | 2026 | Mitigation | 0.95 | 45 | 0 | esc | 0.00097009 | 2.5076e-07 | 0.00097009 | 2.5076e-07 | 0.0027816 | 4.707e-11 | 0.010598 | 3.4022e-11
[120 empty] | 7.3.3.17.5 (Remote Grid) Updates to grid topology to minimize risk of ignition in HFTDs Remote GridWLDFRWire-to-wire contactAggregated | WLDFR | HFTD - Distribution - Tier 3 - 2QU CoRE ¦ 3QU LoRE | Non-Red Flag Warning - Small Fires | Wire-to-wire contact | Aggregated | 2027 | 0.00025849 | 279.2931 | 0.072194 | 2027 | Mitigation | 0.95 | 45 | 0 | esc | 0.00097009 | 2.5076e-07 | 0.00097009 | 2.5076e-07 | 0.0027816 | 4.707e-11 | 0.010598 | 3.4022e-11
[120 empty] | 7.3.3.17.5 (Remote Grid) Updates to grid topology to minimize risk of ignition in HFTDs Remote GridWLDFRWire-to-wire contactAggregated | WLDFR | HFTD - Distribution - Tier 3 - 2QU CoRE ¦ 3QU LoRE | Non-Red Flag Warning - Small Fires | Wire-to-wire contact | Aggregated | 2028 | 0.00025849 | 279.2931 | 0.072194 | 2028 | Mitigation | 0.95 | 45 | 0 | esc | 0.00097009 | 2.5076e-07 | 0.00097009 | 2.5076e-07 | 0.0027816 | 4.707e-11 | 0.010598 | 3.4022e-11
[120 empty] | 7.3.3.17.5 (Remote Grid) Updates to grid topology to minimize risk of ignition in HFTDs Remote GridWLDFRWire-to-wire contactAggregated | WLDFR | HFTD - Distribution - Tier 3 - 2QU CoRE ¦ 3QU LoRE | Non-Red Flag Warning - Small Fires | Wire-to-wire contact | Aggregated | 2029 | 0.00025849 | 279.2931 | 0.072194 | 2029 | Mitigation | 0.95 | 45 | 0 | esc | 0.00097009 | 2.5076e-07 | 0.00097009 | 2.5076e-07 | 0.0027816 | 4.707e-11 | 0.010598 | 3.4022e-11
[120 empty] | 7.3.3.17.5 (Remote Grid) Updates to grid topology to minimize risk of ignition in HFTDs Remote GridWLDFRWire-to-wire contactAggregated | WLDFR | HFTD - Distribution - Tier 3 - 2QU CoRE ¦ 3QU LoRE | Non-Red Flag Warning - Small Fires | Wire-to-wire contact | Aggregated | 2030 | 0.00025849 | 279.2931 | 0.072194 | 2030 | Mitigation | 0.95 | 45 | 0 | esc | 0.00097009 | 2.5076e-07 | 0.00097009 | 2.5076e-07 | 0.0027816 | 4.707e-11 | 0.010598 | 3.4022e-11
[120 empty] | 7.3.3.17.5 (Remote Grid) Updates to grid topology to minimize risk of ignition in HFTDs Remote GridWLDFRWire-to-wire contactAggregated | WLDFR | HFTD - Distribution - Tier 3 - 2QU CoRE ¦ 3QU LoRE | Non-Red Flag Warning - Small Fires | Wire-to-wire contact | Aggregated | 2031 | 0.00025849 | 279.2931 | 0.072194 | 2031 | Mitigation | 0.95 | 45 | 0 | esc | 0.00097009 | 2.5076e-07 | 0.00097009 | 2.5076e-07 | 0.0027816 | 4.707e-11 | 0.010598 | 3.4022e-11
[120 empty] | 7.3.3.17.5 (Remote Grid) Updates to grid topology to minimize risk of ignition in HFTDs Remote GridWLDFRWire-to-wire contactAggregated | WLDFR | HFTD - Distribution - Tier 3 - 2QU CoRE ¦ 3QU LoRE | Non-Red Flag Warning - Small Fires | Wire-to-wire contact | Aggregated | 2032 | 0.00025849 | 279.2931 | 0.072194 | 2032 | Mitigation | 0.95 | 45 | 0 | esc | 0.00097009 | 2.5076e-07 | 0.00097009 | 2.5076e-07 | 0.0027816 | 4.707e-11 | 0.010598 | 3.4022e-11
[120 empty] | 7.3.3.17.5 (Remote Grid) Updates to grid topology to minimize risk of ignition in HFTDs Remote GridWLDFRWire-to-wire contactAggregated | WLDFR | HFTD - Distribution - Tier 3 - 2QU CoRE ¦ 3QU LoRE | Non-Red Flag Warning - Small Fires | Wire-to-wire contact | Aggregated | 2033 | 0.00025849 | 279.2931 | 0.072194 | 2033 | Mitigation | 0.95 | 45 | 0 | esc | 0.00097009 | 2.5076e-07 | 0.00097009 | 2.5076e-07 | 0.0027816 | 4.707e-11 | 0.010598 | 3.4022e-11
[120 empty] | 7.3.3.17.5 (Remote Grid) Updates to grid topology to minimize risk of ignition in HFTDs Remote GridWLDFRWire-to-wire contactAggregated | WLDFR | HFTD - Distribution - Tier 3 - 2QU CoRE ¦ 3QU LoRE | Non-Red Flag Warning - Small Fires | Wire-to-wire contact | Aggregated | 2034 | 0.00025849 | 279.2931 | 0.072194 | 2034 | Mitigation | 0.95 | 45 | 0 | esc | 0.00097009 | 2.5076e-07 | 0.00097009 | 2.5076e-07 | 0.0027816 | 4.707e-11 | 0.010598 | 3.4022e-11
[120 empty] | 7.3.3.17.5 (Remote Grid) Updates to grid topology to minimize risk of ignition in HFTDs Remote GridWLDFRWire-to-wire contactAggregated | WLDFR | HFTD - Distribution - Tier 3 - 2QU CoRE ¦ 3QU LoRE | Non-Red Flag Warning - Small Fires | Wire-to-wire contact | Aggregated | 2035 | 0.00025849 | 279.2931 | 0.072194 | 2035 | Mitigation | 0.95 | 45 | 0 | esc | 0.00097009 | 2.5076e-07 | 0.00097009 | 2.5076e-07 | 0.0027816 | 4.707e-11 | 0.010598 | 3.4022e-11
[120 empty] | 7.3.3.17.5 (Remote Grid) Updates to grid topology to minimize risk of ignition in HFTDs Remote GridWLDFRWire-to-wire contactAggregated | WLDFR | HFTD - Distribution - Tier 3 - 2QU CoRE ¦ 3QU LoRE | Non-Red Flag Warning - Small Fires | Wire-to-wire contact | Aggregated | 2036 | 0.00025849 | 279.2931 | 0.072194 | 2036 | Mitigation | 0.95 | 45 | 0 | esc | 0.00097009 | 2.5076e-07 | 0.00097009 | 2.5076e-07 | 0.0027816 | 4.707e-11 | 0.010598 | 3.4022e-11
[120 empty] | 7.3.3.17.5 (Remote Grid) Updates to grid topology to minimize risk of ignition in HFTDs Remote GridWLDFRWire-to-wire contactAggregated | WLDFR | HFTD - Distribution - Tier 3 - 2QU CoRE ¦ 3QU LoRE | Non-Red Flag Warning - Small Fires | Wire-to-wire contact | Aggregated | 2037 | 0.00025849 | 279.2931 | 0.072194 | 2037 | Mitigation | 0.95 | 45 | 0 | esc | 0.00097009 | 2.5076e-07 | 0.00097009 | 2.5076e-07 | 0.0027816 | 4.707e-11 | 0.010598 | 3.4022e-11
[120 empty] | 7.3.3.17.5 (Remote Grid) Updates to grid topology to minimize risk of ignition in HFTDs Remote GridWLDFRWire-to-wire contactAggregated | WLDFR | HFTD - Distribution - Tier 3 - 2QU CoRE ¦ 3QU LoRE | Non-Red Flag Warning - Small Fires | Wire-to-wire contact | Aggregated | 2038 | 0.00025849 | 279.2931 | 0.072194 | 2038 | Mitigation | 0.95 | 45 | 0 | esc | 0.00097009 | 2.5076e-07 | 0.00097009 | 2.5076e-07 | 0.0027816 | 4.707e-11 | 0.010598 | 3.4022e-11
[120 empty] | 7.3.3.17.5 (Remote Grid) Updates to grid topology to minimize risk of ignition in HFTDs Remote GridWLDFRWire-to-wire contactAggregated | WLDFR | HFTD - Distribution - Tier 3 - 2QU CoRE ¦ 3QU LoRE | Non-Red Flag Warning - Small Fires | Wire-to-wire contact | Aggregated | 2039 | 0.00025849 | 279.2931 | 0.072194 | 2039 | Mitigation | 0.95 | 45 | 0 | esc | 0.00097009 | 2.5076e-07 | 0.00097009 | 2.5076e-07 | 0.0027816 | 4.707e-11 | 0.010598 | 3.4022e-11
[120 empty] | 7.3.3.17.5 (Remote Grid) Updates to grid topology to minimize risk of ignition in HFTDs Remote GridWLDFRWire-to-wire contactAggregated | WLDFR | HFTD - Distribution - Tier 3 - 2QU CoRE ¦ 3QU LoRE | Non-Red Flag Warning - Small Fires | Wire-to-wire contact | Aggregated | 2040 | 0.00025849 | 279.2931 | 0.072194 | 2040 | Mitigation | 0.95 | 45 | 0 | esc | 0.00097009 | 2.5076e-07 | 0.00097009 | 2.5076e-07 | 0.0027816 | 4.707e-11 | 0.010598 | 3.4022e-11
[120 empty] | 7.3.3.17.5 (Remote Grid) Updates to grid topology to minimize risk of ignition in HFTDs Remote GridWLDFRWire-to-wire contactAggregated | WLDFR | HFTD - Distribution - Tier 3 - 2QU CoRE ¦ 3QU LoRE | Non-Red Flag Warning - Small Fires | Wire-to-wire contact | Aggregated | 2041 | 0.00025849 | 279.2931 | 0.072194 | 2041 | Mitigation | 0.95 | 45 | 0 | esc | 0.00097009 | 2.5076e-07 | 0.00097009 | 2.5076e-07 | 0.0027816 | 4.707e-11 | 0.010598 | 3.4022e-11
[120 empty] | 7.3.3.17.5 (Remote Grid) Updates to grid topology to minimize risk of ignition in HFTDs Remote GridWLDFRWire-to-wire contactAggregated | WLDFR | HFTD - Distribution - Tier 3 - 2QU CoRE ¦ 3QU LoRE | Non-Red Flag Warning - Small Fires | Wire-to-wire contact | Aggregated | 2042 | 0.00025849 | 279.2931 | 0.072194 | 2042 | Mitigation | 0.95 | 45 | 0 | esc | 0.00097009 | 2.5076e-07 | 0.00097009 | 2.5076e-07 | 0.0027816 | 4.707e-11 | 0.010598 | 3.4022e-11
[120 empty] | 7.3.3.17.5 (Remote Grid) Updates to grid topology to minimize risk of ignition in HFTDs Remote GridWLDFRWire-to-wire contactAggregated | WLDFR | HFTD - Distribution - Tier 3 - 2QU CoRE ¦ 3QU LoRE | Non-Red Flag Warning - Small Fires | Wire-to-wire contact | Aggregated | 2043 | 0.00025849 | 279.2931 | 0.072194 | 2043 | Mitigation | 0.95 | 45 | 0 | esc | 0.00097009 | 2.5076e-07 | 0.00097009 | 2.5076e-07 | 0.0027816 | 4.707e-11 | 0.010598 | 3.4022e-11
[120 empty] | 7.3.3.17.5 (Remote Grid) Updates to grid topology to minimize risk of ignition in HFTDs Remote GridWLDFRWire-to-wire contactAggregated | WLDFR | HFTD - Distribution - Tier 3 - 2QU CoRE ¦ 3QU LoRE | Non-Red Flag Warning - Small Fires | Wire-to-wire contact | Aggregated | 2044 | 0.00025849 | 279.2931 | 0.072194 | 2044 | Mitigation | 0.95 | 45 | 0 | esc | 0.00097009 | 2.5076e-07 | 0.00097009 | 2.5076e-07 | 0.0027816 | 4.707e-11 | 0 | 0
[120 empty] | 7.3.3.17.5 (Remote Grid) Updates to grid topology to minimize risk of ignition in HFTDs Remote GridWLDFRWire-to-wire contactAggregated | WLDFR | HFTD - Distribution - Tier 3 - 2QU CoRE ¦ 3QU LoRE | Non-Red Flag Warning - Small Fires | Wire-to-wire contact | Aggregated | 2045 | 0.00025849 | 279.2931 | 0.072194 | 2045 | Mitigation | 0.95 | 45 | 0 | esc | 0.00097009 | 2.5076e-07 | 0.00097009 | 2.5076e-07 | 0.0027816 | 4.707e-11 | 0 | 0
[120 empty] | 7.3.3.17.5 (Remote Grid) Updates to grid topology to minimize risk of ignition in HFTDs Remote GridWLDFRWire-to-wire contactAggregated | WLDFR | HFTD - Distribution - Tier 3 - 2QU CoRE ¦ 3QU LoRE | Non-Red Flag Warning - Small Fires | Wire-to-wire contact | Aggregated | 2046 | 0.00025849 | 279.2931 | 0.072194 | 2046 | Mitigation | 0.95 | 45 | 0 | esc | 0.00097009 | 2.5076e-07 | 0.00097009 | 2.5076e-07 | 0.0027816 | 4.707e-11 | 0.0087991 | 1.257e-09
[120 empty] | 7.3.3.17.5 (Remote Grid) Updates to grid topology to minimize risk of ignition in HFTDs Remote GridWLDFRWire-to-wire contactAggregated | WLDFR | HFTD - Distribution - Tier 3 - 2QU CoRE ¦ 3QU LoRE | Non-Red Flag Warning - Small Fires | Wire-to-wire contact | Aggregated | 2047 | 0.00025849 | 279.2931 | 0.072194 | 2047 | Mitigation | 0.95 | 45 | 0 | esc | 0.00097009 | 2.5076e-07 | 0.00097009 | 2.5076e-07 | 0.0027816 | 4.707e-11 | 0.0087991 | 1.257e-09
[120 empty] | 7.3.3.17.5 (Remote Grid) Updates to grid topology to minimize risk of ignition in HFTDs Remote GridWLDFRWire-to-wire contactAggregated | WLDFR | HFTD - Distribution - Tier 3 - 2QU CoRE ¦ 3QU LoRE | Non-Red Flag Warning - Small Fires | Wire-to-wire contact | Aggregated | 2048 | 0.00025849 | 279.2931 | 0.072194 | 2048 | Mitigation | 0.95 | 45 | 0 | esc | 0.00097009 | 2.5076e-07 | 0.00097009 | 2.5076e-07 | 0.0027816 | 4.707e-11 | 0.0087991 | 1.257e-09
[120 empty] | 7.3.3.17.5 (Remote Grid) Updates to grid topology to minimize risk of ignition in HFTDs Remote GridWLDFRWire-to-wire contactAggregated | WLDFR | HFTD - Distribution - Tier 3 - 2QU CoRE ¦ 3QU LoRE | Non-Red Flag Warning - Small Fires | Wire-to-wire contact | Aggregated | 2049 | 0.00025849 | 279.2931 | 0.072194 | 2049 | Mitigation | 0.95 | 45 | 0 | esc | 0.00097009 | 2.5076e-07 | 0.00097009 | 2.5076e-07 | 0.0027816 | 4.707e-11 | 0.0087991 | 1.257e-09
[120 empty] | 7.3.3.17.5 (Remote Grid) Updates to grid topology to minimize risk of ignition in HFTDs Remote GridWLDFRWire-to-wire contactAggregated | WLDFR | HFTD - Distribution - Tier 3 - 2QU CoRE ¦ 3QU LoRE | Non-Red Flag Warning - Small Fires | Wire-to-wire contact | Aggregated | 2050 | 0.00025849 | 279.2931 | 0.072194 | 2050 | Mitigation | 0.95 | 45 | 0 | esc | 0.00097009 | 2.5076e-07 | 0.00097009 | 2.5076e-07 | 0.0027816 | 4.707e-11 | 0.0087991 | 1.257e-09
[120 empty] | 7.3.3.17.5 (Remote Grid) Updates to grid topology to minimize risk of ignition in HFTDs Remote GridWLDFRWire-to-wire contactAggregated | WLDFR | HFTD - Distribution - Tier 3 - 2QU CoRE ¦ 3QU LoRE | Non-Red Flag Warning - Small Fires | Wire-to-wire contact | Aggregated | 2051 | 0.00025849 | 279.2931 | 0.072194 | 2051 | Mitigation | 0.95 | 45 | 0 | esc | 0.00097009 | 2.5076e-07 | 0.00097009 | 2.5076e-07 | 0.0027816 | 4.707e-11 | 0.0087991 | 1.257e-09
[120 empty] | 7.3.3.17.5 (Remote Grid) Updates to grid topology to minimize risk of ignition in HFTDs Remote GridWLDFRWire-to-wire contactAggregated | WLDFR | HFTD - Distribution - Tier 3 - 2QU CoRE ¦ 3QU LoRE | Non-Red Flag Warning - Small Fires | Wire-to-wire contact | Aggregated | 2052 | 0.00025849 | 279.2931 | 0.072194 | 2052 | Mitigation | 0.95 | 45 | 0 | esc | 0.00097009 | 2.5076e-07 | 0.00097009 | 2.5076e-07 | 0.0027816 | 4.707e-11 | 0.0087991 | 1.257e-09
[120 empty] | 7.3.3.17.5 (Remote Grid) Updates to grid topology to minimize risk of ignition in HFTDs Remote GridWLDFRWire-to-wire contactAggregated | WLDFR | HFTD - Distribution - Tier 3 - 2QU CoRE ¦ 3QU LoRE | Non-Red Flag Warning - Small Fires | Wire-to-wire contact | Aggregated | 2053 | 0.00025849 | 279.2931 | 0.072194 | 2053 | Mitigation | 0.95 | 45 | 0 | esc | 0.00097009 | 2.5076e-07 | 0.00097009 | 2.5076e-07 | 0.0027816 | 4.707e-11 | 0.0087991 | 1.257e-09
[120 empty] | 7.3.3.17.5 (Remote Grid) Updates to grid topology to minimize risk of ignition in HFTDs Remote GridWLDFRWire-to-wire contactAggregated | WLDFR | HFTD - Distribution - Tier 3 - 2QU CoRE ¦ 3QU LoRE | Non-Red Flag Warning - Small Fires | Wire-to-wire contact | Aggregated | 2054 | 0.00025849 | 279.2931 | 0.072194 | 2054 | Mitigation | 0.95 | 45 | 0 | esc | 0.00097009 | 2.5076e-07 | 0.00097009 | 2.5076e-07 | 0.0027816 | 4.707e-11 | 0.0087991 | 1.257e-09
[120 empty] | 7.3.3.17.5 (Remote Grid) Updates to grid topology to minimize risk of ignition in HFTDs Remote GridWLDFRWire-to-wire contactAggregated | WLDFR | HFTD - Distribution - Tier 3 - 2QU CoRE ¦ 3QU LoRE | Non-Red Flag Warning - Small Fires | Wire-to-wire contact | Aggregated | 2055 | 0.00025849 | 279.2931 | 0.072194 | 2055 | Mitigation | 0.95 | 45 | 0 | esc | 0.00097009 | 2.5076e-07 | 0.00097009 | 2.5076e-07 | 0.0027816 | 4.707e-11 | 0.0087991 | 1.257e-09
[120 empty] | 7.3.3.17.5 (Remote Grid) Updates to grid topology to minimize risk of ignition in HFTDs Remote GridWLDFRWire-to-wire contactAggregated | WLDFR | HFTD - Distribution - Tier 3 - 2QU CoRE ¦ 3QU LoRE | Non-Red Flag Warning - Small Fires | Wire-to-wire contact | Aggregated | 2056 | 0.00025849 | 279.2931 | 0.072194 | 2056 | Mitigation | 0.95 | 45 | 0 | esc | 0.00097009 | 2.5076e-07 | 0.00097009 | 2.5076e-07 | 0.0027816 | 4.707e-11 | 0.0087991 | 1.257e-09
[120 empty] | 7.3.3.17.5 (Remote Grid) Updates to grid topology to minimize risk of ignition in HFTDs Remote GridWLDFRWire-to-wire contactAggregated | WLDFR | HFTD - Distribution - Tier 3 - 2QU CoRE ¦ 3QU LoRE | Non-Red Flag Warning - Small Fires | Wire-to-wire contact | Aggregated | 2057 | 0.00025849 | 279.2931 | 0.072194 | 2057 | Mitigation | 0.95 | 45 | 0 | esc | 0.00097009 | 2.5076e-07 | 0.00097009 | 2.5076e-07 | 0.0027816 | 4.707e-11 | 0.0087991 | 1.257e-09
[120 empty] | 7.3.3.17.5 (Remote Grid) Updates to grid topology to minimize risk of ignition in HFTDs Remote GridWLDFRWire-to-wire contactAggregated | WLDFR | HFTD - Distribution - Tier 3 - 2QU CoRE ¦ 3QU LoRE | Non-Red Flag Warning - Small Fires | Wire-to-wire contact | Aggregated | 2058 | 0.00025849 | 279.2931 | 0.072194 | 2058 | Mitigation | 0.95 | 45 | 0 | esc | 0.00097009 | 2.5076e-07 | 0.00097009 | 2.5076e-07 | 0.0027816 | 4.707e-11 | 0.0087991 | 1.257e-09
[120 empty] | 7.3.3.17.5 (Remote Grid) Updates to grid topology to minimize risk of ignition in HFTDs Remote GridWLDFRWire-to-wire contactAggregated | WLDFR | HFTD - Distribution - Tier 3 - 2QU CoRE ¦ 3QU LoRE | Non-Red Flag Warning - Small Fires | Wire-to-wire contact | Aggregated | 2059 | 0.00025849 | 279.2931 | 0.072194 | 2059 | Mitigation | 0.95 | 45 | 0 | esc | 0.00097009 | 2.5076e-07 | 0.00097009 | 2.5076e-07 | 0.0027816 | 4.707e-11 | 0.0087991 | 1.257e-09
[120 empty] | 7.3.3.17.5 (Remote Grid) Updates to grid topology to minimize risk of ignition in HFTDs Remote GridWLDFRWire-to-wire contactAggregated | WLDFR | HFTD - Distribution - Tier 3 - 2QU CoRE ¦ 3QU LoRE | Non-Red Flag Warning - Small Fires | Wire-to-wire contact | Aggregated | 2060 | 0.00025849 | 279.2931 | 0.072194 | 2060 | Mitigation | 0.95 | 45 | 0 | esc | 0.00097009 | 2.5076e-07 | 0.00097009 | 2.5076e-07 | 0.0027816 | 4.707e-11 | 0.0087991 | 1.257e-09
[120 empty] | 7.3.3.17.5 (Remote Grid) Updates to grid topology to minimize risk of ignition in HFTDs Remote GridWLDFRWire-to-wire contactAggregated | WLDFR | HFTD - Distribution - Tier 3 - 2QU CoRE ¦ 3QU LoRE | Non-Red Flag Warning - Small Fires | Wire-to-wire contact | Aggregated | 2061 | 0.00025849 | 279.2931 | 0.072194 | 2061 | Mitigation | 0.95 | 45 | 0 | esc | 0.00097009 | 2.5076e-07 | 0.00097009 | 2.5076e-07 | 0.0027816 | 4.707e-11 | 0.0087991 | 1.257e-09
[120 empty] | 7.3.3.17.5 (Remote Grid) Updates to grid topology to minimize risk of ignition in HFTDs Remote GridWLDFRWire-to-wire contactAggregated | WLDFR | HFTD - Distribution - Tier 3 - 2QU CoRE ¦ 3QU LoRE | Non-Red Flag Warning - Small Fires | Wire-to-wire contact | Aggregated | 2062 | 0.00025849 | 279.2931 | 0.072194 | 2062 | Mitigation | 0.95 | 45 | 0 | esc | 0.00097009 | 2.5076e-07 | 0.00097009 | 2.5076e-07 | 0.0027816 | 4.707e-11 | 0.0087991 | 1.257e-09
[120 empty] | 7.3.3.17.5 (Remote Grid) Updates to grid topology to minimize risk of ignition in HFTDs Remote GridWLDFRWire-to-wire contactAggregated | WLDFR | HFTD - Distribution - Tier 3 - 2QU CoRE ¦ 3QU LoRE | Non-Red Flag Warning - Small Fires | Wire-to-wire contact | Aggregated | 2063 | 0.00025849 | 279.2931 | 0.072194 | 2063 | Mitigation | 0.95 | 45 | 0 | esc | 0.00097009 | 2.5076e-07 | 0.00097009 | 2.5076e-07 | 0.0027816 | 4.707e-11 | 0.0087991 | 1.257e-09
[120 empty] | 7.3.3.17.5 (Remote Grid) Updates to grid topology to minimize risk of ignition in HFTDs Remote GridWLDFRWire-to-wire contactAggregated | WLDFR | HFTD - Distribution - Tier 3 - 2QU CoRE ¦ 3QU LoRE | Non-Red Flag Warning - Small Fires | Wire-to-wire contact | Aggregated | 2064 | 0.00025849 | 279.2931 | 0.072194 | 2064 | Mitigation | 0.95 | 45 | 0 | esc | 0.00097009 | 2.5076e-07 | 0.00097009 | 2.5076e-07 | 0.0027816 | 4.707e-11 | 0.0087991 | 1.257e-09
[120 empty] | 7.3.3.17.5 (Remote Grid) Updates to grid topology to minimize risk of ignition in HFTDs Remote GridWLDFRWire-to-wire contactAggregated | WLDFR | HFTD - Distribution - Tier 3 - 2QU CoRE ¦ 3QU LoRE | Non-Red Flag Warning - Small Fires | Wire-to-wire contact | Aggregated | 2065 | 0.00025849 | 279.2931 | 0.072194 | 2065 | Mitigation | 0.95 | 45 | 0 | esc | 0.00097009 | 2.5076e-07 | 0.00097009 | 2.5076e-07 | 0.0027816 | 4.707e-11 | 0.0087991 | 1.257e-09
[120 empty] | 7.3.3.17.5 (Remote Grid) Updates to grid topology to minimize risk of ignition in HFTDs Remote GridWLDFRWire-to-wire contactAggregated | WLDFR | HFTD - Distribution - Tier 3 - 2QU CoRE ¦ 3QU LoRE | Non-Red Flag Warning - Small Fires | Wire-to-wire contact | Aggregated | 2066 | 0.00025849 | 279.2931 | 0.072194 | 2066 | Mitigation | 0.95 | 45 | 0 | esc | 0.00097009 | 2.5076e-07 | 0.00097009 | 2.5076e-07 | 0 | 0 | 0.0087991 | 1.257e-09
[120 empty] | 7.3.3.17.5 (Remote Grid) Updates to grid topology to minimize risk of ignition in HFTDs Remote GridWLDFRWire-to-wire contactAggregated | WLDFR | HFTD - Distribution - Tier 3 - 2QU CoRE ¦ 3QU LoRE | Non-Red Flag Warning - Small Fires | Wire-to-wire contact | Aggregated | 2067 | 0.00025849 | 279.2931 | 0.072194 | 2067 | Mitigation | 0.95 | 45 | 0 | esc | 0 | 0 | 0.00097009 | 2.5076e-07 | 0.0027816 | 3.0189e-11 | 0.0087991 | 1.257e-09
[120 empty] | 7.3.3.17.5 (Remote Grid) Updates to grid topology to minimize risk of ignition in HFTDs Remote GridWLDFREquipment / facility failureAggregated | WLDFR | HFTD - Distribution - Tier 3 - 2QU CoRE ¦ 3QU LoRE | Red Flag Warning - Catastrophic Fires | Equipment / facility failure | Aggregated | 2022 | 1.0521e-05 | 279.2931 | 0.0029383 | 2022 | Mitigation | 0.95 | 45 | 0 | esc | 0.00097009 | 1.0206e-08 | 0 | 0 | 0.0027816 | 3.0189e-11 | 0.0087991 | 1.257e-09
[120 empty] | 7.3.3.17.5 (Remote Grid) Updates to grid topology to minimize risk of ignition in HFTDs Remote GridWLDFREquipment / facility failureAggregated | WLDFR | HFTD - Distribution - Tier 3 - 2QU CoRE ¦ 3QU LoRE | Red Flag Warning - Catastrophic Fires | Equipment / facility failure | Aggregated | 2023 | 1.0521e-05 | 279.2931 | 0.0029383 | 2023 | Mitigation | 0.95 | 45 | 0 | esc | 0.00097009 | 1.0206e-08 | 0.00097009 | 1.0206e-08 | 0.0027816 | 3.0189e-11 | 0.0087991 | 1.257e-09
[120 empty] | 7.3.3.17.5 (Remote Grid) Updates to grid topology to minimize risk of ignition in HFTDs Remote GridWLDFREquipment / facility failureAggregated | WLDFR | HFTD - Distribution - Tier 3 - 2QU CoRE ¦ 3QU LoRE | Red Flag Warning - Catastrophic Fires | Equipment / facility failure | Aggregated | 2024 | 1.0521e-05 | 279.2931 | 0.0029383 | 2024 | Mitigation | 0.95 | 45 | 0 | esc | 0.00097009 | 1.0206e-08 | 0.00097009 | 1.0206e-08 | 0.0027816 | 3.0189e-11 | 0.0087991 | 1.257e-09
[120 empty] | 7.3.3.17.5 (Remote Grid) Updates to grid topology to minimize risk of ignition in HFTDs Remote GridWLDFREquipment / facility failureAggregated | WLDFR | HFTD - Distribution - Tier 3 - 2QU CoRE ¦ 3QU LoRE | Red Flag Warning - Catastrophic Fires | Equipment / facility failure | Aggregated | 2025 | 1.0521e-05 | 279.2931 | 0.0029383 | 2025 | Mitigation | 0.95 | 45 | 0 | esc | 0.00097009 | 1.0206e-08 | 0.00097009 | 1.0206e-08 | 0.0027816 | 3.0189e-11 | 0.0087991 | 1.257e-09
[120 empty] | 7.3.3.17.5 (Remote Grid) Updates to grid topology to minimize risk of ignition in HFTDs Remote GridWLDFREquipment / facility failureAggregated | WLDFR | HFTD - Distribution - Tier 3 - 2QU CoRE ¦ 3QU LoRE | Red Flag Warning - Catastrophic Fires | Equipment / facility failure | Aggregated | 2026 | 1.0521e-05 | 279.2931 | 0.0029383 | 2026 | Mitigation | 0.95 | 45 | 0 | esc | 0.00097009 | 1.0206e-08 | 0.00097009 | 1.0206e-08 | 0.0027816 | 3.0189e-11 | 0.0087991 | 1.257e-09
[120 empty] | 7.3.3.17.5 (Remote Grid) Updates to grid topology to minimize risk of ignition in HFTDs Remote GridWLDFREquipment / facility failureAggregated | WLDFR | HFTD - Distribution - Tier 3 - 2QU CoRE ¦ 3QU LoRE | Red Flag Warning - Catastrophic Fires | Equipment / facility failure | Aggregated | 2027 | 1.0521e-05 | 279.2931 | 0.0029383 | 2027 | Mitigation | 0.95 | 45 | 0 | esc | 0.00097009 | 1.0206e-08 | 0.00097009 | 1.0206e-08 | 0.0027816 | 3.0189e-11 | 0.0087991 | 1.257e-09
[120 empty] | 7.3.3.17.5 (Remote Grid) Updates to grid topology to minimize risk of ignition in HFTDs Remote GridWLDFREquipment / facility failureAggregated | WLDFR | HFTD - Distribution - Tier 3 - 2QU CoRE ¦ 3QU LoRE | Red Flag Warning - Catastrophic Fires | Equipment / facility failure | Aggregated | 2028 | 1.0521e-05 | 279.2931 | 0.0029383 | 2028 | Mitigation | 0.95 | 45 | 0 | esc | 0.00097009 | 1.0206e-08 | 0.00097009 | 1.0206e-08 | 0.0027816 | 3.0189e-11 | 0.0087991 | 1.257e-09
[120 empty] | 7.3.3.17.5 (Remote Grid) Updates to grid topology to minimize risk of ignition in HFTDs Remote GridWLDFREquipment / facility failureAggregated | WLDFR | HFTD - Distribution - Tier 3 - 2QU CoRE ¦ 3QU LoRE | Red Flag Warning - Catastrophic Fires | Equipment / facility failure | Aggregated | 2029 | 1.0521e-05 | 279.2931 | 0.0029383 | 2029 | Mitigation | 0.95 | 45 | 0 | esc | 0.00097009 | 1.0206e-08 | 0.00097009 | 1.0206e-08 | 0.0027816 | 3.0189e-11 | 0.0087991 | 1.257e-09
[120 empty] | 7.3.3.17.5 (Remote Grid) Updates to grid topology to minimize risk of ignition in HFTDs Remote GridWLDFREquipment / facility failureAggregated | WLDFR | HFTD - Distribution - Tier 3 - 2QU CoRE ¦ 3QU LoRE | Red Flag Warning - Catastrophic Fires | Equipment / facility failure | Aggregated | 2030 | 1.0521e-05 | 279.2931 | 0.0029383 | 2030 | Mitigation | 0.95 | 45 | 0 | esc | 0.00097009 | 1.0206e-08 | 0.00097009 | 1.0206e-08 | 0.0027816 | 3.0189e-11 | 0 | 0
[120 empty] | 7.3.3.17.5 (Remote Grid) Updates to grid topology to minimize risk of ignition in HFTDs Remote GridWLDFREquipment / facility failureAggregated | WLDFR | HFTD - Distribution - Tier 3 - 2QU CoRE ¦ 3QU LoRE | Red Flag Warning - Catastrophic Fires | Equipment / facility failure | Aggregated | 2031 | 1.0521e-05 | 279.2931 | 0.0029383 | 2031 | Mitigation | 0.95 | 45 | 0 | esc | 0.00097009 | 1.0206e-08 | 0.00097009 | 1.0206e-08 | 0.0027816 | 3.0189e-11 | 0 | 0
[120 empty] | 7.3.3.17.5 (Remote Grid) Updates to grid topology to minimize risk of ignition in HFTDs Remote GridWLDFREquipment / facility failureAggregated | WLDFR | HFTD - Distribution - Tier 3 - 2QU CoRE ¦ 3QU LoRE | Red Flag Warning - Catastrophic Fires | Equipment / facility failure | Aggregated | 2032 | 1.0521e-05 | 279.2931 | 0.0029383 | 2032 | Mitigation | 0.95 | 45 | 0 | esc | 0.00097009 | 1.0206e-08 | 0.00097009 | 1.0206e-08 | 0.0027816 | 3.0189e-11 | 0.00988 | 7.4209e-10
[120 empty] | 7.3.3.17.5 (Remote Grid) Updates to grid topology to minimize risk of ignition in HFTDs Remote GridWLDFREquipment / facility failureAggregated | WLDFR | HFTD - Distribution - Tier 3 - 2QU CoRE ¦ 3QU LoRE | Red Flag Warning - Catastrophic Fires | Equipment / facility failure | Aggregated | 2033 | 1.0521e-05 | 279.2931 | 0.0029383 | 2033 | Mitigation | 0.95 | 45 | 0 | esc | 0.00097009 | 1.0206e-08 | 0.00097009 | 1.0206e-08 | 0.0027816 | 3.0189e-11 | 0.00988 | 7.4209e-10
[120 empty] | 7.3.3.17.5 (Remote Grid) Updates to grid topology to minimize risk of ignition in HFTDs Remote GridWLDFREquipment / facility failureAggregated | WLDFR | HFTD - Distribution - Tier 3 - 2QU CoRE ¦ 3QU LoRE | Red Flag Warning - Catastrophic Fires | Equipment / facility failure | Aggregated | 2034 | 1.0521e-05 | 279.2931 | 0.0029383 | 2034 | Mitigation | 0.95 | 45 | 0 | esc | 0.00097009 | 1.0206e-08 | 0.00097009 | 1.0206e-08 | 0.0027816 | 3.0189e-11 | 0.00988 | 7.4209e-10
[120 empty] | 7.3.3.17.5 (Remote Grid) Updates to grid topology to minimize risk of ignition in HFTDs Remote GridWLDFREquipment / facility failureAggregated | WLDFR | HFTD - Distribution - Tier 3 - 2QU CoRE ¦ 3QU LoRE | Red Flag Warning - Catastrophic Fires | Equipment / facility failure | Aggregated | 2035 | 1.0521e-05 | 279.2931 | 0.0029383 | 2035 | Mitigation | 0.95 | 45 | 0 | esc | 0.00097009 | 1.0206e-08 | 0.00097009 | 1.0206e-08 | 0.0027816 | 3.0189e-11 | 0.00988 | 7.4209e-10
[120 empty] | 7.3.3.17.5 (Remote Grid) Updates to grid topology to minimize risk of ignition in HFTDs Remote GridWLDFREquipment / facility failureAggregated | WLDFR | HFTD - Distribution - Tier 3 - 2QU CoRE ¦ 3QU LoRE | Red Flag Warning - Catastrophic Fires | Equipment / facility failure | Aggregated | 2036 | 1.0521e-05 | 279.2931 | 0.0029383 | 2036 | Mitigation | 0.95 | 45 | 0 | esc | 0.00097009 | 1.0206e-08 | 0.00097009 | 1.0206e-08 | 0.0027816 | 3.0189e-11 | 0.00988 | 7.4209e-10
[120 empty] | 7.3.3.17.5 (Remote Grid) Updates to grid topology to minimize risk of ignition in HFTDs Remote GridWLDFREquipment / facility failureAggregated | WLDFR | HFTD - Distribution - Tier 3 - 2QU CoRE ¦ 3QU LoRE | Red Flag Warning - Catastrophic Fires | Equipment / facility failure | Aggregated | 2037 | 1.0521e-05 | 279.2931 | 0.0029383 | 2037 | Mitigation | 0.95 | 45 | 0 | esc | 0.00097009 | 1.0206e-08 | 0.00097009 | 1.0206e-08 | 0.0027816 | 3.0189e-11 | 0.00988 | 7.4209e-10
[120 empty] | 7.3.3.17.5 (Remote Grid) Updates to grid topology to minimize risk of ignition in HFTDs Remote GridWLDFREquipment / facility failureAggregated | WLDFR | HFTD - Distribution - Tier 3 - 2QU CoRE ¦ 3QU LoRE | Red Flag Warning - Catastrophic Fires | Equipment / facility failure | Aggregated | 2038 | 1.0521e-05 | 279.2931 | 0.0029383 | 2038 | Mitigation | 0.95 | 45 | 0 | esc | 0.00097009 | 1.0206e-08 | 0.00097009 | 1.0206e-08 | 0.0027816 | 3.0189e-11 | 0.00988 | 7.4209e-10
[120 empty] | 7.3.3.17.5 (Remote Grid) Updates to grid topology to minimize risk of ignition in HFTDs Remote GridWLDFREquipment / facility failureAggregated | WLDFR | HFTD - Distribution - Tier 3 - 2QU CoRE ¦ 3QU LoRE | Red Flag Warning - Catastrophic Fires | Equipment / facility failure | Aggregated | 2039 | 1.0521e-05 | 279.2931 | 0.0029383 | 2039 | Mitigation | 0.95 | 45 | 0 | esc | 0.00097009 | 1.0206e-08 | 0.00097009 | 1.0206e-08 | 0.0027816 | 3.0189e-11 | 0.00988 | 7.4209e-10
[120 empty] | 7.3.3.17.5 (Remote Grid) Updates to grid topology to minimize risk of ignition in HFTDs Remote GridWLDFREquipment / facility failureAggregated | WLDFR | HFTD - Distribution - Tier 3 - 2QU CoRE ¦ 3QU LoRE | Red Flag Warning - Catastrophic Fires | Equipment / facility failure | Aggregated | 2040 | 1.0521e-05 | 279.2931 | 0.0029383 | 2040 | Mitigation | 0.95 | 45 | 0 | esc | 0.00097009 | 1.0206e-08 | 0.00097009 | 1.0206e-08 | 0.0027816 | 3.0189e-11 | 0.00988 | 7.4209e-10
[120 empty] | 7.3.3.17.5 (Remote Grid) Updates to grid topology to minimize risk of ignition in HFTDs Remote GridWLDFREquipment / facility failureAggregated | WLDFR | HFTD - Distribution - Tier 3 - 2QU CoRE ¦ 3QU LoRE | Red Flag Warning - Catastrophic Fires | Equipment / facility failure | Aggregated | 2041 | 1.0521e-05 | 279.2931 | 0.0029383 | 2041 | Mitigation | 0.95 | 45 | 0 | esc | 0.00097009 | 1.0206e-08 | 0.00097009 | 1.0206e-08 | 0.0027816 | 3.0189e-11 | 0.00988 | 7.4209e-10
[120 empty] | 7.3.3.17.5 (Remote Grid) Updates to grid topology to minimize risk of ignition in HFTDs Remote GridWLDFREquipment / facility failureAggregated | WLDFR | HFTD - Distribution - Tier 3 - 2QU CoRE ¦ 3QU LoRE | Red Flag Warning - Catastrophic Fires | Equipment / facility failure | Aggregated | 2042 | 1.0521e-05 | 279.2931 | 0.0029383 | 2042 | Mitigation | 0.95 | 45 | 0 | esc | 0.00097009 | 1.0206e-08 | 0.00097009 | 1.0206e-08 | 0.0027816 | 3.0189e-11 | 0.00988 | 7.4209e-10
[120 empty] | 7.3.3.17.5 (Remote Grid) Updates to grid topology to minimize risk of ignition in HFTDs Remote GridWLDFREquipment / facility failureAggregated | WLDFR | HFTD - Distribution - Tier 3 - 2QU CoRE ¦ 3QU LoRE | Red Flag Warning - Catastrophic Fires | Equipment / facility failure | Aggregated | 2043 | 1.0521e-05 | 279.2931 | 0.0029383 | 2043 | Mitigation | 0.95 | 45 | 0 | esc | 0.00097009 | 1.0206e-08 | 0.00097009 | 1.0206e-08 | 0.0027816 | 3.0189e-11 | 0.00988 | 7.4209e-10
[120 empty] | 7.3.3.17.5 (Remote Grid) Updates to grid topology to minimize risk of ignition in HFTDs Remote GridWLDFREquipment / facility failureAggregated | WLDFR | HFTD - Distribution - Tier 3 - 2QU CoRE ¦ 3QU LoRE | Red Flag Warning - Catastrophic Fires | Equipment / facility failure | Aggregated | 2044 | 1.0521e-05 | 279.2931 | 0.0029383 | 2044 | Mitigation | 0.95 | 45 | 0 | esc | 0.00097009 | 1.0206e-08 | 0.00097009 | 1.0206e-08 | 0.0027816 | 3.0189e-11 | 0.00988 | 7.4209e-10
[120 empty] | 7.3.3.17.5 (Remote Grid) Updates to grid topology to minimize risk of ignition in HFTDs Remote GridWLDFREquipment / facility failureAggregated | WLDFR | HFTD - Distribution - Tier 3 - 2QU CoRE ¦ 3QU LoRE | Red Flag Warning - Catastrophic Fires | Equipment / facility failure | Aggregated | 2045 | 1.0521e-05 | 279.2931 | 0.0029383 | 2045 | Mitigation | 0.95 | 45 | 0 | esc | 0.00097009 | 1.0206e-08 | 0.00097009 | 1.0206e-08 | 0.0027816 | 3.0189e-11 | 0.00988 | 7.4209e-10
[120 empty] | 7.3.3.17.5 (Remote Grid) Updates to grid topology to minimize risk of ignition in HFTDs Remote GridWLDFREquipment / facility failureAggregated | WLDFR | HFTD - Distribution - Tier 3 - 2QU CoRE ¦ 3QU LoRE | Red Flag Warning - Catastrophic Fires | Equipment / facility failure | Aggregated | 2046 | 1.0521e-05 | 279.2931 | 0.0029383 | 2046 | Mitigation | 0.95 | 45 | 0 | esc | 0.00097009 | 1.0206e-08 | 0.00097009 | 1.0206e-08 | 0.0027816 | 3.0189e-11 | 0.00988 | 7.4209e-10
[120 empty] | 7.3.3.17.5 (Remote Grid) Updates to grid topology to minimize risk of ignition in HFTDs Remote GridWLDFREquipment / facility failureAggregated | WLDFR | HFTD - Distribution - Tier 3 - 2QU CoRE ¦ 3QU LoRE | Red Flag Warning - Catastrophic Fires | Equipment / facility failure | Aggregated | 2047 | 1.0521e-05 | 279.2931 | 0.0029383 | 2047 | Mitigation | 0.95 | 45 | 0 | esc | 0.00097009 | 1.0206e-08 | 0.00097009 | 1.0206e-08 | 0.0027816 | 3.0189e-11 | 0.00988 | 7.4209e-10
[120 empty] | 7.3.3.17.5 (Remote Grid) Updates to grid topology to minimize risk of ignition in HFTDs Remote GridWLDFREquipment / facility failureAggregated | WLDFR | HFTD - Distribution - Tier 3 - 2QU CoRE ¦ 3QU LoRE | Red Flag Warning - Catastrophic Fires | Equipment / facility failure | Aggregated | 2048 | 1.0521e-05 | 279.2931 | 0.0029383 | 2048 | Mitigation | 0.95 | 45 | 0 | esc | 0.00097009 | 1.0206e-08 | 0.00097009 | 1.0206e-08 | 0.0027816 | 3.0189e-11 | 0.00988 | 7.4209e-10
[120 empty] | 7.3.3.17.5 (Remote Grid) Updates to grid topology to minimize risk of ignition in HFTDs Remote GridWLDFREquipment / facility failureAggregated | WLDFR | HFTD - Distribution - Tier 3 - 2QU CoRE ¦ 3QU LoRE | Red Flag Warning - Catastrophic Fires | Equipment / facility failure | Aggregated | 2049 | 1.0521e-05 | 279.2931 | 0.0029383 | 2049 | Mitigation | 0.95 | 45 | 0 | esc | 0.00097009 | 1.0206e-08 | 0.00097009 | 1.0206e-08 | 0.0027816 | 3.0189e-11 | 0.00988 | 7.4209e-10
[120 empty] | 7.3.3.17.5 (Remote Grid) Updates to grid topology to minimize risk of ignition in HFTDs Remote GridWLDFREquipment / facility failureAggregated | WLDFR | HFTD - Distribution - Tier 3 - 2QU CoRE ¦ 3QU LoRE | Red Flag Warning - Catastrophic Fires | Equipment / facility failure | Aggregated | 2050 | 1.0521e-05 | 279.2931 | 0.0029383 | 2050 | Mitigation | 0.95 | 45 | 0 | esc | 0.00097009 | 1.0206e-08 | 0.00097009 | 1.0206e-08 | 0.0027816 | 3.0189e-11 | 0.00988 | 7.4209e-10
[120 empty] | 7.3.3.17.5 (Remote Grid) Updates to grid topology to minimize risk of ignition in HFTDs Remote GridWLDFREquipment / facility failureAggregated | WLDFR | HFTD - Distribution - Tier 3 - 2QU CoRE ¦ 3QU LoRE | Red Flag Warning - Catastrophic Fires | Equipment / facility failure | Aggregated | 2051 | 1.0521e-05 | 279.2931 | 0.0029383 | 2051 | Mitigation | 0.95 | 45 | 0 | esc | 0.00097009 | 1.0206e-08 | 0.00097009 | 1.0206e-08 | 0.0027816 | 3.0189e-11 | 0.00988 | 7.4209e-10
[120 empty] | 7.3.3.17.5 (Remote Grid) Updates to grid topology to minimize risk of ignition in HFTDs Remote GridWLDFREquipment / facility failureAggregated | WLDFR | HFTD - Distribution - Tier 3 - 2QU CoRE ¦ 3QU LoRE | Red Flag Warning - Catastrophic Fires | Equipment / facility failure | Aggregated | 2052 | 1.0521e-05 | 279.2931 | 0.0029383 | 2052 | Mitigation | 0.95 | 45 | 0 | esc | 0.00097009 | 1.0206e-08 | 0.00097009 | 1.0206e-08 | 0.0027816 | 3.0189e-11 | 0.00988 | 7.4209e-10
[120 empty] | 7.3.3.17.5 (Remote Grid) Updates to grid topology to minimize risk of ignition in HFTDs Remote GridWLDFREquipment / facility failureAggregated | WLDFR | HFTD - Distribution - Tier 3 - 2QU CoRE ¦ 3QU LoRE | Red Flag Warning - Catastrophic Fires | Equipment / facility failure | Aggregated | 2053 | 1.0521e-05 | 279.2931 | 0.0029383 | 2053 | Mitigation | 0.95 | 45 | 0 | esc | 0.00097009 | 1.0206e-08 | 0.00097009 | 1.0206e-08 | 0.0027816 | 3.0189e-11 | 0.00988 | 7.4209e-10
[120 empty] | 7.3.3.17.5 (Remote Grid) Updates to grid topology to minimize risk of ignition in HFTDs Remote GridWLDFREquipment / facility failureAggregated | WLDFR | HFTD - Distribution - Tier 3 - 2QU CoRE ¦ 3QU LoRE | Red Flag Warning - Catastrophic Fires | Equipment / facility failure | Aggregated | 2054 | 1.0521e-05 | 279.2931 | 0.0029383 | 2054 | Mitigation | 0.95 | 45 | 0 | esc | 0.00097009 | 1.0206e-08 | 0.00097009 | 1.0206e-08 | 0.0027816 | 3.0189e-11 | 0.00988 | 7.4209e-10
[120 empty] | 7.3.3.17.5 (Remote Grid) Updates to grid topology to minimize risk of ignition in HFTDs Remote GridWLDFREquipment / facility failureAggregated | WLDFR | HFTD - Distribution - Tier 3 - 2QU CoRE ¦ 3QU LoRE | Red Flag Warning - Catastrophic Fires | Equipment / facility failure | Aggregated | 2055 | 1.0521e-05 | 279.2931 | 0.0029383 | 2055 | Mitigation | 0.95 | 45 | 0 | esc | 0.00097009 | 1.0206e-08 | 0.00097009 | 1.0206e-08 | 0.0027816 | 3.0189e-11 | 0.00988 | 7.4209e-10
[120 empty] | 7.3.3.17.5 (Remote Grid) Updates to grid topology to minimize risk of ignition in HFTDs Remote GridWLDFREquipment / facility failureAggregated | WLDFR | HFTD - Distribution - Tier 3 - 2QU CoRE ¦ 3QU LoRE | Red Flag Warning - Catastrophic Fires | Equipment / facility failure | Aggregated | 2056 | 1.0521e-05 | 279.2931 | 0.0029383 | 2056 | Mitigation | 0.95 | 45 | 0 | esc | 0.00097009 | 1.0206e-08 | 0.00097009 | 1.0206e-08 | 0.0027816 | 3.0189e-11 | 0.00988 | 7.4209e-10
[120 empty] | 7.3.3.17.5 (Remote Grid) Updates to grid topology to minimize risk of ignition in HFTDs Remote GridWLDFREquipment / facility failureAggregated | WLDFR | HFTD - Distribution - Tier 3 - 2QU CoRE ¦ 3QU LoRE | Red Flag Warning - Catastrophic Fires | Equipment / facility failure | Aggregated | 2057 | 1.0521e-05 | 279.2931 | 0.0029383 | 2057 | Mitigation | 0.95 | 45 | 0 | esc | 0.00097009 | 1.0206e-08 | 0.00097009 | 1.0206e-08 | 0.0027816 | 3.0189e-11 | 0.00988 | 7.4209e-10
[120 empty] | 7.3.3.17.5 (Remote Grid) Updates to grid topology to minimize risk of ignition in HFTDs Remote GridWLDFREquipment / facility failureAggregated | WLDFR | HFTD - Distribution - Tier 3 - 2QU CoRE ¦ 3QU LoRE | Red Flag Warning - Catastrophic Fires | Equipment / facility failure | Aggregated | 2058 | 1.0521e-05 | 279.2931 | 0.0029383 | 2058 | Mitigation | 0.95 | 45 | 0 | esc | 0.00097009 | 1.0206e-08 | 0.00097009 | 1.0206e-08 | 0.0027816 | 3.0189e-11 | 0.00988 | 7.4209e-10
[120 empty] | 7.3.3.17.5 (Remote Grid) Updates to grid topology to minimize risk of ignition in HFTDs Remote GridWLDFREquipment / facility failureAggregated | WLDFR | HFTD - Distribution - Tier 3 - 2QU CoRE ¦ 3QU LoRE | Red Flag Warning - Catastrophic Fires | Equipment / facility failure | Aggregated | 2059 | 1.0521e-05 | 279.2931 | 0.0029383 | 2059 | Mitigation | 0.95 | 45 | 0 | esc | 0.00097009 | 1.0206e-08 | 0.00097009 | 1.0206e-08 | 0.0027816 | 3.0189e-11 | 0.00988 | 7.4209e-10
[120 empty] | 7.3.3.17.5 (Remote Grid) Updates to grid topology to minimize risk of ignition in HFTDs Remote GridWLDFREquipment / facility failureAggregated | WLDFR | HFTD - Distribution - Tier 3 - 2QU CoRE ¦ 3QU LoRE | Red Flag Warning - Catastrophic Fires | Equipment / facility failure | Aggregated | 2060 | 1.0521e-05 | 279.2931 | 0.0029383 | 2060 | Mitigation | 0.95 | 45 | 0 | esc | 0.00097009 | 1.0206e-08 | 0.00097009 | 1.0206e-08 | 0.0027816 | 3.0189e-11 | 0.00988 | 7.4209e-10
[120 empty] | 7.3.3.17.5 (Remote Grid) Updates to grid topology to minimize risk of ignition in HFTDs Remote GridWLDFREquipment / facility failureAggregated | WLDFR | HFTD - Distribution - Tier 3 - 2QU CoRE ¦ 3QU LoRE | Red Flag Warning - Catastrophic Fires | Equipment / facility failure | Aggregated | 2061 | 1.0521e-05 | 279.2931 | 0.0029383 | 2061 | Mitigation | 0.95 | 45 | 0 | esc | 0.00097009 | 1.0206e-08 | 0.00097009 | 1.0206e-08 | 0.0027816 | 3.0189e-11 | 0.00988 | 7.4209e-10
[120 empty] | 7.3.3.17.5 (Remote Grid) Updates to grid topology to minimize risk of ignition in HFTDs Remote GridWLDFREquipment / facility failureAggregated | WLDFR | HFTD - Distribution - Tier 3 - 2QU CoRE ¦ 3QU LoRE | Red Flag Warning - Catastrophic Fires | Equipment / facility failure | Aggregated | 2062 | 1.0521e-05 | 279.2931 | 0.0029383 | 2062 | Mitigation | 0.95 | 45 | 0 | esc | 0.00097009 | 1.0206e-08 | 0.00097009 | 1.0206e-08 | 0.0027816 | 3.0189e-11 | 0 | 0
[120 empty] | 7.3.3.17.5 (Remote Grid) Updates to grid topology to minimize risk of ignition in HFTDs Remote GridWLDFREquipment / facility failureAggregated | WLDFR | HFTD - Distribution - Tier 3 - 2QU CoRE ¦ 3QU LoRE | Red Flag Warning - Catastrophic Fires | Equipment / facility failure | Aggregated | 2063 | 1.0521e-05 | 279.2931 | 0.0029383 | 2063 | Mitigation | 0.95 | 45 | 0 | esc | 0.00097009 | 1.0206e-08 | 0.00097009 | 1.0206e-08 | 0.0027816 | 3.0189e-11 | 0 | 0
[120 empty] | 7.3.3.17.5 (Remote Grid) Updates to grid topology to minimize risk of ignition in HFTDs Remote GridWLDFREquipment / facility failureAggregated | WLDFR | HFTD - Distribution - Tier 3 - 2QU CoRE ¦ 3QU LoRE | Red Flag Warning - Catastrophic Fires | Equipment / facility failure | Aggregated | 2064 | 1.0521e-05 | 279.2931 | 0.0029383 | 2064 | Mitigation | 0.95 | 45 | 0 | esc | 0.00097009 | 1.0206e-08 | 0.00097009 | 1.0206e-08 | 0.0027816 | 3.0189e-11 | 0.0085129 | 7.3135e-10
[120 empty] | 7.3.3.17.5 (Remote Grid) Updates to grid topology to minimize risk of ignition in HFTDs Remote GridWLDFREquipment / facility failureAggregated | WLDFR | HFTD - Distribution - Tier 3 - 2QU CoRE ¦ 3QU LoRE | Red Flag Warning - Catastrophic Fires | Equipment / facility failure | Aggregated | 2065 | 1.0521e-05 | 279.2931 | 0.0029383 | 2065 | Mitigation | 0.95 | 45 | 0 | esc | 0.00097009 | 1.0206e-08 | 0.00097009 | 1.0206e-08 | 0.0027816 | 3.0189e-11 | 0.0085129 | 7.3135e-10
[120 empty] | 7.3.3.17.5 (Remote Grid) Updates to grid topology to minimize risk of ignition in HFTDs Remote GridWLDFREquipment / facility failureAggregated | WLDFR | HFTD - Distribution - Tier 3 - 2QU CoRE ¦ 3QU LoRE | Red Flag Warning - Catastrophic Fires | Equipment / facility failure | Aggregated | 2066 | 1.0521e-05 | 279.2931 | 0.0029383 | 2066 | Mitigation | 0.95 | 45 | 0 | esc | 0.00097009 | 1.0206e-08 | 0.00097009 | 1.0206e-08 | 0.0027816 | 3.0189e-11 | 0.0085129 | 7.3135e-10
[120 empty] | 7.3.3.17.5 (Remote Grid) Updates to grid topology to minimize risk of ignition in HFTDs Remote GridWLDFREquipment / facility failureAggregated | WLDFR | HFTD - Distribution - Tier 3 - 2QU CoRE ¦ 3QU LoRE | Red Flag Warning - Catastrophic Fires | Equipment / facility failure | Aggregated | 2067 | 1.0521e-05 | 279.2931 | 0.0029383 | 2067 | Mitigation | 0.95 | 45 | 0 | esc | 0 | 0 | 0.00097009 | 1.0206e-08 | 0.0027816 | 3.0189e-11 | 0.0085129 | 7.3135e-10
[120 empty] | 7.3.3.17.5 (Remote Grid) Updates to grid topology to minimize risk of ignition in HFTDs Remote GridWLDFRVegetation ContactAggregated | WLDFR | HFTD - Distribution - Tier 3 - 2QU CoRE ¦ 3QU LoRE | Red Flag Warning - Catastrophic Fires | Vegetation Contact | Aggregated | 2022 | 5.6108e-05 | 279.2931 | 0.015671 | 2022 | Mitigation | 0.95 | 45 | 0 | esc | 0.00097009 | 5.443e-08 | 0 | 0 | 0.0027816 | 3.0189e-11 | 0.0085129 | 7.3135e-10
[120 empty] | 7.3.3.17.5 (Remote Grid) Updates to grid topology to minimize risk of ignition in HFTDs Remote GridWLDFRVegetation ContactAggregated | WLDFR | HFTD - Distribution - Tier 3 - 2QU CoRE ¦ 3QU LoRE | Red Flag Warning - Catastrophic Fires | Vegetation Contact | Aggregated | 2023 | 5.6108e-05 | 279.2931 | 0.015671 | 2023 | Mitigation | 0.95 | 45 | 0 | esc | 0.00097009 | 5.443e-08 | 0.00097009 | 5.443e-08 | 0.0027816 | 3.0189e-11 | 0.0085129 | 7.3135e-10
[120 empty] | 7.3.3.17.5 (Remote Grid) Updates to grid topology to minimize risk of ignition in HFTDs Remote GridWLDFRVegetation ContactAggregated | WLDFR | HFTD - Distribution - Tier 3 - 2QU CoRE ¦ 3QU LoRE | Red Flag Warning - Catastrophic Fires | Vegetation Contact | Aggregated | 2024 | 5.6108e-05 | 279.2931 | 0.015671 | 2024 | Mitigation | 0.95 | 45 | 0 | esc | 0.00097009 | 5.443e-08 | 0.00097009 | 5.443e-08 | 0 | 0 | 0.0085129 | 7.3135e-10
[120 empty] | 7.3.3.17.5 (Remote Grid) Updates to grid topology to minimize risk of ignition in HFTDs Remote GridWLDFRVegetation ContactAggregated | WLDFR | HFTD - Distribution - Tier 3 - 2QU CoRE ¦ 3QU LoRE | Red Flag Warning - Catastrophic Fires | Vegetation Contact | Aggregated | 2025 | 5.6108e-05 | 279.2931 | 0.015671 | 2025 | Mitigation | 0.95 | 45 | 0 | esc | 0.00097009 | 5.443e-08 | 0.00097009 | 5.443e-08 | 0.0027816 | 7.0162e-11 | 0.0085129 | 7.3135e-10
[120 empty] | 7.3.3.17.5 (Remote Grid) Updates to grid topology to minimize risk of ignition in HFTDs Remote GridWLDFRVegetation ContactAggregated | WLDFR | HFTD - Distribution - Tier 3 - 2QU CoRE ¦ 3QU LoRE | Red Flag Warning - Catastrophic Fires | Vegetation Contact | Aggregated | 2026 | 5.6108e-05 | 279.2931 | 0.015671 | 2026 | Mitigation | 0.95 | 45 | 0 | esc | 0.00097009 | 5.443e-08 | 0.00097009 | 5.443e-08 | 0.0027816 | 7.0162e-11 | 0.0085129 | 7.3135e-10
[120 empty] | 7.3.3.17.5 (Remote Grid) Updates to grid topology to minimize risk of ignition in HFTDs Remote GridWLDFRVegetation ContactAggregated | WLDFR | HFTD - Distribution - Tier 3 - 2QU CoRE ¦ 3QU LoRE | Red Flag Warning - Catastrophic Fires | Vegetation Contact | Aggregated | 2027 | 5.6108e-05 | 279.2931 | 0.015671 | 2027 | Mitigation | 0.95 | 45 | 0 | esc | 0.00097009 | 5.443e-08 | 0.00097009 | 5.443e-08 | 0.0027816 | 7.0162e-11 | 0.0085129 | 7.3135e-10
[120 empty] | 7.3.3.17.5 (Remote Grid) Updates to grid topology to minimize risk of ignition in HFTDs Remote GridWLDFRVegetation ContactAggregated | WLDFR | HFTD - Distribution - Tier 3 - 2QU CoRE ¦ 3QU LoRE | Red Flag Warning - Catastrophic Fires | Vegetation Contact | Aggregated | 2028 | 5.6108e-05 | 279.2931 | 0.015671 | 2028 | Mitigation | 0.95 | 45 | 0 | esc | 0.00097009 | 5.443e-08 | 0.00097009 | 5.443e-08 | 0.0027816 | 7.0162e-11 | 0.0085129 | 7.3135e-10
[120 empty] | 7.3.3.17.5 (Remote Grid) Updates to grid topology to minimize risk of ignition in HFTDs Remote GridWLDFRVegetation ContactAggregated | WLDFR | HFTD - Distribution - Tier 3 - 2QU CoRE ¦ 3QU LoRE | Red Flag Warning - Catastrophic Fires | Vegetation Contact | Aggregated | 2029 | 5.6108e-05 | 279.2931 | 0.015671 | 2029 | Mitigation | 0.95 | 45 | 0 | esc | 0.00097009 | 5.443e-08 | 0.00097009 | 5.443e-08 | 0.0027816 | 7.0162e-11 | 0.0085129 | 7.3135e-10
[120 empty] | 7.3.3.17.5 (Remote Grid) Updates to grid topology to minimize risk of ignition in HFTDs Remote GridWLDFRVegetation ContactAggregated | WLDFR | HFTD - Distribution - Tier 3 - 2QU CoRE ¦ 3QU LoRE | Red Flag Warning - Catastrophic Fires | Vegetation Contact | Aggregated | 2030 | 5.6108e-05 | 279.2931 | 0.015671 | 2030 | Mitigation | 0.95 | 45 | 0 | esc | 0.00097009 | 5.443e-08 | 0.00097009 | 5.443e-08 | 0.0027816 | 7.0162e-11 | 0.0085129 | 7.3135e-10
[120 empty] | 7.3.3.17.5 (Remote Grid) Updates to grid topology to minimize risk of ignition in HFTDs Remote GridWLDFRVegetation ContactAggregated | WLDFR | HFTD - Distribution - Tier 3 - 2QU CoRE ¦ 3QU LoRE | Red Flag Warning - Catastrophic Fires | Vegetation Contact | Aggregated | 2031 | 5.6108e-05 | 279.2931 | 0.015671 | 2031 | Mitigation | 0.95 | 45 | 0 | esc | 0.00097009 | 5.443e-08 | 0.00097009 | 5.443e-08 | 0.0027816 | 7.0162e-11 | 0.0085129 | 7.3135e-10
[120 empty] | 7.3.3.17.5 (Remote Grid) Updates to grid topology to minimize risk of ignition in HFTDs Remote GridWLDFRVegetation ContactAggregated | WLDFR | HFTD - Distribution - Tier 3 - 2QU CoRE ¦ 3QU LoRE | Red Flag Warning - Catastrophic Fires | Vegetation Contact | Aggregated | 2032 | 5.6108e-05 | 279.2931 | 0.015671 | 2032 | Mitigation | 0.95 | 45 | 0 | esc | 0.00097009 | 5.443e-08 | 0.00097009 | 5.443e-08 | 0.0027816 | 7.0162e-11 | 0.0085129 | 7.3135e-10
[120 empty] | 7.3.3.17.5 (Remote Grid) Updates to grid topology to minimize risk of ignition in HFTDs Remote GridWLDFRVegetation ContactAggregated | WLDFR | HFTD - Distribution - Tier 3 - 2QU CoRE ¦ 3QU LoRE | Red Flag Warning - Catastrophic Fires | Vegetation Contact | Aggregated | 2033 | 5.6108e-05 | 279.2931 | 0.015671 | 2033 | Mitigation | 0.95 | 45 | 0 | esc | 0.00097009 | 5.443e-08 | 0.00097009 | 5.443e-08 | 0.0027816 | 7.0162e-11 | 0.0085129 | 7.3135e-10
[120 empty] | 7.3.3.17.5 (Remote Grid) Updates to grid topology to minimize risk of ignition in HFTDs Remote GridWLDFRVegetation ContactAggregated | WLDFR | HFTD - Distribution - Tier 3 - 2QU CoRE ¦ 3QU LoRE | Red Flag Warning - Catastrophic Fires | Vegetation Contact | Aggregated | 2034 | 5.6108e-05 | 279.2931 | 0.015671 | 2034 | Mitigation | 0.95 | 45 | 0 | esc | 0.00097009 | 5.443e-08 | 0.00097009 | 5.443e-08 | 0.0027816 | 7.0162e-11 | 0.0085129 | 7.3135e-10
[120 empty] | 7.3.3.17.5 (Remote Grid) Updates to grid topology to minimize risk of ignition in HFTDs Remote GridWLDFRVegetation ContactAggregated | WLDFR | HFTD - Distribution - Tier 3 - 2QU CoRE ¦ 3QU LoRE | Red Flag Warning - Catastrophic Fires | Vegetation Contact | Aggregated | 2035 | 5.6108e-05 | 279.2931 | 0.015671 | 2035 | Mitigation | 0.95 | 45 | 0 | esc | 0.00097009 | 5.443e-08 | 0.00097009 | 5.443e-08 | 0.0027816 | 7.0162e-11 | 0.0085129 | 7.3135e-10
[120 empty] | 7.3.3.17.5 (Remote Grid) Updates to grid topology to minimize risk of ignition in HFTDs Remote GridWLDFRVegetation ContactAggregated | WLDFR | HFTD - Distribution - Tier 3 - 2QU CoRE ¦ 3QU LoRE | Red Flag Warning - Catastrophic Fires | Vegetation Contact | Aggregated | 2036 | 5.6108e-05 | 279.2931 | 0.015671 | 2036 | Mitigation | 0.95 | 45 | 0 | esc | 0.00097009 | 5.443e-08 | 0.00097009 | 5.443e-08 | 0.0027816 | 7.0162e-11 | 0.0085129 | 7.3135e-10
[120 empty] | 7.3.3.17.5 (Remote Grid) Updates to grid topology to minimize risk of ignition in HFTDs Remote GridWLDFRVegetation ContactAggregated | WLDFR | HFTD - Distribution - Tier 3 - 2QU CoRE ¦ 3QU LoRE | Red Flag Warning - Catastrophic Fires | Vegetation Contact | Aggregated | 2037 | 5.6108e-05 | 279.2931 | 0.015671 | 2037 | Mitigation | 0.95 | 45 | 0 | esc | 0.00097009 | 5.443e-08 | 0.00097009 | 5.443e-08 | 0.0027816 | 7.0162e-11 | 0.0085129 | 7.3135e-10
[120 empty] | 7.3.3.17.5 (Remote Grid) Updates to grid topology to minimize risk of ignition in HFTDs Remote GridWLDFRVegetation ContactAggregated | WLDFR | HFTD - Distribution - Tier 3 - 2QU CoRE ¦ 3QU LoRE | Red Flag Warning - Catastrophic Fires | Vegetation Contact | Aggregated | 2038 | 5.6108e-05 | 279.2931 | 0.015671 | 2038 | Mitigation | 0.95 | 45 | 0 | esc | 0.00097009 | 5.443e-08 | 0.00097009 | 5.443e-08 | 0.0027816 | 7.0162e-11 | 0.0085129 | 7.3135e-10
[120 empty] | 7.3.3.17.5 (Remote Grid) Updates to grid topology to minimize risk of ignition in HFTDs Remote GridWLDFRVegetation ContactAggregated | WLDFR | HFTD - Distribution - Tier 3 - 2QU CoRE ¦ 3QU LoRE | Red Flag Warning - Catastrophic Fires | Vegetation Contact | Aggregated | 2039 | 5.6108e-05 | 279.2931 | 0.015671 | 2039 | Mitigation | 0.95 | 45 | 0 | esc | 0.00097009 | 5.443e-08 | 0.00097009 | 5.443e-08 | 0.0027816 | 7.0162e-11 | 0.0085129 | 7.3135e-10
[120 empty] | 7.3.3.17.5 (Remote Grid) Updates to grid topology to minimize risk of ignition in HFTDs Remote GridWLDFRVegetation ContactAggregated | WLDFR | HFTD - Distribution - Tier 3 - 2QU CoRE ¦ 3QU LoRE | Red Flag Warning - Catastrophic Fires | Vegetation Contact | Aggregated | 2040 | 5.6108e-05 | 279.2931 | 0.015671 | 2040 | Mitigation | 0.95 | 45 | 0 | esc | 0.00097009 | 5.443e-08 | 0.00097009 | 5.443e-08 | 0.0027816 | 7.0162e-11 | 0.0085129 | 7.3135e-10
[120 empty] | 7.3.3.17.5 (Remote Grid) Updates to grid topology to minimize risk of ignition in HFTDs Remote GridWLDFRVegetation ContactAggregated | WLDFR | HFTD - Distribution - Tier 3 - 2QU CoRE ¦ 3QU LoRE | Red Flag Warning - Catastrophic Fires | Vegetation Contact | Aggregated | 2041 | 5.6108e-05 | 279.2931 | 0.015671 | 2041 | Mitigation | 0.95 | 45 | 0 | esc | 0.00097009 | 5.443e-08 | 0.00097009 | 5.443e-08 | 0.0027816 | 7.0162e-11 | 0.0085129 | 7.3135e-10
[120 empty] | 7.3.3.17.5 (Remote Grid) Updates to grid topology to minimize risk of ignition in HFTDs Remote GridWLDFRVegetation ContactAggregated | WLDFR | HFTD - Distribution - Tier 3 - 2QU CoRE ¦ 3QU LoRE | Red Flag Warning - Catastrophic Fires | Vegetation Contact | Aggregated | 2042 | 5.6108e-05 | 279.2931 | 0.015671 | 2042 | Mitigation | 0.95 | 45 | 0 | esc | 0.00097009 | 5.443e-08 | 0.00097009 | 5.443e-08 | 0.0027816 | 7.0162e-11 | 0.0085129 | 7.3135e-10
[120 empty] | 7.3.3.17.5 (Remote Grid) Updates to grid topology to minimize risk of ignition in HFTDs Remote GridWLDFRVegetation ContactAggregated | WLDFR | HFTD - Distribution - Tier 3 - 2QU CoRE ¦ 3QU LoRE | Red Flag Warning - Catastrophic Fires | Vegetation Contact | Aggregated | 2043 | 5.6108e-05 | 279.2931 | 0.015671 | 2043 | Mitigation | 0.95 | 45 | 0 | esc | 0.00097009 | 5.443e-08 | 0.00097009 | 5.443e-08 | 0.0027816 | 7.0162e-11 | 0.0085129 | 7.3135e-10
[120 empty] | 7.3.3.17.5 (Remote Grid) Updates to grid topology to minimize risk of ignition in HFTDs Remote GridWLDFRVegetation ContactAggregated | WLDFR | HFTD - Distribution - Tier 3 - 2QU CoRE ¦ 3QU LoRE | Red Flag Warning - Catastrophic Fires | Vegetation Contact | Aggregated | 2044 | 5.6108e-05 | 279.2931 | 0.015671 | 2044 | Mitigation | 0.95 | 45 | 0 | esc | 0.00097009 | 5.443e-08 | 0.00097009 | 5.443e-08 | 0.0027816 | 7.0162e-11 | 0.0085129 | 7.3135e-10
[120 empty] | 7.3.3.17.5 (Remote Grid) Updates to grid topology to minimize risk of ignition in HFTDs Remote GridWLDFRVegetation ContactAggregated | WLDFR | HFTD - Distribution - Tier 3 - 2QU CoRE ¦ 3QU LoRE | Red Flag Warning - Catastrophic Fires | Vegetation Contact | Aggregated | 2045 | 5.6108e-05 | 279.2931 | 0.015671 | 2045 | Mitigation | 0.95 | 45 | 0 | esc | 0.00097009 | 5.443e-08 | 0.00097009 | 5.443e-08 | 0.0027816 | 7.0162e-11 | 0.0085129 | 7.3135e-10
[120 empty] | 7.3.3.17.5 (Remote Grid) Updates to grid topology to minimize risk of ignition in HFTDs Remote GridWLDFRVegetation ContactAggregated | WLDFR | HFTD - Distribution - Tier 3 - 2QU CoRE ¦ 3QU LoRE | Red Flag Warning - Catastrophic Fires | Vegetation Contact | Aggregated | 2046 | 5.6108e-05 | 279.2931 | 0.015671 | 2046 | Mitigation | 0.95 | 45 | 0 | esc | 0.00097009 | 5.443e-08 | 0.00097009 | 5.443e-08 | 0.0027816 | 7.0162e-11 | 0.0085129 | 7.3135e-10
[120 empty] | 7.3.3.17.5 (Remote Grid) Updates to grid topology to minimize risk of ignition in HFTDs Remote GridWLDFRVegetation ContactAggregated | WLDFR | HFTD - Distribution - Tier 3 - 2QU CoRE ¦ 3QU LoRE | Red Flag Warning - Catastrophic Fires | Vegetation Contact | Aggregated | 2047 | 5.6108e-05 | 279.2931 | 0.015671 | 2047 | Mitigation | 0.95 | 45 | 0 | esc | 0.00097009 | 5.443e-08 | 0.00097009 | 5.443e-08 | 0.0027816 | 7.0162e-11 | 0.0085129 | 7.3135e-10
[120 empty] | 7.3.3.17.5 (Remote Grid) Updates to grid topology to minimize risk of ignition in HFTDs Remote GridWLDFRVegetation ContactAggregated | WLDFR | HFTD - Distribution - Tier 3 - 2QU CoRE ¦ 3QU LoRE | Red Flag Warning - Catastrophic Fires | Vegetation Contact | Aggregated | 2048 | 5.6108e-05 | 279.2931 | 0.015671 | 2048 | Mitigation | 0.95 | 45 | 0 | esc | 0.00097009 | 5.443e-08 | 0.00097009 | 5.443e-08 | 0.0027816 | 7.0162e-11 | 0 | 0
[120 empty] | 7.3.3.17.5 (Remote Grid) Updates to grid topology to minimize risk of ignition in HFTDs Remote GridWLDFRVegetation ContactAggregated | WLDFR | HFTD - Distribution - Tier 3 - 2QU CoRE ¦ 3QU LoRE | Red Flag Warning - Catastrophic Fires | Vegetation Contact | Aggregated | 2049 | 5.6108e-05 | 279.2931 | 0.015671 | 2049 | Mitigation | 0.95 | 45 | 0 | esc | 0.00097009 | 5.443e-08 | 0.00097009 | 5.443e-08 | 0.0027816 | 7.0162e-11 | 0 | 0
[120 empty] | 7.3.3.17.5 (Remote Grid) Updates to grid topology to minimize risk of ignition in HFTDs Remote GridWLDFRVegetation ContactAggregated | WLDFR | HFTD - Distribution - Tier 3 - 2QU CoRE ¦ 3QU LoRE | Red Flag Warning - Catastrophic Fires | Vegetation Contact | Aggregated | 2050 | 5.6108e-05 | 279.2931 | 0.015671 | 2050 | Mitigation | 0.95 | 45 | 0 | esc | 0.00097009 | 5.443e-08 | 0.00097009 | 5.443e-08 | 0.0027816 | 7.0162e-11 | 0.0093087 | 4.7105e-09
[120 empty] | 7.3.3.17.5 (Remote Grid) Updates to grid topology to minimize risk of ignition in HFTDs Remote GridWLDFRVegetation ContactAggregated | WLDFR | HFTD - Distribution - Tier 3 - 2QU CoRE ¦ 3QU LoRE | Red Flag Warning - Catastrophic Fires | Vegetation Contact | Aggregated | 2051 | 5.6108e-05 | 279.2931 | 0.015671 | 2051 | Mitigation | 0.95 | 45 | 0 | esc | 0.00097009 | 5.443e-08 | 0.00097009 | 5.443e-08 | 0.0027816 | 7.0162e-11 | 0.0093087 | 4.7105e-09
[120 empty] | 7.3.3.17.5 (Remote Grid) Updates to grid topology to minimize risk of ignition in HFTDs Remote GridWLDFRVegetation ContactAggregated | WLDFR | HFTD - Distribution - Tier 3 - 2QU CoRE ¦ 3QU LoRE | Red Flag Warning - Catastrophic Fires | Vegetation Contact | Aggregated | 2052 | 5.6108e-05 | 279.2931 | 0.015671 | 2052 | Mitigation | 0.95 | 45 | 0 | esc | 0.00097009 | 5.443e-08 | 0.00097009 | 5.443e-08 | 0.0027816 | 7.0162e-11 | 0.0093087 | 4.7105e-09
[120 empty] | 7.3.3.17.5 (Remote Grid) Updates to grid topology to minimize risk of ignition in HFTDs Remote GridWLDFRVegetation ContactAggregated | WLDFR | HFTD - Distribution - Tier 3 - 2QU CoRE ¦ 3QU LoRE | Red Flag Warning - Catastrophic Fires | Vegetation Contact | Aggregated | 2053 | 5.6108e-05 | 279.2931 | 0.015671 | 2053 | Mitigation | 0.95 | 45 | 0 | esc | 0.00097009 | 5.443e-08 | 0.00097009 | 5.443e-08 | 0.0027816 | 7.0162e-11 | 0.0093087 | 4.7105e-09
[120 empty] | 7.3.3.17.5 (Remote Grid) Updates to grid topology to minimize risk of ignition in HFTDs Remote GridWLDFRVegetation ContactAggregated | WLDFR | HFTD - Distribution - Tier 3 - 2QU CoRE ¦ 3QU LoRE | Red Flag Warning - Catastrophic Fires | Vegetation Contact | Aggregated | 2054 | 5.6108e-05 | 279.2931 | 0.015671 | 2054 | Mitigation | 0.95 | 45 | 0 | esc | 0.00097009 | 5.443e-08 | 0.00097009 | 5.443e-08 | 0.0027816 | 7.0162e-11 | 0.0093087 | 4.7105e-09
[120 empty] | 7.3.3.17.5 (Remote Grid) Updates to grid topology to minimize risk of ignition in HFTDs Remote GridWLDFRVegetation ContactAggregated | WLDFR | HFTD - Distribution - Tier 3 - 2QU CoRE ¦ 3QU LoRE | Red Flag Warning - Catastrophic Fires | Vegetation Contact | Aggregated | 2055 | 5.6108e-05 | 279.2931 | 0.015671 | 2055 | Mitigation | 0.95 | 45 | 0 | esc | 0.00097009 | 5.443e-08 | 0.00097009 | 5.443e-08 | 0.0027816 | 7.0162e-11 | 0.0093087 | 4.7105e-09
[120 empty] | 7.3.3.17.5 (Remote Grid) Updates to grid topology to minimize risk of ignition in HFTDs Remote GridWLDFRVegetation ContactAggregated | WLDFR | HFTD - Distribution - Tier 3 - 2QU CoRE ¦ 3QU LoRE | Red Flag Warning - Catastrophic Fires | Vegetation Contact | Aggregated | 2056 | 5.6108e-05 | 279.2931 | 0.015671 | 2056 | Mitigation | 0.95 | 45 | 0 | esc | 0.00097009 | 5.443e-08 | 0.00097009 | 5.443e-08 | 0.0027816 | 7.0162e-11 | 0.0093087 | 4.7105e-09
[120 empty] | 7.3.3.17.5 (Remote Grid) Updates to grid topology to minimize risk of ignition in HFTDs Remote GridWLDFRVegetation ContactAggregated | WLDFR | HFTD - Distribution - Tier 3 - 2QU CoRE ¦ 3QU LoRE | Red Flag Warning - Catastrophic Fires | Vegetation Contact | Aggregated | 2057 | 5.6108e-05 | 279.2931 | 0.015671 | 2057 | Mitigation | 0.95 | 45 | 0 | esc | 0.00097009 | 5.443e-08 | 0.00097009 | 5.443e-08 | 0.0027816 | 7.0162e-11 | 0.0093087 | 4.7105e-09
[120 empty] | 7.3.3.17.5 (Remote Grid) Updates to grid topology to minimize risk of ignition in HFTDs Remote GridWLDFRVegetation ContactAggregated | WLDFR | HFTD - Distribution - Tier 3 - 2QU CoRE ¦ 3QU LoRE | Red Flag Warning - Catastrophic Fires | Vegetation Contact | Aggregated | 2058 | 5.6108e-05 | 279.2931 | 0.015671 | 2058 | Mitigation | 0.95 | 45 | 0 | esc | 0.00097009 | 5.443e-08 | 0.00097009 | 5.443e-08 | 0.0027816 | 7.0162e-11 | 0.0093087 | 4.7105e-09
[120 empty] | 7.3.3.17.5 (Remote Grid) Updates to grid topology to minimize risk of ignition in HFTDs Remote GridWLDFRVegetation ContactAggregated | WLDFR | HFTD - Distribution - Tier 3 - 2QU CoRE ¦ 3QU LoRE | Red Flag Warning - Catastrophic Fires | Vegetation Contact | Aggregated | 2059 | 5.6108e-05 | 279.2931 | 0.015671 | 2059 | Mitigation | 0.95 | 45 | 0 | esc | 0.00097009 | 5.443e-08 | 0.00097009 | 5.443e-08 | 0.0027816 | 7.0162e-11 | 0.0093087 | 4.7105e-09
[120 empty] | 7.3.3.17.5 (Remote Grid) Updates to grid topology to minimize risk of ignition in HFTDs Remote GridWLDFRVegetation ContactAggregated | WLDFR | HFTD - Distribution - Tier 3 - 2QU CoRE ¦ 3QU LoRE | Red Flag Warning - Catastrophic Fires | Vegetation Contact | Aggregated | 2060 | 5.6108e-05 | 279.2931 | 0.015671 | 2060 | Mitigation | 0.95 | 45 | 0 | esc | 0.00097009 | 5.443e-08 | 0.00097009 | 5.443e-08 | 0.0027816 | 7.0162e-11 | 0.0093087 | 4.7105e-09
[120 empty] | 7.3.3.17.5 (Remote Grid) Updates to grid topology to minimize risk of ignition in HFTDs Remote GridWLDFRVegetation ContactAggregated | WLDFR | HFTD - Distribution - Tier 3 - 2QU CoRE ¦ 3QU LoRE | Red Flag Warning - Catastrophic Fires | Vegetation Contact | Aggregated | 2061 | 5.6108e-05 | 279.2931 | 0.015671 | 2061 | Mitigation | 0.95 | 45 | 0 | esc | 0.00097009 | 5.443e-08 | 0.00097009 | 5.443e-08 | 0.0027816 | 7.0162e-11 | 0.0093087 | 4.7105e-09
[120 empty] | 7.3.3.17.5 (Remote Grid) Updates to grid topology to minimize risk of ignition in HFTDs Remote GridWLDFRVegetation ContactAggregated | WLDFR | HFTD - Distribution - Tier 3 - 2QU CoRE ¦ 3QU LoRE | Red Flag Warning - Catastrophic Fires | Vegetation Contact | Aggregated | 2062 | 5.6108e-05 | 279.2931 | 0.015671 | 2062 | Mitigation | 0.95 | 45 | 0 | esc | 0.00097009 | 5.443e-08 | 0.00097009 | 5.443e-08 | 0.0027816 | 7.0162e-11 | 0.0093087 | 4.7105e-09
[120 empty] | 7.3.3.17.5 (Remote Grid) Updates to grid topology to minimize risk of ignition in HFTDs Remote GridWLDFRVegetation ContactAggregated | WLDFR | HFTD - Distribution - Tier 3 - 2QU CoRE ¦ 3QU LoRE | Red Flag Warning - Catastrophic Fires | Vegetation Contact | Aggregated | 2063 | 5.6108e-05 | 279.2931 | 0.015671 | 2063 | Mitigation | 0.95 | 45 | 0 | esc | 0.00097009 | 5.443e-08 | 0.00097009 | 5.443e-08 | 0.0027816 | 7.0162e-11 | 0.0093087 | 4.7105e-09
[120 empty] | 7.3.3.17.5 (Remote Grid) Updates to grid topology to minimize risk of ignition in HFTDs Remote GridWLDFRVegetation ContactAggregated | WLDFR | HFTD - Distribution - Tier 3 - 2QU CoRE ¦ 3QU LoRE | Red Flag Warning - Catastrophic Fires | Vegetation Contact | Aggregated | 2064 | 5.6108e-05 | 279.2931 | 0.015671 | 2064 | Mitigation | 0.95 | 45 | 0 | esc | 0.00097009 | 5.443e-08 | 0.00097009 | 5.443e-08 | 0.0027816 | 7.0162e-11 | 0.0093087 | 4.7105e-09
[120 empty] | 7.3.3.17.5 (Remote Grid) Updates to grid topology to minimize risk of ignition in HFTDs Remote GridWLDFRVegetation ContactAggregated | WLDFR | HFTD - Distribution - Tier 3 - 2QU CoRE ¦ 3QU LoRE | Red Flag Warning - Catastrophic Fires | Vegetation Contact | Aggregated | 2065 | 5.6108e-05 | 279.2931 | 0.015671 | 2065 | Mitigation | 0.95 | 45 | 0 | esc | 0.00097009 | 5.443e-08 | 0.00097009 | 5.443e-08 | 0.0027816 | 7.0162e-11 | 0.0093087 | 4.7105e-09
[120 empty] | 7.3.3.17.5 (Remote Grid) Updates to grid topology to minimize risk of ignition in HFTDs Remote GridWLDFRVegetation ContactAggregated | WLDFR | HFTD - Distribution - Tier 3 - 2QU CoRE ¦ 3QU LoRE | Red Flag Warning - Catastrophic Fires | Vegetation Contact | Aggregated | 2066 | 5.6108e-05 | 279.2931 | 0.015671 | 2066 | Mitigation | 0.95 | 45 | 0 | esc | 0.00097009 | 5.443e-08 | 0.00097009 | 5.443e-08 | 0.0027816 | 7.0162e-11 | 0.0093087 | 4.7105e-09
[120 empty] | 7.3.3.17.5 (Remote Grid) Updates to grid topology to minimize risk of ignition in HFTDs Remote GridWLDFRVegetation ContactAggregated | WLDFR | HFTD - Distribution - Tier 3 - 2QU CoRE ¦ 3QU LoRE | Red Flag Warning - Catastrophic Fires | Vegetation Contact | Aggregated | 2067 | 5.6108e-05 | 279.2931 | 0.015671 | 2067 | Mitigation | 0.95 | 45 | 0 | esc | 0 | 0 | 0.00097009 | 5.443e-08 | 0.0027816 | 7.0162e-11 | 0.0093087 | 4.7105e-09
[120 empty] | 7.3.3.17.5 (Remote Grid) Updates to grid topology to minimize risk of ignition in HFTDs Remote GridWLDFREquipment / facility failureAggregated | WLDFR | HFTD - Distribution - Tier 3 - 2QU CoRE ¦ 3QU LoRE | Red Flag Warning - Destructive Fires | Equipment / facility failure | Aggregated | 2022 | 1.8874e-06 | 279.2931 | 0.00052713 | 2022 | Mitigation | 0.95 | 45 | 0 | esc | 0.00097009 | 1.8309e-09 | 0 | 0 | 0.0027816 | 7.0162e-11 | 0.0093087 | 4.7105e-09
[120 empty] | 7.3.3.17.5 (Remote Grid) Updates to grid topology to minimize risk of ignition in HFTDs Remote GridWLDFREquipment / facility failureAggregated | WLDFR | HFTD - Distribution - Tier 3 - 2QU CoRE ¦ 3QU LoRE | Red Flag Warning - Destructive Fires | Equipment / facility failure | Aggregated | 2023 | 1.8874e-06 | 279.2931 | 0.00052713 | 2023 | Mitigation | 0.95 | 45 | 0 | esc | 0.00097009 | 1.8309e-09 | 0.00097009 | 1.8309e-09 | 0.0027816 | 7.0162e-11 | 0.0093087 | 4.7105e-09
[120 empty] | 7.3.3.17.5 (Remote Grid) Updates to grid topology to minimize risk of ignition in HFTDs Remote GridWLDFREquipment / facility failureAggregated | WLDFR | HFTD - Distribution - Tier 3 - 2QU CoRE ¦ 3QU LoRE | Red Flag Warning - Destructive Fires | Equipment / facility failure | Aggregated | 2024 | 1.8874e-06 | 279.2931 | 0.00052713 | 2024 | Mitigation | 0.95 | 45 | 0 | esc | 0.00097009 | 1.8309e-09 | 0.00097009 | 1.8309e-09 | 0.0027816 | 7.0162e-11 | 0.0093087 | 4.7105e-09
[120 empty] | 7.3.3.17.5 (Remote Grid) Updates to grid topology to minimize risk of ignition in HFTDs Remote GridWLDFREquipment / facility failureAggregated | WLDFR | HFTD - Distribution - Tier 3 - 2QU CoRE ¦ 3QU LoRE | Red Flag Warning - Destructive Fires | Equipment / facility failure | Aggregated | 2025 | 1.8874e-06 | 279.2931 | 0.00052713 | 2025 | Mitigation | 0.95 | 45 | 0 | esc | 0.00097009 | 1.8309e-09 | 0.00097009 | 1.8309e-09 | 0.0027816 | 7.0162e-11 | 0.0093087 | 4.7105e-09
[120 empty] | 7.3.3.17.5 (Remote Grid) Updates to grid topology to minimize risk of ignition in HFTDs Remote GridWLDFREquipment / facility failureAggregated | WLDFR | HFTD - Distribution - Tier 3 - 2QU CoRE ¦ 3QU LoRE | Red Flag Warning - Destructive Fires | Equipment / facility failure | Aggregated | 2026 | 1.8874e-06 | 279.2931 | 0.00052713 | 2026 | Mitigation | 0.95 | 45 | 0 | esc | 0.00097009 | 1.8309e-09 | 0.00097009 | 1.8309e-09 | 0.0027816 | 7.0162e-11 | 0.0093087 | 4.7105e-09
[120 empty] | 7.3.3.17.5 (Remote Grid) Updates to grid topology to minimize risk of ignition in HFTDs Remote GridWLDFREquipment / facility failureAggregated | WLDFR | HFTD - Distribution - Tier 3 - 2QU CoRE ¦ 3QU LoRE | Red Flag Warning - Destructive Fires | Equipment / facility failure | Aggregated | 2027 | 1.8874e-06 | 279.2931 | 0.00052713 | 2027 | Mitigation | 0.95 | 45 | 0 | esc | 0.00097009 | 1.8309e-09 | 0.00097009 | 1.8309e-09 | 0.0027816 | 7.0162e-11 | 0.0093087 | 4.7105e-09
[120 empty] | 7.3.3.17.5 (Remote Grid) Updates to grid topology to minimize risk of ignition in HFTDs Remote GridWLDFREquipment / facility failureAggregated | WLDFR | HFTD - Distribution - Tier 3 - 2QU CoRE ¦ 3QU LoRE | Red Flag Warning - Destructive Fires | Equipment / facility failure | Aggregated | 2028 | 1.8874e-06 | 279.2931 | 0.00052713 | 2028 | Mitigation | 0.95 | 45 | 0 | esc | 0.00097009 | 1.8309e-09 | 0.00097009 | 1.8309e-09 | 0 | 0 | 0.0093087 | 4.7105e-09
[120 empty] | 7.3.3.17.5 (Remote Grid) Updates to grid topology to minimize risk of ignition in HFTDs Remote GridWLDFREquipment / facility failureAggregated | WLDFR | HFTD - Distribution - Tier 3 - 2QU CoRE ¦ 3QU LoRE | Red Flag Warning - Destructive Fires | Equipment / facility failure | Aggregated | 2029 | 1.8874e-06 | 279.2931 | 0.00052713 | 2029 | Mitigation | 0.95 | 45 | 0 | esc | 0.00097009 | 1.8309e-09 | 0.00097009 | 1.8309e-09 | 0.0027816 | 4.766e-12 | 0.0093087 | 4.7105e-09
[120 empty] | 7.3.3.17.5 (Remote Grid) Updates to grid topology to minimize risk of ignition in HFTDs Remote GridWLDFREquipment / facility failureAggregated | WLDFR | HFTD - Distribution - Tier 3 - 2QU CoRE ¦ 3QU LoRE | Red Flag Warning - Destructive Fires | Equipment / facility failure | Aggregated | 2030 | 1.8874e-06 | 279.2931 | 0.00052713 | 2030 | Mitigation | 0.95 | 45 | 0 | esc | 0.00097009 | 1.8309e-09 | 0.00097009 | 1.8309e-09 | 0.0027816 | 4.766e-12 | 0.0093087 | 4.7105e-09
[120 empty] | 7.3.3.17.5 (Remote Grid) Updates to grid topology to minimize risk of ignition in HFTDs Remote GridWLDFREquipment / facility failureAggregated | WLDFR | HFTD - Distribution - Tier 3 - 2QU CoRE ¦ 3QU LoRE | Red Flag Warning - Destructive Fires | Equipment / facility failure | Aggregated | 2031 | 1.8874e-06 | 279.2931 | 0.00052713 | 2031 | Mitigation | 0.95 | 45 | 0 | esc | 0.00097009 | 1.8309e-09 | 0.00097009 | 1.8309e-09 | 0.0027816 | 4.766e-12 | 0.0093087 | 4.7105e-09
[120 empty] | 7.3.3.17.5 (Remote Grid) Updates to grid topology to minimize risk of ignition in HFTDs Remote GridWLDFREquipment / facility failureAggregated | WLDFR | HFTD - Distribution - Tier 3 - 2QU CoRE ¦ 3QU LoRE | Red Flag Warning - Destructive Fires | Equipment / facility failure | Aggregated | 2032 | 1.8874e-06 | 279.2931 | 0.00052713 | 2032 | Mitigation | 0.95 | 45 | 0 | esc | 0.00097009 | 1.8309e-09 | 0.00097009 | 1.8309e-09 | 0.0027816 | 4.766e-12 | 0.0093087 | 4.7105e-09
[120 empty] | 7.3.3.17.5 (Remote Grid) Updates to grid topology to minimize risk of ignition in HFTDs Remote GridWLDFREquipment / facility failureAggregated | WLDFR | HFTD - Distribution - Tier 3 - 2QU CoRE ¦ 3QU LoRE | Red Flag Warning - Destructive Fires | Equipment / facility failure | Aggregated | 2033 | 1.8874e-06 | 279.2931 | 0.00052713 | 2033 | Mitigation | 0.95 | 45 | 0 | esc | 0.00097009 | 1.8309e-09 | 0.00097009 | 1.8309e-09 | 0.0027816 | 4.766e-12 | 0.0093087 | 4.7105e-09
[120 empty] | 7.3.3.17.5 (Remote Grid) Updates to grid topology to minimize risk of ignition in HFTDs Remote GridWLDFREquipment / facility failureAggregated | WLDFR | HFTD - Distribution - Tier 3 - 2QU CoRE ¦ 3QU LoRE | Red Flag Warning - Destructive Fires | Equipment / facility failure | Aggregated | 2034 | 1.8874e-06 | 279.2931 | 0.00052713 | 2034 | Mitigation | 0.95 | 45 | 0 | esc | 0.00097009 | 1.8309e-09 | 0.00097009 | 1.8309e-09 | 0.0027816 | 4.766e-12 | 0 | 0
[120 empty] | 7.3.3.17.5 (Remote Grid) Updates to grid topology to minimize risk of ignition in HFTDs Remote GridWLDFREquipment / facility failureAggregated | WLDFR | HFTD - Distribution - Tier 3 - 2QU CoRE ¦ 3QU LoRE | Red Flag Warning - Destructive Fires | Equipment / facility failure | Aggregated | 2035 | 1.8874e-06 | 279.2931 | 0.00052713 | 2035 | Mitigation | 0.95 | 45 | 0 | esc | 0.00097009 | 1.8309e-09 | 0.00097009 | 1.8309e-09 | 0.0027816 | 4.766e-12 | 0 | 0
[120 empty] | 7.3.3.17.5 (Remote Grid) Updates to grid topology to minimize risk of ignition in HFTDs Remote GridWLDFREquipment / facility failureAggregated | WLDFR | HFTD - Distribution - Tier 3 - 2QU CoRE ¦ 3QU LoRE | Red Flag Warning - Destructive Fires | Equipment / facility failure | Aggregated | 2036 | 1.8874e-06 | 279.2931 | 0.00052713 | 2036 | Mitigation | 0.95 | 45 | 0 | esc | 0.00097009 | 1.8309e-09 | 0.00097009 | 1.8309e-09 | 0.0027816 | 4.766e-12 | 0.0083522 | 8.8704e-10
[120 empty] | 7.3.3.17.5 (Remote Grid) Updates to grid topology to minimize risk of ignition in HFTDs Remote GridWLDFREquipment / facility failureAggregated | WLDFR | HFTD - Distribution - Tier 3 - 2QU CoRE ¦ 3QU LoRE | Red Flag Warning - Destructive Fires | Equipment / facility failure | Aggregated | 2037 | 1.8874e-06 | 279.2931 | 0.00052713 | 2037 | Mitigation | 0.95 | 45 | 0 | esc | 0.00097009 | 1.8309e-09 | 0.00097009 | 1.8309e-09 | 0.0027816 | 4.766e-12 | 0.0083522 | 8.8704e-10
[120 empty] | 7.3.3.17.5 (Remote Grid) Updates to grid topology to minimize risk of ignition in HFTDs Remote GridWLDFREquipment / facility failureAggregated | WLDFR | HFTD - Distribution - Tier 3 - 2QU CoRE ¦ 3QU LoRE | Red Flag Warning - Destructive Fires | Equipment / facility failure | Aggregated | 2038 | 1.8874e-06 | 279.2931 | 0.00052713 | 2038 | Mitigation | 0.95 | 45 | 0 | esc | 0.00097009 | 1.8309e-09 | 0.00097009 | 1.8309e-09 | 0.0027816 | 4.766e-12 | 0.0083522 | 8.8704e-10
[120 empty] | 7.3.3.17.5 (Remote Grid) Updates to grid topology to minimize risk of ignition in HFTDs Remote GridWLDFREquipment / facility failureAggregated | WLDFR | HFTD - Distribution - Tier 3 - 2QU CoRE ¦ 3QU LoRE | Red Flag Warning - Destructive Fires | Equipment / facility failure | Aggregated | 2039 | 1.8874e-06 | 279.2931 | 0.00052713 | 2039 | Mitigation | 0.95 | 45 | 0 | esc | 0.00097009 | 1.8309e-09 | 0.00097009 | 1.8309e-09 | 0.0027816 | 4.766e-12 | 0.0083522 | 8.8704e-10
[120 empty] | 7.3.3.17.5 (Remote Grid) Updates to grid topology to minimize risk of ignition in HFTDs Remote GridWLDFREquipment / facility failureAggregated | WLDFR | HFTD - Distribution - Tier 3 - 2QU CoRE ¦ 3QU LoRE | Red Flag Warning - Destructive Fires | Equipment / facility failure | Aggregated | 2040 | 1.8874e-06 | 279.2931 | 0.00052713 | 2040 | Mitigation | 0.95 | 45 | 0 | esc | 0.00097009 | 1.8309e-09 | 0.00097009 | 1.8309e-09 | 0.0027816 | 4.766e-12 | 0.0083522 | 8.8704e-10
[120 empty] | 7.3.3.17.5 (Remote Grid) Updates to grid topology to minimize risk of ignition in HFTDs Remote GridWLDFREquipment / facility failureAggregated | WLDFR | HFTD - Distribution - Tier 3 - 2QU CoRE ¦ 3QU LoRE | Red Flag Warning - Destructive Fires | Equipment / facility failure | Aggregated | 2041 | 1.8874e-06 | 279.2931 | 0.00052713 | 2041 | Mitigation | 0.95 | 45 | 0 | esc | 0.00097009 | 1.8309e-09 | 0.00097009 | 1.8309e-09 | 0.0027816 | 4.766e-12 | 0.0083522 | 8.8704e-10
[120 empty] | 7.3.3.17.5 (Remote Grid) Updates to grid topology to minimize risk of ignition in HFTDs Remote GridWLDFREquipment / facility failureAggregated | WLDFR | HFTD - Distribution - Tier 3 - 2QU CoRE ¦ 3QU LoRE | Red Flag Warning - Destructive Fires | Equipment / facility failure | Aggregated | 2042 | 1.8874e-06 | 279.2931 | 0.00052713 | 2042 | Mitigation | 0.95 | 45 | 0 | esc | 0.00097009 | 1.8309e-09 | 0.00097009 | 1.8309e-09 | 0.0027816 | 4.766e-12 | 0.0083522 | 8.8704e-10
[120 empty] | 7.3.3.17.5 (Remote Grid) Updates to grid topology to minimize risk of ignition in HFTDs Remote GridWLDFREquipment / facility failureAggregated | WLDFR | HFTD - Distribution - Tier 3 - 2QU CoRE ¦ 3QU LoRE | Red Flag Warning - Destructive Fires | Equipment / facility failure | Aggregated | 2043 | 1.8874e-06 | 279.2931 | 0.00052713 | 2043 | Mitigation | 0.95 | 45 | 0 | esc | 0.00097009 | 1.8309e-09 | 0.00097009 | 1.8309e-09 | 0.0027816 | 4.766e-12 | 0.0083522 | 8.8704e-10
[120 empty] | 7.3.3.17.5 (Remote Grid) Updates to grid topology to minimize risk of ignition in HFTDs Remote GridWLDFREquipment / facility failureAggregated | WLDFR | HFTD - Distribution - Tier 3 - 2QU CoRE ¦ 3QU LoRE | Red Flag Warning - Destructive Fires | Equipment / facility failure | Aggregated | 2044 | 1.8874e-06 | 279.2931 | 0.00052713 | 2044 | Mitigation | 0.95 | 45 | 0 | esc | 0.00097009 | 1.8309e-09 | 0.00097009 | 1.8309e-09 | 0.0027816 | 4.766e-12 | 0.0083522 | 8.8704e-10
[120 empty] | 7.3.3.17.5 (Remote Grid) Updates to grid topology to minimize risk of ignition in HFTDs Remote GridWLDFREquipment / facility failureAggregated | WLDFR | HFTD - Distribution - Tier 3 - 2QU CoRE ¦ 3QU LoRE | Red Flag Warning - Destructive Fires | Equipment / facility failure | Aggregated | 2045 | 1.8874e-06 | 279.2931 | 0.00052713 | 2045 | Mitigation | 0.95 | 45 | 0 | esc | 0.00097009 | 1.8309e-09 | 0.00097009 | 1.8309e-09 | 0.0027816 | 4.766e-12 | 0.0083522 | 8.8704e-10
[120 empty] | 7.3.3.17.5 (Remote Grid) Updates to grid topology to minimize risk of ignition in HFTDs Remote GridWLDFREquipment / facility failureAggregated | WLDFR | HFTD - Distribution - Tier 3 - 2QU CoRE ¦ 3QU LoRE | Red Flag Warning - Destructive Fires | Equipment / facility failure | Aggregated | 2046 | 1.8874e-06 | 279.2931 | 0.00052713 | 2046 | Mitigation | 0.95 | 45 | 0 | esc | 0.00097009 | 1.8309e-09 | 0.00097009 | 1.8309e-09 | 0.0027816 | 4.766e-12 | 0.0083522 | 8.8704e-10
[120 empty] | 7.3.3.17.5 (Remote Grid) Updates to grid topology to minimize risk of ignition in HFTDs Remote GridWLDFREquipment / facility failureAggregated | WLDFR | HFTD - Distribution - Tier 3 - 2QU CoRE ¦ 3QU LoRE | Red Flag Warning - Destructive Fires | Equipment / facility failure | Aggregated | 2047 | 1.8874e-06 | 279.2931 | 0.00052713 | 2047 | Mitigation | 0.95 | 45 | 0 | esc | 0.00097009 | 1.8309e-09 | 0.00097009 | 1.8309e-09 | 0.0027816 | 4.766e-12 | 0.0083522 | 8.8704e-10
[120 empty] | 7.3.3.17.5 (Remote Grid) Updates to grid topology to minimize risk of ignition in HFTDs Remote GridWLDFREquipment / facility failureAggregated | WLDFR | HFTD - Distribution - Tier 3 - 2QU CoRE ¦ 3QU LoRE | Red Flag Warning - Destructive Fires | Equipment / facility failure | Aggregated | 2048 | 1.8874e-06 | 279.2931 | 0.00052713 | 2048 | Mitigation | 0.95 | 45 | 0 | esc | 0.00097009 | 1.8309e-09 | 0.00097009 | 1.8309e-09 | 0.0027816 | 4.766e-12 | 0.0083522 | 8.8704e-10
[120 empty] | 7.3.3.17.5 (Remote Grid) Updates to grid topology to minimize risk of ignition in HFTDs Remote GridWLDFREquipment / facility failureAggregated | WLDFR | HFTD - Distribution - Tier 3 - 2QU CoRE ¦ 3QU LoRE | Red Flag Warning - Destructive Fires | Equipment / facility failure | Aggregated | 2049 | 1.8874e-06 | 279.2931 | 0.00052713 | 2049 | Mitigation | 0.95 | 45 | 0 | esc | 0.00097009 | 1.8309e-09 | 0.00097009 | 1.8309e-09 | 0.0027816 | 4.766e-12 | 0.0083522 | 8.8704e-10
[120 empty] | 7.3.3.17.5 (Remote Grid) Updates to grid topology to minimize risk of ignition in HFTDs Remote GridWLDFREquipment / facility failureAggregated | WLDFR | HFTD - Distribution - Tier 3 - 2QU CoRE ¦ 3QU LoRE | Red Flag Warning - Destructive Fires | Equipment / facility failure | Aggregated | 2050 | 1.8874e-06 | 279.2931 | 0.00052713 | 2050 | Mitigation | 0.95 | 45 | 0 | esc | 0.00097009 | 1.8309e-09 | 0.00097009 | 1.8309e-09 | 0.0027816 | 4.766e-12 | 0.0083522 | 8.8704e-10
[120 empty] | 7.3.3.17.5 (Remote Grid) Updates to grid topology to minimize risk of ignition in HFTDs Remote GridWLDFREquipment / facility failureAggregated | WLDFR | HFTD - Distribution - Tier 3 - 2QU CoRE ¦ 3QU LoRE | Red Flag Warning - Destructive Fires | Equipment / facility failure | Aggregated | 2051 | 1.8874e-06 | 279.2931 | 0.00052713 | 2051 | Mitigation | 0.95 | 45 | 0 | esc | 0.00097009 | 1.8309e-09 | 0.00097009 | 1.8309e-09 | 0.0027816 | 4.766e-12 | 0.0083522 | 8.8704e-10
[120 empty] | 7.3.3.17.5 (Remote Grid) Updates to grid topology to minimize risk of ignition in HFTDs Remote GridWLDFREquipment / facility failureAggregated | WLDFR | HFTD - Distribution - Tier 3 - 2QU CoRE ¦ 3QU LoRE | Red Flag Warning - Destructive Fires | Equipment / facility failure | Aggregated | 2052 | 1.8874e-06 | 279.2931 | 0.00052713 | 2052 | Mitigation | 0.95 | 45 | 0 | esc | 0.00097009 | 1.8309e-09 | 0.00097009 | 1.8309e-09 | 0.0027816 | 4.766e-12 | 0.0083522 | 8.8704e-10
[120 empty] | 7.3.3.17.5 (Remote Grid) Updates to grid topology to minimize risk of ignition in HFTDs Remote GridWLDFREquipment / facility failureAggregated | WLDFR | HFTD - Distribution - Tier 3 - 2QU CoRE ¦ 3QU LoRE | Red Flag Warning - Destructive Fires | Equipment / facility failure | Aggregated | 2053 | 1.8874e-06 | 279.2931 | 0.00052713 | 2053 | Mitigation | 0.95 | 45 | 0 | esc | 0.00097009 | 1.8309e-09 | 0.00097009 | 1.8309e-09 | 0.0027816 | 4.766e-12 | 0.0083522 | 8.8704e-10
[120 empty] | 7.3.3.17.5 (Remote Grid) Updates to grid topology to minimize risk of ignition in HFTDs Remote GridWLDFREquipment / facility failureAggregated | WLDFR | HFTD - Distribution - Tier 3 - 2QU CoRE ¦ 3QU LoRE | Red Flag Warning - Destructive Fires | Equipment / facility failure | Aggregated | 2054 | 1.8874e-06 | 279.2931 | 0.00052713 | 2054 | Mitigation | 0.95 | 45 | 0 | esc | 0.00097009 | 1.8309e-09 | 0.00097009 | 1.8309e-09 | 0.0027816 | 4.766e-12 | 0.0083522 | 8.8704e-10
[120 empty] | 7.3.3.17.5 (Remote Grid) Updates to grid topology to minimize risk of ignition in HFTDs Remote GridWLDFREquipment / facility failureAggregated | WLDFR | HFTD - Distribution - Tier 3 - 2QU CoRE ¦ 3QU LoRE | Red Flag Warning - Destructive Fires | Equipment / facility failure | Aggregated | 2055 | 1.8874e-06 | 279.2931 | 0.00052713 | 2055 | Mitigation | 0.95 | 45 | 0 | esc | 0.00097009 | 1.8309e-09 | 0.00097009 | 1.8309e-09 | 0.0027816 | 4.766e-12 | 0.0083522 | 8.8704e-10
[120 empty] | 7.3.3.17.5 (Remote Grid) Updates to grid topology to minimize risk of ignition in HFTDs Remote GridWLDFREquipment / facility failureAggregated | WLDFR | HFTD - Distribution - Tier 3 - 2QU CoRE ¦ 3QU LoRE | Red Flag Warning - Destructive Fires | Equipment / facility failure | Aggregated | 2056 | 1.8874e-06 | 279.2931 | 0.00052713 | 2056 | Mitigation | 0.95 | 45 | 0 | esc | 0.00097009 | 1.8309e-09 | 0.00097009 | 1.8309e-09 | 0.0027816 | 4.766e-12 | 0.0083522 | 8.8704e-10
[120 empty] | 7.3.3.17.5 (Remote Grid) Updates to grid topology to minimize risk of ignition in HFTDs Remote GridWLDFREquipment / facility failureAggregated | WLDFR | HFTD - Distribution - Tier 3 - 2QU CoRE ¦ 3QU LoRE | Red Flag Warning - Destructive Fires | Equipment / facility failure | Aggregated | 2057 | 1.8874e-06 | 279.2931 | 0.00052713 | 2057 | Mitigation | 0.95 | 45 | 0 | esc | 0.00097009 | 1.8309e-09 | 0.00097009 | 1.8309e-09 | 0.0027816 | 4.766e-12 | 0.0083522 | 8.8704e-10
[120 empty] | 7.3.3.17.5 (Remote Grid) Updates to grid topology to minimize risk of ignition in HFTDs Remote GridWLDFREquipment / facility failureAggregated | WLDFR | HFTD - Distribution - Tier 3 - 2QU CoRE ¦ 3QU LoRE | Red Flag Warning - Destructive Fires | Equipment / facility failure | Aggregated | 2058 | 1.8874e-06 | 279.2931 | 0.00052713 | 2058 | Mitigation | 0.95 | 45 | 0 | esc | 0.00097009 | 1.8309e-09 | 0.00097009 | 1.8309e-09 | 0.0027816 | 4.766e-12 | 0.0083522 | 8.8704e-10
[120 empty] | 7.3.3.17.5 (Remote Grid) Updates to grid topology to minimize risk of ignition in HFTDs Remote GridWLDFREquipment / facility failureAggregated | WLDFR | HFTD - Distribution - Tier 3 - 2QU CoRE ¦ 3QU LoRE | Red Flag Warning - Destructive Fires | Equipment / facility failure | Aggregated | 2059 | 1.8874e-06 | 279.2931 | 0.00052713 | 2059 | Mitigation | 0.95 | 45 | 0 | esc | 0.00097009 | 1.8309e-09 | 0.00097009 | 1.8309e-09 | 0.0027816 | 4.766e-12 | 0.0083522 | 8.8704e-10
[120 empty] | 7.3.3.17.5 (Remote Grid) Updates to grid topology to minimize risk of ignition in HFTDs Remote GridWLDFREquipment / facility failureAggregated | WLDFR | HFTD - Distribution - Tier 3 - 2QU CoRE ¦ 3QU LoRE | Red Flag Warning - Destructive Fires | Equipment / facility failure | Aggregated | 2060 | 1.8874e-06 | 279.2931 | 0.00052713 | 2060 | Mitigation | 0.95 | 45 | 0 | esc | 0.00097009 | 1.8309e-09 | 0.00097009 | 1.8309e-09 | 0.0027816 | 4.766e-12 | 0.0083522 | 8.8704e-10
[120 empty] | 7.3.3.17.5 (Remote Grid) Updates to grid topology to minimize risk of ignition in HFTDs Remote GridWLDFREquipment / facility failureAggregated | WLDFR | HFTD - Distribution - Tier 3 - 2QU CoRE ¦ 3QU LoRE | Red Flag Warning - Destructive Fires | Equipment / facility failure | Aggregated | 2061 | 1.8874e-06 | 279.2931 | 0.00052713 | 2061 | Mitigation | 0.95 | 45 | 0 | esc | 0.00097009 | 1.8309e-09 | 0.00097009 | 1.8309e-09 | 0.0027816 | 4.766e-12 | 0.0083522 | 8.8704e-10
[120 empty] | 7.3.3.17.5 (Remote Grid) Updates to grid topology to minimize risk of ignition in HFTDs Remote GridWLDFREquipment / facility failureAggregated | WLDFR | HFTD - Distribution - Tier 3 - 2QU CoRE ¦ 3QU LoRE | Red Flag Warning - Destructive Fires | Equipment / facility failure | Aggregated | 2062 | 1.8874e-06 | 279.2931 | 0.00052713 | 2062 | Mitigation | 0.95 | 45 | 0 | esc | 0.00097009 | 1.8309e-09 | 0.00097009 | 1.8309e-09 | 0.0027816 | 4.766e-12 | 0.0083522 | 8.8704e-10
[120 empty] | 7.3.3.17.5 (Remote Grid) Updates to grid topology to minimize risk of ignition in HFTDs Remote GridWLDFREquipment / facility failureAggregated | WLDFR | HFTD - Distribution - Tier 3 - 2QU CoRE ¦ 3QU LoRE | Red Flag Warning - Destructive Fires | Equipment / facility failure | Aggregated | 2063 | 1.8874e-06 | 279.2931 | 0.00052713 | 2063 | Mitigation | 0.95 | 45 | 0 | esc | 0.00097009 | 1.8309e-09 | 0.00097009 | 1.8309e-09 | 0.0027816 | 4.766e-12 | 0.0083522 | 8.8704e-10
[120 empty] | 7.3.3.17.5 (Remote Grid) Updates to grid topology to minimize risk of ignition in HFTDs Remote GridWLDFREquipment / facility failureAggregated | WLDFR | HFTD - Distribution - Tier 3 - 2QU CoRE ¦ 3QU LoRE | Red Flag Warning - Destructive Fires | Equipment / facility failure | Aggregated | 2064 | 1.8874e-06 | 279.2931 | 0.00052713 | 2064 | Mitigation | 0.95 | 45 | 0 | esc | 0.00097009 | 1.8309e-09 | 0.00097009 | 1.8309e-09 | 0.0027816 | 4.766e-12 | 0.0083522 | 8.8704e-10
[120 empty] | 7.3.3.17.5 (Remote Grid) Updates to grid topology to minimize risk of ignition in HFTDs Remote GridWLDFREquipment / facility failureAggregated | WLDFR | HFTD - Distribution - Tier 3 - 2QU CoRE ¦ 3QU LoRE | Red Flag Warning - Destructive Fires | Equipment / facility failure | Aggregated | 2065 | 1.8874e-06 | 279.2931 | 0.00052713 | 2065 | Mitigation | 0.95 | 45 | 0 | esc | 0.00097009 | 1.8309e-09 | 0.00097009 | 1.8309e-09 | 0.0027816 | 4.766e-12 | 0.0083522 | 8.8704e-10
[120 empty] | 7.3.3.17.5 (Remote Grid) Updates to grid topology to minimize risk of ignition in HFTDs Remote GridWLDFREquipment / facility failureAggregated | WLDFR | HFTD - Distribution - Tier 3 - 2QU CoRE ¦ 3QU LoRE | Red Flag Warning - Destructive Fires | Equipment / facility failure | Aggregated | 2066 | 1.8874e-06 | 279.2931 | 0.00052713 | 2066 | Mitigation | 0.95 | 45 | 0 | esc | 0.00097009 | 1.8309e-09 | 0.00097009 | 1.8309e-09 | 0.0027816 | 4.766e-12 | 0 | 0
[120 empty] | 7.3.3.17.5 (Remote Grid) Updates to grid topology to minimize risk of ignition in HFTDs Remote GridWLDFREquipment / facility failureAggregated | WLDFR | HFTD - Distribution - Tier 3 - 2QU CoRE ¦ 3QU LoRE | Red Flag Warning - Destructive Fires | Equipment / facility failure | Aggregated | 2067 | 1.8874e-06 | 279.2931 | 0.00052713 | 2067 | Mitigation | 0.95 | 45 | 0 | esc | 0 | 0 | 0.00097009 | 1.8309e-09 | 0.0027816 | 4.766e-12 | 0 | 0
[120 empty] | 7.3.3.17.5 (Remote Grid) Updates to grid topology to minimize risk of ignition in HFTDs Remote GridWLDFRVegetation ContactAggregated | WLDFR | HFTD - Distribution - Tier 3 - 2QU CoRE ¦ 3QU LoRE | Red Flag Warning - Destructive Fires | Vegetation Contact | Aggregated | 2022 | 6.8404e-06 | 279.2931 | 0.0019105 | 2022 | Mitigation | 0.95 | 45 | 0 | esc | 0.00097009 | 6.6358e-09 | 0 | 0 | 0.0027816 | 4.766e-12 | 0.0092336 | 8.4881e-11
[120 empty] | 7.3.3.17.5 (Remote Grid) Updates to grid topology to minimize risk of ignition in HFTDs Remote GridWLDFRVegetation ContactAggregated | WLDFR | HFTD - Distribution - Tier 3 - 2QU CoRE ¦ 3QU LoRE | Red Flag Warning - Destructive Fires | Vegetation Contact | Aggregated | 2023 | 6.8404e-06 | 279.2931 | 0.0019105 | 2023 | Mitigation | 0.95 | 45 | 0 | esc | 0.00097009 | 6.6358e-09 | 0.00097009 | 6.6358e-09 | 0.0027816 | 4.766e-12 | 0.0092336 | 8.4881e-11
[120 empty] | 7.3.3.17.5 (Remote Grid) Updates to grid topology to minimize risk of ignition in HFTDs Remote GridWLDFRVegetation ContactAggregated | WLDFR | HFTD - Distribution - Tier 3 - 2QU CoRE ¦ 3QU LoRE | Red Flag Warning - Destructive Fires | Vegetation Contact | Aggregated | 2024 | 6.8404e-06 | 279.2931 | 0.0019105 | 2024 | Mitigation | 0.95 | 45 | 0 | esc | 0.00097009 | 6.6358e-09 | 0.00097009 | 6.6358e-09 | 0.0027816 | 4.766e-12 | 0.0092336 | 8.4881e-11
[120 empty] | 7.3.3.17.5 (Remote Grid) Updates to grid topology to minimize risk of ignition in HFTDs Remote GridWLDFRVegetation ContactAggregated | WLDFR | HFTD - Distribution - Tier 3 - 2QU CoRE ¦ 3QU LoRE | Red Flag Warning - Destructive Fires | Vegetation Contact | Aggregated | 2025 | 6.8404e-06 | 279.2931 | 0.0019105 | 2025 | Mitigation | 0.95 | 45 | 0 | esc | 0.00097009 | 6.6358e-09 | 0.00097009 | 6.6358e-09 | 0.0027816 | 4.766e-12 | 0.0092336 | 8.4881e-11
[120 empty] | 7.3.3.17.5 (Remote Grid) Updates to grid topology to minimize risk of ignition in HFTDs Remote GridWLDFRVegetation ContactAggregated | WLDFR | HFTD - Distribution - Tier 3 - 2QU CoRE ¦ 3QU LoRE | Red Flag Warning - Destructive Fires | Vegetation Contact | Aggregated | 2026 | 6.8404e-06 | 279.2931 | 0.0019105 | 2026 | Mitigation | 0.95 | 45 | 0 | esc | 0.00097009 | 6.6358e-09 | 0.00097009 | 6.6358e-09 | 0.0027816 | 4.766e-12 | 0.0092336 | 8.4881e-11
[120 empty] | 7.3.3.17.5 (Remote Grid) Updates to grid topology to minimize risk of ignition in HFTDs Remote GridWLDFRVegetation ContactAggregated | WLDFR | HFTD - Distribution - Tier 3 - 2QU CoRE ¦ 3QU LoRE | Red Flag Warning - Destructive Fires | Vegetation Contact | Aggregated | 2027 | 6.8404e-06 | 279.2931 | 0.0019105 | 2027 | Mitigation | 0.95 | 45 | 0 | esc | 0.00097009 | 6.6358e-09 | 0.00097009 | 6.6358e-09 | 0.0027816 | 4.766e-12 | 0.0092336 | 8.4881e-11
[120 empty] | 7.3.3.17.5 (Remote Grid) Updates to grid topology to minimize risk of ignition in HFTDs Remote GridWLDFRVegetation ContactAggregated | WLDFR | HFTD - Distribution - Tier 3 - 2QU CoRE ¦ 3QU LoRE | Red Flag Warning - Destructive Fires | Vegetation Contact | Aggregated | 2028 | 6.8404e-06 | 279.2931 | 0.0019105 | 2028 | Mitigation | 0.95 | 45 | 0 | esc | 0.00097009 | 6.6358e-09 | 0.00097009 | 6.6358e-09 | 0.0027816 | 4.766e-12 | 0.0092336 | 8.4881e-11
[120 empty] | 7.3.3.17.5 (Remote Grid) Updates to grid topology to minimize risk of ignition in HFTDs Remote GridWLDFRVegetation ContactAggregated | WLDFR | HFTD - Distribution - Tier 3 - 2QU CoRE ¦ 3QU LoRE | Red Flag Warning - Destructive Fires | Vegetation Contact | Aggregated | 2029 | 6.8404e-06 | 279.2931 | 0.0019105 | 2029 | Mitigation | 0.95 | 45 | 0 | esc | 0.00097009 | 6.6358e-09 | 0.00097009 | 6.6358e-09 | 0.0027816 | 4.766e-12 | 0.0092336 | 8.4881e-11
[120 empty] | 7.3.3.17.5 (Remote Grid) Updates to grid topology to minimize risk of ignition in HFTDs Remote GridWLDFRVegetation ContactAggregated | WLDFR | HFTD - Distribution - Tier 3 - 2QU CoRE ¦ 3QU LoRE | Red Flag Warning - Destructive Fires | Vegetation Contact | Aggregated | 2030 | 6.8404e-06 | 279.2931 | 0.0019105 | 2030 | Mitigation | 0.95 | 45 | 0 | esc | 0.00097009 | 6.6358e-09 | 0.00097009 | 6.6358e-09 | 0.0027816 | 4.766e-12 | 0.0092336 | 8.4881e-11
[120 empty] | 7.3.3.17.5 (Remote Grid) Updates to grid topology to minimize risk of ignition in HFTDs Remote GridWLDFRVegetation ContactAggregated | WLDFR | HFTD - Distribution - Tier 3 - 2QU CoRE ¦ 3QU LoRE | Red Flag Warning - Destructive Fires | Vegetation Contact | Aggregated | 2031 | 6.8404e-06 | 279.2931 | 0.0019105 | 2031 | Mitigation | 0.95 | 45 | 0 | esc | 0.00097009 | 6.6358e-09 | 0.00097009 | 6.6358e-09 | 0.0027816 | 4.766e-12 | 0.0092336 | 8.4881e-11
[120 empty] | 7.3.3.17.5 (Remote Grid) Updates to grid topology to minimize risk of ignition in HFTDs Remote GridWLDFRVegetation ContactAggregated | WLDFR | HFTD - Distribution - Tier 3 - 2QU CoRE ¦ 3QU LoRE | Red Flag Warning - Destructive Fires | Vegetation Contact | Aggregated | 2032 | 6.8404e-06 | 279.2931 | 0.0019105 | 2032 | Mitigation | 0.95 | 45 | 0 | esc | 0.00097009 | 6.6358e-09 | 0.00097009 | 6.6358e-09 | 0 | 0 | 0.0092336 | 8.4881e-11
[120 empty] | 7.3.3.17.5 (Remote Grid) Updates to grid topology to minimize risk of ignition in HFTDs Remote GridWLDFRVegetation ContactAggregated | WLDFR | HFTD - Distribution - Tier 3 - 2QU CoRE ¦ 3QU LoRE | Red Flag Warning - Destructive Fires | Vegetation Contact | Aggregated | 2033 | 6.8404e-06 | 279.2931 | 0.0019105 | 2033 | Mitigation | 0.95 | 45 | 0 | esc | 0.00097009 | 6.6358e-09 | 0.00097009 | 6.6358e-09 | 0.0027816 | 1.783e-10 | 0.0092336 | 8.4881e-11
[120 empty] | 7.3.3.17.5 (Remote Grid) Updates to grid topology to minimize risk of ignition in HFTDs Remote GridWLDFRVegetation ContactAggregated | WLDFR | HFTD - Distribution - Tier 3 - 2QU CoRE ¦ 3QU LoRE | Red Flag Warning - Destructive Fires | Vegetation Contact | Aggregated | 2034 | 6.8404e-06 | 279.2931 | 0.0019105 | 2034 | Mitigation | 0.95 | 45 | 0 | esc | 0.00097009 | 6.6358e-09 | 0.00097009 | 6.6358e-09 | 0.0027816 | 1.783e-10 | 0.0092336 | 8.4881e-11
[120 empty] | 7.3.3.17.5 (Remote Grid) Updates to grid topology to minimize risk of ignition in HFTDs Remote GridWLDFRVegetation ContactAggregated | WLDFR | HFTD - Distribution - Tier 3 - 2QU CoRE ¦ 3QU LoRE | Red Flag Warning - Destructive Fires | Vegetation Contact | Aggregated | 2035 | 6.8404e-06 | 279.2931 | 0.0019105 | 2035 | Mitigation | 0.95 | 45 | 0 | esc | 0.00097009 | 6.6358e-09 | 0.00097009 | 6.6358e-09 | 0.0027816 | 1.783e-10 | 0.0092336 | 8.4881e-11
[120 empty] | 7.3.3.17.5 (Remote Grid) Updates to grid topology to minimize risk of ignition in HFTDs Remote GridWLDFRVegetation ContactAggregated | WLDFR | HFTD - Distribution - Tier 3 - 2QU CoRE ¦ 3QU LoRE | Red Flag Warning - Destructive Fires | Vegetation Contact | Aggregated | 2036 | 6.8404e-06 | 279.2931 | 0.0019105 | 2036 | Mitigation | 0.95 | 45 | 0 | esc | 0.00097009 | 6.6358e-09 | 0.00097009 | 6.6358e-09 | 0.0027816 | 1.783e-10 | 0.0092336 | 8.4881e-11
[120 empty] | 7.3.3.17.5 (Remote Grid) Updates to grid topology to minimize risk of ignition in HFTDs Remote GridWLDFRVegetation ContactAggregated | WLDFR | HFTD - Distribution - Tier 3 - 2QU CoRE ¦ 3QU LoRE | Red Flag Warning - Destructive Fires | Vegetation Contact | Aggregated | 2037 | 6.8404e-06 | 279.2931 | 0.0019105 | 2037 | Mitigation | 0.95 | 45 | 0 | esc | 0.00097009 | 6.6358e-09 | 0.00097009 | 6.6358e-09 | 0.0027816 | 1.783e-10 | 0.0092336 | 8.4881e-11
[120 empty] | 7.3.3.17.5 (Remote Grid) Updates to grid topology to minimize risk of ignition in HFTDs Remote GridWLDFRVegetation ContactAggregated | WLDFR | HFTD - Distribution - Tier 3 - 2QU CoRE ¦ 3QU LoRE | Red Flag Warning - Destructive Fires | Vegetation Contact | Aggregated | 2038 | 6.8404e-06 | 279.2931 | 0.0019105 | 2038 | Mitigation | 0.95 | 45 | 0 | esc | 0.00097009 | 6.6358e-09 | 0.00097009 | 6.6358e-09 | 0.0027816 | 1.783e-10 | 0.0092336 | 8.4881e-11
[120 empty] | 7.3.3.17.5 (Remote Grid) Updates to grid topology to minimize risk of ignition in HFTDs Remote GridWLDFRVegetation ContactAggregated | WLDFR | HFTD - Distribution - Tier 3 - 2QU CoRE ¦ 3QU LoRE | Red Flag Warning - Destructive Fires | Vegetation Contact | Aggregated | 2039 | 6.8404e-06 | 279.2931 | 0.0019105 | 2039 | Mitigation | 0.95 | 45 | 0 | esc | 0.00097009 | 6.6358e-09 | 0.00097009 | 6.6358e-09 | 0.0027816 | 1.783e-10 | 0.0092336 | 8.4881e-11
[120 empty] | 7.3.3.17.5 (Remote Grid) Updates to grid topology to minimize risk of ignition in HFTDs Remote GridWLDFRVegetation ContactAggregated | WLDFR | HFTD - Distribution - Tier 3 - 2QU CoRE ¦ 3QU LoRE | Red Flag Warning - Destructive Fires | Vegetation Contact | Aggregated | 2040 | 6.8404e-06 | 279.2931 | 0.0019105 | 2040 | Mitigation | 0.95 | 45 | 0 | esc | 0.00097009 | 6.6358e-09 | 0.00097009 | 6.6358e-09 | 0.0027816 | 1.783e-10 | 0.0092336 | 8.4881e-11
[120 empty] | 7.3.3.17.5 (Remote Grid) Updates to grid topology to minimize risk of ignition in HFTDs Remote GridWLDFRVegetation ContactAggregated | WLDFR | HFTD - Distribution - Tier 3 - 2QU CoRE ¦ 3QU LoRE | Red Flag Warning - Destructive Fires | Vegetation Contact | Aggregated | 2041 | 6.8404e-06 | 279.2931 | 0.0019105 | 2041 | Mitigation | 0.95 | 45 | 0 | esc | 0.00097009 | 6.6358e-09 | 0.00097009 | 6.6358e-09 | 0.0027816 | 1.783e-10 | 0.0092336 | 8.4881e-11
[120 empty] | 7.3.3.17.5 (Remote Grid) Updates to grid topology to minimize risk of ignition in HFTDs Remote GridWLDFRVegetation ContactAggregated | WLDFR | HFTD - Distribution - Tier 3 - 2QU CoRE ¦ 3QU LoRE | Red Flag Warning - Destructive Fires | Vegetation Contact | Aggregated | 2042 | 6.8404e-06 | 279.2931 | 0.0019105 | 2042 | Mitigation | 0.95 | 45 | 0 | esc | 0.00097009 | 6.6358e-09 | 0.00097009 | 6.6358e-09 | 0.0027816 | 1.783e-10 | 0.0092336 | 8.4881e-11
[120 empty] | 7.3.3.17.5 (Remote Grid) Updates to grid topology to minimize risk of ignition in HFTDs Remote GridWLDFRVegetation ContactAggregated | WLDFR | HFTD - Distribution - Tier 3 - 2QU CoRE ¦ 3QU LoRE | Red Flag Warning - Destructive Fires | Vegetation Contact | Aggregated | 2043 | 6.8404e-06 | 279.2931 | 0.0019105 | 2043 | Mitigation | 0.95 | 45 | 0 | esc | 0.00097009 | 6.6358e-09 | 0.00097009 | 6.6358e-09 | 0.0027816 | 1.783e-10 | 0.0092336 | 8.4881e-11
[120 empty] | 7.3.3.17.5 (Remote Grid) Updates to grid topology to minimize risk of ignition in HFTDs Remote GridWLDFRVegetation ContactAggregated | WLDFR | HFTD - Distribution - Tier 3 - 2QU CoRE ¦ 3QU LoRE | Red Flag Warning - Destructive Fires | Vegetation Contact | Aggregated | 2044 | 6.8404e-06 | 279.2931 | 0.0019105 | 2044 | Mitigation | 0.95 | 45 | 0 | esc | 0.00097009 | 6.6358e-09 | 0.00097009 | 6.6358e-09 | 0.0027816 | 1.783e-10 | 0.0092336 | 8.4881e-11
[120 empty] | 7.3.3.17.5 (Remote Grid) Updates to grid topology to minimize risk of ignition in HFTDs Remote GridWLDFRVegetation ContactAggregated | WLDFR | HFTD - Distribution - Tier 3 - 2QU CoRE ¦ 3QU LoRE | Red Flag Warning - Destructive Fires | Vegetation Contact | Aggregated | 2045 | 6.8404e-06 | 279.2931 | 0.0019105 | 2045 | Mitigation | 0.95 | 45 | 0 | esc | 0.00097009 | 6.6358e-09 | 0.00097009 | 6.6358e-09 | 0.0027816 | 1.783e-10 | 0.0092336 | 8.4881e-11
[120 empty] | 7.3.3.17.5 (Remote Grid) Updates to grid topology to minimize risk of ignition in HFTDs Remote GridWLDFRVegetation ContactAggregated | WLDFR | HFTD - Distribution - Tier 3 - 2QU CoRE ¦ 3QU LoRE | Red Flag Warning - Destructive Fires | Vegetation Contact | Aggregated | 2046 | 6.8404e-06 | 279.2931 | 0.0019105 | 2046 | Mitigation | 0.95 | 45 | 0 | esc | 0.00097009 | 6.6358e-09 | 0.00097009 | 6.6358e-09 | 0.0027816 | 1.783e-10 | 0.0092336 | 8.4881e-11
[120 empty] | 7.3.3.17.5 (Remote Grid) Updates to grid topology to minimize risk of ignition in HFTDs Remote GridWLDFRVegetation ContactAggregated | WLDFR | HFTD - Distribution - Tier 3 - 2QU CoRE ¦ 3QU LoRE | Red Flag Warning - Destructive Fires | Vegetation Contact | Aggregated | 2047 | 6.8404e-06 | 279.2931 | 0.0019105 | 2047 | Mitigation | 0.95 | 45 | 0 | esc | 0.00097009 | 6.6358e-09 | 0.00097009 | 6.6358e-09 | 0.0027816 | 1.783e-10 | 0.0092336 | 8.4881e-11
[120 empty] | 7.3.3.17.5 (Remote Grid) Updates to grid topology to minimize risk of ignition in HFTDs Remote GridWLDFRVegetation ContactAggregated | WLDFR | HFTD - Distribution - Tier 3 - 2QU CoRE ¦ 3QU LoRE | Red Flag Warning - Destructive Fires | Vegetation Contact | Aggregated | 2048 | 6.8404e-06 | 279.2931 | 0.0019105 | 2048 | Mitigation | 0.95 | 45 | 0 | esc | 0.00097009 | 6.6358e-09 | 0.00097009 | 6.6358e-09 | 0.0027816 | 1.783e-10 | 0.0092336 | 8.4881e-11
[120 empty] | 7.3.3.17.5 (Remote Grid) Updates to grid topology to minimize risk of ignition in HFTDs Remote GridWLDFRVegetation ContactAggregated | WLDFR | HFTD - Distribution - Tier 3 - 2QU CoRE ¦ 3QU LoRE | Red Flag Warning - Destructive Fires | Vegetation Contact | Aggregated | 2049 | 6.8404e-06 | 279.2931 | 0.0019105 | 2049 | Mitigation | 0.95 | 45 | 0 | esc | 0.00097009 | 6.6358e-09 | 0.00097009 | 6.6358e-09 | 0.0027816 | 1.783e-10 | 0.0092336 | 8.4881e-11
[120 empty] | 7.3.3.17.5 (Remote Grid) Updates to grid topology to minimize risk of ignition in HFTDs Remote GridWLDFRVegetation ContactAggregated | WLDFR | HFTD - Distribution - Tier 3 - 2QU CoRE ¦ 3QU LoRE | Red Flag Warning - Destructive Fires | Vegetation Contact | Aggregated | 2050 | 6.8404e-06 | 279.2931 | 0.0019105 | 2050 | Mitigation | 0.95 | 45 | 0 | esc | 0.00097009 | 6.6358e-09 | 0.00097009 | 6.6358e-09 | 0.0027816 | 1.783e-10 | 0.0092336 | 8.4881e-11
[120 empty] | 7.3.3.17.5 (Remote Grid) Updates to grid topology to minimize risk of ignition in HFTDs Remote GridWLDFRVegetation ContactAggregated | WLDFR | HFTD - Distribution - Tier 3 - 2QU CoRE ¦ 3QU LoRE | Red Flag Warning - Destructive Fires | Vegetation Contact | Aggregated | 2051 | 6.8404e-06 | 279.2931 | 0.0019105 | 2051 | Mitigation | 0.95 | 45 | 0 | esc | 0.00097009 | 6.6358e-09 | 0.00097009 | 6.6358e-09 | 0.0027816 | 1.783e-10 | 0.0092336 | 8.4881e-11
[120 empty] | 7.3.3.17.5 (Remote Grid) Updates to grid topology to minimize risk of ignition in HFTDs Remote GridWLDFRVegetation ContactAggregated | WLDFR | HFTD - Distribution - Tier 3 - 2QU CoRE ¦ 3QU LoRE | Red Flag Warning - Destructive Fires | Vegetation Contact | Aggregated | 2052 | 6.8404e-06 | 279.2931 | 0.0019105 | 2052 | Mitigation | 0.95 | 45 | 0 | esc | 0.00097009 | 6.6358e-09 | 0.00097009 | 6.6358e-09 | 0.0027816 | 1.783e-10 | 0 | 0
[120 empty] | 7.3.3.17.5 (Remote Grid) Updates to grid topology to minimize risk of ignition in HFTDs Remote GridWLDFRVegetation ContactAggregated | WLDFR | HFTD - Distribution - Tier 3 - 2QU CoRE ¦ 3QU LoRE | Red Flag Warning - Destructive Fires | Vegetation Contact | Aggregated | 2053 | 6.8404e-06 | 279.2931 | 0.0019105 | 2053 | Mitigation | 0.95 | 45 | 0 | esc | 0.00097009 | 6.6358e-09 | 0.00097009 | 6.6358e-09 | 0.0027816 | 1.783e-10 | 0 | 0
[120 empty] | 7.3.3.17.5 (Remote Grid) Updates to grid topology to minimize risk of ignition in HFTDs Remote GridWLDFRVegetation ContactAggregated | WLDFR | HFTD - Distribution - Tier 3 - 2QU CoRE ¦ 3QU LoRE | Red Flag Warning - Destructive Fires | Vegetation Contact | Aggregated | 2054 | 6.8404e-06 | 279.2931 | 0.0019105 | 2054 | Mitigation | 0.95 | 45 | 0 | esc | 0.00097009 | 6.6358e-09 | 0.00097009 | 6.6358e-09 | 0.0027816 | 1.783e-10 | 0.0033164 | 1.4456e-09
[120 empty] | 7.3.3.17.5 (Remote Grid) Updates to grid topology to minimize risk of ignition in HFTDs Remote GridWLDFRVegetation ContactAggregated | WLDFR | HFTD - Distribution - Tier 3 - 2QU CoRE ¦ 3QU LoRE | Red Flag Warning - Destructive Fires | Vegetation Contact | Aggregated | 2055 | 6.8404e-06 | 279.2931 | 0.0019105 | 2055 | Mitigation | 0.95 | 45 | 0 | esc | 0.00097009 | 6.6358e-09 | 0.00097009 | 6.6358e-09 | 0.0027816 | 1.783e-10 | 0.0033164 | 1.4456e-09
[120 empty] | 7.3.3.17.5 (Remote Grid) Updates to grid topology to minimize risk of ignition in HFTDs Remote GridWLDFRVegetation ContactAggregated | WLDFR | HFTD - Distribution - Tier 3 - 2QU CoRE ¦ 3QU LoRE | Red Flag Warning - Destructive Fires | Vegetation Contact | Aggregated | 2056 | 6.8404e-06 | 279.2931 | 0.0019105 | 2056 | Mitigation | 0.95 | 45 | 0 | esc | 0.00097009 | 6.6358e-09 | 0.00097009 | 6.6358e-09 | 0.0027816 | 1.783e-10 | 0.0033164 | 1.4456e-09
[120 empty] | 7.3.3.17.5 (Remote Grid) Updates to grid topology to minimize risk of ignition in HFTDs Remote GridWLDFRVegetation ContactAggregated | WLDFR | HFTD - Distribution - Tier 3 - 2QU CoRE ¦ 3QU LoRE | Red Flag Warning - Destructive Fires | Vegetation Contact | Aggregated | 2057 | 6.8404e-06 | 279.2931 | 0.0019105 | 2057 | Mitigation | 0.95 | 45 | 0 | esc | 0.00097009 | 6.6358e-09 | 0.00097009 | 6.6358e-09 | 0.0027816 | 1.783e-10 | 0.0033164 | 1.4456e-09
[120 empty] | 7.3.3.17.5 (Remote Grid) Updates to grid topology to minimize risk of ignition in HFTDs Remote GridWLDFRVegetation ContactAggregated | WLDFR | HFTD - Distribution - Tier 3 - 2QU CoRE ¦ 3QU LoRE | Red Flag Warning - Destructive Fires | Vegetation Contact | Aggregated | 2058 | 6.8404e-06 | 279.2931 | 0.0019105 | 2058 | Mitigation | 0.95 | 45 | 0 | esc | 0.00097009 | 6.6358e-09 | 0.00097009 | 6.6358e-09 | 0.0027816 | 1.783e-10 | 0.0033164 | 1.4456e-09
[120 empty] | 7.3.3.17.5 (Remote Grid) Updates to grid topology to minimize risk of ignition in HFTDs Remote GridWLDFRVegetation ContactAggregated | WLDFR | HFTD - Distribution - Tier 3 - 2QU CoRE ¦ 3QU LoRE | Red Flag Warning - Destructive Fires | Vegetation Contact | Aggregated | 2059 | 6.8404e-06 | 279.2931 | 0.0019105 | 2059 | Mitigation | 0.95 | 45 | 0 | esc | 0.00097009 | 6.6358e-09 | 0.00097009 | 6.6358e-09 | 0.0027816 | 1.783e-10 | 0.0033164 | 1.4456e-09
[120 empty] | 7.3.3.17.5 (Remote Grid) Updates to grid topology to minimize risk of ignition in HFTDs Remote GridWLDFRVegetation ContactAggregated | WLDFR | HFTD - Distribution - Tier 3 - 2QU CoRE ¦ 3QU LoRE | Red Flag Warning - Destructive Fires | Vegetation Contact | Aggregated | 2060 | 6.8404e-06 | 279.2931 | 0.0019105 | 2060 | Mitigation | 0.95 | 45 | 0 | esc | 0.00097009 | 6.6358e-09 | 0.00097009 | 6.6358e-09 | 0.0027816 | 1.783e-10 | 0.0033164 | 1.4456e-09
[120 empty] | 7.3.3.17.5 (Remote Grid) Updates to grid topology to minimize risk of ignition in HFTDs Remote GridWLDFRVegetation ContactAggregated | WLDFR | HFTD - Distribution - Tier 3 - 2QU CoRE ¦ 3QU LoRE | Red Flag Warning - Destructive Fires | Vegetation Contact | Aggregated | 2061 | 6.8404e-06 | 279.2931 | 0.0019105 | 2061 | Mitigation | 0.95 | 45 | 0 | esc | 0.00097009 | 6.6358e-09 | 0.00097009 | 6.6358e-09 | 0.0027816 | 1.783e-10 | 0.0033164 | 1.4456e-09
[120 empty] | 7.3.3.17.5 (Remote Grid) Updates to grid topology to minimize risk of ignition in HFTDs Remote GridWLDFRVegetation ContactAggregated | WLDFR | HFTD - Distribution - Tier 3 - 2QU CoRE ¦ 3QU LoRE | Red Flag Warning - Destructive Fires | Vegetation Contact | Aggregated | 2062 | 6.8404e-06 | 279.2931 | 0.0019105 | 2062 | Mitigation | 0.95 | 45 | 0 | esc | 0.00097009 | 6.6358e-09 | 0.00097009 | 6.6358e-09 | 0.0027816 | 1.783e-10 | 0.0033164 | 1.4456e-09
[120 empty] | 7.3.3.17.5 (Remote Grid) Updates to grid topology to minimize risk of ignition in HFTDs Remote GridWLDFRVegetation ContactAggregated | WLDFR | HFTD - Distribution - Tier 3 - 2QU CoRE ¦ 3QU LoRE | Red Flag Warning - Destructive Fires | Vegetation Contact | Aggregated | 2063 | 6.8404e-06 | 279.2931 | 0.0019105 | 2063 | Mitigation | 0.95 | 45 | 0 | esc | 0.00097009 | 6.6358e-09 | 0.00097009 | 6.6358e-09 | 0.0027816 | 1.783e-10 | 0.0033164 | 1.4456e-09
[120 empty] | 7.3.3.17.5 (Remote Grid) Updates to grid topology to minimize risk of ignition in HFTDs Remote GridWLDFRVegetation ContactAggregated | WLDFR | HFTD - Distribution - Tier 3 - 2QU CoRE ¦ 3QU LoRE | Red Flag Warning - Destructive Fires | Vegetation Contact | Aggregated | 2064 | 6.8404e-06 | 279.2931 | 0.0019105 | 2064 | Mitigation | 0.95 | 45 | 0 | esc | 0.00097009 | 6.6358e-09 | 0.00097009 | 6.6358e-09 | 0.0027816 | 1.783e-10 | 0.0033164 | 1.4456e-09
[120 empty] | 7.3.3.17.5 (Remote Grid) Updates to grid topology to minimize risk of ignition in HFTDs Remote GridWLDFRVegetation ContactAggregated | WLDFR | HFTD - Distribution - Tier 3 - 2QU CoRE ¦ 3QU LoRE | Red Flag Warning - Destructive Fires | Vegetation Contact | Aggregated | 2065 | 6.8404e-06 | 279.2931 | 0.0019105 | 2065 | Mitigation | 0.95 | 45 | 0 | esc | 0.00097009 | 6.6358e-09 | 0.00097009 | 6.6358e-09 | 0.0027816 | 1.783e-10 | 0.0033164 | 1.4456e-09
[120 empty] | 7.3.3.17.5 (Remote Grid) Updates to grid topology to minimize risk of ignition in HFTDs Remote GridWLDFRVegetation ContactAggregated | WLDFR | HFTD - Distribution - Tier 3 - 2QU CoRE ¦ 3QU LoRE | Red Flag Warning - Destructive Fires | Vegetation Contact | Aggregated | 2066 | 6.8404e-06 | 279.2931 | 0.0019105 | 2066 | Mitigation | 0.95 | 45 | 0 | esc | 0.00097009 | 6.6358e-09 | 0.00097009 | 6.6358e-09 | 0.0027816 | 1.783e-10 | 0.0033164 | 1.4456e-09
[120 empty] | 7.3.3.17.5 (Remote Grid) Updates to grid topology to minimize risk of ignition in HFTDs Remote GridWLDFRVegetation ContactAggregated | WLDFR | HFTD - Distribution - Tier 3 - 2QU CoRE ¦ 3QU LoRE | Red Flag Warning - Destructive Fires | Vegetation Contact | Aggregated | 2067 | 6.8404e-06 | 279.2931 | 0.0019105 | 2067 | Mitigation | 0.95 | 45 | 0 | esc | 0 | 0 | 0.00097009 | 6.6358e-09 | 0.0027816 | 1.783e-10 | 0.0033164 | 1.4456e-09
[120 empty] | 7.3.3.17.5 (Remote Grid) Updates to grid topology to minimize risk of ignition in HFTDs Remote GridWLDFREquipment / facility failureAggregated | WLDFR | HFTD - Distribution - Tier 3 - 2QU CoRE ¦ 3QU LoRE | Red Flag Warning - Large Fires | Equipment / facility failure | Aggregated | 2022 | 1.1331e-05 | 279.2931 | 0.0031647 | 2022 | Mitigation | 0.95 | 45 | 0 | esc | 0.00097009 | 1.0992e-08 | 0 | 0 | 0.0027816 | 1.783e-10 | 0.0033164 | 1.4456e-09
[120 empty] | 7.3.3.17.5 (Remote Grid) Updates to grid topology to minimize risk of ignition in HFTDs Remote GridWLDFREquipment / facility failureAggregated | WLDFR | HFTD - Distribution - Tier 3 - 2QU CoRE ¦ 3QU LoRE | Red Flag Warning - Large Fires | Equipment / facility failure | Aggregated | 2023 | 1.1331e-05 | 279.2931 | 0.0031647 | 2023 | Mitigation | 0.95 | 45 | 0 | esc | 0.00097009 | 1.0992e-08 | 0.00097009 | 1.0992e-08 | 0.0027816 | 1.783e-10 | 0.0033164 | 1.4456e-09
[120 empty] | 7.3.3.17.5 (Remote Grid) Updates to grid topology to minimize risk of ignition in HFTDs Remote GridWLDFREquipment / facility failureAggregated | WLDFR | HFTD - Distribution - Tier 3 - 2QU CoRE ¦ 3QU LoRE | Red Flag Warning - Large Fires | Equipment / facility failure | Aggregated | 2024 | 1.1331e-05 | 279.2931 | 0.0031647 | 2024 | Mitigation | 0.95 | 45 | 0 | esc | 0.00097009 | 1.0992e-08 | 0.00097009 | 1.0992e-08 | 0.0027816 | 1.783e-10 | 0.0033164 | 1.4456e-09
[120 empty] | 7.3.3.17.5 (Remote Grid) Updates to grid topology to minimize risk of ignition in HFTDs Remote GridWLDFREquipment / facility failureAggregated | WLDFR | HFTD - Distribution - Tier 3 - 2QU CoRE ¦ 3QU LoRE | Red Flag Warning - Large Fires | Equipment / facility failure | Aggregated | 2025 | 1.1331e-05 | 279.2931 | 0.0031647 | 2025 | Mitigation | 0.95 | 45 | 0 | esc | 0.00097009 | 1.0992e-08 | 0.00097009 | 1.0992e-08 | 0.0027816 | 1.783e-10 | 0.0033164 | 1.4456e-09
[120 empty] | 7.3.3.17.5 (Remote Grid) Updates to grid topology to minimize risk of ignition in HFTDs Remote GridWLDFREquipment / facility failureAggregated | WLDFR | HFTD - Distribution - Tier 3 - 2QU CoRE ¦ 3QU LoRE | Red Flag Warning - Large Fires | Equipment / facility failure | Aggregated | 2026 | 1.1331e-05 | 279.2931 | 0.0031647 | 2026 | Mitigation | 0.95 | 45 | 0 | esc | 0.00097009 | 1.0992e-08 | 0.00097009 | 1.0992e-08 | 0.0027816 | 1.783e-10 | 0.0033164 | 1.4456e-09
[120 empty] | 7.3.3.17.5 (Remote Grid) Updates to grid topology to minimize risk of ignition in HFTDs Remote GridWLDFREquipment / facility failureAggregated | WLDFR | HFTD - Distribution - Tier 3 - 2QU CoRE ¦ 3QU LoRE | Red Flag Warning - Large Fires | Equipment / facility failure | Aggregated | 2027 | 1.1331e-05 | 279.2931 | 0.0031647 | 2027 | Mitigation | 0.95 | 45 | 0 | esc | 0.00097009 | 1.0992e-08 | 0.00097009 | 1.0992e-08 | 0.0027816 | 1.783e-10 | 0.0033164 | 1.4456e-09
[120 empty] | 7.3.3.17.5 (Remote Grid) Updates to grid topology to minimize risk of ignition in HFTDs Remote GridWLDFREquipment / facility failureAggregated | WLDFR | HFTD - Distribution - Tier 3 - 2QU CoRE ¦ 3QU LoRE | Red Flag Warning - Large Fires | Equipment / facility failure | Aggregated | 2028 | 1.1331e-05 | 279.2931 | 0.0031647 | 2028 | Mitigation | 0.95 | 45 | 0 | esc | 0.00097009 | 1.0992e-08 | 0.00097009 | 1.0992e-08 | 0.0027816 | 1.783e-10 | 0.0033164 | 1.4456e-09
[120 empty] | 7.3.3.17.5 (Remote Grid) Updates to grid topology to minimize risk of ignition in HFTDs Remote GridWLDFREquipment / facility failureAggregated | WLDFR | HFTD - Distribution - Tier 3 - 2QU CoRE ¦ 3QU LoRE | Red Flag Warning - Large Fires | Equipment / facility failure | Aggregated | 2029 | 1.1331e-05 | 279.2931 | 0.0031647 | 2029 | Mitigation | 0.95 | 45 | 0 | esc | 0.00097009 | 1.0992e-08 | 0.00097009 | 1.0992e-08 | 0.0027816 | 1.783e-10 | 0.0033164 | 1.4456e-09
[120 empty] | 7.3.3.17.5 (Remote Grid) Updates to grid topology to minimize risk of ignition in HFTDs Remote GridWLDFREquipment / facility failureAggregated | WLDFR | HFTD - Distribution - Tier 3 - 2QU CoRE ¦ 3QU LoRE | Red Flag Warning - Large Fires | Equipment / facility failure | Aggregated | 2030 | 1.1331e-05 | 279.2931 | 0.0031647 | 2030 | Mitigation | 0.95 | 45 | 0 | esc | 0.00097009 | 1.0992e-08 | 0.00097009 | 1.0992e-08 | 0.0027816 | 1.783e-10 | 0.0033164 | 1.4456e-09
[120 empty] | 7.3.3.17.5 (Remote Grid) Updates to grid topology to minimize risk of ignition in HFTDs Remote GridWLDFREquipment / facility failureAggregated | WLDFR | HFTD - Distribution - Tier 3 - 2QU CoRE ¦ 3QU LoRE | Red Flag Warning - Large Fires | Equipment / facility failure | Aggregated | 2031 | 1.1331e-05 | 279.2931 | 0.0031647 | 2031 | Mitigation | 0.95 | 45 | 0 | esc | 0.00097009 | 1.0992e-08 | 0.00097009 | 1.0992e-08 | 0.0027816 | 1.783e-10 | 0.0033164 | 1.4456e-09
[120 empty] | 7.3.3.17.5 (Remote Grid) Updates to grid topology to minimize risk of ignition in HFTDs Remote GridWLDFREquipment / facility failureAggregated | WLDFR | HFTD - Distribution - Tier 3 - 2QU CoRE ¦ 3QU LoRE | Red Flag Warning - Large Fires | Equipment / facility failure | Aggregated | 2032 | 1.1331e-05 | 279.2931 | 0.0031647 | 2032 | Mitigation | 0.95 | 45 | 0 | esc | 0.00097009 | 1.0992e-08 | 0.00097009 | 1.0992e-08 | 0.0027816 | 1.783e-10 | 0.0033164 | 1.4456e-09
[120 empty] | 7.3.3.17.5 (Remote Grid) Updates to grid topology to minimize risk of ignition in HFTDs Remote GridWLDFREquipment / facility failureAggregated | WLDFR | HFTD - Distribution - Tier 3 - 2QU CoRE ¦ 3QU LoRE | Red Flag Warning - Large Fires | Equipment / facility failure | Aggregated | 2033 | 1.1331e-05 | 279.2931 | 0.0031647 | 2033 | Mitigation | 0.95 | 45 | 0 | esc | 0.00097009 | 1.0992e-08 | 0.00097009 | 1.0992e-08 | 0.0027816 | 1.783e-10 | 0.0033164 | 1.4456e-09
[120 empty] | 7.3.3.17.5 (Remote Grid) Updates to grid topology to minimize risk of ignition in HFTDs Remote GridWLDFREquipment / facility failureAggregated | WLDFR | HFTD - Distribution - Tier 3 - 2QU CoRE ¦ 3QU LoRE | Red Flag Warning - Large Fires | Equipment / facility failure | Aggregated | 2034 | 1.1331e-05 | 279.2931 | 0.0031647 | 2034 | Mitigation | 0.95 | 45 | 0 | esc | 0.00097009 | 1.0992e-08 | 0.00097009 | 1.0992e-08 | 0.0027816 | 1.783e-10 | 0.0033164 | 1.4456e-09
[120 empty] | 7.3.3.17.5 (Remote Grid) Updates to grid topology to minimize risk of ignition in HFTDs Remote GridWLDFREquipment / facility failureAggregated | WLDFR | HFTD - Distribution - Tier 3 - 2QU CoRE ¦ 3QU LoRE | Red Flag Warning - Large Fires | Equipment / facility failure | Aggregated | 2035 | 1.1331e-05 | 279.2931 | 0.0031647 | 2035 | Mitigation | 0.95 | 45 | 0 | esc | 0.00097009 | 1.0992e-08 | 0.00097009 | 1.0992e-08 | 0.0027816 | 1.783e-10 | 0.0033164 | 1.4456e-09
[120 empty] | 7.3.3.17.5 (Remote Grid) Updates to grid topology to minimize risk of ignition in HFTDs Remote GridWLDFREquipment / facility failureAggregated | WLDFR | HFTD - Distribution - Tier 3 - 2QU CoRE ¦ 3QU LoRE | Red Flag Warning - Large Fires | Equipment / facility failure | Aggregated | 2036 | 1.1331e-05 | 279.2931 | 0.0031647 | 2036 | Mitigation | 0.95 | 45 | 0 | esc | 0.00097009 | 1.0992e-08 | 0.00097009 | 1.0992e-08 | 0 | 0 | 0.0033164 | 1.4456e-09
[120 empty] | 7.3.3.17.5 (Remote Grid) Updates to grid topology to minimize risk of ignition in HFTDs Remote GridWLDFREquipment / facility failureAggregated | WLDFR | HFTD - Distribution - Tier 3 - 2QU CoRE ¦ 3QU LoRE | Red Flag Warning - Large Fires | Equipment / facility failure | Aggregated | 2037 | 1.1331e-05 | 279.2931 | 0.0031647 | 2037 | Mitigation | 0.95 | 45 | 0 | esc | 0.00097009 | 1.0992e-08 | 0.00097009 | 1.0992e-08 | 0.0027816 | 1.0241e-10 | 0.0033164 | 1.4456e-09
[120 empty] | 7.3.3.17.5 (Remote Grid) Updates to grid topology to minimize risk of ignition in HFTDs Remote GridWLDFREquipment / facility failureAggregated | WLDFR | HFTD - Distribution - Tier 3 - 2QU CoRE ¦ 3QU LoRE | Red Flag Warning - Large Fires | Equipment / facility failure | Aggregated | 2038 | 1.1331e-05 | 279.2931 | 0.0031647 | 2038 | Mitigation | 0.95 | 45 | 0 | esc | 0.00097009 | 1.0992e-08 | 0.00097009 | 1.0992e-08 | 0.0027816 | 1.0241e-10 | 0 | 0
[120 empty] | 7.3.3.17.5 (Remote Grid) Updates to grid topology to minimize risk of ignition in HFTDs Remote GridWLDFREquipment / facility failureAggregated | WLDFR | HFTD - Distribution - Tier 3 - 2QU CoRE ¦ 3QU LoRE | Red Flag Warning - Large Fires | Equipment / facility failure | Aggregated | 2039 | 1.1331e-05 | 279.2931 | 0.0031647 | 2039 | Mitigation | 0.95 | 45 | 0 | esc | 0.00097009 | 1.0992e-08 | 0.00097009 | 1.0992e-08 | 0.0027816 | 1.0241e-10 | 0 | 0
[120 empty] | 7.3.3.17.5 (Remote Grid) Updates to grid topology to minimize risk of ignition in HFTDs Remote GridWLDFREquipment / facility failureAggregated | WLDFR | HFTD - Distribution - Tier 3 - 2QU CoRE ¦ 3QU LoRE | Red Flag Warning - Large Fires | Equipment / facility failure | Aggregated | 2040 | 1.1331e-05 | 279.2931 | 0.0031647 | 2040 | Mitigation | 0.95 | 45 | 0 | esc | 0.00097009 | 1.0992e-08 | 0.00097009 | 1.0992e-08 | 0.0027816 | 1.0241e-10 | 0.012804 | 4.679e-08
[120 empty] | 7.3.3.17.5 (Remote Grid) Updates to grid topology to minimize risk of ignition in HFTDs Remote GridWLDFREquipment / facility failureAggregated | WLDFR | HFTD - Distribution - Tier 3 - 2QU CoRE ¦ 3QU LoRE | Red Flag Warning - Large Fires | Equipment / facility failure | Aggregated | 2041 | 1.1331e-05 | 279.2931 | 0.0031647 | 2041 | Mitigation | 0.95 | 45 | 0 | esc | 0.00097009 | 1.0992e-08 | 0.00097009 | 1.0992e-08 | 0.0027816 | 1.0241e-10 | 0.012804 | 4.679e-08
[120 empty] | 7.3.3.17.5 (Remote Grid) Updates to grid topology to minimize risk of ignition in HFTDs Remote GridWLDFREquipment / facility failureAggregated | WLDFR | HFTD - Distribution - Tier 3 - 2QU CoRE ¦ 3QU LoRE | Red Flag Warning - Large Fires | Equipment / facility failure | Aggregated | 2042 | 1.1331e-05 | 279.2931 | 0.0031647 | 2042 | Mitigation | 0.95 | 45 | 0 | esc | 0.00097009 | 1.0992e-08 | 0.00097009 | 1.0992e-08 | 0.0027816 | 1.0241e-10 | 0.012804 | 4.679e-08
[120 empty] | 7.3.3.17.5 (Remote Grid) Updates to grid topology to minimize risk of ignition in HFTDs Remote GridWLDFREquipment / facility failureAggregated | WLDFR | HFTD - Distribution - Tier 3 - 2QU CoRE ¦ 3QU LoRE | Red Flag Warning - Large Fires | Equipment / facility failure | Aggregated | 2043 | 1.1331e-05 | 279.2931 | 0.0031647 | 2043 | Mitigation | 0.95 | 45 | 0 | esc | 0.00097009 | 1.0992e-08 | 0.00097009 | 1.0992e-08 | 0.0027816 | 1.0241e-10 | 0.012804 | 4.679e-08
[120 empty] | 7.3.3.17.5 (Remote Grid) Updates to grid topology to minimize risk of ignition in HFTDs Remote GridWLDFREquipment / facility failureAggregated | WLDFR | HFTD - Distribution - Tier 3 - 2QU CoRE ¦ 3QU LoRE | Red Flag Warning - Large Fires | Equipment / facility failure | Aggregated | 2044 | 1.1331e-05 | 279.2931 | 0.0031647 | 2044 | Mitigation | 0.95 | 45 | 0 | esc | 0.00097009 | 1.0992e-08 | 0.00097009 | 1.0992e-08 | 0.0027816 | 1.0241e-10 | 0.012804 | 4.679e-08
[120 empty] | 7.3.3.17.5 (Remote Grid) Updates to grid topology to minimize risk of ignition in HFTDs Remote GridWLDFREquipment / facility failureAggregated | WLDFR | HFTD - Distribution - Tier 3 - 2QU CoRE ¦ 3QU LoRE | Red Flag Warning - Large Fires | Equipment / facility failure | Aggregated | 2045 | 1.1331e-05 | 279.2931 | 0.0031647 | 2045 | Mitigation | 0.95 | 45 | 0 | esc | 0.00097009 | 1.0992e-08 | 0.00097009 | 1.0992e-08 | 0.0027816 | 1.0241e-10 | 0.012804 | 4.679e-08
[120 empty] | 7.3.3.17.5 (Remote Grid) Updates to grid topology to minimize risk of ignition in HFTDs Remote GridWLDFREquipment / facility failureAggregated | WLDFR | HFTD - Distribution - Tier 3 - 2QU CoRE ¦ 3QU LoRE | Red Flag Warning - Large Fires | Equipment / facility failure | Aggregated | 2046 | 1.1331e-05 | 279.2931 | 0.0031647 | 2046 | Mitigation | 0.95 | 45 | 0 | esc | 0.00097009 | 1.0992e-08 | 0.00097009 | 1.0992e-08 | 0.0027816 | 1.0241e-10 | 0.012804 | 4.679e-08
[120 empty] | 7.3.3.17.5 (Remote Grid) Updates to grid topology to minimize risk of ignition in HFTDs Remote GridWLDFREquipment / facility failureAggregated | WLDFR | HFTD - Distribution - Tier 3 - 2QU CoRE ¦ 3QU LoRE | Red Flag Warning - Large Fires | Equipment / facility failure | Aggregated | 2047 | 1.1331e-05 | 279.2931 | 0.0031647 | 2047 | Mitigation | 0.95 | 45 | 0 | esc | 0.00097009 | 1.0992e-08 | 0.00097009 | 1.0992e-08 | 0.0027816 | 1.0241e-10 | 0.012804 | 4.679e-08
[120 empty] | 7.3.3.17.5 (Remote Grid) Updates to grid topology to minimize risk of ignition in HFTDs Remote GridWLDFREquipment / facility failureAggregated | WLDFR | HFTD - Distribution - Tier 3 - 2QU CoRE ¦ 3QU LoRE | Red Flag Warning - Large Fires | Equipment / facility failure | Aggregated | 2048 | 1.1331e-05 | 279.2931 | 0.0031647 | 2048 | Mitigation | 0.95 | 45 | 0 | esc | 0.00097009 | 1.0992e-08 | 0.00097009 | 1.0992e-08 | 0.0027816 | 1.0241e-10 | 0.012804 | 4.679e-08
[120 empty] | 7.3.3.17.5 (Remote Grid) Updates to grid topology to minimize risk of ignition in HFTDs Remote GridWLDFREquipment / facility failureAggregated | WLDFR | HFTD - Distribution - Tier 3 - 2QU CoRE ¦ 3QU LoRE | Red Flag Warning - Large Fires | Equipment / facility failure | Aggregated | 2049 | 1.1331e-05 | 279.2931 | 0.0031647 | 2049 | Mitigation | 0.95 | 45 | 0 | esc | 0.00097009 | 1.0992e-08 | 0.00097009 | 1.0992e-08 | 0.0027816 | 1.0241e-10 | 0.012804 | 4.679e-08
[120 empty] | 7.3.3.17.5 (Remote Grid) Updates to grid topology to minimize risk of ignition in HFTDs Remote GridWLDFREquipment / facility failureAggregated | WLDFR | HFTD - Distribution - Tier 3 - 2QU CoRE ¦ 3QU LoRE | Red Flag Warning - Large Fires | Equipment / facility failure | Aggregated | 2050 | 1.1331e-05 | 279.2931 | 0.0031647 | 2050 | Mitigation | 0.95 | 45 | 0 | esc | 0.00097009 | 1.0992e-08 | 0.00097009 | 1.0992e-08 | 0.0027816 | 1.0241e-10 | 0.012804 | 4.679e-08
[120 empty] | 7.3.3.17.5 (Remote Grid) Updates to grid topology to minimize risk of ignition in HFTDs Remote GridWLDFREquipment / facility failureAggregated | WLDFR | HFTD - Distribution - Tier 3 - 2QU CoRE ¦ 3QU LoRE | Red Flag Warning - Large Fires | Equipment / facility failure | Aggregated | 2051 | 1.1331e-05 | 279.2931 | 0.0031647 | 2051 | Mitigation | 0.95 | 45 | 0 | esc | 0.00097009 | 1.0992e-08 | 0.00097009 | 1.0992e-08 | 0.0027816 | 1.0241e-10 | 0.012804 | 4.679e-08
[120 empty] | 7.3.3.17.5 (Remote Grid) Updates to grid topology to minimize risk of ignition in HFTDs Remote GridWLDFREquipment / facility failureAggregated | WLDFR | HFTD - Distribution - Tier 3 - 2QU CoRE ¦ 3QU LoRE | Red Flag Warning - Large Fires | Equipment / facility failure | Aggregated | 2052 | 1.1331e-05 | 279.2931 | 0.0031647 | 2052 | Mitigation | 0.95 | 45 | 0 | esc | 0.00097009 | 1.0992e-08 | 0.00097009 | 1.0992e-08 | 0.0027816 | 1.0241e-10 | 0.012804 | 4.679e-08
[120 empty] | 7.3.3.17.5 (Remote Grid) Updates to grid topology to minimize risk of ignition in HFTDs Remote GridWLDFREquipment / facility failureAggregated | WLDFR | HFTD - Distribution - Tier 3 - 2QU CoRE ¦ 3QU LoRE | Red Flag Warning - Large Fires | Equipment / facility failure | Aggregated | 2053 | 1.1331e-05 | 279.2931 | 0.0031647 | 2053 | Mitigation | 0.95 | 45 | 0 | esc | 0.00097009 | 1.0992e-08 | 0.00097009 | 1.0992e-08 | 0.0027816 | 1.0241e-10 | 0.012804 | 4.679e-08
[120 empty] | 7.3.3.17.5 (Remote Grid) Updates to grid topology to minimize risk of ignition in HFTDs Remote GridWLDFREquipment / facility failureAggregated | WLDFR | HFTD - Distribution - Tier 3 - 2QU CoRE ¦ 3QU LoRE | Red Flag Warning - Large Fires | Equipment / facility failure | Aggregated | 2054 | 1.1331e-05 | 279.2931 | 0.0031647 | 2054 | Mitigation | 0.95 | 45 | 0 | esc | 0.00097009 | 1.0992e-08 | 0.00097009 | 1.0992e-08 | 0.0027816 | 1.0241e-10 | 0.012804 | 4.679e-08
[120 empty] | 7.3.3.17.5 (Remote Grid) Updates to grid topology to minimize risk of ignition in HFTDs Remote GridWLDFREquipment / facility failureAggregated | WLDFR | HFTD - Distribution - Tier 3 - 2QU CoRE ¦ 3QU LoRE | Red Flag Warning - Large Fires | Equipment / facility failure | Aggregated | 2055 | 1.1331e-05 | 279.2931 | 0.0031647 | 2055 | Mitigation | 0.95 | 45 | 0 | esc | 0.00097009 | 1.0992e-08 | 0.00097009 | 1.0992e-08 | 0.0027816 | 1.0241e-10 | 0.012804 | 4.679e-08
[120 empty] | 7.3.3.17.5 (Remote Grid) Updates to grid topology to minimize risk of ignition in HFTDs Remote GridWLDFREquipment / facility failureAggregated | WLDFR | HFTD - Distribution - Tier 3 - 2QU CoRE ¦ 3QU LoRE | Red Flag Warning - Large Fires | Equipment / facility failure | Aggregated | 2056 | 1.1331e-05 | 279.2931 | 0.0031647 | 2056 | Mitigation | 0.95 | 45 | 0 | esc | 0.00097009 | 1.0992e-08 | 0.00097009 | 1.0992e-08 | 0.0027816 | 1.0241e-10 | 0.012804 | 4.679e-08
[120 empty] | 7.3.3.17.5 (Remote Grid) Updates to grid topology to minimize risk of ignition in HFTDs Remote GridWLDFREquipment / facility failureAggregated | WLDFR | HFTD - Distribution - Tier 3 - 2QU CoRE ¦ 3QU LoRE | Red Flag Warning - Large Fires | Equipment / facility failure | Aggregated | 2057 | 1.1331e-05 | 279.2931 | 0.0031647 | 2057 | Mitigation | 0.95 | 45 | 0 | esc | 0.00097009 | 1.0992e-08 | 0.00097009 | 1.0992e-08 | 0.0027816 | 1.0241e-10 | 0.012804 | 4.679e-08
[120 empty] | 7.3.3.17.5 (Remote Grid) Updates to grid topology to minimize risk of ignition in HFTDs Remote GridWLDFREquipment / facility failureAggregated | WLDFR | HFTD - Distribution - Tier 3 - 2QU CoRE ¦ 3QU LoRE | Red Flag Warning - Large Fires | Equipment / facility failure | Aggregated | 2058 | 1.1331e-05 | 279.2931 | 0.0031647 | 2058 | Mitigation | 0.95 | 45 | 0 | esc | 0.00097009 | 1.0992e-08 | 0.00097009 | 1.0992e-08 | 0.0027816 | 1.0241e-10 | 0.012804 | 4.679e-08
[120 empty] | 7.3.3.17.5 (Remote Grid) Updates to grid topology to minimize risk of ignition in HFTDs Remote GridWLDFREquipment / facility failureAggregated | WLDFR | HFTD - Distribution - Tier 3 - 2QU CoRE ¦ 3QU LoRE | Red Flag Warning - Large Fires | Equipment / facility failure | Aggregated | 2059 | 1.1331e-05 | 279.2931 | 0.0031647 | 2059 | Mitigation | 0.95 | 45 | 0 | esc | 0.00097009 | 1.0992e-08 | 0.00097009 | 1.0992e-08 | 0.0027816 | 1.0241e-10 | 0.012804 | 4.679e-08
[120 empty] | 7.3.3.17.5 (Remote Grid) Updates to grid topology to minimize risk of ignition in HFTDs Remote GridWLDFREquipment / facility failureAggregated | WLDFR | HFTD - Distribution - Tier 3 - 2QU CoRE ¦ 3QU LoRE | Red Flag Warning - Large Fires | Equipment / facility failure | Aggregated | 2060 | 1.1331e-05 | 279.2931 | 0.0031647 | 2060 | Mitigation | 0.95 | 45 | 0 | esc | 0.00097009 | 1.0992e-08 | 0.00097009 | 1.0992e-08 | 0.0027816 | 1.0241e-10 | 0.012804 | 4.679e-08
[120 empty] | 7.3.3.17.5 (Remote Grid) Updates to grid topology to minimize risk of ignition in HFTDs Remote GridWLDFREquipment / facility failureAggregated | WLDFR | HFTD - Distribution - Tier 3 - 2QU CoRE ¦ 3QU LoRE | Red Flag Warning - Large Fires | Equipment / facility failure | Aggregated | 2061 | 1.1331e-05 | 279.2931 | 0.0031647 | 2061 | Mitigation | 0.95 | 45 | 0 | esc | 0.00097009 | 1.0992e-08 | 0.00097009 | 1.0992e-08 | 0.0027816 | 1.0241e-10 | 0.012804 | 4.679e-08
[120 empty] | 7.3.3.17.5 (Remote Grid) Updates to grid topology to minimize risk of ignition in HFTDs Remote GridWLDFREquipment / facility failureAggregated | WLDFR | HFTD - Distribution - Tier 3 - 2QU CoRE ¦ 3QU LoRE | Red Flag Warning - Large Fires | Equipment / facility failure | Aggregated | 2062 | 1.1331e-05 | 279.2931 | 0.0031647 | 2062 | Mitigation | 0.95 | 45 | 0 | esc | 0.00097009 | 1.0992e-08 | 0.00097009 | 1.0992e-08 | 0.0027816 | 1.0241e-10 | 0.012804 | 4.679e-08
[120 empty] | 7.3.3.17.5 (Remote Grid) Updates to grid topology to minimize risk of ignition in HFTDs Remote GridWLDFREquipment / facility failureAggregated | WLDFR | HFTD - Distribution - Tier 3 - 2QU CoRE ¦ 3QU LoRE | Red Flag Warning - Large Fires | Equipment / facility failure | Aggregated | 2063 | 1.1331e-05 | 279.2931 | 0.0031647 | 2063 | Mitigation | 0.95 | 45 | 0 | esc | 0.00097009 | 1.0992e-08 | 0.00097009 | 1.0992e-08 | 0.0027816 | 1.0241e-10 | 0.012804 | 4.679e-08
[120 empty] | 7.3.3.17.5 (Remote Grid) Updates to grid topology to minimize risk of ignition in HFTDs Remote GridWLDFREquipment / facility failureAggregated | WLDFR | HFTD - Distribution - Tier 3 - 2QU CoRE ¦ 3QU LoRE | Red Flag Warning - Large Fires | Equipment / facility failure | Aggregated | 2064 | 1.1331e-05 | 279.2931 | 0.0031647 | 2064 | Mitigation | 0.95 | 45 | 0 | esc | 0.00097009 | 1.0992e-08 | 0.00097009 | 1.0992e-08 | 0.0027816 | 1.0241e-10 | 0.012804 | 4.679e-08
[120 empty] | 7.3.3.17.5 (Remote Grid) Updates to grid topology to minimize risk of ignition in HFTDs Remote GridWLDFREquipment / facility failureAggregated | WLDFR | HFTD - Distribution - Tier 3 - 2QU CoRE ¦ 3QU LoRE | Red Flag Warning - Large Fires | Equipment / facility failure | Aggregated | 2065 | 1.1331e-05 | 279.2931 | 0.0031647 | 2065 | Mitigation | 0.95 | 45 | 0 | esc | 0.00097009 | 1.0992e-08 | 0.00097009 | 1.0992e-08 | 0.0027816 | 1.0241e-10 | 0.012804 | 4.679e-08
[120 empty] | 7.3.3.17.5 (Remote Grid) Updates to grid topology to minimize risk of ignition in HFTDs Remote GridWLDFREquipment / facility failureAggregated | WLDFR | HFTD - Distribution - Tier 3 - 2QU CoRE ¦ 3QU LoRE | Red Flag Warning - Large Fires | Equipment / facility failure | Aggregated | 2066 | 1.1331e-05 | 279.2931 | 0.0031647 | 2066 | Mitigation | 0.95 | 45 | 0 | esc | 0.00097009 | 1.0992e-08 | 0.00097009 | 1.0992e-08 | 0.0027816 | 1.0241e-10 | 0.012804 | 4.679e-08
[120 empty] | 7.3.3.17.5 (Remote Grid) Updates to grid topology to minimize risk of ignition in HFTDs Remote GridWLDFREquipment / facility failureAggregated | WLDFR | HFTD - Distribution - Tier 3 - 2QU CoRE ¦ 3QU LoRE | Red Flag Warning - Large Fires | Equipment / facility failure | Aggregated | 2067 | 1.1331e-05 | 279.2931 | 0.0031647 | 2067 | Mitigation | 0.95 | 45 | 0 | esc | 0 | 0 | 0.00097009 | 1.0992e-08 | 0.0027816 | 1.0241e-10 | 0.012804 | 4.679e-08
[120 empty] | 7.3.3.17.5 (Remote Grid) Updates to grid topology to minimize risk of ignition in HFTDs Remote GridWLDFRVegetation ContactAggregated | WLDFR | HFTD - Distribution - Tier 3 - 2QU CoRE ¦ 3QU LoRE | Red Flag Warning - Large Fires | Vegetation Contact | Aggregated | 2022 | 4.0009e-05 | 279.2931 | 0.011174 | 2022 | Mitigation | 0.95 | 45 | 0 | esc | 0.00097009 | 3.8812e-08 | 0 | 0 | 0.0027816 | 1.0241e-10 | 0.012804 | 4.679e-08
[120 empty] | 7.3.3.17.5 (Remote Grid) Updates to grid topology to minimize risk of ignition in HFTDs Remote GridWLDFRVegetation ContactAggregated | WLDFR | HFTD - Distribution - Tier 3 - 2QU CoRE ¦ 3QU LoRE | Red Flag Warning - Large Fires | Vegetation Contact | Aggregated | 2023 | 4.0009e-05 | 279.2931 | 0.011174 | 2023 | Mitigation | 0.95 | 45 | 0 | esc | 0.00097009 | 3.8812e-08 | 0.00097009 | 3.8812e-08 | 0.0027816 | 1.0241e-10 | 0.012804 | 4.679e-08
[120 empty] | 7.3.3.17.5 (Remote Grid) Updates to grid topology to minimize risk of ignition in HFTDs Remote GridWLDFRVegetation ContactAggregated | WLDFR | HFTD - Distribution - Tier 3 - 2QU CoRE ¦ 3QU LoRE | Red Flag Warning - Large Fires | Vegetation Contact | Aggregated | 2024 | 4.0009e-05 | 279.2931 | 0.011174 | 2024 | Mitigation | 0.95 | 45 | 0 | esc | 0.00097009 | 3.8812e-08 | 0.00097009 | 3.8812e-08 | 0.0027816 | 1.0241e-10 | 0 | 0
[120 empty] | 7.3.3.17.5 (Remote Grid) Updates to grid topology to minimize risk of ignition in HFTDs Remote GridWLDFRVegetation ContactAggregated | WLDFR | HFTD - Distribution - Tier 3 - 2QU CoRE ¦ 3QU LoRE | Red Flag Warning - Large Fires | Vegetation Contact | Aggregated | 2025 | 4.0009e-05 | 279.2931 | 0.011174 | 2025 | Mitigation | 0.95 | 45 | 0 | esc | 0.00097009 | 3.8812e-08 | 0.00097009 | 3.8812e-08 | 0.0027816 | 1.0241e-10 | 0 | 0
[120 empty] | 7.3.3.17.5 (Remote Grid) Updates to grid topology to minimize risk of ignition in HFTDs Remote GridWLDFRVegetation ContactAggregated | WLDFR | HFTD - Distribution - Tier 3 - 2QU CoRE ¦ 3QU LoRE | Red Flag Warning - Large Fires | Vegetation Contact | Aggregated | 2026 | 4.0009e-05 | 279.2931 | 0.011174 | 2026 | Mitigation | 0.95 | 45 | 0 | esc | 0.00097009 | 3.8812e-08 | 0.00097009 | 3.8812e-08 | 0.0027816 | 1.0241e-10 | 0.014899 | 1.6454e-09
[120 empty] | 7.3.3.17.5 (Remote Grid) Updates to grid topology to minimize risk of ignition in HFTDs Remote GridWLDFRVegetation ContactAggregated | WLDFR | HFTD - Distribution - Tier 3 - 2QU CoRE ¦ 3QU LoRE | Red Flag Warning - Large Fires | Vegetation Contact | Aggregated | 2027 | 4.0009e-05 | 279.2931 | 0.011174 | 2027 | Mitigation | 0.95 | 45 | 0 | esc | 0.00097009 | 3.8812e-08 | 0.00097009 | 3.8812e-08 | 0.0027816 | 1.0241e-10 | 0.014899 | 1.6454e-09
[120 empty] | 7.3.3.17.5 (Remote Grid) Updates to grid topology to minimize risk of ignition in HFTDs Remote GridWLDFRVegetation ContactAggregated | WLDFR | HFTD - Distribution - Tier 3 - 2QU CoRE ¦ 3QU LoRE | Red Flag Warning - Large Fires | Vegetation Contact | Aggregated | 2028 | 4.0009e-05 | 279.2931 | 0.011174 | 2028 | Mitigation | 0.95 | 45 | 0 | esc | 0.00097009 | 3.8812e-08 | 0.00097009 | 3.8812e-08 | 0.0027816 | 1.0241e-10 | 0.014899 | 1.6454e-09
[120 empty] | 7.3.3.17.5 (Remote Grid) Updates to grid topology to minimize risk of ignition in HFTDs Remote GridWLDFRVegetation ContactAggregated | WLDFR | HFTD - Distribution - Tier 3 - 2QU CoRE ¦ 3QU LoRE | Red Flag Warning - Large Fires | Vegetation Contact | Aggregated | 2029 | 4.0009e-05 | 279.2931 | 0.011174 | 2029 | Mitigation | 0.95 | 45 | 0 | esc | 0.00097009 | 3.8812e-08 | 0.00097009 | 3.8812e-08 | 0.0027816 | 1.0241e-10 | 0.014899 | 1.6454e-09
[120 empty] | 7.3.3.17.5 (Remote Grid) Updates to grid topology to minimize risk of ignition in HFTDs Remote GridWLDFRVegetation ContactAggregated | WLDFR | HFTD - Distribution - Tier 3 - 2QU CoRE ¦ 3QU LoRE | Red Flag Warning - Large Fires | Vegetation Contact | Aggregated | 2030 | 4.0009e-05 | 279.2931 | 0.011174 | 2030 | Mitigation | 0.95 | 45 | 0 | esc | 0.00097009 | 3.8812e-08 | 0.00097009 | 3.8812e-08 | 0.0027816 | 1.0241e-10 | 0.014899 | 1.6454e-09
[120 empty] | 7.3.3.17.5 (Remote Grid) Updates to grid topology to minimize risk of ignition in HFTDs Remote GridWLDFRVegetation ContactAggregated | WLDFR | HFTD - Distribution - Tier 3 - 2QU CoRE ¦ 3QU LoRE | Red Flag Warning - Large Fires | Vegetation Contact | Aggregated | 2031 | 4.0009e-05 | 279.2931 | 0.011174 | 2031 | Mitigation | 0.95 | 45 | 0 | esc | 0.00097009 | 3.8812e-08 | 0.00097009 | 3.8812e-08 | 0.0027816 | 1.0241e-10 | 0.014899 | 1.6454e-09
[120 empty] | 7.3.3.17.5 (Remote Grid) Updates to grid topology to minimize risk of ignition in HFTDs Remote GridWLDFRVegetation ContactAggregated | WLDFR | HFTD - Distribution - Tier 3 - 2QU CoRE ¦ 3QU LoRE | Red Flag Warning - Large Fires | Vegetation Contact | Aggregated | 2032 | 4.0009e-05 | 279.2931 | 0.011174 | 2032 | Mitigation | 0.95 | 45 | 0 | esc | 0.00097009 | 3.8812e-08 | 0.00097009 | 3.8812e-08 | 0.0027816 | 1.0241e-10 | 0.014899 | 1.6454e-09
[120 empty] | 7.3.3.17.5 (Remote Grid) Updates to grid topology to minimize risk of ignition in HFTDs Remote GridWLDFRVegetation ContactAggregated | WLDFR | HFTD - Distribution - Tier 3 - 2QU CoRE ¦ 3QU LoRE | Red Flag Warning - Large Fires | Vegetation Contact | Aggregated | 2033 | 4.0009e-05 | 279.2931 | 0.011174 | 2033 | Mitigation | 0.95 | 45 | 0 | esc | 0.00097009 | 3.8812e-08 | 0.00097009 | 3.8812e-08 | 0.0027816 | 1.0241e-10 | 0.014899 | 1.6454e-09
[120 empty] | 7.3.3.17.5 (Remote Grid) Updates to grid topology to minimize risk of ignition in HFTDs Remote GridWLDFRVegetation ContactAggregated | WLDFR | HFTD - Distribution - Tier 3 - 2QU CoRE ¦ 3QU LoRE | Red Flag Warning - Large Fires | Vegetation Contact | Aggregated | 2034 | 4.0009e-05 | 279.2931 | 0.011174 | 2034 | Mitigation | 0.95 | 45 | 0 | esc | 0.00097009 | 3.8812e-08 | 0.00097009 | 3.8812e-08 | 0.0027816 | 1.0241e-10 | 0.014899 | 1.6454e-09
[120 empty] | 7.3.3.17.5 (Remote Grid) Updates to grid topology to minimize risk of ignition in HFTDs Remote GridWLDFRVegetation ContactAggregated | WLDFR | HFTD - Distribution - Tier 3 - 2QU CoRE ¦ 3QU LoRE | Red Flag Warning - Large Fires | Vegetation Contact | Aggregated | 2035 | 4.0009e-05 | 279.2931 | 0.011174 | 2035 | Mitigation | 0.95 | 45 | 0 | esc | 0.00097009 | 3.8812e-08 | 0.00097009 | 3.8812e-08 | 0.0027816 | 1.0241e-10 | 0.014899 | 1.6454e-09
[120 empty] | 7.3.3.17.5 (Remote Grid) Updates to grid topology to minimize risk of ignition in HFTDs Remote GridWLDFRVegetation ContactAggregated | WLDFR | HFTD - Distribution - Tier 3 - 2QU CoRE ¦ 3QU LoRE | Red Flag Warning - Large Fires | Vegetation Contact | Aggregated | 2036 | 4.0009e-05 | 279.2931 | 0.011174 | 2036 | Mitigation | 0.95 | 45 | 0 | esc | 0.00097009 | 3.8812e-08 | 0.00097009 | 3.8812e-08 | 0.0027816 | 1.0241e-10 | 0.014899 | 1.6454e-09
[120 empty] | 7.3.3.17.5 (Remote Grid) Updates to grid topology to minimize risk of ignition in HFTDs Remote GridWLDFRVegetation ContactAggregated | WLDFR | HFTD - Distribution - Tier 3 - 2QU CoRE ¦ 3QU LoRE | Red Flag Warning - Large Fires | Vegetation Contact | Aggregated | 2037 | 4.0009e-05 | 279.2931 | 0.011174 | 2037 | Mitigation | 0.95 | 45 | 0 | esc | 0.00097009 | 3.8812e-08 | 0.00097009 | 3.8812e-08 | 0.0027816 | 1.0241e-10 | 0.014899 | 1.6454e-09
[120 empty] | 7.3.3.17.5 (Remote Grid) Updates to grid topology to minimize risk of ignition in HFTDs Remote GridWLDFRVegetation ContactAggregated | WLDFR | HFTD - Distribution - Tier 3 - 2QU CoRE ¦ 3QU LoRE | Red Flag Warning - Large Fires | Vegetation Contact | Aggregated | 2038 | 4.0009e-05 | 279.2931 | 0.011174 | 2038 | Mitigation | 0.95 | 45 | 0 | esc | 0.00097009 | 3.8812e-08 | 0.00097009 | 3.8812e-08 | 0.0027816 | 1.0241e-10 | 0.014899 | 1.6454e-09
[120 empty] | 7.3.3.17.5 (Remote Grid) Updates to grid topology to minimize risk of ignition in HFTDs Remote GridWLDFRVegetation ContactAggregated | WLDFR | HFTD - Distribution - Tier 3 - 2QU CoRE ¦ 3QU LoRE | Red Flag Warning - Large Fires | Vegetation Contact | Aggregated | 2039 | 4.0009e-05 | 279.2931 | 0.011174 | 2039 | Mitigation | 0.95 | 45 | 0 | esc | 0.00097009 | 3.8812e-08 | 0.00097009 | 3.8812e-08 | 0.0027816 | 1.0241e-10 | 0.014899 | 1.6454e-09
[120 empty] | 7.3.3.17.5 (Remote Grid) Updates to grid topology to minimize risk of ignition in HFTDs Remote GridWLDFRVegetation ContactAggregated | WLDFR | HFTD - Distribution - Tier 3 - 2QU CoRE ¦ 3QU LoRE | Red Flag Warning - Large Fires | Vegetation Contact | Aggregated | 2040 | 4.0009e-05 | 279.2931 | 0.011174 | 2040 | Mitigation | 0.95 | 45 | 0 | esc | 0.00097009 | 3.8812e-08 | 0.00097009 | 3.8812e-08 | 0 | 0 | 0.014899 | 1.6454e-09
[120 empty] | 7.3.3.17.5 (Remote Grid) Updates to grid topology to minimize risk of ignition in HFTDs Remote GridWLDFRVegetation ContactAggregated | WLDFR | HFTD - Distribution - Tier 3 - 2QU CoRE ¦ 3QU LoRE | Red Flag Warning - Large Fires | Vegetation Contact | Aggregated | 2041 | 4.0009e-05 | 279.2931 | 0.011174 | 2041 | Mitigation | 0.95 | 45 | 0 | esc | 0.00097009 | 3.8812e-08 | 0.00097009 | 3.8812e-08 | 0.0027816 | 2.4991e-08 | 0.014899 | 1.6454e-09
[120 empty] | 7.3.3.17.5 (Remote Grid) Updates to grid topology to minimize risk of ignition in HFTDs Remote GridWLDFRVegetation ContactAggregated | WLDFR | HFTD - Distribution - Tier 3 - 2QU CoRE ¦ 3QU LoRE | Red Flag Warning - Large Fires | Vegetation Contact | Aggregated | 2042 | 4.0009e-05 | 279.2931 | 0.011174 | 2042 | Mitigation | 0.95 | 45 | 0 | esc | 0.00097009 | 3.8812e-08 | 0.00097009 | 3.8812e-08 | 0.0027816 | 2.4991e-08 | 0.014899 | 1.6454e-09
[120 empty] | 7.3.3.17.5 (Remote Grid) Updates to grid topology to minimize risk of ignition in HFTDs Remote GridWLDFRVegetation ContactAggregated | WLDFR | HFTD - Distribution - Tier 3 - 2QU CoRE ¦ 3QU LoRE | Red Flag Warning - Large Fires | Vegetation Contact | Aggregated | 2043 | 4.0009e-05 | 279.2931 | 0.011174 | 2043 | Mitigation | 0.95 | 45 | 0 | esc | 0.00097009 | 3.8812e-08 | 0.00097009 | 3.8812e-08 | 0.0027816 | 2.4991e-08 | 0.014899 | 1.6454e-09
[120 empty] | 7.3.3.17.5 (Remote Grid) Updates to grid topology to minimize risk of ignition in HFTDs Remote GridWLDFRVegetation ContactAggregated | WLDFR | HFTD - Distribution - Tier 3 - 2QU CoRE ¦ 3QU LoRE | Red Flag Warning - Large Fires | Vegetation Contact | Aggregated | 2044 | 4.0009e-05 | 279.2931 | 0.011174 | 2044 | Mitigation | 0.95 | 45 | 0 | esc | 0.00097009 | 3.8812e-08 | 0.00097009 | 3.8812e-08 | 0.0027816 | 2.4991e-08 | 0.014899 | 1.6454e-09
[120 empty] | 7.3.3.17.5 (Remote Grid) Updates to grid topology to minimize risk of ignition in HFTDs Remote GridWLDFRVegetation ContactAggregated | WLDFR | HFTD - Distribution - Tier 3 - 2QU CoRE ¦ 3QU LoRE | Red Flag Warning - Large Fires | Vegetation Contact | Aggregated | 2045 | 4.0009e-05 | 279.2931 | 0.011174 | 2045 | Mitigation | 0.95 | 45 | 0 | esc | 0.00097009 | 3.8812e-08 | 0.00097009 | 3.8812e-08 | 0.0027816 | 2.4991e-08 | 0.014899 | 1.6454e-09
[120 empty] | 7.3.3.17.5 (Remote Grid) Updates to grid topology to minimize risk of ignition in HFTDs Remote GridWLDFRVegetation ContactAggregated | WLDFR | HFTD - Distribution - Tier 3 - 2QU CoRE ¦ 3QU LoRE | Red Flag Warning - Large Fires | Vegetation Contact | Aggregated | 2046 | 4.0009e-05 | 279.2931 | 0.011174 | 2046 | Mitigation | 0.95 | 45 | 0 | esc | 0.00097009 | 3.8812e-08 | 0.00097009 | 3.8812e-08 | 0.0027816 | 2.4991e-08 | 0.014899 | 1.6454e-09
[120 empty] | 7.3.3.17.5 (Remote Grid) Updates to grid topology to minimize risk of ignition in HFTDs Remote GridWLDFRVegetation ContactAggregated | WLDFR | HFTD - Distribution - Tier 3 - 2QU CoRE ¦ 3QU LoRE | Red Flag Warning - Large Fires | Vegetation Contact | Aggregated | 2047 | 4.0009e-05 | 279.2931 | 0.011174 | 2047 | Mitigation | 0.95 | 45 | 0 | esc | 0.00097009 | 3.8812e-08 | 0.00097009 | 3.8812e-08 | 0.0027816 | 2.4991e-08 | 0.014899 | 1.6454e-09
[120 empty] | 7.3.3.17.5 (Remote Grid) Updates to grid topology to minimize risk of ignition in HFTDs Remote GridWLDFRVegetation ContactAggregated | WLDFR | HFTD - Distribution - Tier 3 - 2QU CoRE ¦ 3QU LoRE | Red Flag Warning - Large Fires | Vegetation Contact | Aggregated | 2048 | 4.0009e-05 | 279.2931 | 0.011174 | 2048 | Mitigation | 0.95 | 45 | 0 | esc | 0.00097009 | 3.8812e-08 | 0.00097009 | 3.8812e-08 | 0.0027816 | 2.4991e-08 | 0.014899 | 1.6454e-09
[120 empty] | 7.3.3.17.5 (Remote Grid) Updates to grid topology to minimize risk of ignition in HFTDs Remote GridWLDFRVegetation ContactAggregated | WLDFR | HFTD - Distribution - Tier 3 - 2QU CoRE ¦ 3QU LoRE | Red Flag Warning - Large Fires | Vegetation Contact | Aggregated | 2049 | 4.0009e-05 | 279.2931 | 0.011174 | 2049 | Mitigation | 0.95 | 45 | 0 | esc | 0.00097009 | 3.8812e-08 | 0.00097009 | 3.8812e-08 | 0.0027816 | 2.4991e-08 | 0.014899 | 1.6454e-09
[120 empty] | 7.3.3.17.5 (Remote Grid) Updates to grid topology to minimize risk of ignition in HFTDs Remote GridWLDFRVegetation ContactAggregated | WLDFR | HFTD - Distribution - Tier 3 - 2QU CoRE ¦ 3QU LoRE | Red Flag Warning - Large Fires | Vegetation Contact | Aggregated | 2050 | 4.0009e-05 | 279.2931 | 0.011174 | 2050 | Mitigation | 0.95 | 45 | 0 | esc | 0.00097009 | 3.8812e-08 | 0.00097009 | 3.8812e-08 | 0.0027816 | 2.4991e-08 | 0.014899 | 1.6454e-09
[120 empty] | 7.3.3.17.5 (Remote Grid) Updates to grid topology to minimize risk of ignition in HFTDs Remote GridWLDFRVegetation ContactAggregated | WLDFR | HFTD - Distribution - Tier 3 - 2QU CoRE ¦ 3QU LoRE | Red Flag Warning - Large Fires | Vegetation Contact | Aggregated | 2051 | 4.0009e-05 | 279.2931 | 0.011174 | 2051 | Mitigation | 0.95 | 45 | 0 | esc | 0.00097009 | 3.8812e-08 | 0.00097009 | 3.8812e-08 | 0.0027816 | 2.4991e-08 | 0.014899 | 1.6454e-09
[120 empty] | 7.3.3.17.5 (Remote Grid) Updates to grid topology to minimize risk of ignition in HFTDs Remote GridWLDFRVegetation ContactAggregated | WLDFR | HFTD - Distribution - Tier 3 - 2QU CoRE ¦ 3QU LoRE | Red Flag Warning - Large Fires | Vegetation Contact | Aggregated | 2052 | 4.0009e-05 | 279.2931 | 0.011174 | 2052 | Mitigation | 0.95 | 45 | 0 | esc | 0.00097009 | 3.8812e-08 | 0.00097009 | 3.8812e-08 | 0.0027816 | 2.4991e-08 | 0.014899 | 1.6454e-09
[120 empty] | 7.3.3.17.5 (Remote Grid) Updates to grid topology to minimize risk of ignition in HFTDs Remote GridWLDFRVegetation ContactAggregated | WLDFR | HFTD - Distribution - Tier 3 - 2QU CoRE ¦ 3QU LoRE | Red Flag Warning - Large Fires | Vegetation Contact | Aggregated | 2053 | 4.0009e-05 | 279.2931 | 0.011174 | 2053 | Mitigation | 0.95 | 45 | 0 | esc | 0.00097009 | 3.8812e-08 | 0.00097009 | 3.8812e-08 | 0.0027816 | 2.4991e-08 | 0.014899 | 1.6454e-09
[120 empty] | 7.3.3.17.5 (Remote Grid) Updates to grid topology to minimize risk of ignition in HFTDs Remote GridWLDFRVegetation ContactAggregated | WLDFR | HFTD - Distribution - Tier 3 - 2QU CoRE ¦ 3QU LoRE | Red Flag Warning - Large Fires | Vegetation Contact | Aggregated | 2054 | 4.0009e-05 | 279.2931 | 0.011174 | 2054 | Mitigation | 0.95 | 45 | 0 | esc | 0.00097009 | 3.8812e-08 | 0.00097009 | 3.8812e-08 | 0.0027816 | 2.4991e-08 | 0.014899 | 1.6454e-09
[120 empty] | 7.3.3.17.5 (Remote Grid) Updates to grid topology to minimize risk of ignition in HFTDs Remote GridWLDFRVegetation ContactAggregated | WLDFR | HFTD - Distribution - Tier 3 - 2QU CoRE ¦ 3QU LoRE | Red Flag Warning - Large Fires | Vegetation Contact | Aggregated | 2055 | 4.0009e-05 | 279.2931 | 0.011174 | 2055 | Mitigation | 0.95 | 45 | 0 | esc | 0.00097009 | 3.8812e-08 | 0.00097009 | 3.8812e-08 | 0.0027816 | 2.4991e-08 | 0.014899 | 1.6454e-09
[120 empty] | 7.3.3.17.5 (Remote Grid) Updates to grid topology to minimize risk of ignition in HFTDs Remote GridWLDFRVegetation ContactAggregated | WLDFR | HFTD - Distribution - Tier 3 - 2QU CoRE ¦ 3QU LoRE | Red Flag Warning - Large Fires | Vegetation Contact | Aggregated | 2056 | 4.0009e-05 | 279.2931 | 0.011174 | 2056 | Mitigation | 0.95 | 45 | 0 | esc | 0.00097009 | 3.8812e-08 | 0.00097009 | 3.8812e-08 | 0.0027816 | 2.4991e-08 | 0 | 0
[120 empty] | 7.3.3.17.5 (Remote Grid) Updates to grid topology to minimize risk of ignition in HFTDs Remote GridWLDFRVegetation ContactAggregated | WLDFR | HFTD - Distribution - Tier 3 - 2QU CoRE ¦ 3QU LoRE | Red Flag Warning - Large Fires | Vegetation Contact | Aggregated | 2057 | 4.0009e-05 | 279.2931 | 0.011174 | 2057 | Mitigation | 0.95 | 45 | 0 | esc | 0.00097009 | 3.8812e-08 | 0.00097009 | 3.8812e-08 | 0.0027816 | 2.4991e-08 | 0 | 0
[120 empty] | 7.3.3.17.5 (Remote Grid) Updates to grid topology to minimize risk of ignition in HFTDs Remote GridWLDFRVegetation ContactAggregated | WLDFR | HFTD - Distribution - Tier 3 - 2QU CoRE ¦ 3QU LoRE | Red Flag Warning - Large Fires | Vegetation Contact | Aggregated | 2058 | 4.0009e-05 | 279.2931 | 0.011174 | 2058 | Mitigation | 0.95 | 45 | 0 | esc | 0.00097009 | 3.8812e-08 | 0.00097009 | 3.8812e-08 | 0.0027816 | 2.4991e-08 | 0.008942 | 1.2615e-08
[120 empty] | 7.3.3.17.5 (Remote Grid) Updates to grid topology to minimize risk of ignition in HFTDs Remote GridWLDFRVegetation ContactAggregated | WLDFR | HFTD - Distribution - Tier 3 - 2QU CoRE ¦ 3QU LoRE | Red Flag Warning - Large Fires | Vegetation Contact | Aggregated | 2059 | 4.0009e-05 | 279.2931 | 0.011174 | 2059 | Mitigation | 0.95 | 45 | 0 | esc | 0.00097009 | 3.8812e-08 | 0.00097009 | 3.8812e-08 | 0.0027816 | 2.4991e-08 | 0.008942 | 1.2615e-08
[120 empty] | 7.3.3.17.5 (Remote Grid) Updates to grid topology to minimize risk of ignition in HFTDs Remote GridWLDFRVegetation ContactAggregated | WLDFR | HFTD - Distribution - Tier 3 - 2QU CoRE ¦ 3QU LoRE | Red Flag Warning - Large Fires | Vegetation Contact | Aggregated | 2060 | 4.0009e-05 | 279.2931 | 0.011174 | 2060 | Mitigation | 0.95 | 45 | 0 | esc | 0.00097009 | 3.8812e-08 | 0.00097009 | 3.8812e-08 | 0.0027816 | 2.4991e-08 | 0.008942 | 1.2615e-08
[120 empty] | 7.3.3.17.5 (Remote Grid) Updates to grid topology to minimize risk of ignition in HFTDs Remote GridWLDFRVegetation ContactAggregated | WLDFR | HFTD - Distribution - Tier 3 - 2QU CoRE ¦ 3QU LoRE | Red Flag Warning - Large Fires | Vegetation Contact | Aggregated | 2061 | 4.0009e-05 | 279.2931 | 0.011174 | 2061 | Mitigation | 0.95 | 45 | 0 | esc | 0.00097009 | 3.8812e-08 | 0.00097009 | 3.8812e-08 | 0.0027816 | 2.4991e-08 | 0.008942 | 1.2615e-08
[120 empty] | 7.3.3.17.5 (Remote Grid) Updates to grid topology to minimize risk of ignition in HFTDs Remote GridWLDFRVegetation ContactAggregated | WLDFR | HFTD - Distribution - Tier 3 - 2QU CoRE ¦ 3QU LoRE | Red Flag Warning - Large Fires | Vegetation Contact | Aggregated | 2062 | 4.0009e-05 | 279.2931 | 0.011174 | 2062 | Mitigation | 0.95 | 45 | 0 | esc | 0.00097009 | 3.8812e-08 | 0.00097009 | 3.8812e-08 | 0.0027816 | 2.4991e-08 | 0.008942 | 1.2615e-08
[120 empty] | 7.3.3.17.5 (Remote Grid) Updates to grid topology to minimize risk of ignition in HFTDs Remote GridWLDFRVegetation ContactAggregated | WLDFR | HFTD - Distribution - Tier 3 - 2QU CoRE ¦ 3QU LoRE | Red Flag Warning - Large Fires | Vegetation Contact | Aggregated | 2063 | 4.0009e-05 | 279.2931 | 0.011174 | 2063 | Mitigation | 0.95 | 45 | 0 | esc | 0.00097009 | 3.8812e-08 | 0.00097009 | 3.8812e-08 | 0.0027816 | 2.4991e-08 | 0.008942 | 1.2615e-08
[120 empty] | 7.3.3.17.5 (Remote Grid) Updates to grid topology to minimize risk of ignition in HFTDs Remote GridWLDFRVegetation ContactAggregated | WLDFR | HFTD - Distribution - Tier 3 - 2QU CoRE ¦ 3QU LoRE | Red Flag Warning - Large Fires | Vegetation Contact | Aggregated | 2064 | 4.0009e-05 | 279.2931 | 0.011174 | 2064 | Mitigation | 0.95 | 45 | 0 | esc | 0.00097009 | 3.8812e-08 | 0.00097009 | 3.8812e-08 | 0.0027816 | 2.4991e-08 | 0.008942 | 1.2615e-08
[120 empty] | 7.3.3.17.5 (Remote Grid) Updates to grid topology to minimize risk of ignition in HFTDs Remote GridWLDFRVegetation ContactAggregated | WLDFR | HFTD - Distribution - Tier 3 - 2QU CoRE ¦ 3QU LoRE | Red Flag Warning - Large Fires | Vegetation Contact | Aggregated | 2065 | 4.0009e-05 | 279.2931 | 0.011174 | 2065 | Mitigation | 0.95 | 45 | 0 | esc | 0.00097009 | 3.8812e-08 | 0.00097009 | 3.8812e-08 | 0.0027816 | 2.4991e-08 | 0.008942 | 1.2615e-08
[120 empty] | 7.3.3.17.5 (Remote Grid) Updates to grid topology to minimize risk of ignition in HFTDs Remote GridWLDFRVegetation ContactAggregated | WLDFR | HFTD - Distribution - Tier 3 - 2QU CoRE ¦ 3QU LoRE | Red Flag Warning - Large Fires | Vegetation Contact | Aggregated | 2066 | 4.0009e-05 | 279.2931 | 0.011174 | 2066 | Mitigation | 0.95 | 45 | 0 | esc | 0.00097009 | 3.8812e-08 | 0.00097009 | 3.8812e-08 | 0.0027816 | 2.4991e-08 | 0.008942 | 1.2615e-08
[120 empty] | 7.3.3.17.5 (Remote Grid) Updates to grid topology to minimize risk of ignition in HFTDs Remote GridWLDFRVegetation ContactAggregated | WLDFR | HFTD - Distribution - Tier 3 - 2QU CoRE ¦ 3QU LoRE | Red Flag Warning - Large Fires | Vegetation Contact | Aggregated | 2067 | 4.0009e-05 | 279.2931 | 0.011174 | 2067 | Mitigation | 0.95 | 45 | 0 | esc | 0 | 0 | 0.00097009 | 3.8812e-08 | 0.0027816 | 2.4991e-08 | 0.008942 | 1.2615e-08
[120 empty] | 7.3.3.17.5 (Remote Grid) Updates to grid topology to minimize risk of ignition in HFTDs Remote GridWLDFRContact from objectAggregated | WLDFR | HFTD - Distribution - Tier 3 - 2QU CoRE ¦ 3QU LoRE | Red Flag Warning - Small Fires | Contact from object | Aggregated | 2022 | 1.3761e-05 | 279.2931 | 0.0038433 | 2022 | Mitigation | 0.95 | 45 | 0 | esc | 0.00097009 | 1.3349e-08 | 0 | 0 | 0.0027816 | 2.4991e-08 | 0.008942 | 1.2615e-08
[120 empty] | 7.3.3.17.5 (Remote Grid) Updates to grid topology to minimize risk of ignition in HFTDs Remote GridWLDFRContact from objectAggregated | WLDFR | HFTD - Distribution - Tier 3 - 2QU CoRE ¦ 3QU LoRE | Red Flag Warning - Small Fires | Contact from object | Aggregated | 2023 | 1.3761e-05 | 279.2931 | 0.0038433 | 2023 | Mitigation | 0.95 | 45 | 0 | esc | 0.00097009 | 1.3349e-08 | 0.00097009 | 1.3349e-08 | 0.0027816 | 2.4991e-08 | 0.008942 | 1.2615e-08
[120 empty] | 7.3.3.17.5 (Remote Grid) Updates to grid topology to minimize risk of ignition in HFTDs Remote GridWLDFRContact from objectAggregated | WLDFR | HFTD - Distribution - Tier 3 - 2QU CoRE ¦ 3QU LoRE | Red Flag Warning - Small Fires | Contact from object | Aggregated | 2024 | 1.3761e-05 | 279.2931 | 0.0038433 | 2024 | Mitigation | 0.95 | 45 | 0 | esc | 0.00097009 | 1.3349e-08 | 0.00097009 | 1.3349e-08 | 0.0027816 | 2.4991e-08 | 0.008942 | 1.2615e-08
[120 empty] | 7.3.3.17.5 (Remote Grid) Updates to grid topology to minimize risk of ignition in HFTDs Remote GridWLDFRContact from objectAggregated | WLDFR | HFTD - Distribution - Tier 3 - 2QU CoRE ¦ 3QU LoRE | Red Flag Warning - Small Fires | Contact from object | Aggregated | 2025 | 1.3761e-05 | 279.2931 | 0.0038433 | 2025 | Mitigation | 0.95 | 45 | 0 | esc | 0.00097009 | 1.3349e-08 | 0.00097009 | 1.3349e-08 | 0.0027816 | 2.4991e-08 | 0.008942 | 1.2615e-08
[120 empty] | 7.3.3.17.5 (Remote Grid) Updates to grid topology to minimize risk of ignition in HFTDs Remote GridWLDFRContact from objectAggregated | WLDFR | HFTD - Distribution - Tier 3 - 2QU CoRE ¦ 3QU LoRE | Red Flag Warning - Small Fires | Contact from object | Aggregated | 2026 | 1.3761e-05 | 279.2931 | 0.0038433 | 2026 | Mitigation | 0.95 | 45 | 0 | esc | 0.00097009 | 1.3349e-08 | 0.00097009 | 1.3349e-08 | 0.0027816 | 2.4991e-08 | 0.008942 | 1.2615e-08
[120 empty] | 7.3.3.17.5 (Remote Grid) Updates to grid topology to minimize risk of ignition in HFTDs Remote GridWLDFRContact from objectAggregated | WLDFR | HFTD - Distribution - Tier 3 - 2QU CoRE ¦ 3QU LoRE | Red Flag Warning - Small Fires | Contact from object | Aggregated | 2027 | 1.3761e-05 | 279.2931 | 0.0038433 | 2027 | Mitigation | 0.95 | 45 | 0 | esc | 0.00097009 | 1.3349e-08 | 0.00097009 | 1.3349e-08 | 0.0027816 | 2.4991e-08 | 0.008942 | 1.2615e-08
[120 empty] | 7.3.3.17.5 (Remote Grid) Updates to grid topology to minimize risk of ignition in HFTDs Remote GridWLDFRContact from objectAggregated | WLDFR | HFTD - Distribution - Tier 3 - 2QU CoRE ¦ 3QU LoRE | Red Flag Warning - Small Fires | Contact from object | Aggregated | 2028 | 1.3761e-05 | 279.2931 | 0.0038433 | 2028 | Mitigation | 0.95 | 45 | 0 | esc | 0.00097009 | 1.3349e-08 | 0.00097009 | 1.3349e-08 | 0.0027816 | 2.4991e-08 | 0.008942 | 1.2615e-08
[120 empty] | 7.3.3.17.5 (Remote Grid) Updates to grid topology to minimize risk of ignition in HFTDs Remote GridWLDFRContact from objectAggregated | WLDFR | HFTD - Distribution - Tier 3 - 2QU CoRE ¦ 3QU LoRE | Red Flag Warning - Small Fires | Contact from object | Aggregated | 2029 | 1.3761e-05 | 279.2931 | 0.0038433 | 2029 | Mitigation | 0.95 | 45 | 0 | esc | 0.00097009 | 1.3349e-08 | 0.00097009 | 1.3349e-08 | 0.0027816 | 2.4991e-08 | 0.008942 | 1.2615e-08
[120 empty] | 7.3.3.17.5 (Remote Grid) Updates to grid topology to minimize risk of ignition in HFTDs Remote GridWLDFRContact from objectAggregated | WLDFR | HFTD - Distribution - Tier 3 - 2QU CoRE ¦ 3QU LoRE | Red Flag Warning - Small Fires | Contact from object | Aggregated | 2030 | 1.3761e-05 | 279.2931 | 0.0038433 | 2030 | Mitigation | 0.95 | 45 | 0 | esc | 0.00097009 | 1.3349e-08 | 0.00097009 | 1.3349e-08 | 0.0027816 | 2.4991e-08 | 0.008942 | 1.2615e-08
[120 empty] | 7.3.3.17.5 (Remote Grid) Updates to grid topology to minimize risk of ignition in HFTDs Remote GridWLDFRContact from objectAggregated | WLDFR | HFTD - Distribution - Tier 3 - 2QU CoRE ¦ 3QU LoRE | Red Flag Warning - Small Fires | Contact from object | Aggregated | 2031 | 1.3761e-05 | 279.2931 | 0.0038433 | 2031 | Mitigation | 0.95 | 45 | 0 | esc | 0.00097009 | 1.3349e-08 | 0.00097009 | 1.3349e-08 | 0.0027816 | 2.4991e-08 | 0.008942 | 1.2615e-08
[120 empty] | 7.3.3.17.5 (Remote Grid) Updates to grid topology to minimize risk of ignition in HFTDs Remote GridWLDFRContact from objectAggregated | WLDFR | HFTD - Distribution - Tier 3 - 2QU CoRE ¦ 3QU LoRE | Red Flag Warning - Small Fires | Contact from object | Aggregated | 2032 | 1.3761e-05 | 279.2931 | 0.0038433 | 2032 | Mitigation | 0.95 | 45 | 0 | esc | 0.00097009 | 1.3349e-08 | 0.00097009 | 1.3349e-08 | 0.0027816 | 2.4991e-08 | 0.008942 | 1.2615e-08
[120 empty] | 7.3.3.17.5 (Remote Grid) Updates to grid topology to minimize risk of ignition in HFTDs Remote GridWLDFRContact from objectAggregated | WLDFR | HFTD - Distribution - Tier 3 - 2QU CoRE ¦ 3QU LoRE | Red Flag Warning - Small Fires | Contact from object | Aggregated | 2033 | 1.3761e-05 | 279.2931 | 0.0038433 | 2033 | Mitigation | 0.95 | 45 | 0 | esc | 0.00097009 | 1.3349e-08 | 0.00097009 | 1.3349e-08 | 0.0027816 | 2.4991e-08 | 0.008942 | 1.2615e-08
[120 empty] | 7.3.3.17.5 (Remote Grid) Updates to grid topology to minimize risk of ignition in HFTDs Remote GridWLDFRContact from objectAggregated | WLDFR | HFTD - Distribution - Tier 3 - 2QU CoRE ¦ 3QU LoRE | Red Flag Warning - Small Fires | Contact from object | Aggregated | 2034 | 1.3761e-05 | 279.2931 | 0.0038433 | 2034 | Mitigation | 0.95 | 45 | 0 | esc | 0.00097009 | 1.3349e-08 | 0.00097009 | 1.3349e-08 | 0.0027816 | 2.4991e-08 | 0.008942 | 1.2615e-08
[120 empty] | 7.3.3.17.5 (Remote Grid) Updates to grid topology to minimize risk of ignition in HFTDs Remote GridWLDFRContact from objectAggregated | WLDFR | HFTD - Distribution - Tier 3 - 2QU CoRE ¦ 3QU LoRE | Red Flag Warning - Small Fires | Contact from object | Aggregated | 2035 | 1.3761e-05 | 279.2931 | 0.0038433 | 2035 | Mitigation | 0.95 | 45 | 0 | esc | 0.00097009 | 1.3349e-08 | 0.00097009 | 1.3349e-08 | 0.0027816 | 2.4991e-08 | 0.008942 | 1.2615e-08
[120 empty] | 7.3.3.17.5 (Remote Grid) Updates to grid topology to minimize risk of ignition in HFTDs Remote GridWLDFRContact from objectAggregated | WLDFR | HFTD - Distribution - Tier 3 - 2QU CoRE ¦ 3QU LoRE | Red Flag Warning - Small Fires | Contact from object | Aggregated | 2036 | 1.3761e-05 | 279.2931 | 0.0038433 | 2036 | Mitigation | 0.95 | 45 | 0 | esc | 0.00097009 | 1.3349e-08 | 0.00097009 | 1.3349e-08 | 0.0027816 | 2.4991e-08 | 0.008942 | 1.2615e-08
[120 empty] | 7.3.3.17.5 (Remote Grid) Updates to grid topology to minimize risk of ignition in HFTDs Remote GridWLDFRContact from objectAggregated | WLDFR | HFTD - Distribution - Tier 3 - 2QU CoRE ¦ 3QU LoRE | Red Flag Warning - Small Fires | Contact from object | Aggregated | 2037 | 1.3761e-05 | 279.2931 | 0.0038433 | 2037 | Mitigation | 0.95 | 45 | 0 | esc | 0.00097009 | 1.3349e-08 | 0.00097009 | 1.3349e-08 | 0.0027816 | 2.4991e-08 | 0.008942 | 1.2615e-08
[120 empty] | 7.3.3.17.5 (Remote Grid) Updates to grid topology to minimize risk of ignition in HFTDs Remote GridWLDFRContact from objectAggregated | WLDFR | HFTD - Distribution - Tier 3 - 2QU CoRE ¦ 3QU LoRE | Red Flag Warning - Small Fires | Contact from object | Aggregated | 2038 | 1.3761e-05 | 279.2931 | 0.0038433 | 2038 | Mitigation | 0.95 | 45 | 0 | esc | 0.00097009 | 1.3349e-08 | 0.00097009 | 1.3349e-08 | 0.0027816 | 2.4991e-08 | 0.008942 | 1.2615e-08
[120 empty] | 7.3.3.17.5 (Remote Grid) Updates to grid topology to minimize risk of ignition in HFTDs Remote GridWLDFRContact from objectAggregated | WLDFR | HFTD - Distribution - Tier 3 - 2QU CoRE ¦ 3QU LoRE | Red Flag Warning - Small Fires | Contact from object | Aggregated | 2039 | 1.3761e-05 | 279.2931 | 0.0038433 | 2039 | Mitigation | 0.95 | 45 | 0 | esc | 0.00097009 | 1.3349e-08 | 0.00097009 | 1.3349e-08 | 0.0027816 | 2.4991e-08 | 0.008942 | 1.2615e-08
[120 empty] | 7.3.3.17.5 (Remote Grid) Updates to grid topology to minimize risk of ignition in HFTDs Remote GridWLDFRContact from objectAggregated | WLDFR | HFTD - Distribution - Tier 3 - 2QU CoRE ¦ 3QU LoRE | Red Flag Warning - Small Fires | Contact from object | Aggregated | 2040 | 1.3761e-05 | 279.2931 | 0.0038433 | 2040 | Mitigation | 0.95 | 45 | 0 | esc | 0.00097009 | 1.3349e-08 | 0.00097009 | 1.3349e-08 | 0.0027816 | 2.4991e-08 | 0.008942 | 1.2615e-08
[120 empty] | 7.3.3.17.5 (Remote Grid) Updates to grid topology to minimize risk of ignition in HFTDs Remote GridWLDFRContact from objectAggregated | WLDFR | HFTD - Distribution - Tier 3 - 2QU CoRE ¦ 3QU LoRE | Red Flag Warning - Small Fires | Contact from object | Aggregated | 2041 | 1.3761e-05 | 279.2931 | 0.0038433 | 2041 | Mitigation | 0.95 | 45 | 0 | esc | 0.00097009 | 1.3349e-08 | 0.00097009 | 1.3349e-08 | 0.0027816 | 2.4991e-08 | 0.008942 | 1.2615e-08
[120 empty] | 7.3.3.17.5 (Remote Grid) Updates to grid topology to minimize risk of ignition in HFTDs Remote GridWLDFRContact from objectAggregated | WLDFR | HFTD - Distribution - Tier 3 - 2QU CoRE ¦ 3QU LoRE | Red Flag Warning - Small Fires | Contact from object | Aggregated | 2042 | 1.3761e-05 | 279.2931 | 0.0038433 | 2042 | Mitigation | 0.95 | 45 | 0 | esc | 0.00097009 | 1.3349e-08 | 0.00097009 | 1.3349e-08 | 0.0027816 | 2.4991e-08 | 0 | 0
[120 empty] | 7.3.3.17.5 (Remote Grid) Updates to grid topology to minimize risk of ignition in HFTDs Remote GridWLDFRContact from objectAggregated | WLDFR | HFTD - Distribution - Tier 3 - 2QU CoRE ¦ 3QU LoRE | Red Flag Warning - Small Fires | Contact from object | Aggregated | 2043 | 1.3761e-05 | 279.2931 | 0.0038433 | 2043 | Mitigation | 0.95 | 45 | 0 | esc | 0.00097009 | 1.3349e-08 | 0.00097009 | 1.3349e-08 | 0.0027816 | 2.4991e-08 | 0 | 0
[120 empty] | 7.3.3.17.5 (Remote Grid) Updates to grid topology to minimize risk of ignition in HFTDs Remote GridWLDFRContact from objectAggregated | WLDFR | HFTD - Distribution - Tier 3 - 2QU CoRE ¦ 3QU LoRE | Red Flag Warning - Small Fires | Contact from object | Aggregated | 2044 | 1.3761e-05 | 279.2931 | 0.0038433 | 2044 | Mitigation | 0.95 | 45 | 0 | esc | 0.00097009 | 1.3349e-08 | 0.00097009 | 1.3349e-08 | 0 | 0 | 0.0088147 | 4.9313e-08
[120 empty] | 7.3.3.17.5 (Remote Grid) Updates to grid topology to minimize risk of ignition in HFTDs Remote GridWLDFRContact from objectAggregated | WLDFR | HFTD - Distribution - Tier 3 - 2QU CoRE ¦ 3QU LoRE | Red Flag Warning - Small Fires | Contact from object | Aggregated | 2045 | 1.3761e-05 | 279.2931 | 0.0038433 | 2045 | Mitigation | 0.95 | 45 | 0 | esc | 0.00097009 | 1.3349e-08 | 0.00097009 | 1.3349e-08 | 0.0027816 | 3.987e-10 | 0.0088147 | 4.9313e-08
[120 empty] | 7.3.3.17.5 (Remote Grid) Updates to grid topology to minimize risk of ignition in HFTDs Remote GridWLDFRContact from objectAggregated | WLDFR | HFTD - Distribution - Tier 3 - 2QU CoRE ¦ 3QU LoRE | Red Flag Warning - Small Fires | Contact from object | Aggregated | 2046 | 1.3761e-05 | 279.2931 | 0.0038433 | 2046 | Mitigation | 0.95 | 45 | 0 | esc | 0.00097009 | 1.3349e-08 | 0.00097009 | 1.3349e-08 | 0.0027816 | 3.987e-10 | 0.0088147 | 4.9313e-08
[120 empty] | 7.3.3.17.5 (Remote Grid) Updates to grid topology to minimize risk of ignition in HFTDs Remote GridWLDFRContact from objectAggregated | WLDFR | HFTD - Distribution - Tier 3 - 2QU CoRE ¦ 3QU LoRE | Red Flag Warning - Small Fires | Contact from object | Aggregated | 2047 | 1.3761e-05 | 279.2931 | 0.0038433 | 2047 | Mitigation | 0.95 | 45 | 0 | esc | 0.00097009 | 1.3349e-08 | 0.00097009 | 1.3349e-08 | 0.0027816 | 3.987e-10 | 0.0088147 | 4.9313e-08
[120 empty] | 7.3.3.17.5 (Remote Grid) Updates to grid topology to minimize risk of ignition in HFTDs Remote GridWLDFRContact from objectAggregated | WLDFR | HFTD - Distribution - Tier 3 - 2QU CoRE ¦ 3QU LoRE | Red Flag Warning - Small Fires | Contact from object | Aggregated | 2048 | 1.3761e-05 | 279.2931 | 0.0038433 | 2048 | Mitigation | 0.95 | 45 | 0 | esc | 0.00097009 | 1.3349e-08 | 0.00097009 | 1.3349e-08 | 0.0027816 | 3.987e-10 | 0.0088147 | 4.9313e-08
[120 empty] | 7.3.3.17.5 (Remote Grid) Updates to grid topology to minimize risk of ignition in HFTDs Remote GridWLDFRContact from objectAggregated | WLDFR | HFTD - Distribution - Tier 3 - 2QU CoRE ¦ 3QU LoRE | Red Flag Warning - Small Fires | Contact from object | Aggregated | 2049 | 1.3761e-05 | 279.2931 | 0.0038433 | 2049 | Mitigation | 0.95 | 45 | 0 | esc | 0.00097009 | 1.3349e-08 | 0.00097009 | 1.3349e-08 | 0.0027816 | 3.987e-10 | 0.0088147 | 4.9313e-08
[120 empty] | 7.3.3.17.5 (Remote Grid) Updates to grid topology to minimize risk of ignition in HFTDs Remote GridWLDFRContact from objectAggregated | WLDFR | HFTD - Distribution - Tier 3 - 2QU CoRE ¦ 3QU LoRE | Red Flag Warning - Small Fires | Contact from object | Aggregated | 2050 | 1.3761e-05 | 279.2931 | 0.0038433 | 2050 | Mitigation | 0.95 | 45 | 0 | esc | 0.00097009 | 1.3349e-08 | 0.00097009 | 1.3349e-08 | 0.0027816 | 3.987e-10 | 0.0088147 | 4.9313e-08
[120 empty] | 7.3.3.17.5 (Remote Grid) Updates to grid topology to minimize risk of ignition in HFTDs Remote GridWLDFRContact from objectAggregated | WLDFR | HFTD - Distribution - Tier 3 - 2QU CoRE ¦ 3QU LoRE | Red Flag Warning - Small Fires | Contact from object | Aggregated | 2051 | 1.3761e-05 | 279.2931 | 0.0038433 | 2051 | Mitigation | 0.95 | 45 | 0 | esc | 0.00097009 | 1.3349e-08 | 0.00097009 | 1.3349e-08 | 0.0027816 | 3.987e-10 | 0.0088147 | 4.9313e-08
[120 empty] | 7.3.3.17.5 (Remote Grid) Updates to grid topology to minimize risk of ignition in HFTDs Remote GridWLDFRContact from objectAggregated | WLDFR | HFTD - Distribution - Tier 3 - 2QU CoRE ¦ 3QU LoRE | Red Flag Warning - Small Fires | Contact from object | Aggregated | 2052 | 1.3761e-05 | 279.2931 | 0.0038433 | 2052 | Mitigation | 0.95 | 45 | 0 | esc | 0.00097009 | 1.3349e-08 | 0.00097009 | 1.3349e-08 | 0.0027816 | 3.987e-10 | 0.0088147 | 4.9313e-08
[120 empty] | 7.3.3.17.5 (Remote Grid) Updates to grid topology to minimize risk of ignition in HFTDs Remote GridWLDFRContact from objectAggregated | WLDFR | HFTD - Distribution - Tier 3 - 2QU CoRE ¦ 3QU LoRE | Red Flag Warning - Small Fires | Contact from object | Aggregated | 2053 | 1.3761e-05 | 279.2931 | 0.0038433 | 2053 | Mitigation | 0.95 | 45 | 0 | esc | 0.00097009 | 1.3349e-08 | 0.00097009 | 1.3349e-08 | 0.0027816 | 3.987e-10 | 0.0088147 | 4.9313e-08
[120 empty] | 7.3.3.17.5 (Remote Grid) Updates to grid topology to minimize risk of ignition in HFTDs Remote GridWLDFRContact from objectAggregated | WLDFR | HFTD - Distribution - Tier 3 - 2QU CoRE ¦ 3QU LoRE | Red Flag Warning - Small Fires | Contact from object | Aggregated | 2054 | 1.3761e-05 | 279.2931 | 0.0038433 | 2054 | Mitigation | 0.95 | 45 | 0 | esc | 0.00097009 | 1.3349e-08 | 0.00097009 | 1.3349e-08 | 0.0027816 | 3.987e-10 | 0.0088147 | 4.9313e-08
[120 empty] | 7.3.3.17.5 (Remote Grid) Updates to grid topology to minimize risk of ignition in HFTDs Remote GridWLDFRContact from objectAggregated | WLDFR | HFTD - Distribution - Tier 3 - 2QU CoRE ¦ 3QU LoRE | Red Flag Warning - Small Fires | Contact from object | Aggregated | 2055 | 1.3761e-05 | 279.2931 | 0.0038433 | 2055 | Mitigation | 0.95 | 45 | 0 | esc | 0.00097009 | 1.3349e-08 | 0.00097009 | 1.3349e-08 | 0.0027816 | 3.987e-10 | 0.0088147 | 4.9313e-08
[120 empty] | 7.3.3.17.5 (Remote Grid) Updates to grid topology to minimize risk of ignition in HFTDs Remote GridWLDFRContact from objectAggregated | WLDFR | HFTD - Distribution - Tier 3 - 2QU CoRE ¦ 3QU LoRE | Red Flag Warning - Small Fires | Contact from object | Aggregated | 2056 | 1.3761e-05 | 279.2931 | 0.0038433 | 2056 | Mitigation | 0.95 | 45 | 0 | esc | 0.00097009 | 1.3349e-08 | 0.00097009 | 1.3349e-08 | 0.0027816 | 3.987e-10 | 0.0088147 | 4.9313e-08
[120 empty] | 7.3.3.17.5 (Remote Grid) Updates to grid topology to minimize risk of ignition in HFTDs Remote GridWLDFRContact from objectAggregated | WLDFR | HFTD - Distribution - Tier 3 - 2QU CoRE ¦ 3QU LoRE | Red Flag Warning - Small Fires | Contact from object | Aggregated | 2057 | 1.3761e-05 | 279.2931 | 0.0038433 | 2057 | Mitigation | 0.95 | 45 | 0 | esc | 0.00097009 | 1.3349e-08 | 0.00097009 | 1.3349e-08 | 0.0027816 | 3.987e-10 | 0.0088147 | 4.9313e-08
[120 empty] | 7.3.3.17.5 (Remote Grid) Updates to grid topology to minimize risk of ignition in HFTDs Remote GridWLDFRContact from objectAggregated | WLDFR | HFTD - Distribution - Tier 3 - 2QU CoRE ¦ 3QU LoRE | Red Flag Warning - Small Fires | Contact from object | Aggregated | 2058 | 1.3761e-05 | 279.2931 | 0.0038433 | 2058 | Mitigation | 0.95 | 45 | 0 | esc | 0.00097009 | 1.3349e-08 | 0.00097009 | 1.3349e-08 | 0.0027816 | 3.987e-10 | 0.0088147 | 4.9313e-08
[120 empty] | 7.3.3.17.5 (Remote Grid) Updates to grid topology to minimize risk of ignition in HFTDs Remote GridWLDFRContact from objectAggregated | WLDFR | HFTD - Distribution - Tier 3 - 2QU CoRE ¦ 3QU LoRE | Red Flag Warning - Small Fires | Contact from object | Aggregated | 2059 | 1.3761e-05 | 279.2931 | 0.0038433 | 2059 | Mitigation | 0.95 | 45 | 0 | esc | 0.00097009 | 1.3349e-08 | 0.00097009 | 1.3349e-08 | 0.0027816 | 3.987e-10 | 0.0088147 | 4.9313e-08
[120 empty] | 7.3.3.17.5 (Remote Grid) Updates to grid topology to minimize risk of ignition in HFTDs Remote GridWLDFRContact from objectAggregated | WLDFR | HFTD - Distribution - Tier 3 - 2QU CoRE ¦ 3QU LoRE | Red Flag Warning - Small Fires | Contact from object | Aggregated | 2060 | 1.3761e-05 | 279.2931 | 0.0038433 | 2060 | Mitigation | 0.95 | 45 | 0 | esc | 0.00097009 | 1.3349e-08 | 0.00097009 | 1.3349e-08 | 0.0027816 | 3.987e-10 | 0.0088147 | 4.9313e-08
[120 empty] | 7.3.3.17.5 (Remote Grid) Updates to grid topology to minimize risk of ignition in HFTDs Remote GridWLDFRContact from objectAggregated | WLDFR | HFTD - Distribution - Tier 3 - 2QU CoRE ¦ 3QU LoRE | Red Flag Warning - Small Fires | Contact from object | Aggregated | 2061 | 1.3761e-05 | 279.2931 | 0.0038433 | 2061 | Mitigation | 0.95 | 45 | 0 | esc | 0.00097009 | 1.3349e-08 | 0.00097009 | 1.3349e-08 | 0.0027816 | 3.987e-10 | 0.0088147 | 4.9313e-08
[120 empty] | 7.3.3.17.5 (Remote Grid) Updates to grid topology to minimize risk of ignition in HFTDs Remote GridWLDFRContact from objectAggregated | WLDFR | HFTD - Distribution - Tier 3 - 2QU CoRE ¦ 3QU LoRE | Red Flag Warning - Small Fires | Contact from object | Aggregated | 2062 | 1.3761e-05 | 279.2931 | 0.0038433 | 2062 | Mitigation | 0.95 | 45 | 0 | esc | 0.00097009 | 1.3349e-08 | 0.00097009 | 1.3349e-08 | 0.0027816 | 3.987e-10 | 0.0088147 | 4.9313e-08
[120 empty] | 7.3.3.17.5 (Remote Grid) Updates to grid topology to minimize risk of ignition in HFTDs Remote GridWLDFRContact from objectAggregated | WLDFR | HFTD - Distribution - Tier 3 - 2QU CoRE ¦ 3QU LoRE | Red Flag Warning - Small Fires | Contact from object | Aggregated | 2063 | 1.3761e-05 | 279.2931 | 0.0038433 | 2063 | Mitigation | 0.95 | 45 | 0 | esc | 0.00097009 | 1.3349e-08 | 0.00097009 | 1.3349e-08 | 0.0027816 | 3.987e-10 | 0.0088147 | 4.9313e-08
[120 empty] | 7.3.3.17.5 (Remote Grid) Updates to grid topology to minimize risk of ignition in HFTDs Remote GridWLDFRContact from objectAggregated | WLDFR | HFTD - Distribution - Tier 3 - 2QU CoRE ¦ 3QU LoRE | Red Flag Warning - Small Fires | Contact from object | Aggregated | 2064 | 1.3761e-05 | 279.2931 | 0.0038433 | 2064 | Mitigation | 0.95 | 45 | 0 | esc | 0.00097009 | 1.3349e-08 | 0.00097009 | 1.3349e-08 | 0.0027816 | 3.987e-10 | 0.0088147 | 4.9313e-08
[120 empty] | 7.3.3.17.5 (Remote Grid) Updates to grid topology to minimize risk of ignition in HFTDs Remote GridWLDFRContact from objectAggregated | WLDFR | HFTD - Distribution - Tier 3 - 2QU CoRE ¦ 3QU LoRE | Red Flag Warning - Small Fires | Contact from object | Aggregated | 2065 | 1.3761e-05 | 279.2931 | 0.0038433 | 2065 | Mitigation | 0.95 | 45 | 0 | esc | 0.00097009 | 1.3349e-08 | 0.00097009 | 1.3349e-08 | 0.0027816 | 3.987e-10 | 0.0088147 | 4.9313e-08
[120 empty] | 7.3.3.17.5 (Remote Grid) Updates to grid topology to minimize risk of ignition in HFTDs Remote GridWLDFRContact from objectAggregated | WLDFR | HFTD - Distribution - Tier 3 - 2QU CoRE ¦ 3QU LoRE | Red Flag Warning - Small Fires | Contact from object | Aggregated | 2066 | 1.3761e-05 | 279.2931 | 0.0038433 | 2066 | Mitigation | 0.95 | 45 | 0 | esc | 0.00097009 | 1.3349e-08 | 0.00097009 | 1.3349e-08 | 0.0027816 | 3.987e-10 | 0.0088147 | 4.9313e-08
[120 empty] | 7.3.3.17.5 (Remote Grid) Updates to grid topology to minimize risk of ignition in HFTDs Remote GridWLDFRContact from objectAggregated | WLDFR | HFTD - Distribution - Tier 3 - 2QU CoRE ¦ 3QU LoRE | Red Flag Warning - Small Fires | Contact from object | Aggregated | 2067 | 1.3761e-05 | 279.2931 | 0.0038433 | 2067 | Mitigation | 0.95 | 45 | 0 | esc | 0 | 0 | 0.00097009 | 1.3349e-08 | 0.0027816 | 3.987e-10 | 0.0088147 | 4.9313e-08
[120 empty] | 7.3.3.17.5 (Remote Grid) Updates to grid topology to minimize risk of ignition in HFTDs Remote GridWLDFRContaminationAggregated | WLDFR | HFTD - Distribution - Tier 3 - 2QU CoRE ¦ 3QU LoRE | Red Flag Warning - Small Fires | Contamination | Aggregated | 2022 | 1.1734e-07 | 279.2931 | 3.2773e-05 | 2022 | Mitigation | 0.95 | 45 | 0 | esc | 0.00097009 | 1.1383e-10 | 0 | 0 | 0.0027816 | 3.987e-10 | 0.0088147 | 4.9313e-08
[120 empty] | 7.3.3.17.5 (Remote Grid) Updates to grid topology to minimize risk of ignition in HFTDs Remote GridWLDFRContaminationAggregated | WLDFR | HFTD - Distribution - Tier 3 - 2QU CoRE ¦ 3QU LoRE | Red Flag Warning - Small Fires | Contamination | Aggregated | 2023 | 1.1734e-07 | 279.2931 | 3.2773e-05 | 2023 | Mitigation | 0.95 | 45 | 0 | esc | 0.00097009 | 1.1383e-10 | 0.00097009 | 1.1383e-10 | 0.0027816 | 3.987e-10 | 0.0088147 | 4.9313e-08
[120 empty] | 7.3.3.17.5 (Remote Grid) Updates to grid topology to minimize risk of ignition in HFTDs Remote GridWLDFRContaminationAggregated | WLDFR | HFTD - Distribution - Tier 3 - 2QU CoRE ¦ 3QU LoRE | Red Flag Warning - Small Fires | Contamination | Aggregated | 2024 | 1.1734e-07 | 279.2931 | 3.2773e-05 | 2024 | Mitigation | 0.95 | 45 | 0 | esc | 0.00097009 | 1.1383e-10 | 0.00097009 | 1.1383e-10 | 0.0027816 | 3.987e-10 | 0.0088147 | 4.9313e-08
[120 empty] | 7.3.3.17.5 (Remote Grid) Updates to grid topology to minimize risk of ignition in HFTDs Remote GridWLDFRContaminationAggregated | WLDFR | HFTD - Distribution - Tier 3 - 2QU CoRE ¦ 3QU LoRE | Red Flag Warning - Small Fires | Contamination | Aggregated | 2025 | 1.1734e-07 | 279.2931 | 3.2773e-05 | 2025 | Mitigation | 0.95 | 45 | 0 | esc | 0.00097009 | 1.1383e-10 | 0.00097009 | 1.1383e-10 | 0.0027816 | 3.987e-10 | 0.0088147 | 4.9313e-08
[120 empty] | 7.3.3.17.5 (Remote Grid) Updates to grid topology to minimize risk of ignition in HFTDs Remote GridWLDFRContaminationAggregated | WLDFR | HFTD - Distribution - Tier 3 - 2QU CoRE ¦ 3QU LoRE | Red Flag Warning - Small Fires | Contamination | Aggregated | 2026 | 1.1734e-07 | 279.2931 | 3.2773e-05 | 2026 | Mitigation | 0.95 | 45 | 0 | esc | 0.00097009 | 1.1383e-10 | 0.00097009 | 1.1383e-10 | 0.0027816 | 3.987e-10 | 0.0088147 | 4.9313e-08
[120 empty] | 7.3.3.17.5 (Remote Grid) Updates to grid topology to minimize risk of ignition in HFTDs Remote GridWLDFRContaminationAggregated | WLDFR | HFTD - Distribution - Tier 3 - 2QU CoRE ¦ 3QU LoRE | Red Flag Warning - Small Fires | Contamination | Aggregated | 2027 | 1.1734e-07 | 279.2931 | 3.2773e-05 | 2027 | Mitigation | 0.95 | 45 | 0 | esc | 0.00097009 | 1.1383e-10 | 0.00097009 | 1.1383e-10 | 0.0027816 | 3.987e-10 | 0.0088147 | 4.9313e-08
[120 empty] | 7.3.3.17.5 (Remote Grid) Updates to grid topology to minimize risk of ignition in HFTDs Remote GridWLDFRContaminationAggregated | WLDFR | HFTD - Distribution - Tier 3 - 2QU CoRE ¦ 3QU LoRE | Red Flag Warning - Small Fires | Contamination | Aggregated | 2028 | 1.1734e-07 | 279.2931 | 3.2773e-05 | 2028 | Mitigation | 0.95 | 45 | 0 | esc | 0.00097009 | 1.1383e-10 | 0.00097009 | 1.1383e-10 | 0.0027816 | 3.987e-10 | 0 | 0
[120 empty] | 7.3.3.17.5 (Remote Grid) Updates to grid topology to minimize risk of ignition in HFTDs Remote GridWLDFRContaminationAggregated | WLDFR | HFTD - Distribution - Tier 3 - 2QU CoRE ¦ 3QU LoRE | Red Flag Warning - Small Fires | Contamination | Aggregated | 2029 | 1.1734e-07 | 279.2931 | 3.2773e-05 | 2029 | Mitigation | 0.95 | 45 | 0 | esc | 0.00097009 | 1.1383e-10 | 0.00097009 | 1.1383e-10 | 0.0027816 | 3.987e-10 | 0 | 0
[120 empty] | 7.3.3.17.5 (Remote Grid) Updates to grid topology to minimize risk of ignition in HFTDs Remote GridWLDFRContaminationAggregated | WLDFR | HFTD - Distribution - Tier 3 - 2QU CoRE ¦ 3QU LoRE | Red Flag Warning - Small Fires | Contamination | Aggregated | 2030 | 1.1734e-07 | 279.2931 | 3.2773e-05 | 2030 | Mitigation | 0.95 | 45 | 0 | esc | 0.00097009 | 1.1383e-10 | 0.00097009 | 1.1383e-10 | 0.0027816 | 3.987e-10 | 0.013543 | 1.044e-10
[120 empty] | 7.3.3.17.5 (Remote Grid) Updates to grid topology to minimize risk of ignition in HFTDs Remote GridWLDFRContaminationAggregated | WLDFR | HFTD - Distribution - Tier 3 - 2QU CoRE ¦ 3QU LoRE | Red Flag Warning - Small Fires | Contamination | Aggregated | 2031 | 1.1734e-07 | 279.2931 | 3.2773e-05 | 2031 | Mitigation | 0.95 | 45 | 0 | esc | 0.00097009 | 1.1383e-10 | 0.00097009 | 1.1383e-10 | 0.0027816 | 3.987e-10 | 0.013543 | 1.044e-10
[120 empty] | 7.3.3.17.5 (Remote Grid) Updates to grid topology to minimize risk of ignition in HFTDs Remote GridWLDFRContaminationAggregated | WLDFR | HFTD - Distribution - Tier 3 - 2QU CoRE ¦ 3QU LoRE | Red Flag Warning - Small Fires | Contamination | Aggregated | 2032 | 1.1734e-07 | 279.2931 | 3.2773e-05 | 2032 | Mitigation | 0.95 | 45 | 0 | esc | 0.00097009 | 1.1383e-10 | 0.00097009 | 1.1383e-10 | 0.0027816 | 3.987e-10 | 0.013543 | 1.044e-10
[120 empty] | 7.3.3.17.5 (Remote Grid) Updates to grid topology to minimize risk of ignition in HFTDs Remote GridWLDFRContaminationAggregated | WLDFR | HFTD - Distribution - Tier 3 - 2QU CoRE ¦ 3QU LoRE | Red Flag Warning - Small Fires | Contamination | Aggregated | 2033 | 1.1734e-07 | 279.2931 | 3.2773e-05 | 2033 | Mitigation | 0.95 | 45 | 0 | esc | 0.00097009 | 1.1383e-10 | 0.00097009 | 1.1383e-10 | 0.0027816 | 3.987e-10 | 0.013543 | 1.044e-10
[120 empty] | 7.3.3.17.5 (Remote Grid) Updates to grid topology to minimize risk of ignition in HFTDs Remote GridWLDFRContaminationAggregated | WLDFR | HFTD - Distribution - Tier 3 - 2QU CoRE ¦ 3QU LoRE | Red Flag Warning - Small Fires | Contamination | Aggregated | 2034 | 1.1734e-07 | 279.2931 | 3.2773e-05 | 2034 | Mitigation | 0.95 | 45 | 0 | esc | 0.00097009 | 1.1383e-10 | 0.00097009 | 1.1383e-10 | 0.0027816 | 3.987e-10 | 0.013543 | 1.044e-10
[120 empty] | 7.3.3.17.5 (Remote Grid) Updates to grid topology to minimize risk of ignition in HFTDs Remote GridWLDFRContaminationAggregated | WLDFR | HFTD - Distribution - Tier 3 - 2QU CoRE ¦ 3QU LoRE | Red Flag Warning - Small Fires | Contamination | Aggregated | 2035 | 1.1734e-07 | 279.2931 | 3.2773e-05 | 2035 | Mitigation | 0.95 | 45 | 0 | esc | 0.00097009 | 1.1383e-10 | 0.00097009 | 1.1383e-10 | 0.0027816 | 3.987e-10 | 0.013543 | 1.044e-10
[120 empty] | 7.3.3.17.5 (Remote Grid) Updates to grid topology to minimize risk of ignition in HFTDs Remote GridWLDFRContaminationAggregated | WLDFR | HFTD - Distribution - Tier 3 - 2QU CoRE ¦ 3QU LoRE | Red Flag Warning - Small Fires | Contamination | Aggregated | 2036 | 1.1734e-07 | 279.2931 | 3.2773e-05 | 2036 | Mitigation | 0.95 | 45 | 0 | esc | 0.00097009 | 1.1383e-10 | 0.00097009 | 1.1383e-10 | 0.0027816 | 3.987e-10 | 0.013543 | 1.044e-10
[120 empty] | 7.3.3.17.5 (Remote Grid) Updates to grid topology to minimize risk of ignition in HFTDs Remote GridWLDFRContaminationAggregated | WLDFR | HFTD - Distribution - Tier 3 - 2QU CoRE ¦ 3QU LoRE | Red Flag Warning - Small Fires | Contamination | Aggregated | 2037 | 1.1734e-07 | 279.2931 | 3.2773e-05 | 2037 | Mitigation | 0.95 | 45 | 0 | esc | 0.00097009 | 1.1383e-10 | 0.00097009 | 1.1383e-10 | 0.0027816 | 3.987e-10 | 0.013543 | 1.044e-10
[120 empty] | 7.3.3.17.5 (Remote Grid) Updates to grid topology to minimize risk of ignition in HFTDs Remote GridWLDFRContaminationAggregated | WLDFR | HFTD - Distribution - Tier 3 - 2QU CoRE ¦ 3QU LoRE | Red Flag Warning - Small Fires | Contamination | Aggregated | 2038 | 1.1734e-07 | 279.2931 | 3.2773e-05 | 2038 | Mitigation | 0.95 | 45 | 0 | esc | 0.00097009 | 1.1383e-10 | 0.00097009 | 1.1383e-10 | 0.0027816 | 3.987e-10 | 0.013543 | 1.044e-10
[120 empty] | 7.3.3.17.5 (Remote Grid) Updates to grid topology to minimize risk of ignition in HFTDs Remote GridWLDFRContaminationAggregated | WLDFR | HFTD - Distribution - Tier 3 - 2QU CoRE ¦ 3QU LoRE | Red Flag Warning - Small Fires | Contamination | Aggregated | 2039 | 1.1734e-07 | 279.2931 | 3.2773e-05 | 2039 | Mitigation | 0.95 | 45 | 0 | esc | 0.00097009 | 1.1383e-10 | 0.00097009 | 1.1383e-10 | 0.0027816 | 3.987e-10 | 0.013543 | 1.044e-10
[120 empty] | 7.3.3.17.5 (Remote Grid) Updates to grid topology to minimize risk of ignition in HFTDs Remote GridWLDFRContaminationAggregated | WLDFR | HFTD - Distribution - Tier 3 - 2QU CoRE ¦ 3QU LoRE | Red Flag Warning - Small Fires | Contamination | Aggregated | 2040 | 1.1734e-07 | 279.2931 | 3.2773e-05 | 2040 | Mitigation | 0.95 | 45 | 0 | esc | 0.00097009 | 1.1383e-10 | 0.00097009 | 1.1383e-10 | 0.0027816 | 3.987e-10 | 0.013543 | 1.044e-10
[120 empty] | 7.3.3.17.5 (Remote Grid) Updates to grid topology to minimize risk of ignition in HFTDs Remote GridWLDFRContaminationAggregated | WLDFR | HFTD - Distribution - Tier 3 - 2QU CoRE ¦ 3QU LoRE | Red Flag Warning - Small Fires | Contamination | Aggregated | 2041 | 1.1734e-07 | 279.2931 | 3.2773e-05 | 2041 | Mitigation | 0.95 | 45 | 0 | esc | 0.00097009 | 1.1383e-10 | 0.00097009 | 1.1383e-10 | 0.0027816 | 3.987e-10 | 0.013543 | 1.044e-10
[120 empty] | 7.3.3.17.5 (Remote Grid) Updates to grid topology to minimize risk of ignition in HFTDs Remote GridWLDFRContaminationAggregated | WLDFR | HFTD - Distribution - Tier 3 - 2QU CoRE ¦ 3QU LoRE | Red Flag Warning - Small Fires | Contamination | Aggregated | 2042 | 1.1734e-07 | 279.2931 | 3.2773e-05 | 2042 | Mitigation | 0.95 | 45 | 0 | esc | 0.00097009 | 1.1383e-10 | 0.00097009 | 1.1383e-10 | 0.0027816 | 3.987e-10 | 0.013543 | 1.044e-10
[120 empty] | 7.3.3.17.5 (Remote Grid) Updates to grid topology to minimize risk of ignition in HFTDs Remote GridWLDFRContaminationAggregated | WLDFR | HFTD - Distribution - Tier 3 - 2QU CoRE ¦ 3QU LoRE | Red Flag Warning - Small Fires | Contamination | Aggregated | 2043 | 1.1734e-07 | 279.2931 | 3.2773e-05 | 2043 | Mitigation | 0.95 | 45 | 0 | esc | 0.00097009 | 1.1383e-10 | 0.00097009 | 1.1383e-10 | 0.0027816 | 3.987e-10 | 0.013543 | 1.044e-10
[120 empty] | 7.3.3.17.5 (Remote Grid) Updates to grid topology to minimize risk of ignition in HFTDs Remote GridWLDFRContaminationAggregated | WLDFR | HFTD - Distribution - Tier 3 - 2QU CoRE ¦ 3QU LoRE | Red Flag Warning - Small Fires | Contamination | Aggregated | 2044 | 1.1734e-07 | 279.2931 | 3.2773e-05 | 2044 | Mitigation | 0.95 | 45 | 0 | esc | 0.00097009 | 1.1383e-10 | 0.00097009 | 1.1383e-10 | 0.0027816 | 3.987e-10 | 0.013543 | 1.044e-10
[120 empty] | 7.3.3.17.5 (Remote Grid) Updates to grid topology to minimize risk of ignition in HFTDs Remote GridWLDFRContaminationAggregated | WLDFR | HFTD - Distribution - Tier 3 - 2QU CoRE ¦ 3QU LoRE | Red Flag Warning - Small Fires | Contamination | Aggregated | 2045 | 1.1734e-07 | 279.2931 | 3.2773e-05 | 2045 | Mitigation | 0.95 | 45 | 0 | esc | 0.00097009 | 1.1383e-10 | 0.00097009 | 1.1383e-10 | 0.0027816 | 3.987e-10 | 0.013543 | 1.044e-10
[120 empty] | 7.3.3.17.5 (Remote Grid) Updates to grid topology to minimize risk of ignition in HFTDs Remote GridWLDFRContaminationAggregated | WLDFR | HFTD - Distribution - Tier 3 - 2QU CoRE ¦ 3QU LoRE | Red Flag Warning - Small Fires | Contamination | Aggregated | 2046 | 1.1734e-07 | 279.2931 | 3.2773e-05 | 2046 | Mitigation | 0.95 | 45 | 0 | esc | 0.00097009 | 1.1383e-10 | 0.00097009 | 1.1383e-10 | 0.0027816 | 3.987e-10 | 0.013543 | 1.044e-10
[120 empty] | 7.3.3.17.5 (Remote Grid) Updates to grid topology to minimize risk of ignition in HFTDs Remote GridWLDFRContaminationAggregated | WLDFR | HFTD - Distribution - Tier 3 - 2QU CoRE ¦ 3QU LoRE | Red Flag Warning - Small Fires | Contamination | Aggregated | 2047 | 1.1734e-07 | 279.2931 | 3.2773e-05 | 2047 | Mitigation | 0.95 | 45 | 0 | esc | 0.00097009 | 1.1383e-10 | 0.00097009 | 1.1383e-10 | 0.0027816 | 3.987e-10 | 0.013543 | 1.044e-10
[120 empty] | 7.3.3.17.5 (Remote Grid) Updates to grid topology to minimize risk of ignition in HFTDs Remote GridWLDFRContaminationAggregated | WLDFR | HFTD - Distribution - Tier 3 - 2QU CoRE ¦ 3QU LoRE | Red Flag Warning - Small Fires | Contamination | Aggregated | 2048 | 1.1734e-07 | 279.2931 | 3.2773e-05 | 2048 | Mitigation | 0.95 | 45 | 0 | esc | 0.00097009 | 1.1383e-10 | 0.00097009 | 1.1383e-10 | 0 | 0 | 0.013543 | 1.044e-10
[120 empty] | 7.3.3.17.5 (Remote Grid) Updates to grid topology to minimize risk of ignition in HFTDs Remote GridWLDFRContaminationAggregated | WLDFR | HFTD - Distribution - Tier 3 - 2QU CoRE ¦ 3QU LoRE | Red Flag Warning - Small Fires | Contamination | Aggregated | 2049 | 1.1734e-07 | 279.2931 | 3.2773e-05 | 2049 | Mitigation | 0.95 | 45 | 0 | esc | 0.00097009 | 1.1383e-10 | 0.00097009 | 1.1383e-10 | 0.0027816 | 8.3106e-09 | 0.013543 | 1.044e-10
[120 empty] | 7.3.3.17.5 (Remote Grid) Updates to grid topology to minimize risk of ignition in HFTDs Remote GridWLDFRContaminationAggregated | WLDFR | HFTD - Distribution - Tier 3 - 2QU CoRE ¦ 3QU LoRE | Red Flag Warning - Small Fires | Contamination | Aggregated | 2050 | 1.1734e-07 | 279.2931 | 3.2773e-05 | 2050 | Mitigation | 0.95 | 45 | 0 | esc | 0.00097009 | 1.1383e-10 | 0.00097009 | 1.1383e-10 | 0.0027816 | 8.3106e-09 | 0.013543 | 1.044e-10
[120 empty] | 7.3.3.17.5 (Remote Grid) Updates to grid topology to minimize risk of ignition in HFTDs Remote GridWLDFRContaminationAggregated | WLDFR | HFTD - Distribution - Tier 3 - 2QU CoRE ¦ 3QU LoRE | Red Flag Warning - Small Fires | Contamination | Aggregated | 2051 | 1.1734e-07 | 279.2931 | 3.2773e-05 | 2051 | Mitigation | 0.95 | 45 | 0 | esc | 0.00097009 | 1.1383e-10 | 0.00097009 | 1.1383e-10 | 0.0027816 | 8.3106e-09 | 0.013543 | 1.044e-10
[120 empty] | 7.3.3.17.5 (Remote Grid) Updates to grid topology to minimize risk of ignition in HFTDs Remote GridWLDFRContaminationAggregated | WLDFR | HFTD - Distribution - Tier 3 - 2QU CoRE ¦ 3QU LoRE | Red Flag Warning - Small Fires | Contamination | Aggregated | 2052 | 1.1734e-07 | 279.2931 | 3.2773e-05 | 2052 | Mitigation | 0.95 | 45 | 0 | esc | 0.00097009 | 1.1383e-10 | 0.00097009 | 1.1383e-10 | 0.0027816 | 8.3106e-09 | 0.013543 | 1.044e-10
[120 empty] | 7.3.3.17.5 (Remote Grid) Updates to grid topology to minimize risk of ignition in HFTDs Remote GridWLDFRContaminationAggregated | WLDFR | HFTD - Distribution - Tier 3 - 2QU CoRE ¦ 3QU LoRE | Red Flag Warning - Small Fires | Contamination | Aggregated | 2053 | 1.1734e-07 | 279.2931 | 3.2773e-05 | 2053 | Mitigation | 0.95 | 45 | 0 | esc | 0.00097009 | 1.1383e-10 | 0.00097009 | 1.1383e-10 | 0.0027816 | 8.3106e-09 | 0.013543 | 1.044e-10
[120 empty] | 7.3.3.17.5 (Remote Grid) Updates to grid topology to minimize risk of ignition in HFTDs Remote GridWLDFRContaminationAggregated | WLDFR | HFTD - Distribution - Tier 3 - 2QU CoRE ¦ 3QU LoRE | Red Flag Warning - Small Fires | Contamination | Aggregated | 2054 | 1.1734e-07 | 279.2931 | 3.2773e-05 | 2054 | Mitigation | 0.95 | 45 | 0 | esc | 0.00097009 | 1.1383e-10 | 0.00097009 | 1.1383e-10 | 0.0027816 | 8.3106e-09 | 0.013543 | 1.044e-10
[120 empty] | 7.3.3.17.5 (Remote Grid) Updates to grid topology to minimize risk of ignition in HFTDs Remote GridWLDFRContaminationAggregated | WLDFR | HFTD - Distribution - Tier 3 - 2QU CoRE ¦ 3QU LoRE | Red Flag Warning - Small Fires | Contamination | Aggregated | 2055 | 1.1734e-07 | 279.2931 | 3.2773e-05 | 2055 | Mitigation | 0.95 | 45 | 0 | esc | 0.00097009 | 1.1383e-10 | 0.00097009 | 1.1383e-10 | 0.0027816 | 8.3106e-09 | 0.013543 | 1.044e-10
[120 empty] | 7.3.3.17.5 (Remote Grid) Updates to grid topology to minimize risk of ignition in HFTDs Remote GridWLDFRContaminationAggregated | WLDFR | HFTD - Distribution - Tier 3 - 2QU CoRE ¦ 3QU LoRE | Red Flag Warning - Small Fires | Contamination | Aggregated | 2056 | 1.1734e-07 | 279.2931 | 3.2773e-05 | 2056 | Mitigation | 0.95 | 45 | 0 | esc | 0.00097009 | 1.1383e-10 | 0.00097009 | 1.1383e-10 | 0.0027816 | 8.3106e-09 | 0.013543 | 1.044e-10
[120 empty] | 7.3.3.17.5 (Remote Grid) Updates to grid topology to minimize risk of ignition in HFTDs Remote GridWLDFRContaminationAggregated | WLDFR | HFTD - Distribution - Tier 3 - 2QU CoRE ¦ 3QU LoRE | Red Flag Warning - Small Fires | Contamination | Aggregated | 2057 | 1.1734e-07 | 279.2931 | 3.2773e-05 | 2057 | Mitigation | 0.95 | 45 | 0 | esc | 0.00097009 | 1.1383e-10 | 0.00097009 | 1.1383e-10 | 0.0027816 | 8.3106e-09 | 0.013543 | 1.044e-10
[120 empty] | 7.3.3.17.5 (Remote Grid) Updates to grid topology to minimize risk of ignition in HFTDs Remote GridWLDFRContaminationAggregated | WLDFR | HFTD - Distribution - Tier 3 - 2QU CoRE ¦ 3QU LoRE | Red Flag Warning - Small Fires | Contamination | Aggregated | 2058 | 1.1734e-07 | 279.2931 | 3.2773e-05 | 2058 | Mitigation | 0.95 | 45 | 0 | esc | 0.00097009 | 1.1383e-10 | 0.00097009 | 1.1383e-10 | 0.0027816 | 8.3106e-09 | 0.013543 | 1.044e-10
[120 empty] | 7.3.3.17.5 (Remote Grid) Updates to grid topology to minimize risk of ignition in HFTDs Remote GridWLDFRContaminationAggregated | WLDFR | HFTD - Distribution - Tier 3 - 2QU CoRE ¦ 3QU LoRE | Red Flag Warning - Small Fires | Contamination | Aggregated | 2059 | 1.1734e-07 | 279.2931 | 3.2773e-05 | 2059 | Mitigation | 0.95 | 45 | 0 | esc | 0.00097009 | 1.1383e-10 | 0.00097009 | 1.1383e-10 | 0.0027816 | 8.3106e-09 | 0.013543 | 1.044e-10
[120 empty] | 7.3.3.17.5 (Remote Grid) Updates to grid topology to minimize risk of ignition in HFTDs Remote GridWLDFRContaminationAggregated | WLDFR | HFTD - Distribution - Tier 3 - 2QU CoRE ¦ 3QU LoRE | Red Flag Warning - Small Fires | Contamination | Aggregated | 2060 | 1.1734e-07 | 279.2931 | 3.2773e-05 | 2060 | Mitigation | 0.95 | 45 | 0 | esc | 0.00097009 | 1.1383e-10 | 0.00097009 | 1.1383e-10 | 0.0027816 | 8.3106e-09 | 0 | 0
[120 empty] | 7.3.3.17.5 (Remote Grid) Updates to grid topology to minimize risk of ignition in HFTDs Remote GridWLDFRContaminationAggregated | WLDFR | HFTD - Distribution - Tier 3 - 2QU CoRE ¦ 3QU LoRE | Red Flag Warning - Small Fires | Contamination | Aggregated | 2061 | 1.1734e-07 | 279.2931 | 3.2773e-05 | 2061 | Mitigation | 0.95 | 45 | 0 | esc | 0.00097009 | 1.1383e-10 | 0.00097009 | 1.1383e-10 | 0.0027816 | 8.3106e-09 | 0 | 0
[120 empty] | 7.3.3.17.5 (Remote Grid) Updates to grid topology to minimize risk of ignition in HFTDs Remote GridWLDFRContaminationAggregated | WLDFR | HFTD - Distribution - Tier 3 - 2QU CoRE ¦ 3QU LoRE | Red Flag Warning - Small Fires | Contamination | Aggregated | 2062 | 1.1734e-07 | 279.2931 | 3.2773e-05 | 2062 | Mitigation | 0.95 | 45 | 0 | esc | 0.00097009 | 1.1383e-10 | 0.00097009 | 1.1383e-10 | 0.0027816 | 8.3106e-09 | 0.0013359 | 5.8568e-11
[120 empty] | 7.3.3.17.5 (Remote Grid) Updates to grid topology to minimize risk of ignition in HFTDs Remote GridWLDFRContaminationAggregated | WLDFR | HFTD - Distribution - Tier 3 - 2QU CoRE ¦ 3QU LoRE | Red Flag Warning - Small Fires | Contamination | Aggregated | 2063 | 1.1734e-07 | 279.2931 | 3.2773e-05 | 2063 | Mitigation | 0.95 | 45 | 0 | esc | 0.00097009 | 1.1383e-10 | 0.00097009 | 1.1383e-10 | 0.0027816 | 8.3106e-09 | 0.0013359 | 5.8568e-11
[120 empty] | 7.3.3.17.5 (Remote Grid) Updates to grid topology to minimize risk of ignition in HFTDs Remote GridWLDFRContaminationAggregated | WLDFR | HFTD - Distribution - Tier 3 - 2QU CoRE ¦ 3QU LoRE | Red Flag Warning - Small Fires | Contamination | Aggregated | 2064 | 1.1734e-07 | 279.2931 | 3.2773e-05 | 2064 | Mitigation | 0.95 | 45 | 0 | esc | 0.00097009 | 1.1383e-10 | 0.00097009 | 1.1383e-10 | 0.0027816 | 8.3106e-09 | 0.0013359 | 5.8568e-11
[120 empty] | 7.3.3.17.5 (Remote Grid) Updates to grid topology to minimize risk of ignition in HFTDs Remote GridWLDFRContaminationAggregated | WLDFR | HFTD - Distribution - Tier 3 - 2QU CoRE ¦ 3QU LoRE | Red Flag Warning - Small Fires | Contamination | Aggregated | 2065 | 1.1734e-07 | 279.2931 | 3.2773e-05 | 2065 | Mitigation | 0.95 | 45 | 0 | esc | 0.00097009 | 1.1383e-10 | 0.00097009 | 1.1383e-10 | 0.0027816 | 8.3106e-09 | 0.0013359 | 5.8568e-11
[120 empty] | 7.3.3.17.5 (Remote Grid) Updates to grid topology to minimize risk of ignition in HFTDs Remote GridWLDFRContaminationAggregated | WLDFR | HFTD - Distribution - Tier 3 - 2QU CoRE ¦ 3QU LoRE | Red Flag Warning - Small Fires | Contamination | Aggregated | 2066 | 1.1734e-07 | 279.2931 | 3.2773e-05 | 2066 | Mitigation | 0.95 | 45 | 0 | esc | 0.00097009 | 1.1383e-10 | 0.00097009 | 1.1383e-10 | 0.0027816 | 8.3106e-09 | 0.0013359 | 5.8568e-11
[120 empty] | 7.3.3.17.5 (Remote Grid) Updates to grid topology to minimize risk of ignition in HFTDs Remote GridWLDFRContaminationAggregated | WLDFR | HFTD - Distribution - Tier 3 - 2QU CoRE ¦ 3QU LoRE | Red Flag Warning - Small Fires | Contamination | Aggregated | 2067 | 1.1734e-07 | 279.2931 | 3.2773e-05 | 2067 | Mitigation | 0.95 | 45 | 0 | esc | 0 | 0 | 0.00097009 | 1.1383e-10 | 0.0027816 | 8.3106e-09 | 0.0013359 | 5.8568e-11
[120 empty] | 7.3.3.17.5 (Remote Grid) Updates to grid topology to minimize risk of ignition in HFTDs Remote GridWLDFREquipment / facility failureAggregated | WLDFR | HFTD - Distribution - Tier 3 - 2QU CoRE ¦ 3QU LoRE | Red Flag Warning - Small Fires | Equipment / facility failure | Aggregated | 2022 | 5.5615e-05 | 279.2931 | 0.015533 | 2022 | Mitigation | 0.95 | 45 | 0 | esc | 0.00097009 | 5.3951e-08 | 0 | 0 | 0.0027816 | 8.3106e-09 | 0.0013359 | 5.8568e-11
[120 empty] | 7.3.3.17.5 (Remote Grid) Updates to grid topology to minimize risk of ignition in HFTDs Remote GridWLDFREquipment / facility failureAggregated | WLDFR | HFTD - Distribution - Tier 3 - 2QU CoRE ¦ 3QU LoRE | Red Flag Warning - Small Fires | Equipment / facility failure | Aggregated | 2023 | 5.5615e-05 | 279.2931 | 0.015533 | 2023 | Mitigation | 0.95 | 45 | 0 | esc | 0.00097009 | 5.3951e-08 | 0.00097009 | 5.3951e-08 | 0.0027816 | 8.3106e-09 | 0.0013359 | 5.8568e-11
[120 empty] | 7.3.3.17.5 (Remote Grid) Updates to grid topology to minimize risk of ignition in HFTDs Remote GridWLDFREquipment / facility failureAggregated | WLDFR | HFTD - Distribution - Tier 3 - 2QU CoRE ¦ 3QU LoRE | Red Flag Warning - Small Fires | Equipment / facility failure | Aggregated | 2024 | 5.5615e-05 | 279.2931 | 0.015533 | 2024 | Mitigation | 0.95 | 45 | 0 | esc | 0.00097009 | 5.3951e-08 | 0.00097009 | 5.3951e-08 | 0.0027816 | 8.3106e-09 | 0.0013359 | 5.8568e-11
[120 empty] | 7.3.3.17.5 (Remote Grid) Updates to grid topology to minimize risk of ignition in HFTDs Remote GridWLDFREquipment / facility failureAggregated | WLDFR | HFTD - Distribution - Tier 3 - 2QU CoRE ¦ 3QU LoRE | Red Flag Warning - Small Fires | Equipment / facility failure | Aggregated | 2025 | 5.5615e-05 | 279.2931 | 0.015533 | 2025 | Mitigation | 0.95 | 45 | 0 | esc | 0.00097009 | 5.3951e-08 | 0.00097009 | 5.3951e-08 | 0.0027816 | 8.3106e-09 | 0.0013359 | 5.8568e-11
[120 empty] | 7.3.3.17.5 (Remote Grid) Updates to grid topology to minimize risk of ignition in HFTDs Remote GridWLDFREquipment / facility failureAggregated | WLDFR | HFTD - Distribution - Tier 3 - 2QU CoRE ¦ 3QU LoRE | Red Flag Warning - Small Fires | Equipment / facility failure | Aggregated | 2026 | 5.5615e-05 | 279.2931 | 0.015533 | 2026 | Mitigation | 0.95 | 45 | 0 | esc | 0.00097009 | 5.3951e-08 | 0.00097009 | 5.3951e-08 | 0.0027816 | 8.3106e-09 | 0.0013359 | 5.8568e-11
[120 empty] | 7.3.3.17.5 (Remote Grid) Updates to grid topology to minimize risk of ignition in HFTDs Remote GridWLDFREquipment / facility failureAggregated | WLDFR | HFTD - Distribution - Tier 3 - 2QU CoRE ¦ 3QU LoRE | Red Flag Warning - Small Fires | Equipment / facility failure | Aggregated | 2027 | 5.5615e-05 | 279.2931 | 0.015533 | 2027 | Mitigation | 0.95 | 45 | 0 | esc | 0.00097009 | 5.3951e-08 | 0.00097009 | 5.3951e-08 | 0.0027816 | 8.3106e-09 | 0.0013359 | 5.8568e-11
[120 empty] | 7.3.3.17.5 (Remote Grid) Updates to grid topology to minimize risk of ignition in HFTDs Remote GridWLDFREquipment / facility failureAggregated | WLDFR | HFTD - Distribution - Tier 3 - 2QU CoRE ¦ 3QU LoRE | Red Flag Warning - Small Fires | Equipment / facility failure | Aggregated | 2028 | 5.5615e-05 | 279.2931 | 0.015533 | 2028 | Mitigation | 0.95 | 45 | 0 | esc | 0.00097009 | 5.3951e-08 | 0.00097009 | 5.3951e-08 | 0.0027816 | 8.3106e-09 | 0.0013359 | 5.8568e-11
[120 empty] | 7.3.3.17.5 (Remote Grid) Updates to grid topology to minimize risk of ignition in HFTDs Remote GridWLDFREquipment / facility failureAggregated | WLDFR | HFTD - Distribution - Tier 3 - 2QU CoRE ¦ 3QU LoRE | Red Flag Warning - Small Fires | Equipment / facility failure | Aggregated | 2029 | 5.5615e-05 | 279.2931 | 0.015533 | 2029 | Mitigation | 0.95 | 45 | 0 | esc | 0.00097009 | 5.3951e-08 | 0.00097009 | 5.3951e-08 | 0.0027816 | 8.3106e-09 | 0.0013359 | 5.8568e-11
[120 empty] | 7.3.3.17.5 (Remote Grid) Updates to grid topology to minimize risk of ignition in HFTDs Remote GridWLDFREquipment / facility failureAggregated | WLDFR | HFTD - Distribution - Tier 3 - 2QU CoRE ¦ 3QU LoRE | Red Flag Warning - Small Fires | Equipment / facility failure | Aggregated | 2030 | 5.5615e-05 | 279.2931 | 0.015533 | 2030 | Mitigation | 0.95 | 45 | 0 | esc | 0.00097009 | 5.3951e-08 | 0.00097009 | 5.3951e-08 | 0.0027816 | 8.3106e-09 | 0.0013359 | 5.8568e-11
[120 empty] | 7.3.3.17.5 (Remote Grid) Updates to grid topology to minimize risk of ignition in HFTDs Remote GridWLDFREquipment / facility failureAggregated | WLDFR | HFTD - Distribution - Tier 3 - 2QU CoRE ¦ 3QU LoRE | Red Flag Warning - Small Fires | Equipment / facility failure | Aggregated | 2031 | 5.5615e-05 | 279.2931 | 0.015533 | 2031 | Mitigation | 0.95 | 45 | 0 | esc | 0.00097009 | 5.3951e-08 | 0.00097009 | 5.3951e-08 | 0.0027816 | 8.3106e-09 | 0.0013359 | 5.8568e-11
[120 empty] | 7.3.3.17.5 (Remote Grid) Updates to grid topology to minimize risk of ignition in HFTDs Remote GridWLDFREquipment / facility failureAggregated | WLDFR | HFTD - Distribution - Tier 3 - 2QU CoRE ¦ 3QU LoRE | Red Flag Warning - Small Fires | Equipment / facility failure | Aggregated | 2032 | 5.5615e-05 | 279.2931 | 0.015533 | 2032 | Mitigation | 0.95 | 45 | 0 | esc | 0.00097009 | 5.3951e-08 | 0.00097009 | 5.3951e-08 | 0.0027816 | 8.3106e-09 | 0.0013359 | 5.8568e-11
[120 empty] | 7.3.3.17.5 (Remote Grid) Updates to grid topology to minimize risk of ignition in HFTDs Remote GridWLDFREquipment / facility failureAggregated | WLDFR | HFTD - Distribution - Tier 3 - 2QU CoRE ¦ 3QU LoRE | Red Flag Warning - Small Fires | Equipment / facility failure | Aggregated | 2033 | 5.5615e-05 | 279.2931 | 0.015533 | 2033 | Mitigation | 0.95 | 45 | 0 | esc | 0.00097009 | 5.3951e-08 | 0.00097009 | 5.3951e-08 | 0.0027816 | 8.3106e-09 | 0.0013359 | 5.8568e-11
[120 empty] | 7.3.3.17.5 (Remote Grid) Updates to grid topology to minimize risk of ignition in HFTDs Remote GridWLDFREquipment / facility failureAggregated | WLDFR | HFTD - Distribution - Tier 3 - 2QU CoRE ¦ 3QU LoRE | Red Flag Warning - Small Fires | Equipment / facility failure | Aggregated | 2034 | 5.5615e-05 | 279.2931 | 0.015533 | 2034 | Mitigation | 0.95 | 45 | 0 | esc | 0.00097009 | 5.3951e-08 | 0.00097009 | 5.3951e-08 | 0.0027816 | 8.3106e-09 | 0.0013359 | 5.8568e-11
[120 empty] | 7.3.3.17.5 (Remote Grid) Updates to grid topology to minimize risk of ignition in HFTDs Remote GridWLDFREquipment / facility failureAggregated | WLDFR | HFTD - Distribution - Tier 3 - 2QU CoRE ¦ 3QU LoRE | Red Flag Warning - Small Fires | Equipment / facility failure | Aggregated | 2035 | 5.5615e-05 | 279.2931 | 0.015533 | 2035 | Mitigation | 0.95 | 45 | 0 | esc | 0.00097009 | 5.3951e-08 | 0.00097009 | 5.3951e-08 | 0.0027816 | 8.3106e-09 | 0.0013359 | 5.8568e-11
[120 empty] | 7.3.3.17.5 (Remote Grid) Updates to grid topology to minimize risk of ignition in HFTDs Remote GridWLDFREquipment / facility failureAggregated | WLDFR | HFTD - Distribution - Tier 3 - 2QU CoRE ¦ 3QU LoRE | Red Flag Warning - Small Fires | Equipment / facility failure | Aggregated | 2036 | 5.5615e-05 | 279.2931 | 0.015533 | 2036 | Mitigation | 0.95 | 45 | 0 | esc | 0.00097009 | 5.3951e-08 | 0.00097009 | 5.3951e-08 | 0.0027816 | 8.3106e-09 | 0.0013359 | 5.8568e-11
[120 empty] | 7.3.3.17.5 (Remote Grid) Updates to grid topology to minimize risk of ignition in HFTDs Remote GridWLDFREquipment / facility failureAggregated | WLDFR | HFTD - Distribution - Tier 3 - 2QU CoRE ¦ 3QU LoRE | Red Flag Warning - Small Fires | Equipment / facility failure | Aggregated | 2037 | 5.5615e-05 | 279.2931 | 0.015533 | 2037 | Mitigation | 0.95 | 45 | 0 | esc | 0.00097009 | 5.3951e-08 | 0.00097009 | 5.3951e-08 | 0.0027816 | 8.3106e-09 | 0.0013359 | 5.8568e-11
[120 empty] | 7.3.3.17.5 (Remote Grid) Updates to grid topology to minimize risk of ignition in HFTDs Remote GridWLDFREquipment / facility failureAggregated | WLDFR | HFTD - Distribution - Tier 3 - 2QU CoRE ¦ 3QU LoRE | Red Flag Warning - Small Fires | Equipment / facility failure | Aggregated | 2038 | 5.5615e-05 | 279.2931 | 0.015533 | 2038 | Mitigation | 0.95 | 45 | 0 | esc | 0.00097009 | 5.3951e-08 | 0.00097009 | 5.3951e-08 | 0.0027816 | 8.3106e-09 | 0.0013359 | 5.8568e-11
[120 empty] | 7.3.3.17.5 (Remote Grid) Updates to grid topology to minimize risk of ignition in HFTDs Remote GridWLDFREquipment / facility failureAggregated | WLDFR | HFTD - Distribution - Tier 3 - 2QU CoRE ¦ 3QU LoRE | Red Flag Warning - Small Fires | Equipment / facility failure | Aggregated | 2039 | 5.5615e-05 | 279.2931 | 0.015533 | 2039 | Mitigation | 0.95 | 45 | 0 | esc | 0.00097009 | 5.3951e-08 | 0.00097009 | 5.3951e-08 | 0.0027816 | 8.3106e-09 | 0.0013359 | 5.8568e-11
[120 empty] | 7.3.3.17.5 (Remote Grid) Updates to grid topology to minimize risk of ignition in HFTDs Remote GridWLDFREquipment / facility failureAggregated | WLDFR | HFTD - Distribution - Tier 3 - 2QU CoRE ¦ 3QU LoRE | Red Flag Warning - Small Fires | Equipment / facility failure | Aggregated | 2040 | 5.5615e-05 | 279.2931 | 0.015533 | 2040 | Mitigation | 0.95 | 45 | 0 | esc | 0.00097009 | 5.3951e-08 | 0.00097009 | 5.3951e-08 | 0.0027816 | 8.3106e-09 | 0.0013359 | 5.8568e-11
[120 empty] | 7.3.3.17.5 (Remote Grid) Updates to grid topology to minimize risk of ignition in HFTDs Remote GridWLDFREquipment / facility failureAggregated | WLDFR | HFTD - Distribution - Tier 3 - 2QU CoRE ¦ 3QU LoRE | Red Flag Warning - Small Fires | Equipment / facility failure | Aggregated | 2041 | 5.5615e-05 | 279.2931 | 0.015533 | 2041 | Mitigation | 0.95 | 45 | 0 | esc | 0.00097009 | 5.3951e-08 | 0.00097009 | 5.3951e-08 | 0.0027816 | 8.3106e-09 | 0.0013359 | 5.8568e-11
[120 empty] | 7.3.3.17.5 (Remote Grid) Updates to grid topology to minimize risk of ignition in HFTDs Remote GridWLDFREquipment / facility failureAggregated | WLDFR | HFTD - Distribution - Tier 3 - 2QU CoRE ¦ 3QU LoRE | Red Flag Warning - Small Fires | Equipment / facility failure | Aggregated | 2042 | 5.5615e-05 | 279.2931 | 0.015533 | 2042 | Mitigation | 0.95 | 45 | 0 | esc | 0.00097009 | 5.3951e-08 | 0.00097009 | 5.3951e-08 | 0.0027816 | 8.3106e-09 | 0.0013359 | 5.8568e-11
[120 empty] | 7.3.3.17.5 (Remote Grid) Updates to grid topology to minimize risk of ignition in HFTDs Remote GridWLDFREquipment / facility failureAggregated | WLDFR | HFTD - Distribution - Tier 3 - 2QU CoRE ¦ 3QU LoRE | Red Flag Warning - Small Fires | Equipment / facility failure | Aggregated | 2043 | 5.5615e-05 | 279.2931 | 0.015533 | 2043 | Mitigation | 0.95 | 45 | 0 | esc | 0.00097009 | 5.3951e-08 | 0.00097009 | 5.3951e-08 | 0.0027816 | 8.3106e-09 | 0.0013359 | 5.8568e-11
[120 empty] | 7.3.3.17.5 (Remote Grid) Updates to grid topology to minimize risk of ignition in HFTDs Remote GridWLDFREquipment / facility failureAggregated | WLDFR | HFTD - Distribution - Tier 3 - 2QU CoRE ¦ 3QU LoRE | Red Flag Warning - Small Fires | Equipment / facility failure | Aggregated | 2044 | 5.5615e-05 | 279.2931 | 0.015533 | 2044 | Mitigation | 0.95 | 45 | 0 | esc | 0.00097009 | 5.3951e-08 | 0.00097009 | 5.3951e-08 | 0.0027816 | 8.3106e-09 | 0.0013359 | 5.8568e-11
[120 empty] | 7.3.3.17.5 (Remote Grid) Updates to grid topology to minimize risk of ignition in HFTDs Remote GridWLDFREquipment / facility failureAggregated | WLDFR | HFTD - Distribution - Tier 3 - 2QU CoRE ¦ 3QU LoRE | Red Flag Warning - Small Fires | Equipment / facility failure | Aggregated | 2045 | 5.5615e-05 | 279.2931 | 0.015533 | 2045 | Mitigation | 0.95 | 45 | 0 | esc | 0.00097009 | 5.3951e-08 | 0.00097009 | 5.3951e-08 | 0.0027816 | 8.3106e-09 | 0.0013359 | 5.8568e-11
[120 empty] | 7.3.3.17.5 (Remote Grid) Updates to grid topology to minimize risk of ignition in HFTDs Remote GridWLDFREquipment / facility failureAggregated | WLDFR | HFTD - Distribution - Tier 3 - 2QU CoRE ¦ 3QU LoRE | Red Flag Warning - Small Fires | Equipment / facility failure | Aggregated | 2046 | 5.5615e-05 | 279.2931 | 0.015533 | 2046 | Mitigation | 0.95 | 45 | 0 | esc | 0.00097009 | 5.3951e-08 | 0.00097009 | 5.3951e-08 | 0.0027816 | 8.3106e-09 | 0 | 0
[120 empty] | 7.3.3.17.5 (Remote Grid) Updates to grid topology to minimize risk of ignition in HFTDs Remote GridWLDFREquipment / facility failureAggregated | WLDFR | HFTD - Distribution - Tier 3 - 2QU CoRE ¦ 3QU LoRE | Red Flag Warning - Small Fires | Equipment / facility failure | Aggregated | 2047 | 5.5615e-05 | 279.2931 | 0.015533 | 2047 | Mitigation | 0.95 | 45 | 0 | esc | 0.00097009 | 5.3951e-08 | 0.00097009 | 5.3951e-08 | 0.0027816 | 8.3106e-09 | 0 | 0
[120 empty] | 7.3.3.17.5 (Remote Grid) Updates to grid topology to minimize risk of ignition in HFTDs Remote GridWLDFREquipment / facility failureAggregated | WLDFR | HFTD - Distribution - Tier 3 - 2QU CoRE ¦ 3QU LoRE | Red Flag Warning - Small Fires | Equipment / facility failure | Aggregated | 2048 | 5.5615e-05 | 279.2931 | 0.015533 | 2048 | Mitigation | 0.95 | 45 | 0 | esc | 0.00097009 | 5.3951e-08 | 0.00097009 | 5.3951e-08 | 0.0027816 | 8.3106e-09 | 0.0093813 | 5.2867e-09
[120 empty] | 7.3.3.17.5 (Remote Grid) Updates to grid topology to minimize risk of ignition in HFTDs Remote GridWLDFREquipment / facility failureAggregated | WLDFR | HFTD - Distribution - Tier 3 - 2QU CoRE ¦ 3QU LoRE | Red Flag Warning - Small Fires | Equipment / facility failure | Aggregated | 2049 | 5.5615e-05 | 279.2931 | 0.015533 | 2049 | Mitigation | 0.95 | 45 | 0 | esc | 0.00097009 | 5.3951e-08 | 0.00097009 | 5.3951e-08 | 0.0027816 | 8.3106e-09 | 0.0093813 | 5.2867e-09
[120 empty] | 7.3.3.17.5 (Remote Grid) Updates to grid topology to minimize risk of ignition in HFTDs Remote GridWLDFREquipment / facility failureAggregated | WLDFR | HFTD - Distribution - Tier 3 - 2QU CoRE ¦ 3QU LoRE | Red Flag Warning - Small Fires | Equipment / facility failure | Aggregated | 2050 | 5.5615e-05 | 279.2931 | 0.015533 | 2050 | Mitigation | 0.95 | 45 | 0 | esc | 0.00097009 | 5.3951e-08 | 0.00097009 | 5.3951e-08 | 0.0027816 | 8.3106e-09 | 0.0093813 | 5.2867e-09
[120 empty] | 7.3.3.17.5 (Remote Grid) Updates to grid topology to minimize risk of ignition in HFTDs Remote GridWLDFREquipment / facility failureAggregated | WLDFR | HFTD - Distribution - Tier 3 - 2QU CoRE ¦ 3QU LoRE | Red Flag Warning - Small Fires | Equipment / facility failure | Aggregated | 2051 | 5.5615e-05 | 279.2931 | 0.015533 | 2051 | Mitigation | 0.95 | 45 | 0 | esc | 0.00097009 | 5.3951e-08 | 0.00097009 | 5.3951e-08 | 0.0027816 | 8.3106e-09 | 0.0093813 | 5.2867e-09
[120 empty] | 7.3.3.17.5 (Remote Grid) Updates to grid topology to minimize risk of ignition in HFTDs Remote GridWLDFREquipment / facility failureAggregated | WLDFR | HFTD - Distribution - Tier 3 - 2QU CoRE ¦ 3QU LoRE | Red Flag Warning - Small Fires | Equipment / facility failure | Aggregated | 2052 | 5.5615e-05 | 279.2931 | 0.015533 | 2052 | Mitigation | 0.95 | 45 | 0 | esc | 0.00097009 | 5.3951e-08 | 0.00097009 | 5.3951e-08 | 0 | 0 | 0.0093813 | 5.2867e-09
[120 empty] | 7.3.3.17.5 (Remote Grid) Updates to grid topology to minimize risk of ignition in HFTDs Remote GridWLDFREquipment / facility failureAggregated | WLDFR | HFTD - Distribution - Tier 3 - 2QU CoRE ¦ 3QU LoRE | Red Flag Warning - Small Fires | Equipment / facility failure | Aggregated | 2053 | 5.5615e-05 | 279.2931 | 0.015533 | 2053 | Mitigation | 0.95 | 45 | 0 | esc | 0.00097009 | 5.3951e-08 | 0.00097009 | 5.3951e-08 | 0.0027816 | 2.3464e-09 | 0.0093813 | 5.2867e-09
[120 empty] | 7.3.3.17.5 (Remote Grid) Updates to grid topology to minimize risk of ignition in HFTDs Remote GridWLDFREquipment / facility failureAggregated | WLDFR | HFTD - Distribution - Tier 3 - 2QU CoRE ¦ 3QU LoRE | Red Flag Warning - Small Fires | Equipment / facility failure | Aggregated | 2054 | 5.5615e-05 | 279.2931 | 0.015533 | 2054 | Mitigation | 0.95 | 45 | 0 | esc | 0.00097009 | 5.3951e-08 | 0.00097009 | 5.3951e-08 | 0.0027816 | 2.3464e-09 | 0.0093813 | 5.2867e-09
[120 empty] | 7.3.3.17.5 (Remote Grid) Updates to grid topology to minimize risk of ignition in HFTDs Remote GridWLDFREquipment / facility failureAggregated | WLDFR | HFTD - Distribution - Tier 3 - 2QU CoRE ¦ 3QU LoRE | Red Flag Warning - Small Fires | Equipment / facility failure | Aggregated | 2055 | 5.5615e-05 | 279.2931 | 0.015533 | 2055 | Mitigation | 0.95 | 45 | 0 | esc | 0.00097009 | 5.3951e-08 | 0.00097009 | 5.3951e-08 | 0.0027816 | 2.3464e-09 | 0.0093813 | 5.2867e-09
[120 empty] | 7.3.3.17.5 (Remote Grid) Updates to grid topology to minimize risk of ignition in HFTDs Remote GridWLDFREquipment / facility failureAggregated | WLDFR | HFTD - Distribution - Tier 3 - 2QU CoRE ¦ 3QU LoRE | Red Flag Warning - Small Fires | Equipment / facility failure | Aggregated | 2056 | 5.5615e-05 | 279.2931 | 0.015533 | 2056 | Mitigation | 0.95 | 45 | 0 | esc | 0.00097009 | 5.3951e-08 | 0.00097009 | 5.3951e-08 | 0.0027816 | 2.3464e-09 | 0.0093813 | 5.2867e-09
[120 empty] | 7.3.3.17.5 (Remote Grid) Updates to grid topology to minimize risk of ignition in HFTDs Remote GridWLDFREquipment / facility failureAggregated | WLDFR | HFTD - Distribution - Tier 3 - 2QU CoRE ¦ 3QU LoRE | Red Flag Warning - Small Fires | Equipment / facility failure | Aggregated | 2057 | 5.5615e-05 | 279.2931 | 0.015533 | 2057 | Mitigation | 0.95 | 45 | 0 | esc | 0.00097009 | 5.3951e-08 | 0.00097009 | 5.3951e-08 | 0.0027816 | 2.3464e-09 | 0.0093813 | 5.2867e-09
[120 empty] | 7.3.3.17.5 (Remote Grid) Updates to grid topology to minimize risk of ignition in HFTDs Remote GridWLDFREquipment / facility failureAggregated | WLDFR | HFTD - Distribution - Tier 3 - 2QU CoRE ¦ 3QU LoRE | Red Flag Warning - Small Fires | Equipment / facility failure | Aggregated | 2058 | 5.5615e-05 | 279.2931 | 0.015533 | 2058 | Mitigation | 0.95 | 45 | 0 | esc | 0.00097009 | 5.3951e-08 | 0.00097009 | 5.3951e-08 | 0.0027816 | 2.3464e-09 | 0.0093813 | 5.2867e-09
[120 empty] | 7.3.3.17.5 (Remote Grid) Updates to grid topology to minimize risk of ignition in HFTDs Remote GridWLDFREquipment / facility failureAggregated | WLDFR | HFTD - Distribution - Tier 3 - 2QU CoRE ¦ 3QU LoRE | Red Flag Warning - Small Fires | Equipment / facility failure | Aggregated | 2059 | 5.5615e-05 | 279.2931 | 0.015533 | 2059 | Mitigation | 0.95 | 45 | 0 | esc | 0.00097009 | 5.3951e-08 | 0.00097009 | 5.3951e-08 | 0.0027816 | 2.3464e-09 | 0.0093813 | 5.2867e-09
[120 empty] | 7.3.3.17.5 (Remote Grid) Updates to grid topology to minimize risk of ignition in HFTDs Remote GridWLDFREquipment / facility failureAggregated | WLDFR | HFTD - Distribution - Tier 3 - 2QU CoRE ¦ 3QU LoRE | Red Flag Warning - Small Fires | Equipment / facility failure | Aggregated | 2060 | 5.5615e-05 | 279.2931 | 0.015533 | 2060 | Mitigation | 0.95 | 45 | 0 | esc | 0.00097009 | 5.3951e-08 | 0.00097009 | 5.3951e-08 | 0.0027816 | 2.3464e-09 | 0.0093813 | 5.2867e-09
[120 empty] | 7.3.3.17.5 (Remote Grid) Updates to grid topology to minimize risk of ignition in HFTDs Remote GridWLDFREquipment / facility failureAggregated | WLDFR | HFTD - Distribution - Tier 3 - 2QU CoRE ¦ 3QU LoRE | Red Flag Warning - Small Fires | Equipment / facility failure | Aggregated | 2061 | 5.5615e-05 | 279.2931 | 0.015533 | 2061 | Mitigation | 0.95 | 45 | 0 | esc | 0.00097009 | 5.3951e-08 | 0.00097009 | 5.3951e-08 | 0.0027816 | 2.3464e-09 | 0.0093813 | 5.2867e-09
[120 empty] | 7.3.3.17.5 (Remote Grid) Updates to grid topology to minimize risk of ignition in HFTDs Remote GridWLDFREquipment / facility failureAggregated | WLDFR | HFTD - Distribution - Tier 3 - 2QU CoRE ¦ 3QU LoRE | Red Flag Warning - Small Fires | Equipment / facility failure | Aggregated | 2062 | 5.5615e-05 | 279.2931 | 0.015533 | 2062 | Mitigation | 0.95 | 45 | 0 | esc | 0.00097009 | 5.3951e-08 | 0.00097009 | 5.3951e-08 | 0.0027816 | 2.3464e-09 | 0.0093813 | 5.2867e-09
[120 empty] | 7.3.3.17.5 (Remote Grid) Updates to grid topology to minimize risk of ignition in HFTDs Remote GridWLDFREquipment / facility failureAggregated | WLDFR | HFTD - Distribution - Tier 3 - 2QU CoRE ¦ 3QU LoRE | Red Flag Warning - Small Fires | Equipment / facility failure | Aggregated | 2063 | 5.5615e-05 | 279.2931 | 0.015533 | 2063 | Mitigation | 0.95 | 45 | 0 | esc | 0.00097009 | 5.3951e-08 | 0.00097009 | 5.3951e-08 | 0.0027816 | 2.3464e-09 | 0.0093813 | 5.2867e-09
[120 empty] | 7.3.3.17.5 (Remote Grid) Updates to grid topology to minimize risk of ignition in HFTDs Remote GridWLDFREquipment / facility failureAggregated | WLDFR | HFTD - Distribution - Tier 3 - 2QU CoRE ¦ 3QU LoRE | Red Flag Warning - Small Fires | Equipment / facility failure | Aggregated | 2064 | 5.5615e-05 | 279.2931 | 0.015533 | 2064 | Mitigation | 0.95 | 45 | 0 | esc | 0.00097009 | 5.3951e-08 | 0.00097009 | 5.3951e-08 | 0.0027816 | 2.3464e-09 | 0.0093813 | 5.2867e-09
[120 empty] | 7.3.3.17.5 (Remote Grid) Updates to grid topology to minimize risk of ignition in HFTDs Remote GridWLDFREquipment / facility failureAggregated | WLDFR | HFTD - Distribution - Tier 3 - 2QU CoRE ¦ 3QU LoRE | Red Flag Warning - Small Fires | Equipment / facility failure | Aggregated | 2065 | 5.5615e-05 | 279.2931 | 0.015533 | 2065 | Mitigation | 0.95 | 45 | 0 | esc | 0.00097009 | 5.3951e-08 | 0.00097009 | 5.3951e-08 | 0.0027816 | 2.3464e-09 | 0.0093813 | 5.2867e-09
[120 empty] | 7.3.3.17.5 (Remote Grid) Updates to grid topology to minimize risk of ignition in HFTDs Remote GridWLDFREquipment / facility failureAggregated | WLDFR | HFTD - Distribution - Tier 3 - 2QU CoRE ¦ 3QU LoRE | Red Flag Warning - Small Fires | Equipment / facility failure | Aggregated | 2066 | 5.5615e-05 | 279.2931 | 0.015533 | 2066 | Mitigation | 0.95 | 45 | 0 | esc | 0.00097009 | 5.3951e-08 | 0.00097009 | 5.3951e-08 | 0.0027816 | 2.3464e-09 | 0.0093813 | 5.2867e-09
[120 empty] | 7.3.3.17.5 (Remote Grid) Updates to grid topology to minimize risk of ignition in HFTDs Remote GridWLDFREquipment / facility failureAggregated | WLDFR | HFTD - Distribution - Tier 3 - 2QU CoRE ¦ 3QU LoRE | Red Flag Warning - Small Fires | Equipment / facility failure | Aggregated | 2067 | 5.5615e-05 | 279.2931 | 0.015533 | 2067 | Mitigation | 0.95 | 45 | 0 | esc | 0 | 0 | 0.00097009 | 5.3951e-08 | 0.0027816 | 2.3464e-09 | 0.0093813 | 5.2867e-09
[120 empty] | 7.3.3.17.5 (Remote Grid) Updates to grid topology to minimize risk of ignition in HFTDs Remote GridWLDFRVegetation ContactAggregated | WLDFR | HFTD - Distribution - Tier 3 - 2QU CoRE ¦ 3QU LoRE | Red Flag Warning - Small Fires | Vegetation Contact | Aggregated | 2022 | 0.00055831 | 279.2931 | 0.15593 | 2022 | Mitigation | 0.95 | 45 | 0 | esc | 0.00097009 | 5.4161e-07 | 0 | 0 | 0.0027816 | 2.3464e-09 | 0.0093813 | 5.2867e-09
[120 empty] | 7.3.3.17.5 (Remote Grid) Updates to grid topology to minimize risk of ignition in HFTDs Remote GridWLDFRVegetation ContactAggregated | WLDFR | HFTD - Distribution - Tier 3 - 2QU CoRE ¦ 3QU LoRE | Red Flag Warning - Small Fires | Vegetation Contact | Aggregated | 2023 | 0.00055831 | 279.2931 | 0.15593 | 2023 | Mitigation | 0.95 | 45 | 0 | esc | 0.00097009 | 5.4161e-07 | 0.00097009 | 5.4161e-07 | 0.0027816 | 2.3464e-09 | 0.0093813 | 5.2867e-09
[120 empty] | 7.3.3.17.5 (Remote Grid) Updates to grid topology to minimize risk of ignition in HFTDs Remote GridWLDFRVegetation ContactAggregated | WLDFR | HFTD - Distribution - Tier 3 - 2QU CoRE ¦ 3QU LoRE | Red Flag Warning - Small Fires | Vegetation Contact | Aggregated | 2024 | 0.00055831 | 279.2931 | 0.15593 | 2024 | Mitigation | 0.95 | 45 | 0 | esc | 0.00097009 | 5.4161e-07 | 0.00097009 | 5.4161e-07 | 0.0027816 | 2.3464e-09 | 0.0093813 | 5.2867e-09
[120 empty] | 7.3.3.17.5 (Remote Grid) Updates to grid topology to minimize risk of ignition in HFTDs Remote GridWLDFRVegetation ContactAggregated | WLDFR | HFTD - Distribution - Tier 3 - 2QU CoRE ¦ 3QU LoRE | Red Flag Warning - Small Fires | Vegetation Contact | Aggregated | 2025 | 0.00055831 | 279.2931 | 0.15593 | 2025 | Mitigation | 0.95 | 45 | 0 | esc | 0.00097009 | 5.4161e-07 | 0.00097009 | 5.4161e-07 | 0.0027816 | 2.3464e-09 | 0.0093813 | 5.2867e-09
[120 empty] | 7.3.3.17.5 (Remote Grid) Updates to grid topology to minimize risk of ignition in HFTDs Remote GridWLDFRVegetation ContactAggregated | WLDFR | HFTD - Distribution - Tier 3 - 2QU CoRE ¦ 3QU LoRE | Red Flag Warning - Small Fires | Vegetation Contact | Aggregated | 2026 | 0.00055831 | 279.2931 | 0.15593 | 2026 | Mitigation | 0.95 | 45 | 0 | esc | 0.00097009 | 5.4161e-07 | 0.00097009 | 5.4161e-07 | 0.0027816 | 2.3464e-09 | 0.0093813 | 5.2867e-09
[120 empty] | 7.3.3.17.5 (Remote Grid) Updates to grid topology to minimize risk of ignition in HFTDs Remote GridWLDFRVegetation ContactAggregated | WLDFR | HFTD - Distribution - Tier 3 - 2QU CoRE ¦ 3QU LoRE | Red Flag Warning - Small Fires | Vegetation Contact | Aggregated | 2027 | 0.00055831 | 279.2931 | 0.15593 | 2027 | Mitigation | 0.95 | 45 | 0 | esc | 0.00097009 | 5.4161e-07 | 0.00097009 | 5.4161e-07 | 0.0027816 | 2.3464e-09 | 0.0093813 | 5.2867e-09
[120 empty] | 7.3.3.17.5 (Remote Grid) Updates to grid topology to minimize risk of ignition in HFTDs Remote GridWLDFRVegetation ContactAggregated | WLDFR | HFTD - Distribution - Tier 3 - 2QU CoRE ¦ 3QU LoRE | Red Flag Warning - Small Fires | Vegetation Contact | Aggregated | 2028 | 0.00055831 | 279.2931 | 0.15593 | 2028 | Mitigation | 0.95 | 45 | 0 | esc | 0.00097009 | 5.4161e-07 | 0.00097009 | 5.4161e-07 | 0.0027816 | 2.3464e-09 | 0.0093813 | 5.2867e-09
[120 empty] | 7.3.3.17.5 (Remote Grid) Updates to grid topology to minimize risk of ignition in HFTDs Remote GridWLDFRVegetation ContactAggregated | WLDFR | HFTD - Distribution - Tier 3 - 2QU CoRE ¦ 3QU LoRE | Red Flag Warning - Small Fires | Vegetation Contact | Aggregated | 2029 | 0.00055831 | 279.2931 | 0.15593 | 2029 | Mitigation | 0.95 | 45 | 0 | esc | 0.00097009 | 5.4161e-07 | 0.00097009 | 5.4161e-07 | 0.0027816 | 2.3464e-09 | 0.0093813 | 5.2867e-09
[120 empty] | 7.3.3.17.5 (Remote Grid) Updates to grid topology to minimize risk of ignition in HFTDs Remote GridWLDFRVegetation ContactAggregated | WLDFR | HFTD - Distribution - Tier 3 - 2QU CoRE ¦ 3QU LoRE | Red Flag Warning - Small Fires | Vegetation Contact | Aggregated | 2030 | 0.00055831 | 279.2931 | 0.15593 | 2030 | Mitigation | 0.95 | 45 | 0 | esc | 0.00097009 | 5.4161e-07 | 0.00097009 | 5.4161e-07 | 0.0027816 | 2.3464e-09 | 0.0093813 | 5.2867e-09
[120 empty] | 7.3.3.17.5 (Remote Grid) Updates to grid topology to minimize risk of ignition in HFTDs Remote GridWLDFRVegetation ContactAggregated | WLDFR | HFTD - Distribution - Tier 3 - 2QU CoRE ¦ 3QU LoRE | Red Flag Warning - Small Fires | Vegetation Contact | Aggregated | 2031 | 0.00055831 | 279.2931 | 0.15593 | 2031 | Mitigation | 0.95 | 45 | 0 | esc | 0.00097009 | 5.4161e-07 | 0.00097009 | 5.4161e-07 | 0.0027816 | 2.3464e-09 | 0.0093813 | 5.2867e-09
[120 empty] | 7.3.3.17.5 (Remote Grid) Updates to grid topology to minimize risk of ignition in HFTDs Remote GridWLDFRVegetation ContactAggregated | WLDFR | HFTD - Distribution - Tier 3 - 2QU CoRE ¦ 3QU LoRE | Red Flag Warning - Small Fires | Vegetation Contact | Aggregated | 2032 | 0.00055831 | 279.2931 | 0.15593 | 2032 | Mitigation | 0.95 | 45 | 0 | esc | 0.00097009 | 5.4161e-07 | 0.00097009 | 5.4161e-07 | 0.0027816 | 2.3464e-09 | 0 | 0
[120 empty] | 7.3.3.17.5 (Remote Grid) Updates to grid topology to minimize risk of ignition in HFTDs Remote GridWLDFRVegetation ContactAggregated | WLDFR | HFTD - Distribution - Tier 3 - 2QU CoRE ¦ 3QU LoRE | Red Flag Warning - Small Fires | Vegetation Contact | Aggregated | 2033 | 0.00055831 | 279.2931 | 0.15593 | 2033 | Mitigation | 0.95 | 45 | 0 | esc | 0.00097009 | 5.4161e-07 | 0.00097009 | 5.4161e-07 | 0.0027816 | 2.3464e-09 | 0 | 0
[120 empty] | 7.3.3.17.5 (Remote Grid) Updates to grid topology to minimize risk of ignition in HFTDs Remote GridWLDFRVegetation ContactAggregated | WLDFR | HFTD - Distribution - Tier 3 - 2QU CoRE ¦ 3QU LoRE | Red Flag Warning - Small Fires | Vegetation Contact | Aggregated | 2034 | 0.00055831 | 279.2931 | 0.15593 | 2034 | Mitigation | 0.95 | 45 | 0 | esc | 0.00097009 | 5.4161e-07 | 0.00097009 | 5.4161e-07 | 0.0027816 | 2.3464e-09 | 0.014004 | 2.8291e-09
[120 empty] | 7.3.3.17.5 (Remote Grid) Updates to grid topology to minimize risk of ignition in HFTDs Remote GridWLDFRVegetation ContactAggregated | WLDFR | HFTD - Distribution - Tier 3 - 2QU CoRE ¦ 3QU LoRE | Red Flag Warning - Small Fires | Vegetation Contact | Aggregated | 2035 | 0.00055831 | 279.2931 | 0.15593 | 2035 | Mitigation | 0.95 | 45 | 0 | esc | 0.00097009 | 5.4161e-07 | 0.00097009 | 5.4161e-07 | 0.0027816 | 2.3464e-09 | 0.014004 | 2.8291e-09
[120 empty] | 7.3.3.17.5 (Remote Grid) Updates to grid topology to minimize risk of ignition in HFTDs Remote GridWLDFRVegetation ContactAggregated | WLDFR | HFTD - Distribution - Tier 3 - 2QU CoRE ¦ 3QU LoRE | Red Flag Warning - Small Fires | Vegetation Contact | Aggregated | 2036 | 0.00055831 | 279.2931 | 0.15593 | 2036 | Mitigation | 0.95 | 45 | 0 | esc | 0.00097009 | 5.4161e-07 | 0.00097009 | 5.4161e-07 | 0.0027816 | 2.3464e-09 | 0.014004 | 2.8291e-09
[120 empty] | 7.3.3.17.5 (Remote Grid) Updates to grid topology to minimize risk of ignition in HFTDs Remote GridWLDFRVegetation ContactAggregated | WLDFR | HFTD - Distribution - Tier 3 - 2QU CoRE ¦ 3QU LoRE | Red Flag Warning - Small Fires | Vegetation Contact | Aggregated | 2037 | 0.00055831 | 279.2931 | 0.15593 | 2037 | Mitigation | 0.95 | 45 | 0 | esc | 0.00097009 | 5.4161e-07 | 0.00097009 | 5.4161e-07 | 0.0027816 | 2.3464e-09 | 0.014004 | 2.8291e-09
[120 empty] | 7.3.3.17.5 (Remote Grid) Updates to grid topology to minimize risk of ignition in HFTDs Remote GridWLDFRVegetation ContactAggregated | WLDFR | HFTD - Distribution - Tier 3 - 2QU CoRE ¦ 3QU LoRE | Red Flag Warning - Small Fires | Vegetation Contact | Aggregated | 2038 | 0.00055831 | 279.2931 | 0.15593 | 2038 | Mitigation | 0.95 | 45 | 0 | esc | 0.00097009 | 5.4161e-07 | 0.00097009 | 5.4161e-07 | 0.0027816 | 2.3464e-09 | 0.014004 | 2.8291e-09
[120 empty] | 7.3.3.17.5 (Remote Grid) Updates to grid topology to minimize risk of ignition in HFTDs Remote GridWLDFRVegetation ContactAggregated | WLDFR | HFTD - Distribution - Tier 3 - 2QU CoRE ¦ 3QU LoRE | Red Flag Warning - Small Fires | Vegetation Contact | Aggregated | 2039 | 0.00055831 | 279.2931 | 0.15593 | 2039 | Mitigation | 0.95 | 45 | 0 | esc | 0.00097009 | 5.4161e-07 | 0.00097009 | 5.4161e-07 | 0.0027816 | 2.3464e-09 | 0.014004 | 2.8291e-09
[120 empty] | 7.3.3.17.5 (Remote Grid) Updates to grid topology to minimize risk of ignition in HFTDs Remote GridWLDFRVegetation ContactAggregated | WLDFR | HFTD - Distribution - Tier 3 - 2QU CoRE ¦ 3QU LoRE | Red Flag Warning - Small Fires | Vegetation Contact | Aggregated | 2040 | 0.00055831 | 279.2931 | 0.15593 | 2040 | Mitigation | 0.95 | 45 | 0 | esc | 0.00097009 | 5.4161e-07 | 0.00097009 | 5.4161e-07 | 0.0027816 | 2.3464e-09 | 0.014004 | 2.8291e-09
[120 empty] | 7.3.3.17.5 (Remote Grid) Updates to grid topology to minimize risk of ignition in HFTDs Remote GridWLDFRVegetation ContactAggregated | WLDFR | HFTD - Distribution - Tier 3 - 2QU CoRE ¦ 3QU LoRE | Red Flag Warning - Small Fires | Vegetation Contact | Aggregated | 2041 | 0.00055831 | 279.2931 | 0.15593 | 2041 | Mitigation | 0.95 | 45 | 0 | esc | 0.00097009 | 5.4161e-07 | 0.00097009 | 5.4161e-07 | 0.0027816 | 2.3464e-09 | 0.014004 | 2.8291e-09
[120 empty] | 7.3.3.17.5 (Remote Grid) Updates to grid topology to minimize risk of ignition in HFTDs Remote GridWLDFRVegetation ContactAggregated | WLDFR | HFTD - Distribution - Tier 3 - 2QU CoRE ¦ 3QU LoRE | Red Flag Warning - Small Fires | Vegetation Contact | Aggregated | 2042 | 0.00055831 | 279.2931 | 0.15593 | 2042 | Mitigation | 0.95 | 45 | 0 | esc | 0.00097009 | 5.4161e-07 | 0.00097009 | 5.4161e-07 | 0.0027816 | 2.3464e-09 | 0.014004 | 2.8291e-09
[120 empty] | 7.3.3.17.5 (Remote Grid) Updates to grid topology to minimize risk of ignition in HFTDs Remote GridWLDFRVegetation ContactAggregated | WLDFR | HFTD - Distribution - Tier 3 - 2QU CoRE ¦ 3QU LoRE | Red Flag Warning - Small Fires | Vegetation Contact | Aggregated | 2043 | 0.00055831 | 279.2931 | 0.15593 | 2043 | Mitigation | 0.95 | 45 | 0 | esc | 0.00097009 | 5.4161e-07 | 0.00097009 | 5.4161e-07 | 0.0027816 | 2.3464e-09 | 0.014004 | 2.8291e-09
[120 empty] | 7.3.3.17.5 (Remote Grid) Updates to grid topology to minimize risk of ignition in HFTDs Remote GridWLDFRVegetation ContactAggregated | WLDFR | HFTD - Distribution - Tier 3 - 2QU CoRE ¦ 3QU LoRE | Red Flag Warning - Small Fires | Vegetation Contact | Aggregated | 2044 | 0.00055831 | 279.2931 | 0.15593 | 2044 | Mitigation | 0.95 | 45 | 0 | esc | 0.00097009 | 5.4161e-07 | 0.00097009 | 5.4161e-07 | 0.0027816 | 2.3464e-09 | 0.014004 | 2.8291e-09
[120 empty] | 7.3.3.17.5 (Remote Grid) Updates to grid topology to minimize risk of ignition in HFTDs Remote GridWLDFRVegetation ContactAggregated | WLDFR | HFTD - Distribution - Tier 3 - 2QU CoRE ¦ 3QU LoRE | Red Flag Warning - Small Fires | Vegetation Contact | Aggregated | 2045 | 0.00055831 | 279.2931 | 0.15593 | 2045 | Mitigation | 0.95 | 45 | 0 | esc | 0.00097009 | 5.4161e-07 | 0.00097009 | 5.4161e-07 | 0.0027816 | 2.3464e-09 | 0.014004 | 2.8291e-09
[120 empty] | 7.3.3.17.5 (Remote Grid) Updates to grid topology to minimize risk of ignition in HFTDs Remote GridWLDFRVegetation ContactAggregated | WLDFR | HFTD - Distribution - Tier 3 - 2QU CoRE ¦ 3QU LoRE | Red Flag Warning - Small Fires | Vegetation Contact | Aggregated | 2046 | 0.00055831 | 279.2931 | 0.15593 | 2046 | Mitigation | 0.95 | 45 | 0 | esc | 0.00097009 | 5.4161e-07 | 0.00097009 | 5.4161e-07 | 0.0027816 | 2.3464e-09 | 0.014004 | 2.8291e-09
[120 empty] | 7.3.3.17.5 (Remote Grid) Updates to grid topology to minimize risk of ignition in HFTDs Remote GridWLDFRVegetation ContactAggregated | WLDFR | HFTD - Distribution - Tier 3 - 2QU CoRE ¦ 3QU LoRE | Red Flag Warning - Small Fires | Vegetation Contact | Aggregated | 2047 | 0.00055831 | 279.2931 | 0.15593 | 2047 | Mitigation | 0.95 | 45 | 0 | esc | 0.00097009 | 5.4161e-07 | 0.00097009 | 5.4161e-07 | 0.0027816 | 2.3464e-09 | 0.014004 | 2.8291e-09
[120 empty] | 7.3.3.17.5 (Remote Grid) Updates to grid topology to minimize risk of ignition in HFTDs Remote GridWLDFRVegetation ContactAggregated | WLDFR | HFTD - Distribution - Tier 3 - 2QU CoRE ¦ 3QU LoRE | Red Flag Warning - Small Fires | Vegetation Contact | Aggregated | 2048 | 0.00055831 | 279.2931 | 0.15593 | 2048 | Mitigation | 0.95 | 45 | 0 | esc | 0.00097009 | 5.4161e-07 | 0.00097009 | 5.4161e-07 | 0.0027816 | 2.3464e-09 | 0.014004 | 2.8291e-09
[120 empty] | 7.3.3.17.5 (Remote Grid) Updates to grid topology to minimize risk of ignition in HFTDs Remote GridWLDFRVegetation ContactAggregated | WLDFR | HFTD - Distribution - Tier 3 - 2QU CoRE ¦ 3QU LoRE | Red Flag Warning - Small Fires | Vegetation Contact | Aggregated | 2049 | 0.00055831 | 279.2931 | 0.15593 | 2049 | Mitigation | 0.95 | 45 | 0 | esc | 0.00097009 | 5.4161e-07 | 0.00097009 | 5.4161e-07 | 0.0027816 | 2.3464e-09 | 0.014004 | 2.8291e-09
[120 empty] | 7.3.3.17.5 (Remote Grid) Updates to grid topology to minimize risk of ignition in HFTDs Remote GridWLDFRVegetation ContactAggregated | WLDFR | HFTD - Distribution - Tier 3 - 2QU CoRE ¦ 3QU LoRE | Red Flag Warning - Small Fires | Vegetation Contact | Aggregated | 2050 | 0.00055831 | 279.2931 | 0.15593 | 2050 | Mitigation | 0.95 | 45 | 0 | esc | 0.00097009 | 5.4161e-07 | 0.00097009 | 5.4161e-07 | 0.0027816 | 2.3464e-09 | 0.014004 | 2.8291e-09
[120 empty] | 7.3.3.17.5 (Remote Grid) Updates to grid topology to minimize risk of ignition in HFTDs Remote GridWLDFRVegetation ContactAggregated | WLDFR | HFTD - Distribution - Tier 3 - 2QU CoRE ¦ 3QU LoRE | Red Flag Warning - Small Fires | Vegetation Contact | Aggregated | 2051 | 0.00055831 | 279.2931 | 0.15593 | 2051 | Mitigation | 0.95 | 45 | 0 | esc | 0.00097009 | 5.4161e-07 | 0.00097009 | 5.4161e-07 | 0.0027816 | 2.3464e-09 | 0.014004 | 2.8291e-09
[120 empty] | 7.3.3.17.5 (Remote Grid) Updates to grid topology to minimize risk of ignition in HFTDs Remote GridWLDFRVegetation ContactAggregated | WLDFR | HFTD - Distribution - Tier 3 - 2QU CoRE ¦ 3QU LoRE | Red Flag Warning - Small Fires | Vegetation Contact | Aggregated | 2052 | 0.00055831 | 279.2931 | 0.15593 | 2052 | Mitigation | 0.95 | 45 | 0 | esc | 0.00097009 | 5.4161e-07 | 0.00097009 | 5.4161e-07 | 0.0027816 | 2.3464e-09 | 0.014004 | 2.8291e-09
[120 empty] | 7.3.3.17.5 (Remote Grid) Updates to grid topology to minimize risk of ignition in HFTDs Remote GridWLDFRVegetation ContactAggregated | WLDFR | HFTD - Distribution - Tier 3 - 2QU CoRE ¦ 3QU LoRE | Red Flag Warning - Small Fires | Vegetation Contact | Aggregated | 2053 | 0.00055831 | 279.2931 | 0.15593 | 2053 | Mitigation | 0.95 | 45 | 0 | esc | 0.00097009 | 5.4161e-07 | 0.00097009 | 5.4161e-07 | 0.0027816 | 2.3464e-09 | 0.014004 | 2.8291e-09
[120 empty] | 7.3.3.17.5 (Remote Grid) Updates to grid topology to minimize risk of ignition in HFTDs Remote GridWLDFRVegetation ContactAggregated | WLDFR | HFTD - Distribution - Tier 3 - 2QU CoRE ¦ 3QU LoRE | Red Flag Warning - Small Fires | Vegetation Contact | Aggregated | 2054 | 0.00055831 | 279.2931 | 0.15593 | 2054 | Mitigation | 0.95 | 45 | 0 | esc | 0.00097009 | 5.4161e-07 | 0.00097009 | 5.4161e-07 | 0.0027816 | 2.3464e-09 | 0.014004 | 2.8291e-09
[120 empty] | 7.3.3.17.5 (Remote Grid) Updates to grid topology to minimize risk of ignition in HFTDs Remote GridWLDFRVegetation ContactAggregated | WLDFR | HFTD - Distribution - Tier 3 - 2QU CoRE ¦ 3QU LoRE | Red Flag Warning - Small Fires | Vegetation Contact | Aggregated | 2055 | 0.00055831 | 279.2931 | 0.15593 | 2055 | Mitigation | 0.95 | 45 | 0 | esc | 0.00097009 | 5.4161e-07 | 0.00097009 | 5.4161e-07 | 0.0027816 | 2.3464e-09 | 0.014004 | 2.8291e-09
[120 empty] | 7.3.3.17.5 (Remote Grid) Updates to grid topology to minimize risk of ignition in HFTDs Remote GridWLDFRVegetation ContactAggregated | WLDFR | HFTD - Distribution - Tier 3 - 2QU CoRE ¦ 3QU LoRE | Red Flag Warning - Small Fires | Vegetation Contact | Aggregated | 2056 | 0.00055831 | 279.2931 | 0.15593 | 2056 | Mitigation | 0.95 | 45 | 0 | esc | 0.00097009 | 5.4161e-07 | 0.00097009 | 5.4161e-07 | 0 | 0 | 0.014004 | 2.8291e-09
[120 empty] | 7.3.3.17.5 (Remote Grid) Updates to grid topology to minimize risk of ignition in HFTDs Remote GridWLDFRVegetation ContactAggregated | WLDFR | HFTD - Distribution - Tier 3 - 2QU CoRE ¦ 3QU LoRE | Red Flag Warning - Small Fires | Vegetation Contact | Aggregated | 2057 | 0.00055831 | 279.2931 | 0.15593 | 2057 | Mitigation | 0.95 | 45 | 0 | esc | 0.00097009 | 5.4161e-07 | 0.00097009 | 5.4161e-07 | 0.0027816 | 7.1975e-09 | 0.014004 | 2.8291e-09
[120 empty] | 7.3.3.17.5 (Remote Grid) Updates to grid topology to minimize risk of ignition in HFTDs Remote GridWLDFRVegetation ContactAggregated | WLDFR | HFTD - Distribution - Tier 3 - 2QU CoRE ¦ 3QU LoRE | Red Flag Warning - Small Fires | Vegetation Contact | Aggregated | 2058 | 0.00055831 | 279.2931 | 0.15593 | 2058 | Mitigation | 0.95 | 45 | 0 | esc | 0.00097009 | 5.4161e-07 | 0.00097009 | 5.4161e-07 | 0.0027816 | 7.1975e-09 | 0.014004 | 2.8291e-09
[120 empty] | 7.3.3.17.5 (Remote Grid) Updates to grid topology to minimize risk of ignition in HFTDs Remote GridWLDFRVegetation ContactAggregated | WLDFR | HFTD - Distribution - Tier 3 - 2QU CoRE ¦ 3QU LoRE | Red Flag Warning - Small Fires | Vegetation Contact | Aggregated | 2059 | 0.00055831 | 279.2931 | 0.15593 | 2059 | Mitigation | 0.95 | 45 | 0 | esc | 0.00097009 | 5.4161e-07 | 0.00097009 | 5.4161e-07 | 0.0027816 | 7.1975e-09 | 0.014004 | 2.8291e-09
[120 empty] | 7.3.3.17.5 (Remote Grid) Updates to grid topology to minimize risk of ignition in HFTDs Remote GridWLDFRVegetation ContactAggregated | WLDFR | HFTD - Distribution - Tier 3 - 2QU CoRE ¦ 3QU LoRE | Red Flag Warning - Small Fires | Vegetation Contact | Aggregated | 2060 | 0.00055831 | 279.2931 | 0.15593 | 2060 | Mitigation | 0.95 | 45 | 0 | esc | 0.00097009 | 5.4161e-07 | 0.00097009 | 5.4161e-07 | 0.0027816 | 7.1975e-09 | 0.014004 | 2.8291e-09
[120 empty] | 7.3.3.17.5 (Remote Grid) Updates to grid topology to minimize risk of ignition in HFTDs Remote GridWLDFRVegetation ContactAggregated | WLDFR | HFTD - Distribution - Tier 3 - 2QU CoRE ¦ 3QU LoRE | Red Flag Warning - Small Fires | Vegetation Contact | Aggregated | 2061 | 0.00055831 | 279.2931 | 0.15593 | 2061 | Mitigation | 0.95 | 45 | 0 | esc | 0.00097009 | 5.4161e-07 | 0.00097009 | 5.4161e-07 | 0.0027816 | 7.1975e-09 | 0.014004 | 2.8291e-09
[120 empty] | 7.3.3.17.5 (Remote Grid) Updates to grid topology to minimize risk of ignition in HFTDs Remote GridWLDFRVegetation ContactAggregated | WLDFR | HFTD - Distribution - Tier 3 - 2QU CoRE ¦ 3QU LoRE | Red Flag Warning - Small Fires | Vegetation Contact | Aggregated | 2062 | 0.00055831 | 279.2931 | 0.15593 | 2062 | Mitigation | 0.95 | 45 | 0 | esc | 0.00097009 | 5.4161e-07 | 0.00097009 | 5.4161e-07 | 0.0027816 | 7.1975e-09 | 0.014004 | 2.8291e-09
[120 empty] | 7.3.3.17.5 (Remote Grid) Updates to grid topology to minimize risk of ignition in HFTDs Remote GridWLDFRVegetation ContactAggregated | WLDFR | HFTD - Distribution - Tier 3 - 2QU CoRE ¦ 3QU LoRE | Red Flag Warning - Small Fires | Vegetation Contact | Aggregated | 2063 | 0.00055831 | 279.2931 | 0.15593 | 2063 | Mitigation | 0.95 | 45 | 0 | esc | 0.00097009 | 5.4161e-07 | 0.00097009 | 5.4161e-07 | 0.0027816 | 7.1975e-09 | 0.014004 | 2.8291e-09
[120 empty] | 7.3.3.17.5 (Remote Grid) Updates to grid topology to minimize risk of ignition in HFTDs Remote GridWLDFRVegetation ContactAggregated | WLDFR | HFTD - Distribution - Tier 3 - 2QU CoRE ¦ 3QU LoRE | Red Flag Warning - Small Fires | Vegetation Contact | Aggregated | 2064 | 0.00055831 | 279.2931 | 0.15593 | 2064 | Mitigation | 0.95 | 45 | 0 | esc | 0.00097009 | 5.4161e-07 | 0.00097009 | 5.4161e-07 | 0.0027816 | 7.1975e-09 | 0 | 0
[120 empty] | 7.3.3.17.5 (Remote Grid) Updates to grid topology to minimize risk of ignition in HFTDs Remote GridWLDFRVegetation ContactAggregated | WLDFR | HFTD - Distribution - Tier 3 - 2QU CoRE ¦ 3QU LoRE | Red Flag Warning - Small Fires | Vegetation Contact | Aggregated | 2065 | 0.00055831 | 279.2931 | 0.15593 | 2065 | Mitigation | 0.95 | 45 | 0 | esc | 0.00097009 | 5.4161e-07 | 0.00097009 | 5.4161e-07 | 0.0027816 | 7.1975e-09 | 0 | 0
[120 empty] | 7.3.3.17.5 (Remote Grid) Updates to grid topology to minimize risk of ignition in HFTDs Remote GridWLDFRVegetation ContactAggregated | WLDFR | HFTD - Distribution - Tier 3 - 2QU CoRE ¦ 3QU LoRE | Red Flag Warning - Small Fires | Vegetation Contact | Aggregated | 2066 | 0.00055831 | 279.2931 | 0.15593 | 2066 | Mitigation | 0.95 | 45 | 0 | esc | 0.00097009 | 5.4161e-07 | 0.00097009 | 5.4161e-07 | 0.0027816 | 7.1975e-09 | 0.012777 | 1.3859e-09
[120 empty] | 7.3.3.17.5 (Remote Grid) Updates to grid topology to minimize risk of ignition in HFTDs Remote GridWLDFRVegetation ContactAggregated | WLDFR | HFTD - Distribution - Tier 3 - 2QU CoRE ¦ 3QU LoRE | Red Flag Warning - Small Fires | Vegetation Contact | Aggregated | 2067 | 0.00055831 | 279.2931 | 0.15593 | 2067 | Mitigation | 0.95 | 45 | 0 | esc | 0 | 0 | 0.00097009 | 5.4161e-07 | 0.0027816 | 7.1975e-09 | 0.012777 | 1.3859e-09
[120 empty] | 7.3.3.17.5 (Remote Grid) Updates to grid topology to minimize risk of ignition in HFTDs Remote GridWLDFRWire-to-wire contactAggregated | WLDFR | HFTD - Distribution - Tier 3 - 2QU CoRE ¦ 3QU LoRE | Red Flag Warning - Small Fires | Wire-to-wire contact | Aggregated | 2022 | 8.6296e-06 | 279.2931 | 0.0024102 | 2022 | Mitigation | 0.95 | 45 | 0 | esc | 0.00097009 | 8.3714e-09 | 0 | 0 | 0.0027816 | 7.1975e-09 | 0.012777 | 1.3859e-09
[120 empty] | 7.3.3.17.5 (Remote Grid) Updates to grid topology to minimize risk of ignition in HFTDs Remote GridWLDFRWire-to-wire contactAggregated | WLDFR | HFTD - Distribution - Tier 3 - 2QU CoRE ¦ 3QU LoRE | Red Flag Warning - Small Fires | Wire-to-wire contact | Aggregated | 2023 | 8.6296e-06 | 279.2931 | 0.0024102 | 2023 | Mitigation | 0.95 | 45 | 0 | esc | 0.00097009 | 8.3714e-09 | 0.00097009 | 8.3714e-09 | 0.0027816 | 7.1975e-09 | 0.012777 | 1.3859e-09
[120 empty] | 7.3.3.17.5 (Remote Grid) Updates to grid topology to minimize risk of ignition in HFTDs Remote GridWLDFRWire-to-wire contactAggregated | WLDFR | HFTD - Distribution - Tier 3 - 2QU CoRE ¦ 3QU LoRE | Red Flag Warning - Small Fires | Wire-to-wire contact | Aggregated | 2024 | 8.6296e-06 | 279.2931 | 0.0024102 | 2024 | Mitigation | 0.95 | 45 | 0 | esc | 0.00097009 | 8.3714e-09 | 0.00097009 | 8.3714e-09 | 0.0027816 | 7.1975e-09 | 0.012777 | 1.3859e-09
[120 empty] | 7.3.3.17.5 (Remote Grid) Updates to grid topology to minimize risk of ignition in HFTDs Remote GridWLDFRWire-to-wire contactAggregated | WLDFR | HFTD - Distribution - Tier 3 - 2QU CoRE ¦ 3QU LoRE | Red Flag Warning - Small Fires | Wire-to-wire contact | Aggregated | 2025 | 8.6296e-06 | 279.2931 | 0.0024102 | 2025 | Mitigation | 0.95 | 45 | 0 | esc | 0.00097009 | 8.3714e-09 | 0.00097009 | 8.3714e-09 | 0.0027816 | 7.1975e-09 | 0.012777 | 1.3859e-09
[120 empty] | 7.3.3.17.5 (Remote Grid) Updates to grid topology to minimize risk of ignition in HFTDs Remote GridWLDFRWire-to-wire contactAggregated | WLDFR | HFTD - Distribution - Tier 3 - 2QU CoRE ¦ 3QU LoRE | Red Flag Warning - Small Fires | Wire-to-wire contact | Aggregated | 2026 | 8.6296e-06 | 279.2931 | 0.0024102 | 2026 | Mitigation | 0.95 | 45 | 0 | esc | 0.00097009 | 8.3714e-09 | 0.00097009 | 8.3714e-09 | 0.0027816 | 7.1975e-09 | 0.012777 | 1.3859e-09
[120 empty] | 7.3.3.17.5 (Remote Grid) Updates to grid topology to minimize risk of ignition in HFTDs Remote GridWLDFRWire-to-wire contactAggregated | WLDFR | HFTD - Distribution - Tier 3 - 2QU CoRE ¦ 3QU LoRE | Red Flag Warning - Small Fires | Wire-to-wire contact | Aggregated | 2027 | 8.6296e-06 | 279.2931 | 0.0024102 | 2027 | Mitigation | 0.95 | 45 | 0 | esc | 0.00097009 | 8.3714e-09 | 0.00097009 | 8.3714e-09 | 0.0027816 | 7.1975e-09 | 0.012777 | 1.3859e-09
[120 empty] | 7.3.3.17.5 (Remote Grid) Updates to grid topology to minimize risk of ignition in HFTDs Remote GridWLDFRWire-to-wire contactAggregated | WLDFR | HFTD - Distribution - Tier 3 - 2QU CoRE ¦ 3QU LoRE | Red Flag Warning - Small Fires | Wire-to-wire contact | Aggregated | 2028 | 8.6296e-06 | 279.2931 | 0.0024102 | 2028 | Mitigation | 0.95 | 45 | 0 | esc | 0.00097009 | 8.3714e-09 | 0.00097009 | 8.3714e-09 | 0.0027816 | 7.1975e-09 | 0.012777 | 1.3859e-09
[120 empty] | 7.3.3.17.5 (Remote Grid) Updates to grid topology to minimize risk of ignition in HFTDs Remote GridWLDFRWire-to-wire contactAggregated | WLDFR | HFTD - Distribution - Tier 3 - 2QU CoRE ¦ 3QU LoRE | Red Flag Warning - Small Fires | Wire-to-wire contact | Aggregated | 2029 | 8.6296e-06 | 279.2931 | 0.0024102 | 2029 | Mitigation | 0.95 | 45 | 0 | esc | 0.00097009 | 8.3714e-09 | 0.00097009 | 8.3714e-09 | 0.0027816 | 7.1975e-09 | 0.012777 | 1.3859e-09
[120 empty] | 7.3.3.17.5 (Remote Grid) Updates to grid topology to minimize risk of ignition in HFTDs Remote GridWLDFRWire-to-wire contactAggregated | WLDFR | HFTD - Distribution - Tier 3 - 2QU CoRE ¦ 3QU LoRE | Red Flag Warning - Small Fires | Wire-to-wire contact | Aggregated | 2030 | 8.6296e-06 | 279.2931 | 0.0024102 | 2030 | Mitigation | 0.95 | 45 | 0 | esc | 0.00097009 | 8.3714e-09 | 0.00097009 | 8.3714e-09 | 0.0027816 | 7.1975e-09 | 0.012777 | 1.3859e-09
[120 empty] | 7.3.3.17.5 (Remote Grid) Updates to grid topology to minimize risk of ignition in HFTDs Remote GridWLDFRWire-to-wire contactAggregated | WLDFR | HFTD - Distribution - Tier 3 - 2QU CoRE ¦ 3QU LoRE | Red Flag Warning - Small Fires | Wire-to-wire contact | Aggregated | 2031 | 8.6296e-06 | 279.2931 | 0.0024102 | 2031 | Mitigation | 0.95 | 45 | 0 | esc | 0.00097009 | 8.3714e-09 | 0.00097009 | 8.3714e-09 | 0.0027816 | 7.1975e-09 | 0.012777 | 1.3859e-09
[120 empty] | 7.3.3.17.5 (Remote Grid) Updates to grid topology to minimize risk of ignition in HFTDs Remote GridWLDFRWire-to-wire contactAggregated | WLDFR | HFTD - Distribution - Tier 3 - 2QU CoRE ¦ 3QU LoRE | Red Flag Warning - Small Fires | Wire-to-wire contact | Aggregated | 2032 | 8.6296e-06 | 279.2931 | 0.0024102 | 2032 | Mitigation | 0.95 | 45 | 0 | esc | 0.00097009 | 8.3714e-09 | 0.00097009 | 8.3714e-09 | 0.0027816 | 7.1975e-09 | 0.012777 | 1.3859e-09
[120 empty] | 7.3.3.17.5 (Remote Grid) Updates to grid topology to minimize risk of ignition in HFTDs Remote GridWLDFRWire-to-wire contactAggregated | WLDFR | HFTD - Distribution - Tier 3 - 2QU CoRE ¦ 3QU LoRE | Red Flag Warning - Small Fires | Wire-to-wire contact | Aggregated | 2033 | 8.6296e-06 | 279.2931 | 0.0024102 | 2033 | Mitigation | 0.95 | 45 | 0 | esc | 0.00097009 | 8.3714e-09 | 0.00097009 | 8.3714e-09 | 0.0027816 | 7.1975e-09 | 0.012777 | 1.3859e-09
[120 empty] | 7.3.3.17.5 (Remote Grid) Updates to grid topology to minimize risk of ignition in HFTDs Remote GridWLDFRWire-to-wire contactAggregated | WLDFR | HFTD - Distribution - Tier 3 - 2QU CoRE ¦ 3QU LoRE | Red Flag Warning - Small Fires | Wire-to-wire contact | Aggregated | 2034 | 8.6296e-06 | 279.2931 | 0.0024102 | 2034 | Mitigation | 0.95 | 45 | 0 | esc | 0.00097009 | 8.3714e-09 | 0.00097009 | 8.3714e-09 | 0.0027816 | 7.1975e-09 | 0.012777 | 1.3859e-09
[120 empty] | 7.3.3.17.5 (Remote Grid) Updates to grid topology to minimize risk of ignition in HFTDs Remote GridWLDFRWire-to-wire contactAggregated | WLDFR | HFTD - Distribution - Tier 3 - 2QU CoRE ¦ 3QU LoRE | Red Flag Warning - Small Fires | Wire-to-wire contact | Aggregated | 2035 | 8.6296e-06 | 279.2931 | 0.0024102 | 2035 | Mitigation | 0.95 | 45 | 0 | esc | 0.00097009 | 8.3714e-09 | 0.00097009 | 8.3714e-09 | 0.0027816 | 7.1975e-09 | 0.012777 | 1.3859e-09
[120 empty] | 7.3.3.17.5 (Remote Grid) Updates to grid topology to minimize risk of ignition in HFTDs Remote GridWLDFRWire-to-wire contactAggregated | WLDFR | HFTD - Distribution - Tier 3 - 2QU CoRE ¦ 3QU LoRE | Red Flag Warning - Small Fires | Wire-to-wire contact | Aggregated | 2036 | 8.6296e-06 | 279.2931 | 0.0024102 | 2036 | Mitigation | 0.95 | 45 | 0 | esc | 0.00097009 | 8.3714e-09 | 0.00097009 | 8.3714e-09 | 0.0027816 | 7.1975e-09 | 0.012777 | 1.3859e-09
[120 empty] | 7.3.3.17.5 (Remote Grid) Updates to grid topology to minimize risk of ignition in HFTDs Remote GridWLDFRWire-to-wire contactAggregated | WLDFR | HFTD - Distribution - Tier 3 - 2QU CoRE ¦ 3QU LoRE | Red Flag Warning - Small Fires | Wire-to-wire contact | Aggregated | 2037 | 8.6296e-06 | 279.2931 | 0.0024102 | 2037 | Mitigation | 0.95 | 45 | 0 | esc | 0.00097009 | 8.3714e-09 | 0.00097009 | 8.3714e-09 | 0.0027816 | 7.1975e-09 | 0.012777 | 1.3859e-09
[120 empty] | 7.3.3.17.5 (Remote Grid) Updates to grid topology to minimize risk of ignition in HFTDs Remote GridWLDFRWire-to-wire contactAggregated | WLDFR | HFTD - Distribution - Tier 3 - 2QU CoRE ¦ 3QU LoRE | Red Flag Warning - Small Fires | Wire-to-wire contact | Aggregated | 2038 | 8.6296e-06 | 279.2931 | 0.0024102 | 2038 | Mitigation | 0.95 | 45 | 0 | esc | 0.00097009 | 8.3714e-09 | 0.00097009 | 8.3714e-09 | 0.0027816 | 7.1975e-09 | 0.012777 | 1.3859e-09
[120 empty] | 7.3.3.17.5 (Remote Grid) Updates to grid topology to minimize risk of ignition in HFTDs Remote GridWLDFRWire-to-wire contactAggregated | WLDFR | HFTD - Distribution - Tier 3 - 2QU CoRE ¦ 3QU LoRE | Red Flag Warning - Small Fires | Wire-to-wire contact | Aggregated | 2039 | 8.6296e-06 | 279.2931 | 0.0024102 | 2039 | Mitigation | 0.95 | 45 | 0 | esc | 0.00097009 | 8.3714e-09 | 0.00097009 | 8.3714e-09 | 0.0027816 | 7.1975e-09 | 0.012777 | 1.3859e-09
[120 empty] | 7.3.3.17.5 (Remote Grid) Updates to grid topology to minimize risk of ignition in HFTDs Remote GridWLDFRWire-to-wire contactAggregated | WLDFR | HFTD - Distribution - Tier 3 - 2QU CoRE ¦ 3QU LoRE | Red Flag Warning - Small Fires | Wire-to-wire contact | Aggregated | 2040 | 8.6296e-06 | 279.2931 | 0.0024102 | 2040 | Mitigation | 0.95 | 45 | 0 | esc | 0.00097009 | 8.3714e-09 | 0.00097009 | 8.3714e-09 | 0.0027816 | 7.1975e-09 | 0.012777 | 1.3859e-09
[120 empty] | 7.3.3.17.5 (Remote Grid) Updates to grid topology to minimize risk of ignition in HFTDs Remote GridWLDFRWire-to-wire contactAggregated | WLDFR | HFTD - Distribution - Tier 3 - 2QU CoRE ¦ 3QU LoRE | Red Flag Warning - Small Fires | Wire-to-wire contact | Aggregated | 2041 | 8.6296e-06 | 279.2931 | 0.0024102 | 2041 | Mitigation | 0.95 | 45 | 0 | esc | 0.00097009 | 8.3714e-09 | 0.00097009 | 8.3714e-09 | 0.0027816 | 7.1975e-09 | 0.012777 | 1.3859e-09
[120 empty] | 7.3.3.17.5 (Remote Grid) Updates to grid topology to minimize risk of ignition in HFTDs Remote GridWLDFRWire-to-wire contactAggregated | WLDFR | HFTD - Distribution - Tier 3 - 2QU CoRE ¦ 3QU LoRE | Red Flag Warning - Small Fires | Wire-to-wire contact | Aggregated | 2042 | 8.6296e-06 | 279.2931 | 0.0024102 | 2042 | Mitigation | 0.95 | 45 | 0 | esc | 0.00097009 | 8.3714e-09 | 0.00097009 | 8.3714e-09 | 0.0027816 | 7.1975e-09 | 0.012777 | 1.3859e-09
[120 empty] | 7.3.3.17.5 (Remote Grid) Updates to grid topology to minimize risk of ignition in HFTDs Remote GridWLDFRWire-to-wire contactAggregated | WLDFR | HFTD - Distribution - Tier 3 - 2QU CoRE ¦ 3QU LoRE | Red Flag Warning - Small Fires | Wire-to-wire contact | Aggregated | 2043 | 8.6296e-06 | 279.2931 | 0.0024102 | 2043 | Mitigation | 0.95 | 45 | 0 | esc | 0.00097009 | 8.3714e-09 | 0.00097009 | 8.3714e-09 | 0.0027816 | 7.1975e-09 | 0.012777 | 1.3859e-09
[120 empty] | 7.3.3.17.5 (Remote Grid) Updates to grid topology to minimize risk of ignition in HFTDs Remote GridWLDFRWire-to-wire contactAggregated | WLDFR | HFTD - Distribution - Tier 3 - 2QU CoRE ¦ 3QU LoRE | Red Flag Warning - Small Fires | Wire-to-wire contact | Aggregated | 2044 | 8.6296e-06 | 279.2931 | 0.0024102 | 2044 | Mitigation | 0.95 | 45 | 0 | esc | 0.00097009 | 8.3714e-09 | 0.00097009 | 8.3714e-09 | 0.0027816 | 7.1975e-09 | 0.012777 | 1.3859e-09
[120 empty] | 7.3.3.17.5 (Remote Grid) Updates to grid topology to minimize risk of ignition in HFTDs Remote GridWLDFRWire-to-wire contactAggregated | WLDFR | HFTD - Distribution - Tier 3 - 2QU CoRE ¦ 3QU LoRE | Red Flag Warning - Small Fires | Wire-to-wire contact | Aggregated | 2045 | 8.6296e-06 | 279.2931 | 0.0024102 | 2045 | Mitigation | 0.95 | 45 | 0 | esc | 0.00097009 | 8.3714e-09 | 0.00097009 | 8.3714e-09 | 0.0027816 | 7.1975e-09 | 0.012777 | 1.3859e-09
[120 empty] | 7.3.3.17.5 (Remote Grid) Updates to grid topology to minimize risk of ignition in HFTDs Remote GridWLDFRWire-to-wire contactAggregated | WLDFR | HFTD - Distribution - Tier 3 - 2QU CoRE ¦ 3QU LoRE | Red Flag Warning - Small Fires | Wire-to-wire contact | Aggregated | 2046 | 8.6296e-06 | 279.2931 | 0.0024102 | 2046 | Mitigation | 0.95 | 45 | 0 | esc | 0.00097009 | 8.3714e-09 | 0.00097009 | 8.3714e-09 | 0.0027816 | 7.1975e-09 | 0.012777 | 1.3859e-09
[120 empty] | 7.3.3.17.5 (Remote Grid) Updates to grid topology to minimize risk of ignition in HFTDs Remote GridWLDFRWire-to-wire contactAggregated | WLDFR | HFTD - Distribution - Tier 3 - 2QU CoRE ¦ 3QU LoRE | Red Flag Warning - Small Fires | Wire-to-wire contact | Aggregated | 2047 | 8.6296e-06 | 279.2931 | 0.0024102 | 2047 | Mitigation | 0.95 | 45 | 0 | esc | 0.00097009 | 8.3714e-09 | 0.00097009 | 8.3714e-09 | 0.0027816 | 7.1975e-09 | 0.012777 | 1.3859e-09
[120 empty] | 7.3.3.17.5 (Remote Grid) Updates to grid topology to minimize risk of ignition in HFTDs Remote GridWLDFRWire-to-wire contactAggregated | WLDFR | HFTD - Distribution - Tier 3 - 2QU CoRE ¦ 3QU LoRE | Red Flag Warning - Small Fires | Wire-to-wire contact | Aggregated | 2048 | 8.6296e-06 | 279.2931 | 0.0024102 | 2048 | Mitigation | 0.95 | 45 | 0 | esc | 0.00097009 | 8.3714e-09 | 0.00097009 | 8.3714e-09 | 0.0027816 | 7.1975e-09 | 0.012777 | 1.3859e-09
[120 empty] | 7.3.3.17.5 (Remote Grid) Updates to grid topology to minimize risk of ignition in HFTDs Remote GridWLDFRWire-to-wire contactAggregated | WLDFR | HFTD - Distribution - Tier 3 - 2QU CoRE ¦ 3QU LoRE | Red Flag Warning - Small Fires | Wire-to-wire contact | Aggregated | 2049 | 8.6296e-06 | 279.2931 | 0.0024102 | 2049 | Mitigation | 0.95 | 45 | 0 | esc | 0.00097009 | 8.3714e-09 | 0.00097009 | 8.3714e-09 | 0.0027816 | 7.1975e-09 | 0.012777 | 1.3859e-09
[120 empty] | 7.3.3.17.5 (Remote Grid) Updates to grid topology to minimize risk of ignition in HFTDs Remote GridWLDFRWire-to-wire contactAggregated | WLDFR | HFTD - Distribution - Tier 3 - 2QU CoRE ¦ 3QU LoRE | Red Flag Warning - Small Fires | Wire-to-wire contact | Aggregated | 2050 | 8.6296e-06 | 279.2931 | 0.0024102 | 2050 | Mitigation | 0.95 | 45 | 0 | esc | 0.00097009 | 8.3714e-09 | 0.00097009 | 8.3714e-09 | 0.0027816 | 7.1975e-09 | 0 | 0
[120 empty] | 7.3.3.17.5 (Remote Grid) Updates to grid topology to minimize risk of ignition in HFTDs Remote GridWLDFRWire-to-wire contactAggregated | WLDFR | HFTD - Distribution - Tier 3 - 2QU CoRE ¦ 3QU LoRE | Red Flag Warning - Small Fires | Wire-to-wire contact | Aggregated | 2051 | 8.6296e-06 | 279.2931 | 0.0024102 | 2051 | Mitigation | 0.95 | 45 | 0 | esc | 0.00097009 | 8.3714e-09 | 0.00097009 | 8.3714e-09 | 0.0027816 | 7.1975e-09 | 0 | 0
[120 empty] | 7.3.3.17.5 (Remote Grid) Updates to grid topology to minimize risk of ignition in HFTDs Remote GridWLDFRWire-to-wire contactAggregated | WLDFR | HFTD - Distribution - Tier 3 - 2QU CoRE ¦ 3QU LoRE | Red Flag Warning - Small Fires | Wire-to-wire contact | Aggregated | 2052 | 8.6296e-06 | 279.2931 | 0.0024102 | 2052 | Mitigation | 0.95 | 45 | 0 | esc | 0.00097009 | 8.3714e-09 | 0.00097009 | 8.3714e-09 | 0.0027816 | 7.1975e-09 | 0.012705 | 1.1119e-09
[120 empty] | 7.3.3.17.5 (Remote Grid) Updates to grid topology to minimize risk of ignition in HFTDs Remote GridWLDFRWire-to-wire contactAggregated | WLDFR | HFTD - Distribution - Tier 3 - 2QU CoRE ¦ 3QU LoRE | Red Flag Warning - Small Fires | Wire-to-wire contact | Aggregated | 2053 | 8.6296e-06 | 279.2931 | 0.0024102 | 2053 | Mitigation | 0.95 | 45 | 0 | esc | 0.00097009 | 8.3714e-09 | 0.00097009 | 8.3714e-09 | 0.0027816 | 7.1975e-09 | 0.012705 | 1.1119e-09
[120 empty] | 7.3.3.17.5 (Remote Grid) Updates to grid topology to minimize risk of ignition in HFTDs Remote GridWLDFRWire-to-wire contactAggregated | WLDFR | HFTD - Distribution - Tier 3 - 2QU CoRE ¦ 3QU LoRE | Red Flag Warning - Small Fires | Wire-to-wire contact | Aggregated | 2054 | 8.6296e-06 | 279.2931 | 0.0024102 | 2054 | Mitigation | 0.95 | 45 | 0 | esc | 0.00097009 | 8.3714e-09 | 0.00097009 | 8.3714e-09 | 0.0027816 | 7.1975e-09 | 0.012705 | 1.1119e-09
[120 empty] | 7.3.3.17.5 (Remote Grid) Updates to grid topology to minimize risk of ignition in HFTDs Remote GridWLDFRWire-to-wire contactAggregated | WLDFR | HFTD - Distribution - Tier 3 - 2QU CoRE ¦ 3QU LoRE | Red Flag Warning - Small Fires | Wire-to-wire contact | Aggregated | 2055 | 8.6296e-06 | 279.2931 | 0.0024102 | 2055 | Mitigation | 0.95 | 45 | 0 | esc | 0.00097009 | 8.3714e-09 | 0.00097009 | 8.3714e-09 | 0.0027816 | 7.1975e-09 | 0.012705 | 1.1119e-09
[120 empty] | 7.3.3.17.5 (Remote Grid) Updates to grid topology to minimize risk of ignition in HFTDs Remote GridWLDFRWire-to-wire contactAggregated | WLDFR | HFTD - Distribution - Tier 3 - 2QU CoRE ¦ 3QU LoRE | Red Flag Warning - Small Fires | Wire-to-wire contact | Aggregated | 2056 | 8.6296e-06 | 279.2931 | 0.0024102 | 2056 | Mitigation | 0.95 | 45 | 0 | esc | 0.00097009 | 8.3714e-09 | 0.00097009 | 8.3714e-09 | 0.0027816 | 7.1975e-09 | 0.012705 | 1.1119e-09
[120 empty] | 7.3.3.17.5 (Remote Grid) Updates to grid topology to minimize risk of ignition in HFTDs Remote GridWLDFRWire-to-wire contactAggregated | WLDFR | HFTD - Distribution - Tier 3 - 2QU CoRE ¦ 3QU LoRE | Red Flag Warning - Small Fires | Wire-to-wire contact | Aggregated | 2057 | 8.6296e-06 | 279.2931 | 0.0024102 | 2057 | Mitigation | 0.95 | 45 | 0 | esc | 0.00097009 | 8.3714e-09 | 0.00097009 | 8.3714e-09 | 0.0027816 | 7.1975e-09 | 0.012705 | 1.1119e-09
[120 empty] | 7.3.3.17.5 (Remote Grid) Updates to grid topology to minimize risk of ignition in HFTDs Remote GridWLDFRWire-to-wire contactAggregated | WLDFR | HFTD - Distribution - Tier 3 - 2QU CoRE ¦ 3QU LoRE | Red Flag Warning - Small Fires | Wire-to-wire contact | Aggregated | 2058 | 8.6296e-06 | 279.2931 | 0.0024102 | 2058 | Mitigation | 0.95 | 45 | 0 | esc | 0.00097009 | 8.3714e-09 | 0.00097009 | 8.3714e-09 | 0.0027816 | 7.1975e-09 | 0.012705 | 1.1119e-09
[120 empty] | 7.3.3.17.5 (Remote Grid) Updates to grid topology to minimize risk of ignition in HFTDs Remote GridWLDFRWire-to-wire contactAggregated | WLDFR | HFTD - Distribution - Tier 3 - 2QU CoRE ¦ 3QU LoRE | Red Flag Warning - Small Fires | Wire-to-wire contact | Aggregated | 2059 | 8.6296e-06 | 279.2931 | 0.0024102 | 2059 | Mitigation | 0.95 | 45 | 0 | esc | 0.00097009 | 8.3714e-09 | 0.00097009 | 8.3714e-09 | 0.0027816 | 7.1975e-09 | 0.012705 | 1.1119e-09
[120 empty] | 7.3.3.17.5 (Remote Grid) Updates to grid topology to minimize risk of ignition in HFTDs Remote GridWLDFRWire-to-wire contactAggregated | WLDFR | HFTD - Distribution - Tier 3 - 2QU CoRE ¦ 3QU LoRE | Red Flag Warning - Small Fires | Wire-to-wire contact | Aggregated | 2060 | 8.6296e-06 | 279.2931 | 0.0024102 | 2060 | Mitigation | 0.95 | 45 | 0 | esc | 0.00097009 | 8.3714e-09 | 0.00097009 | 8.3714e-09 | 0 | 0 | 0.012705 | 1.1119e-09
[120 empty] | 7.3.3.17.5 (Remote Grid) Updates to grid topology to minimize risk of ignition in HFTDs Remote GridWLDFRWire-to-wire contactAggregated | WLDFR | HFTD - Distribution - Tier 3 - 2QU CoRE ¦ 3QU LoRE | Red Flag Warning - Small Fires | Wire-to-wire contact | Aggregated | 2061 | 8.6296e-06 | 279.2931 | 0.0024102 | 2061 | Mitigation | 0.95 | 45 | 0 | esc | 0.00097009 | 8.3714e-09 | 0.00097009 | 8.3714e-09 | 0.0027816 | 3.6859e-10 | 0.012705 | 1.1119e-09
[120 empty] | 7.3.3.17.5 (Remote Grid) Updates to grid topology to minimize risk of ignition in HFTDs Remote GridWLDFRWire-to-wire contactAggregated | WLDFR | HFTD - Distribution - Tier 3 - 2QU CoRE ¦ 3QU LoRE | Red Flag Warning - Small Fires | Wire-to-wire contact | Aggregated | 2062 | 8.6296e-06 | 279.2931 | 0.0024102 | 2062 | Mitigation | 0.95 | 45 | 0 | esc | 0.00097009 | 8.3714e-09 | 0.00097009 | 8.3714e-09 | 0.0027816 | 3.6859e-10 | 0.012705 | 1.1119e-09
[120 empty] | 7.3.3.17.5 (Remote Grid) Updates to grid topology to minimize risk of ignition in HFTDs Remote GridWLDFRWire-to-wire contactAggregated | WLDFR | HFTD - Distribution - Tier 3 - 2QU CoRE ¦ 3QU LoRE | Red Flag Warning - Small Fires | Wire-to-wire contact | Aggregated | 2063 | 8.6296e-06 | 279.2931 | 0.0024102 | 2063 | Mitigation | 0.95 | 45 | 0 | esc | 0.00097009 | 8.3714e-09 | 0.00097009 | 8.3714e-09 | 0.0027816 | 3.6859e-10 | 0.012705 | 1.1119e-09
[120 empty] | 7.3.3.17.5 (Remote Grid) Updates to grid topology to minimize risk of ignition in HFTDs Remote GridWLDFRWire-to-wire contactAggregated | WLDFR | HFTD - Distribution - Tier 3 - 2QU CoRE ¦ 3QU LoRE | Red Flag Warning - Small Fires | Wire-to-wire contact | Aggregated | 2064 | 8.6296e-06 | 279.2931 | 0.0024102 | 2064 | Mitigation | 0.95 | 45 | 0 | esc | 0.00097009 | 8.3714e-09 | 0.00097009 | 8.3714e-09 | 0.0027816 | 3.6859e-10 | 0.012705 | 1.1119e-09
[120 empty] | 7.3.3.17.5 (Remote Grid) Updates to grid topology to minimize risk of ignition in HFTDs Remote GridWLDFRWire-to-wire contactAggregated | WLDFR | HFTD - Distribution - Tier 3 - 2QU CoRE ¦ 3QU LoRE | Red Flag Warning - Small Fires | Wire-to-wire contact | Aggregated | 2065 | 8.6296e-06 | 279.2931 | 0.0024102 | 2065 | Mitigation | 0.95 | 45 | 0 | esc | 0.00097009 | 8.3714e-09 | 0.00097009 | 8.3714e-09 | 0.0027816 | 3.6859e-10 | 0.012705 | 1.1119e-09
[120 empty] | 7.3.3.17.5 (Remote Grid) Updates to grid topology to minimize risk of ignition in HFTDs Remote GridWLDFRWire-to-wire contactAggregated | WLDFR | HFTD - Distribution - Tier 3 - 2QU CoRE ¦ 3QU LoRE | Red Flag Warning - Small Fires | Wire-to-wire contact | Aggregated | 2066 | 8.6296e-06 | 279.2931 | 0.0024102 | 2066 | Mitigation | 0.95 | 45 | 0 | esc | 0.00097009 | 8.3714e-09 | 0.00097009 | 8.3714e-09 | 0.0027816 | 3.6859e-10 | 0.012705 | 1.1119e-09
[120 empty] | 7.3.3.17.5 (Remote Grid) Updates to grid topology to minimize risk of ignition in HFTDs Remote GridWLDFRWire-to-wire contactAggregated | WLDFR | HFTD - Distribution - Tier 3 - 2QU CoRE ¦ 3QU LoRE | Red Flag Warning - Small Fires | Wire-to-wire contact | Aggregated | 2067 | 8.6296e-06 | 279.2931 | 0.0024102 | 2067 | Mitigation | 0.95 | 45 | 0 | esc | 0 | 0 | 0.00097009 | 8.3714e-09 | 0.0027816 | 3.6859e-10 | 0.012705 | 1.1119e-09
[120 empty] | 7.3.3.17.5 (Remote Grid) Updates to grid topology to minimize risk of ignition in HFTDs Remote GridWLDFRContact from objectAggregated | WLDFR | HFTD - Distribution - Tier 3 - 2QU CoRE ¦ 4QU LoRE | Non-Red Flag Warning - Catastrophic Fires | Contact from object | Aggregated | 2022 | 1.1866e-06 | 108.7427 | 0.00012903 | 2022 | Mitigation | 0.95 | 45 | 0 | esc | 0.00097009 | 1.1511e-09 | 0 | 0 | 0.0027816 | 3.6859e-10 | 0.012705 | 1.1119e-09
[120 empty] | 7.3.3.17.5 (Remote Grid) Updates to grid topology to minimize risk of ignition in HFTDs Remote GridWLDFRContact from objectAggregated | WLDFR | HFTD - Distribution - Tier 3 - 2QU CoRE ¦ 4QU LoRE | Non-Red Flag Warning - Catastrophic Fires | Contact from object | Aggregated | 2023 | 1.1866e-06 | 108.7427 | 0.00012903 | 2023 | Mitigation | 0.95 | 45 | 0 | esc | 0.00097009 | 1.1511e-09 | 0.00097009 | 1.1511e-09 | 0.0027816 | 3.6859e-10 | 0.012705 | 1.1119e-09
[120 empty] | 7.3.3.17.5 (Remote Grid) Updates to grid topology to minimize risk of ignition in HFTDs Remote GridWLDFRContact from objectAggregated | WLDFR | HFTD - Distribution - Tier 3 - 2QU CoRE ¦ 4QU LoRE | Non-Red Flag Warning - Catastrophic Fires | Contact from object | Aggregated | 2024 | 1.1866e-06 | 108.7427 | 0.00012903 | 2024 | Mitigation | 0.95 | 45 | 0 | esc | 0.00097009 | 1.1511e-09 | 0.00097009 | 1.1511e-09 | 0.0027816 | 3.6859e-10 | 0.012705 | 1.1119e-09
[120 empty] | 7.3.3.17.5 (Remote Grid) Updates to grid topology to minimize risk of ignition in HFTDs Remote GridWLDFRContact from objectAggregated | WLDFR | HFTD - Distribution - Tier 3 - 2QU CoRE ¦ 4QU LoRE | Non-Red Flag Warning - Catastrophic Fires | Contact from object | Aggregated | 2025 | 1.1866e-06 | 108.7427 | 0.00012903 | 2025 | Mitigation | 0.95 | 45 | 0 | esc | 0.00097009 | 1.1511e-09 | 0.00097009 | 1.1511e-09 | 0.0027816 | 3.6859e-10 | 0.012705 | 1.1119e-09
[120 empty] | 7.3.3.17.5 (Remote Grid) Updates to grid topology to minimize risk of ignition in HFTDs Remote GridWLDFRContact from objectAggregated | WLDFR | HFTD - Distribution - Tier 3 - 2QU CoRE ¦ 4QU LoRE | Non-Red Flag Warning - Catastrophic Fires | Contact from object | Aggregated | 2026 | 1.1866e-06 | 108.7427 | 0.00012903 | 2026 | Mitigation | 0.95 | 45 | 0 | esc | 0.00097009 | 1.1511e-09 | 0.00097009 | 1.1511e-09 | 0.0027816 | 3.6859e-10 | 0.012705 | 1.1119e-09
[120 empty] | 7.3.3.17.5 (Remote Grid) Updates to grid topology to minimize risk of ignition in HFTDs Remote GridWLDFRContact from objectAggregated | WLDFR | HFTD - Distribution - Tier 3 - 2QU CoRE ¦ 4QU LoRE | Non-Red Flag Warning - Catastrophic Fires | Contact from object | Aggregated | 2027 | 1.1866e-06 | 108.7427 | 0.00012903 | 2027 | Mitigation | 0.95 | 45 | 0 | esc | 0.00097009 | 1.1511e-09 | 0.00097009 | 1.1511e-09 | 0.0027816 | 3.6859e-10 | 0.012705 | 1.1119e-09
[120 empty] | 7.3.3.17.5 (Remote Grid) Updates to grid topology to minimize risk of ignition in HFTDs Remote GridWLDFRContact from objectAggregated | WLDFR | HFTD - Distribution - Tier 3 - 2QU CoRE ¦ 4QU LoRE | Non-Red Flag Warning - Catastrophic Fires | Contact from object | Aggregated | 2028 | 1.1866e-06 | 108.7427 | 0.00012903 | 2028 | Mitigation | 0.95 | 45 | 0 | esc | 0.00097009 | 1.1511e-09 | 0.00097009 | 1.1511e-09 | 0.0027816 | 3.6859e-10 | 0.012705 | 1.1119e-09
[120 empty] | 7.3.3.17.5 (Remote Grid) Updates to grid topology to minimize risk of ignition in HFTDs Remote GridWLDFRContact from objectAggregated | WLDFR | HFTD - Distribution - Tier 3 - 2QU CoRE ¦ 4QU LoRE | Non-Red Flag Warning - Catastrophic Fires | Contact from object | Aggregated | 2029 | 1.1866e-06 | 108.7427 | 0.00012903 | 2029 | Mitigation | 0.95 | 45 | 0 | esc | 0.00097009 | 1.1511e-09 | 0.00097009 | 1.1511e-09 | 0.0027816 | 3.6859e-10 | 0.012705 | 1.1119e-09
[120 empty] | 7.3.3.17.5 (Remote Grid) Updates to grid topology to minimize risk of ignition in HFTDs Remote GridWLDFRContact from objectAggregated | WLDFR | HFTD - Distribution - Tier 3 - 2QU CoRE ¦ 4QU LoRE | Non-Red Flag Warning - Catastrophic Fires | Contact from object | Aggregated | 2030 | 1.1866e-06 | 108.7427 | 0.00012903 | 2030 | Mitigation | 0.95 | 45 | 0 | esc | 0.00097009 | 1.1511e-09 | 0.00097009 | 1.1511e-09 | 0.0027816 | 3.6859e-10 | 0.012705 | 1.1119e-09
[120 empty] | 7.3.3.17.5 (Remote Grid) Updates to grid topology to minimize risk of ignition in HFTDs Remote GridWLDFRContact from objectAggregated | WLDFR | HFTD - Distribution - Tier 3 - 2QU CoRE ¦ 4QU LoRE | Non-Red Flag Warning - Catastrophic Fires | Contact from object | Aggregated | 2031 | 1.1866e-06 | 108.7427 | 0.00012903 | 2031 | Mitigation | 0.95 | 45 | 0 | esc | 0.00097009 | 1.1511e-09 | 0.00097009 | 1.1511e-09 | 0.0027816 | 3.6859e-10 | 0.012705 | 1.1119e-09
[120 empty] | 7.3.3.17.5 (Remote Grid) Updates to grid topology to minimize risk of ignition in HFTDs Remote GridWLDFRContact from objectAggregated | WLDFR | HFTD - Distribution - Tier 3 - 2QU CoRE ¦ 4QU LoRE | Non-Red Flag Warning - Catastrophic Fires | Contact from object | Aggregated | 2032 | 1.1866e-06 | 108.7427 | 0.00012903 | 2032 | Mitigation | 0.95 | 45 | 0 | esc | 0.00097009 | 1.1511e-09 | 0.00097009 | 1.1511e-09 | 0.0027816 | 3.6859e-10 | 0.012705 | 1.1119e-09
[120 empty] | 7.3.3.17.5 (Remote Grid) Updates to grid topology to minimize risk of ignition in HFTDs Remote GridWLDFRContact from objectAggregated | WLDFR | HFTD - Distribution - Tier 3 - 2QU CoRE ¦ 4QU LoRE | Non-Red Flag Warning - Catastrophic Fires | Contact from object | Aggregated | 2033 | 1.1866e-06 | 108.7427 | 0.00012903 | 2033 | Mitigation | 0.95 | 45 | 0 | esc | 0.00097009 | 1.1511e-09 | 0.00097009 | 1.1511e-09 | 0.0027816 | 3.6859e-10 | 0.012705 | 1.1119e-09
[120 empty] | 7.3.3.17.5 (Remote Grid) Updates to grid topology to minimize risk of ignition in HFTDs Remote GridWLDFRContact from objectAggregated | WLDFR | HFTD - Distribution - Tier 3 - 2QU CoRE ¦ 4QU LoRE | Non-Red Flag Warning - Catastrophic Fires | Contact from object | Aggregated | 2034 | 1.1866e-06 | 108.7427 | 0.00012903 | 2034 | Mitigation | 0.95 | 45 | 0 | esc | 0.00097009 | 1.1511e-09 | 0.00097009 | 1.1511e-09 | 0.0027816 | 3.6859e-10 | 0.012705 | 1.1119e-09
[120 empty] | 7.3.3.17.5 (Remote Grid) Updates to grid topology to minimize risk of ignition in HFTDs Remote GridWLDFRContact from objectAggregated | WLDFR | HFTD - Distribution - Tier 3 - 2QU CoRE ¦ 4QU LoRE | Non-Red Flag Warning - Catastrophic Fires | Contact from object | Aggregated | 2035 | 1.1866e-06 | 108.7427 | 0.00012903 | 2035 | Mitigation | 0.95 | 45 | 0 | esc | 0.00097009 | 1.1511e-09 | 0.00097009 | 1.1511e-09 | 0.0027816 | 3.6859e-10 | 0.012705 | 1.1119e-09
[120 empty] | 7.3.3.17.5 (Remote Grid) Updates to grid topology to minimize risk of ignition in HFTDs Remote GridWLDFRContact from objectAggregated | WLDFR | HFTD - Distribution - Tier 3 - 2QU CoRE ¦ 4QU LoRE | Non-Red Flag Warning - Catastrophic Fires | Contact from object | Aggregated | 2036 | 1.1866e-06 | 108.7427 | 0.00012903 | 2036 | Mitigation | 0.95 | 45 | 0 | esc | 0.00097009 | 1.1511e-09 | 0.00097009 | 1.1511e-09 | 0.0027816 | 3.6859e-10 | 0 | 0
[120 empty] | 7.3.3.17.5 (Remote Grid) Updates to grid topology to minimize risk of ignition in HFTDs Remote GridWLDFRContact from objectAggregated | WLDFR | HFTD - Distribution - Tier 3 - 2QU CoRE ¦ 4QU LoRE | Non-Red Flag Warning - Catastrophic Fires | Contact from object | Aggregated | 2037 | 1.1866e-06 | 108.7427 | 0.00012903 | 2037 | Mitigation | 0.95 | 45 | 0 | esc | 0.00097009 | 1.1511e-09 | 0.00097009 | 1.1511e-09 | 0.0027816 | 3.6859e-10 | 0 | 0
[120 empty] | 7.3.3.17.5 (Remote Grid) Updates to grid topology to minimize risk of ignition in HFTDs Remote GridWLDFRContact from objectAggregated | WLDFR | HFTD - Distribution - Tier 3 - 2QU CoRE ¦ 4QU LoRE | Non-Red Flag Warning - Catastrophic Fires | Contact from object | Aggregated | 2038 | 1.1866e-06 | 108.7427 | 0.00012903 | 2038 | Mitigation | 0.95 | 45 | 0 | esc | 0.00097009 | 1.1511e-09 | 0.00097009 | 1.1511e-09 | 0.0027816 | 3.6859e-10 | 0.01662 | 2.2087e-10
[120 empty] | 7.3.3.17.5 (Remote Grid) Updates to grid topology to minimize risk of ignition in HFTDs Remote GridWLDFRContact from objectAggregated | WLDFR | HFTD - Distribution - Tier 3 - 2QU CoRE ¦ 4QU LoRE | Non-Red Flag Warning - Catastrophic Fires | Contact from object | Aggregated | 2039 | 1.1866e-06 | 108.7427 | 0.00012903 | 2039 | Mitigation | 0.95 | 45 | 0 | esc | 0.00097009 | 1.1511e-09 | 0.00097009 | 1.1511e-09 | 0.0027816 | 3.6859e-10 | 0.01662 | 2.2087e-10
[120 empty] | 7.3.3.17.5 (Remote Grid) Updates to grid topology to minimize risk of ignition in HFTDs Remote GridWLDFRContact from objectAggregated | WLDFR | HFTD - Distribution - Tier 3 - 2QU CoRE ¦ 4QU LoRE | Non-Red Flag Warning - Catastrophic Fires | Contact from object | Aggregated | 2040 | 1.1866e-06 | 108.7427 | 0.00012903 | 2040 | Mitigation | 0.95 | 45 | 0 | esc | 0.00097009 | 1.1511e-09 | 0.00097009 | 1.1511e-09 | 0.0027816 | 3.6859e-10 | 0.01662 | 2.2087e-10
[120 empty] | 7.3.3.17.5 (Remote Grid) Updates to grid topology to minimize risk of ignition in HFTDs Remote GridWLDFRContact from objectAggregated | WLDFR | HFTD - Distribution - Tier 3 - 2QU CoRE ¦ 4QU LoRE | Non-Red Flag Warning - Catastrophic Fires | Contact from object | Aggregated | 2041 | 1.1866e-06 | 108.7427 | 0.00012903 | 2041 | Mitigation | 0.95 | 45 | 0 | esc | 0.00097009 | 1.1511e-09 | 0.00097009 | 1.1511e-09 | 0.0027816 | 3.6859e-10 | 0.01662 | 2.2087e-10
[120 empty] | 7.3.3.17.5 (Remote Grid) Updates to grid topology to minimize risk of ignition in HFTDs Remote GridWLDFRContact from objectAggregated | WLDFR | HFTD - Distribution - Tier 3 - 2QU CoRE ¦ 4QU LoRE | Non-Red Flag Warning - Catastrophic Fires | Contact from object | Aggregated | 2042 | 1.1866e-06 | 108.7427 | 0.00012903 | 2042 | Mitigation | 0.95 | 45 | 0 | esc | 0.00097009 | 1.1511e-09 | 0.00097009 | 1.1511e-09 | 0.0027816 | 3.6859e-10 | 0.01662 | 2.2087e-10
[120 empty] | 7.3.3.17.5 (Remote Grid) Updates to grid topology to minimize risk of ignition in HFTDs Remote GridWLDFRContact from objectAggregated | WLDFR | HFTD - Distribution - Tier 3 - 2QU CoRE ¦ 4QU LoRE | Non-Red Flag Warning - Catastrophic Fires | Contact from object | Aggregated | 2043 | 1.1866e-06 | 108.7427 | 0.00012903 | 2043 | Mitigation | 0.95 | 45 | 0 | esc | 0.00097009 | 1.1511e-09 | 0.00097009 | 1.1511e-09 | 0.0027816 | 3.6859e-10 | 0.01662 | 2.2087e-10
[120 empty] | 7.3.3.17.5 (Remote Grid) Updates to grid topology to minimize risk of ignition in HFTDs Remote GridWLDFRContact from objectAggregated | WLDFR | HFTD - Distribution - Tier 3 - 2QU CoRE ¦ 4QU LoRE | Non-Red Flag Warning - Catastrophic Fires | Contact from object | Aggregated | 2044 | 1.1866e-06 | 108.7427 | 0.00012903 | 2044 | Mitigation | 0.95 | 45 | 0 | esc | 0.00097009 | 1.1511e-09 | 0.00097009 | 1.1511e-09 | 0.0027816 | 3.6859e-10 | 0.01662 | 2.2087e-10
[120 empty] | 7.3.3.17.5 (Remote Grid) Updates to grid topology to minimize risk of ignition in HFTDs Remote GridWLDFRContact from objectAggregated | WLDFR | HFTD - Distribution - Tier 3 - 2QU CoRE ¦ 4QU LoRE | Non-Red Flag Warning - Catastrophic Fires | Contact from object | Aggregated | 2045 | 1.1866e-06 | 108.7427 | 0.00012903 | 2045 | Mitigation | 0.95 | 45 | 0 | esc | 0.00097009 | 1.1511e-09 | 0.00097009 | 1.1511e-09 | 0.0027816 | 3.6859e-10 | 0.01662 | 2.2087e-10
[120 empty] | 7.3.3.17.5 (Remote Grid) Updates to grid topology to minimize risk of ignition in HFTDs Remote GridWLDFRContact from objectAggregated | WLDFR | HFTD - Distribution - Tier 3 - 2QU CoRE ¦ 4QU LoRE | Non-Red Flag Warning - Catastrophic Fires | Contact from object | Aggregated | 2046 | 1.1866e-06 | 108.7427 | 0.00012903 | 2046 | Mitigation | 0.95 | 45 | 0 | esc | 0.00097009 | 1.1511e-09 | 0.00097009 | 1.1511e-09 | 0.0027816 | 3.6859e-10 | 0.01662 | 2.2087e-10
[120 empty] | 7.3.3.17.5 (Remote Grid) Updates to grid topology to minimize risk of ignition in HFTDs Remote GridWLDFRContact from objectAggregated | WLDFR | HFTD - Distribution - Tier 3 - 2QU CoRE ¦ 4QU LoRE | Non-Red Flag Warning - Catastrophic Fires | Contact from object | Aggregated | 2047 | 1.1866e-06 | 108.7427 | 0.00012903 | 2047 | Mitigation | 0.95 | 45 | 0 | esc | 0.00097009 | 1.1511e-09 | 0.00097009 | 1.1511e-09 | 0.0027816 | 3.6859e-10 | 0.01662 | 2.2087e-10
[120 empty] | 7.3.3.17.5 (Remote Grid) Updates to grid topology to minimize risk of ignition in HFTDs Remote GridWLDFRContact from objectAggregated | WLDFR | HFTD - Distribution - Tier 3 - 2QU CoRE ¦ 4QU LoRE | Non-Red Flag Warning - Catastrophic Fires | Contact from object | Aggregated | 2048 | 1.1866e-06 | 108.7427 | 0.00012903 | 2048 | Mitigation | 0.95 | 45 | 0 | esc | 0.00097009 | 1.1511e-09 | 0.00097009 | 1.1511e-09 | 0.0027816 | 3.6859e-10 | 0.01662 | 2.2087e-10
[120 empty] | 7.3.3.17.5 (Remote Grid) Updates to grid topology to minimize risk of ignition in HFTDs Remote GridWLDFRContact from objectAggregated | WLDFR | HFTD - Distribution - Tier 3 - 2QU CoRE ¦ 4QU LoRE | Non-Red Flag Warning - Catastrophic Fires | Contact from object | Aggregated | 2049 | 1.1866e-06 | 108.7427 | 0.00012903 | 2049 | Mitigation | 0.95 | 45 | 0 | esc | 0.00097009 | 1.1511e-09 | 0.00097009 | 1.1511e-09 | 0.0027816 | 3.6859e-10 | 0.01662 | 2.2087e-10
[120 empty] | 7.3.3.17.5 (Remote Grid) Updates to grid topology to minimize risk of ignition in HFTDs Remote GridWLDFRContact from objectAggregated | WLDFR | HFTD - Distribution - Tier 3 - 2QU CoRE ¦ 4QU LoRE | Non-Red Flag Warning - Catastrophic Fires | Contact from object | Aggregated | 2050 | 1.1866e-06 | 108.7427 | 0.00012903 | 2050 | Mitigation | 0.95 | 45 | 0 | esc | 0.00097009 | 1.1511e-09 | 0.00097009 | 1.1511e-09 | 0.0027816 | 3.6859e-10 | 0.01662 | 2.2087e-10
[120 empty] | 7.3.3.17.5 (Remote Grid) Updates to grid topology to minimize risk of ignition in HFTDs Remote GridWLDFRContact from objectAggregated | WLDFR | HFTD - Distribution - Tier 3 - 2QU CoRE ¦ 4QU LoRE | Non-Red Flag Warning - Catastrophic Fires | Contact from object | Aggregated | 2051 | 1.1866e-06 | 108.7427 | 0.00012903 | 2051 | Mitigation | 0.95 | 45 | 0 | esc | 0.00097009 | 1.1511e-09 | 0.00097009 | 1.1511e-09 | 0.0027816 | 3.6859e-10 | 0.01662 | 2.2087e-10
[120 empty] | 7.3.3.17.5 (Remote Grid) Updates to grid topology to minimize risk of ignition in HFTDs Remote GridWLDFRContact from objectAggregated | WLDFR | HFTD - Distribution - Tier 3 - 2QU CoRE ¦ 4QU LoRE | Non-Red Flag Warning - Catastrophic Fires | Contact from object | Aggregated | 2052 | 1.1866e-06 | 108.7427 | 0.00012903 | 2052 | Mitigation | 0.95 | 45 | 0 | esc | 0.00097009 | 1.1511e-09 | 0.00097009 | 1.1511e-09 | 0.0027816 | 3.6859e-10 | 0.01662 | 2.2087e-10
[120 empty] | 7.3.3.17.5 (Remote Grid) Updates to grid topology to minimize risk of ignition in HFTDs Remote GridWLDFRContact from objectAggregated | WLDFR | HFTD - Distribution - Tier 3 - 2QU CoRE ¦ 4QU LoRE | Non-Red Flag Warning - Catastrophic Fires | Contact from object | Aggregated | 2053 | 1.1866e-06 | 108.7427 | 0.00012903 | 2053 | Mitigation | 0.95 | 45 | 0 | esc | 0.00097009 | 1.1511e-09 | 0.00097009 | 1.1511e-09 | 0.0027816 | 3.6859e-10 | 0.01662 | 2.2087e-10
[120 empty] | 7.3.3.17.5 (Remote Grid) Updates to grid topology to minimize risk of ignition in HFTDs Remote GridWLDFRContact from objectAggregated | WLDFR | HFTD - Distribution - Tier 3 - 2QU CoRE ¦ 4QU LoRE | Non-Red Flag Warning - Catastrophic Fires | Contact from object | Aggregated | 2054 | 1.1866e-06 | 108.7427 | 0.00012903 | 2054 | Mitigation | 0.95 | 45 | 0 | esc | 0.00097009 | 1.1511e-09 | 0.00097009 | 1.1511e-09 | 0.0027816 | 3.6859e-10 | 0.01662 | 2.2087e-10
[120 empty] | 7.3.3.17.5 (Remote Grid) Updates to grid topology to minimize risk of ignition in HFTDs Remote GridWLDFRContact from objectAggregated | WLDFR | HFTD - Distribution - Tier 3 - 2QU CoRE ¦ 4QU LoRE | Non-Red Flag Warning - Catastrophic Fires | Contact from object | Aggregated | 2055 | 1.1866e-06 | 108.7427 | 0.00012903 | 2055 | Mitigation | 0.95 | 45 | 0 | esc | 0.00097009 | 1.1511e-09 | 0.00097009 | 1.1511e-09 | 0.0027816 | 3.6859e-10 | 0.01662 | 2.2087e-10
[120 empty] | 7.3.3.17.5 (Remote Grid) Updates to grid topology to minimize risk of ignition in HFTDs Remote GridWLDFRContact from objectAggregated | WLDFR | HFTD - Distribution - Tier 3 - 2QU CoRE ¦ 4QU LoRE | Non-Red Flag Warning - Catastrophic Fires | Contact from object | Aggregated | 2056 | 1.1866e-06 | 108.7427 | 0.00012903 | 2056 | Mitigation | 0.95 | 45 | 0 | esc | 0.00097009 | 1.1511e-09 | 0.00097009 | 1.1511e-09 | 0.0027816 | 3.6859e-10 | 0.01662 | 2.2087e-10
[120 empty] | 7.3.3.17.5 (Remote Grid) Updates to grid topology to minimize risk of ignition in HFTDs Remote GridWLDFRContact from objectAggregated | WLDFR | HFTD - Distribution - Tier 3 - 2QU CoRE ¦ 4QU LoRE | Non-Red Flag Warning - Catastrophic Fires | Contact from object | Aggregated | 2057 | 1.1866e-06 | 108.7427 | 0.00012903 | 2057 | Mitigation | 0.95 | 45 | 0 | esc | 0.00097009 | 1.1511e-09 | 0.00097009 | 1.1511e-09 | 0.0027816 | 3.6859e-10 | 0.01662 | 2.2087e-10
[120 empty] | 7.3.3.17.5 (Remote Grid) Updates to grid topology to minimize risk of ignition in HFTDs Remote GridWLDFRContact from objectAggregated | WLDFR | HFTD - Distribution - Tier 3 - 2QU CoRE ¦ 4QU LoRE | Non-Red Flag Warning - Catastrophic Fires | Contact from object | Aggregated | 2058 | 1.1866e-06 | 108.7427 | 0.00012903 | 2058 | Mitigation | 0.95 | 45 | 0 | esc | 0.00097009 | 1.1511e-09 | 0.00097009 | 1.1511e-09 | 0.0027816 | 3.6859e-10 | 0.01662 | 2.2087e-10
[120 empty] | 7.3.3.17.5 (Remote Grid) Updates to grid topology to minimize risk of ignition in HFTDs Remote GridWLDFRContact from objectAggregated | WLDFR | HFTD - Distribution - Tier 3 - 2QU CoRE ¦ 4QU LoRE | Non-Red Flag Warning - Catastrophic Fires | Contact from object | Aggregated | 2059 | 1.1866e-06 | 108.7427 | 0.00012903 | 2059 | Mitigation | 0.95 | 45 | 0 | esc | 0.00097009 | 1.1511e-09 | 0.00097009 | 1.1511e-09 | 0.0027816 | 3.6859e-10 | 0.01662 | 2.2087e-10
[120 empty] | 7.3.3.17.5 (Remote Grid) Updates to grid topology to minimize risk of ignition in HFTDs Remote GridWLDFRContact from objectAggregated | WLDFR | HFTD - Distribution - Tier 3 - 2QU CoRE ¦ 4QU LoRE | Non-Red Flag Warning - Catastrophic Fires | Contact from object | Aggregated | 2060 | 1.1866e-06 | 108.7427 | 0.00012903 | 2060 | Mitigation | 0.95 | 45 | 0 | esc | 0.00097009 | 1.1511e-09 | 0.00097009 | 1.1511e-09 | 0.0027816 | 3.6859e-10 | 0.01662 | 2.2087e-10
[120 empty] | 7.3.3.17.5 (Remote Grid) Updates to grid topology to minimize risk of ignition in HFTDs Remote GridWLDFRContact from objectAggregated | WLDFR | HFTD - Distribution - Tier 3 - 2QU CoRE ¦ 4QU LoRE | Non-Red Flag Warning - Catastrophic Fires | Contact from object | Aggregated | 2061 | 1.1866e-06 | 108.7427 | 0.00012903 | 2061 | Mitigation | 0.95 | 45 | 0 | esc | 0.00097009 | 1.1511e-09 | 0.00097009 | 1.1511e-09 | 0.0027816 | 3.6859e-10 | 0.01662 | 2.2087e-10
[120 empty] | 7.3.3.17.5 (Remote Grid) Updates to grid topology to minimize risk of ignition in HFTDs Remote GridWLDFRContact from objectAggregated | WLDFR | HFTD - Distribution - Tier 3 - 2QU CoRE ¦ 4QU LoRE | Non-Red Flag Warning - Catastrophic Fires | Contact from object | Aggregated | 2062 | 1.1866e-06 | 108.7427 | 0.00012903 | 2062 | Mitigation | 0.95 | 45 | 0 | esc | 0.00097009 | 1.1511e-09 | 0.00097009 | 1.1511e-09 | 0.0027816 | 3.6859e-10 | 0.01662 | 2.2087e-10
[120 empty] | 7.3.3.17.5 (Remote Grid) Updates to grid topology to minimize risk of ignition in HFTDs Remote GridWLDFRContact from objectAggregated | WLDFR | HFTD - Distribution - Tier 3 - 2QU CoRE ¦ 4QU LoRE | Non-Red Flag Warning - Catastrophic Fires | Contact from object | Aggregated | 2063 | 1.1866e-06 | 108.7427 | 0.00012903 | 2063 | Mitigation | 0.95 | 45 | 0 | esc | 0.00097009 | 1.1511e-09 | 0.00097009 | 1.1511e-09 | 0.0027816 | 3.6859e-10 | 0.01662 | 2.2087e-10
[120 empty] | 7.3.3.17.5 (Remote Grid) Updates to grid topology to minimize risk of ignition in HFTDs Remote GridWLDFRContact from objectAggregated | WLDFR | HFTD - Distribution - Tier 3 - 2QU CoRE ¦ 4QU LoRE | Non-Red Flag Warning - Catastrophic Fires | Contact from object | Aggregated | 2064 | 1.1866e-06 | 108.7427 | 0.00012903 | 2064 | Mitigation | 0.95 | 45 | 0 | esc | 0.00097009 | 1.1511e-09 | 0.00097009 | 1.1511e-09 | 0 | 0 | 0.01662 | 2.2087e-10
[120 empty] | 7.3.3.17.5 (Remote Grid) Updates to grid topology to minimize risk of ignition in HFTDs Remote GridWLDFRContact from objectAggregated | WLDFR | HFTD - Distribution - Tier 3 - 2QU CoRE ¦ 4QU LoRE | Non-Red Flag Warning - Catastrophic Fires | Contact from object | Aggregated | 2065 | 1.1866e-06 | 108.7427 | 0.00012903 | 2065 | Mitigation | 0.95 | 45 | 0 | esc | 0.00097009 | 1.1511e-09 | 0.00097009 | 1.1511e-09 | 0.0027816 | 1.961e-08 | 0.01662 | 2.2087e-10
[120 empty] | 7.3.3.17.5 (Remote Grid) Updates to grid topology to minimize risk of ignition in HFTDs Remote GridWLDFRContact from objectAggregated | WLDFR | HFTD - Distribution - Tier 3 - 2QU CoRE ¦ 4QU LoRE | Non-Red Flag Warning - Catastrophic Fires | Contact from object | Aggregated | 2066 | 1.1866e-06 | 108.7427 | 0.00012903 | 2066 | Mitigation | 0.95 | 45 | 0 | esc | 0.00097009 | 1.1511e-09 | 0.00097009 | 1.1511e-09 | 0.0027816 | 1.961e-08 | 0.01662 | 2.2087e-10
[120 empty] | 7.3.3.17.5 (Remote Grid) Updates to grid topology to minimize risk of ignition in HFTDs Remote GridWLDFRContact from objectAggregated | WLDFR | HFTD - Distribution - Tier 3 - 2QU CoRE ¦ 4QU LoRE | Non-Red Flag Warning - Catastrophic Fires | Contact from object | Aggregated | 2067 | 1.1866e-06 | 108.7427 | 0.00012903 | 2067 | Mitigation | 0.95 | 45 | 0 | esc | 0 | 0 | 0.00097009 | 1.1511e-09 | 0.0027816 | 1.961e-08 | 0.01662 | 2.2087e-10
[120 empty] | 7.3.3.17.5 (Remote Grid) Updates to grid topology to minimize risk of ignition in HFTDs Remote GridWLDFRContaminationAggregated | WLDFR | HFTD - Distribution - Tier 3 - 2QU CoRE ¦ 4QU LoRE | Non-Red Flag Warning - Catastrophic Fires | Contamination | Aggregated | 2022 | 2.0412e-08 | 108.7427 | 2.2196e-06 | 2022 | Mitigation | 0.95 | 45 | 0 | esc | 0.00097009 | 1.9801e-11 | 0 | 0 | 0.0027816 | 1.961e-08 | 0 | 0
[120 empty] | 7.3.3.17.5 (Remote Grid) Updates to grid topology to minimize risk of ignition in HFTDs Remote GridWLDFRContaminationAggregated | WLDFR | HFTD - Distribution - Tier 3 - 2QU CoRE ¦ 4QU LoRE | Non-Red Flag Warning - Catastrophic Fires | Contamination | Aggregated | 2023 | 2.0412e-08 | 108.7427 | 2.2196e-06 | 2023 | Mitigation | 0.95 | 45 | 0 | esc | 0.00097009 | 1.9801e-11 | 0.00097009 | 1.9801e-11 | 0.0027816 | 1.961e-08 | 0 | 0
[120 empty] | 7.3.3.17.5 (Remote Grid) Updates to grid topology to minimize risk of ignition in HFTDs Remote GridWLDFRContaminationAggregated | WLDFR | HFTD - Distribution - Tier 3 - 2QU CoRE ¦ 4QU LoRE | Non-Red Flag Warning - Catastrophic Fires | Contamination | Aggregated | 2024 | 2.0412e-08 | 108.7427 | 2.2196e-06 | 2024 | Mitigation | 0.95 | 45 | 0 | esc | 0.00097009 | 1.9801e-11 | 0.00097009 | 1.9801e-11 | 0.0027816 | 1.961e-08 | 0.0080352 | 7.1811e-09
[120 empty] | 7.3.3.17.5 (Remote Grid) Updates to grid topology to minimize risk of ignition in HFTDs Remote GridWLDFRContaminationAggregated | WLDFR | HFTD - Distribution - Tier 3 - 2QU CoRE ¦ 4QU LoRE | Non-Red Flag Warning - Catastrophic Fires | Contamination | Aggregated | 2025 | 2.0412e-08 | 108.7427 | 2.2196e-06 | 2025 | Mitigation | 0.95 | 45 | 0 | esc | 0.00097009 | 1.9801e-11 | 0.00097009 | 1.9801e-11 | 0.0027816 | 1.961e-08 | 0.0080352 | 7.1811e-09
[120 empty] | 7.3.3.17.5 (Remote Grid) Updates to grid topology to minimize risk of ignition in HFTDs Remote GridWLDFRContaminationAggregated | WLDFR | HFTD - Distribution - Tier 3 - 2QU CoRE ¦ 4QU LoRE | Non-Red Flag Warning - Catastrophic Fires | Contamination | Aggregated | 2026 | 2.0412e-08 | 108.7427 | 2.2196e-06 | 2026 | Mitigation | 0.95 | 45 | 0 | esc | 0.00097009 | 1.9801e-11 | 0.00097009 | 1.9801e-11 | 0.0027816 | 1.961e-08 | 0.0080352 | 7.1811e-09
[120 empty] | 7.3.3.17.5 (Remote Grid) Updates to grid topology to minimize risk of ignition in HFTDs Remote GridWLDFRContaminationAggregated | WLDFR | HFTD - Distribution - Tier 3 - 2QU CoRE ¦ 4QU LoRE | Non-Red Flag Warning - Catastrophic Fires | Contamination | Aggregated | 2027 | 2.0412e-08 | 108.7427 | 2.2196e-06 | 2027 | Mitigation | 0.95 | 45 | 0 | esc | 0.00097009 | 1.9801e-11 | 0.00097009 | 1.9801e-11 | 0.0027816 | 1.961e-08 | 0.0080352 | 7.1811e-09
[120 empty] | 7.3.3.17.5 (Remote Grid) Updates to grid topology to minimize risk of ignition in HFTDs Remote GridWLDFRContaminationAggregated | WLDFR | HFTD - Distribution - Tier 3 - 2QU CoRE ¦ 4QU LoRE | Non-Red Flag Warning - Catastrophic Fires | Contamination | Aggregated | 2028 | 2.0412e-08 | 108.7427 | 2.2196e-06 | 2028 | Mitigation | 0.95 | 45 | 0 | esc | 0.00097009 | 1.9801e-11 | 0.00097009 | 1.9801e-11 | 0.0027816 | 1.961e-08 | 0.0080352 | 7.1811e-09
[120 empty] | 7.3.3.17.5 (Remote Grid) Updates to grid topology to minimize risk of ignition in HFTDs Remote GridWLDFRContaminationAggregated | WLDFR | HFTD - Distribution - Tier 3 - 2QU CoRE ¦ 4QU LoRE | Non-Red Flag Warning - Catastrophic Fires | Contamination | Aggregated | 2029 | 2.0412e-08 | 108.7427 | 2.2196e-06 | 2029 | Mitigation | 0.95 | 45 | 0 | esc | 0.00097009 | 1.9801e-11 | 0.00097009 | 1.9801e-11 | 0.0027816 | 1.961e-08 | 0.0080352 | 7.1811e-09
[120 empty] | 7.3.3.17.5 (Remote Grid) Updates to grid topology to minimize risk of ignition in HFTDs Remote GridWLDFRContaminationAggregated | WLDFR | HFTD - Distribution - Tier 3 - 2QU CoRE ¦ 4QU LoRE | Non-Red Flag Warning - Catastrophic Fires | Contamination | Aggregated | 2030 | 2.0412e-08 | 108.7427 | 2.2196e-06 | 2030 | Mitigation | 0.95 | 45 | 0 | esc | 0.00097009 | 1.9801e-11 | 0.00097009 | 1.9801e-11 | 0.0027816 | 1.961e-08 | 0.0080352 | 7.1811e-09
[120 empty] | 7.3.3.17.5 (Remote Grid) Updates to grid topology to minimize risk of ignition in HFTDs Remote GridWLDFRContaminationAggregated | WLDFR | HFTD - Distribution - Tier 3 - 2QU CoRE ¦ 4QU LoRE | Non-Red Flag Warning - Catastrophic Fires | Contamination | Aggregated | 2031 | 2.0412e-08 | 108.7427 | 2.2196e-06 | 2031 | Mitigation | 0.95 | 45 | 0 | esc | 0.00097009 | 1.9801e-11 | 0.00097009 | 1.9801e-11 | 0.0027816 | 1.961e-08 | 0.0080352 | 7.1811e-09
[120 empty] | 7.3.3.17.5 (Remote Grid) Updates to grid topology to minimize risk of ignition in HFTDs Remote GridWLDFRContaminationAggregated | WLDFR | HFTD - Distribution - Tier 3 - 2QU CoRE ¦ 4QU LoRE | Non-Red Flag Warning - Catastrophic Fires | Contamination | Aggregated | 2032 | 2.0412e-08 | 108.7427 | 2.2196e-06 | 2032 | Mitigation | 0.95 | 45 | 0 | esc | 0.00097009 | 1.9801e-11 | 0.00097009 | 1.9801e-11 | 0.0027816 | 1.961e-08 | 0.0080352 | 7.1811e-09
[120 empty] | 7.3.3.17.5 (Remote Grid) Updates to grid topology to minimize risk of ignition in HFTDs Remote GridWLDFRContaminationAggregated | WLDFR | HFTD - Distribution - Tier 3 - 2QU CoRE ¦ 4QU LoRE | Non-Red Flag Warning - Catastrophic Fires | Contamination | Aggregated | 2033 | 2.0412e-08 | 108.7427 | 2.2196e-06 | 2033 | Mitigation | 0.95 | 45 | 0 | esc | 0.00097009 | 1.9801e-11 | 0.00097009 | 1.9801e-11 | 0.0027816 | 1.961e-08 | 0.0080352 | 7.1811e-09
[120 empty] | 7.3.3.17.5 (Remote Grid) Updates to grid topology to minimize risk of ignition in HFTDs Remote GridWLDFRContaminationAggregated | WLDFR | HFTD - Distribution - Tier 3 - 2QU CoRE ¦ 4QU LoRE | Non-Red Flag Warning - Catastrophic Fires | Contamination | Aggregated | 2034 | 2.0412e-08 | 108.7427 | 2.2196e-06 | 2034 | Mitigation | 0.95 | 45 | 0 | esc | 0.00097009 | 1.9801e-11 | 0.00097009 | 1.9801e-11 | 0.0027816 | 1.961e-08 | 0.0080352 | 7.1811e-09
[120 empty] | 7.3.3.17.5 (Remote Grid) Updates to grid topology to minimize risk of ignition in HFTDs Remote GridWLDFRContaminationAggregated | WLDFR | HFTD - Distribution - Tier 3 - 2QU CoRE ¦ 4QU LoRE | Non-Red Flag Warning - Catastrophic Fires | Contamination | Aggregated | 2035 | 2.0412e-08 | 108.7427 | 2.2196e-06 | 2035 | Mitigation | 0.95 | 45 | 0 | esc | 0.00097009 | 1.9801e-11 | 0.00097009 | 1.9801e-11 | 0.0027816 | 1.961e-08 | 0.0080352 | 7.1811e-09
[120 empty] | 7.3.3.17.5 (Remote Grid) Updates to grid topology to minimize risk of ignition in HFTDs Remote GridWLDFRContaminationAggregated | WLDFR | HFTD - Distribution - Tier 3 - 2QU CoRE ¦ 4QU LoRE | Non-Red Flag Warning - Catastrophic Fires | Contamination | Aggregated | 2036 | 2.0412e-08 | 108.7427 | 2.2196e-06 | 2036 | Mitigation | 0.95 | 45 | 0 | esc | 0.00097009 | 1.9801e-11 | 0.00097009 | 1.9801e-11 | 0.0027816 | 1.961e-08 | 0.0080352 | 7.1811e-09
[120 empty] | 7.3.3.17.5 (Remote Grid) Updates to grid topology to minimize risk of ignition in HFTDs Remote GridWLDFRContaminationAggregated | WLDFR | HFTD - Distribution - Tier 3 - 2QU CoRE ¦ 4QU LoRE | Non-Red Flag Warning - Catastrophic Fires | Contamination | Aggregated | 2037 | 2.0412e-08 | 108.7427 | 2.2196e-06 | 2037 | Mitigation | 0.95 | 45 | 0 | esc | 0.00097009 | 1.9801e-11 | 0.00097009 | 1.9801e-11 | 0.0027816 | 1.961e-08 | 0.0080352 | 7.1811e-09
[120 empty] | 7.3.3.17.5 (Remote Grid) Updates to grid topology to minimize risk of ignition in HFTDs Remote GridWLDFRContaminationAggregated | WLDFR | HFTD - Distribution - Tier 3 - 2QU CoRE ¦ 4QU LoRE | Non-Red Flag Warning - Catastrophic Fires | Contamination | Aggregated | 2038 | 2.0412e-08 | 108.7427 | 2.2196e-06 | 2038 | Mitigation | 0.95 | 45 | 0 | esc | 0.00097009 | 1.9801e-11 | 0.00097009 | 1.9801e-11 | 0.0027816 | 1.961e-08 | 0.0080352 | 7.1811e-09
[120 empty] | 7.3.3.17.5 (Remote Grid) Updates to grid topology to minimize risk of ignition in HFTDs Remote GridWLDFRContaminationAggregated | WLDFR | HFTD - Distribution - Tier 3 - 2QU CoRE ¦ 4QU LoRE | Non-Red Flag Warning - Catastrophic Fires | Contamination | Aggregated | 2039 | 2.0412e-08 | 108.7427 | 2.2196e-06 | 2039 | Mitigation | 0.95 | 45 | 0 | esc | 0.00097009 | 1.9801e-11 | 0.00097009 | 1.9801e-11 | 0.0027816 | 1.961e-08 | 0.0080352 | 7.1811e-09
[120 empty] | 7.3.3.17.5 (Remote Grid) Updates to grid topology to minimize risk of ignition in HFTDs Remote GridWLDFRContaminationAggregated | WLDFR | HFTD - Distribution - Tier 3 - 2QU CoRE ¦ 4QU LoRE | Non-Red Flag Warning - Catastrophic Fires | Contamination | Aggregated | 2040 | 2.0412e-08 | 108.7427 | 2.2196e-06 | 2040 | Mitigation | 0.95 | 45 | 0 | esc | 0.00097009 | 1.9801e-11 | 0.00097009 | 1.9801e-11 | 0.0027816 | 1.961e-08 | 0.0080352 | 7.1811e-09
[120 empty] | 7.3.3.17.5 (Remote Grid) Updates to grid topology to minimize risk of ignition in HFTDs Remote GridWLDFRContaminationAggregated | WLDFR | HFTD - Distribution - Tier 3 - 2QU CoRE ¦ 4QU LoRE | Non-Red Flag Warning - Catastrophic Fires | Contamination | Aggregated | 2041 | 2.0412e-08 | 108.7427 | 2.2196e-06 | 2041 | Mitigation | 0.95 | 45 | 0 | esc | 0.00097009 | 1.9801e-11 | 0.00097009 | 1.9801e-11 | 0.0027816 | 1.961e-08 | 0.0080352 | 7.1811e-09
[120 empty] | 7.3.3.17.5 (Remote Grid) Updates to grid topology to minimize risk of ignition in HFTDs Remote GridWLDFRContaminationAggregated | WLDFR | HFTD - Distribution - Tier 3 - 2QU CoRE ¦ 4QU LoRE | Non-Red Flag Warning - Catastrophic Fires | Contamination | Aggregated | 2042 | 2.0412e-08 | 108.7427 | 2.2196e-06 | 2042 | Mitigation | 0.95 | 45 | 0 | esc | 0.00097009 | 1.9801e-11 | 0.00097009 | 1.9801e-11 | 0.0027816 | 1.961e-08 | 0.0080352 | 7.1811e-09
[120 empty] | 7.3.3.17.5 (Remote Grid) Updates to grid topology to minimize risk of ignition in HFTDs Remote GridWLDFRContaminationAggregated | WLDFR | HFTD - Distribution - Tier 3 - 2QU CoRE ¦ 4QU LoRE | Non-Red Flag Warning - Catastrophic Fires | Contamination | Aggregated | 2043 | 2.0412e-08 | 108.7427 | 2.2196e-06 | 2043 | Mitigation | 0.95 | 45 | 0 | esc | 0.00097009 | 1.9801e-11 | 0.00097009 | 1.9801e-11 | 0.0027816 | 1.961e-08 | 0.0080352 | 7.1811e-09
[120 empty] | 7.3.3.17.5 (Remote Grid) Updates to grid topology to minimize risk of ignition in HFTDs Remote GridWLDFRContaminationAggregated | WLDFR | HFTD - Distribution - Tier 3 - 2QU CoRE ¦ 4QU LoRE | Non-Red Flag Warning - Catastrophic Fires | Contamination | Aggregated | 2044 | 2.0412e-08 | 108.7427 | 2.2196e-06 | 2044 | Mitigation | 0.95 | 45 | 0 | esc | 0.00097009 | 1.9801e-11 | 0.00097009 | 1.9801e-11 | 0.0027816 | 1.961e-08 | 0.0080352 | 7.1811e-09
[120 empty] | 7.3.3.17.5 (Remote Grid) Updates to grid topology to minimize risk of ignition in HFTDs Remote GridWLDFRContaminationAggregated | WLDFR | HFTD - Distribution - Tier 3 - 2QU CoRE ¦ 4QU LoRE | Non-Red Flag Warning - Catastrophic Fires | Contamination | Aggregated | 2045 | 2.0412e-08 | 108.7427 | 2.2196e-06 | 2045 | Mitigation | 0.95 | 45 | 0 | esc | 0.00097009 | 1.9801e-11 | 0.00097009 | 1.9801e-11 | 0.0027816 | 1.961e-08 | 0.0080352 | 7.1811e-09
[120 empty] | 7.3.3.17.5 (Remote Grid) Updates to grid topology to minimize risk of ignition in HFTDs Remote GridWLDFRContaminationAggregated | WLDFR | HFTD - Distribution - Tier 3 - 2QU CoRE ¦ 4QU LoRE | Non-Red Flag Warning - Catastrophic Fires | Contamination | Aggregated | 2046 | 2.0412e-08 | 108.7427 | 2.2196e-06 | 2046 | Mitigation | 0.95 | 45 | 0 | esc | 0.00097009 | 1.9801e-11 | 0.00097009 | 1.9801e-11 | 0.0027816 | 1.961e-08 | 0.0080352 | 7.1811e-09
[120 empty] | 7.3.3.17.5 (Remote Grid) Updates to grid topology to minimize risk of ignition in HFTDs Remote GridWLDFRContaminationAggregated | WLDFR | HFTD - Distribution - Tier 3 - 2QU CoRE ¦ 4QU LoRE | Non-Red Flag Warning - Catastrophic Fires | Contamination | Aggregated | 2047 | 2.0412e-08 | 108.7427 | 2.2196e-06 | 2047 | Mitigation | 0.95 | 45 | 0 | esc | 0.00097009 | 1.9801e-11 | 0.00097009 | 1.9801e-11 | 0.0027816 | 1.961e-08 | 0.0080352 | 7.1811e-09
[120 empty] | 7.3.3.17.5 (Remote Grid) Updates to grid topology to minimize risk of ignition in HFTDs Remote GridWLDFRContaminationAggregated | WLDFR | HFTD - Distribution - Tier 3 - 2QU CoRE ¦ 4QU LoRE | Non-Red Flag Warning - Catastrophic Fires | Contamination | Aggregated | 2048 | 2.0412e-08 | 108.7427 | 2.2196e-06 | 2048 | Mitigation | 0.95 | 45 | 0 | esc | 0.00097009 | 1.9801e-11 | 0.00097009 | 1.9801e-11 | 0.0027816 | 1.961e-08 | 0.0080352 | 7.1811e-09
[120 empty] | 7.3.3.17.5 (Remote Grid) Updates to grid topology to minimize risk of ignition in HFTDs Remote GridWLDFRContaminationAggregated | WLDFR | HFTD - Distribution - Tier 3 - 2QU CoRE ¦ 4QU LoRE | Non-Red Flag Warning - Catastrophic Fires | Contamination | Aggregated | 2049 | 2.0412e-08 | 108.7427 | 2.2196e-06 | 2049 | Mitigation | 0.95 | 45 | 0 | esc | 0.00097009 | 1.9801e-11 | 0.00097009 | 1.9801e-11 | 0.0027816 | 1.961e-08 | 0.0080352 | 7.1811e-09
[120 empty] | 7.3.3.17.5 (Remote Grid) Updates to grid topology to minimize risk of ignition in HFTDs Remote GridWLDFRContaminationAggregated | WLDFR | HFTD - Distribution - Tier 3 - 2QU CoRE ¦ 4QU LoRE | Non-Red Flag Warning - Catastrophic Fires | Contamination | Aggregated | 2050 | 2.0412e-08 | 108.7427 | 2.2196e-06 | 2050 | Mitigation | 0.95 | 45 | 0 | esc | 0.00097009 | 1.9801e-11 | 0.00097009 | 1.9801e-11 | 0.0027816 | 1.961e-08 | 0.0080352 | 7.1811e-09
[120 empty] | 7.3.3.17.5 (Remote Grid) Updates to grid topology to minimize risk of ignition in HFTDs Remote GridWLDFRContaminationAggregated | WLDFR | HFTD - Distribution - Tier 3 - 2QU CoRE ¦ 4QU LoRE | Non-Red Flag Warning - Catastrophic Fires | Contamination | Aggregated | 2051 | 2.0412e-08 | 108.7427 | 2.2196e-06 | 2051 | Mitigation | 0.95 | 45 | 0 | esc | 0.00097009 | 1.9801e-11 | 0.00097009 | 1.9801e-11 | 0.0027816 | 1.961e-08 | 0.0080352 | 7.1811e-09
[120 empty] | 7.3.3.17.5 (Remote Grid) Updates to grid topology to minimize risk of ignition in HFTDs Remote GridWLDFRContaminationAggregated | WLDFR | HFTD - Distribution - Tier 3 - 2QU CoRE ¦ 4QU LoRE | Non-Red Flag Warning - Catastrophic Fires | Contamination | Aggregated | 2052 | 2.0412e-08 | 108.7427 | 2.2196e-06 | 2052 | Mitigation | 0.95 | 45 | 0 | esc | 0.00097009 | 1.9801e-11 | 0.00097009 | 1.9801e-11 | 0.0027816 | 1.961e-08 | 0.0080352 | 7.1811e-09
[120 empty] | 7.3.3.17.5 (Remote Grid) Updates to grid topology to minimize risk of ignition in HFTDs Remote GridWLDFRContaminationAggregated | WLDFR | HFTD - Distribution - Tier 3 - 2QU CoRE ¦ 4QU LoRE | Non-Red Flag Warning - Catastrophic Fires | Contamination | Aggregated | 2053 | 2.0412e-08 | 108.7427 | 2.2196e-06 | 2053 | Mitigation | 0.95 | 45 | 0 | esc | 0.00097009 | 1.9801e-11 | 0.00097009 | 1.9801e-11 | 0.0027816 | 1.961e-08 | 0.0080352 | 7.1811e-09
[120 empty] | 7.3.3.17.5 (Remote Grid) Updates to grid topology to minimize risk of ignition in HFTDs Remote GridWLDFRContaminationAggregated | WLDFR | HFTD - Distribution - Tier 3 - 2QU CoRE ¦ 4QU LoRE | Non-Red Flag Warning - Catastrophic Fires | Contamination | Aggregated | 2054 | 2.0412e-08 | 108.7427 | 2.2196e-06 | 2054 | Mitigation | 0.95 | 45 | 0 | esc | 0.00097009 | 1.9801e-11 | 0.00097009 | 1.9801e-11 | 0.0027816 | 1.961e-08 | 0 | 0
[120 empty] | 7.3.3.17.5 (Remote Grid) Updates to grid topology to minimize risk of ignition in HFTDs Remote GridWLDFRContaminationAggregated | WLDFR | HFTD - Distribution - Tier 3 - 2QU CoRE ¦ 4QU LoRE | Non-Red Flag Warning - Catastrophic Fires | Contamination | Aggregated | 2055 | 2.0412e-08 | 108.7427 | 2.2196e-06 | 2055 | Mitigation | 0.95 | 45 | 0 | esc | 0.00097009 | 1.9801e-11 | 0.00097009 | 1.9801e-11 | 0.0027816 | 1.961e-08 | 0 | 0
[120 empty] | 7.3.3.17.5 (Remote Grid) Updates to grid topology to minimize risk of ignition in HFTDs Remote GridWLDFRContaminationAggregated | WLDFR | HFTD - Distribution - Tier 3 - 2QU CoRE ¦ 4QU LoRE | Non-Red Flag Warning - Catastrophic Fires | Contamination | Aggregated | 2056 | 2.0412e-08 | 108.7427 | 2.2196e-06 | 2056 | Mitigation | 0.95 | 45 | 0 | esc | 0.00097009 | 1.9801e-11 | 0.00097009 | 1.9801e-11 | 0.0027816 | 1.961e-08 | 0.010315 | 2.3775e-09
[120 empty] | 7.3.3.17.5 (Remote Grid) Updates to grid topology to minimize risk of ignition in HFTDs Remote GridWLDFRContaminationAggregated | WLDFR | HFTD - Distribution - Tier 3 - 2QU CoRE ¦ 4QU LoRE | Non-Red Flag Warning - Catastrophic Fires | Contamination | Aggregated | 2057 | 2.0412e-08 | 108.7427 | 2.2196e-06 | 2057 | Mitigation | 0.95 | 45 | 0 | esc | 0.00097009 | 1.9801e-11 | 0.00097009 | 1.9801e-11 | 0.0027816 | 1.961e-08 | 0.010315 | 2.3775e-09
[120 empty] | 7.3.3.17.5 (Remote Grid) Updates to grid topology to minimize risk of ignition in HFTDs Remote GridWLDFRContaminationAggregated | WLDFR | HFTD - Distribution - Tier 3 - 2QU CoRE ¦ 4QU LoRE | Non-Red Flag Warning - Catastrophic Fires | Contamination | Aggregated | 2058 | 2.0412e-08 | 108.7427 | 2.2196e-06 | 2058 | Mitigation | 0.95 | 45 | 0 | esc | 0.00097009 | 1.9801e-11 | 0.00097009 | 1.9801e-11 | 0.0027816 | 1.961e-08 | 0.010315 | 2.3775e-09
[120 empty] | 7.3.3.17.5 (Remote Grid) Updates to grid topology to minimize risk of ignition in HFTDs Remote GridWLDFRContaminationAggregated | WLDFR | HFTD - Distribution - Tier 3 - 2QU CoRE ¦ 4QU LoRE | Non-Red Flag Warning - Catastrophic Fires | Contamination | Aggregated | 2059 | 2.0412e-08 | 108.7427 | 2.2196e-06 | 2059 | Mitigation | 0.95 | 45 | 0 | esc | 0.00097009 | 1.9801e-11 | 0.00097009 | 1.9801e-11 | 0.0027816 | 1.961e-08 | 0.010315 | 2.3775e-09
[120 empty] | 7.3.3.17.5 (Remote Grid) Updates to grid topology to minimize risk of ignition in HFTDs Remote GridWLDFRContaminationAggregated | WLDFR | HFTD - Distribution - Tier 3 - 2QU CoRE ¦ 4QU LoRE | Non-Red Flag Warning - Catastrophic Fires | Contamination | Aggregated | 2060 | 2.0412e-08 | 108.7427 | 2.2196e-06 | 2060 | Mitigation | 0.95 | 45 | 0 | esc | 0.00097009 | 1.9801e-11 | 0.00097009 | 1.9801e-11 | 0.0027816 | 1.961e-08 | 0.010315 | 2.3775e-09
[120 empty] | 7.3.3.17.5 (Remote Grid) Updates to grid topology to minimize risk of ignition in HFTDs Remote GridWLDFRContaminationAggregated | WLDFR | HFTD - Distribution - Tier 3 - 2QU CoRE ¦ 4QU LoRE | Non-Red Flag Warning - Catastrophic Fires | Contamination | Aggregated | 2061 | 2.0412e-08 | 108.7427 | 2.2196e-06 | 2061 | Mitigation | 0.95 | 45 | 0 | esc | 0.00097009 | 1.9801e-11 | 0.00097009 | 1.9801e-11 | 0.0027816 | 1.961e-08 | 0.010315 | 2.3775e-09
[120 empty] | 7.3.3.17.5 (Remote Grid) Updates to grid topology to minimize risk of ignition in HFTDs Remote GridWLDFRContaminationAggregated | WLDFR | HFTD - Distribution - Tier 3 - 2QU CoRE ¦ 4QU LoRE | Non-Red Flag Warning - Catastrophic Fires | Contamination | Aggregated | 2062 | 2.0412e-08 | 108.7427 | 2.2196e-06 | 2062 | Mitigation | 0.95 | 45 | 0 | esc | 0.00097009 | 1.9801e-11 | 0.00097009 | 1.9801e-11 | 0.0027816 | 1.961e-08 | 0.010315 | 2.3775e-09
[120 empty] | 7.3.3.17.5 (Remote Grid) Updates to grid topology to minimize risk of ignition in HFTDs Remote GridWLDFRContaminationAggregated | WLDFR | HFTD - Distribution - Tier 3 - 2QU CoRE ¦ 4QU LoRE | Non-Red Flag Warning - Catastrophic Fires | Contamination | Aggregated | 2063 | 2.0412e-08 | 108.7427 | 2.2196e-06 | 2063 | Mitigation | 0.95 | 45 | 0 | esc | 0.00097009 | 1.9801e-11 | 0.00097009 | 1.9801e-11 | 0.0027816 | 1.961e-08 | 0.010315 | 2.3775e-09
[120 empty] | 7.3.3.17.5 (Remote Grid) Updates to grid topology to minimize risk of ignition in HFTDs Remote GridWLDFRContaminationAggregated | WLDFR | HFTD - Distribution - Tier 3 - 2QU CoRE ¦ 4QU LoRE | Non-Red Flag Warning - Catastrophic Fires | Contamination | Aggregated | 2064 | 2.0412e-08 | 108.7427 | 2.2196e-06 | 2064 | Mitigation | 0.95 | 45 | 0 | esc | 0.00097009 | 1.9801e-11 | 0.00097009 | 1.9801e-11 | 0.0027816 | 1.961e-08 | 0.010315 | 2.3775e-09
[120 empty] | 7.3.3.17.5 (Remote Grid) Updates to grid topology to minimize risk of ignition in HFTDs Remote GridWLDFRContaminationAggregated | WLDFR | HFTD - Distribution - Tier 3 - 2QU CoRE ¦ 4QU LoRE | Non-Red Flag Warning - Catastrophic Fires | Contamination | Aggregated | 2065 | 2.0412e-08 | 108.7427 | 2.2196e-06 | 2065 | Mitigation | 0.95 | 45 | 0 | esc | 0.00097009 | 1.9801e-11 | 0.00097009 | 1.9801e-11 | 0.0027816 | 1.961e-08 | 0.010315 | 2.3775e-09
[120 empty] | 7.3.3.17.5 (Remote Grid) Updates to grid topology to minimize risk of ignition in HFTDs Remote GridWLDFRContaminationAggregated | WLDFR | HFTD - Distribution - Tier 3 - 2QU CoRE ¦ 4QU LoRE | Non-Red Flag Warning - Catastrophic Fires | Contamination | Aggregated | 2066 | 2.0412e-08 | 108.7427 | 2.2196e-06 | 2066 | Mitigation | 0.95 | 45 | 0 | esc | 0.00097009 | 1.9801e-11 | 0.00097009 | 1.9801e-11 | 0.0027816 | 1.961e-08 | 0.010315 | 2.3775e-09
[120 empty] | 7.3.3.17.5 (Remote Grid) Updates to grid topology to minimize risk of ignition in HFTDs Remote GridWLDFRContaminationAggregated | WLDFR | HFTD - Distribution - Tier 3 - 2QU CoRE ¦ 4QU LoRE | Non-Red Flag Warning - Catastrophic Fires | Contamination | Aggregated | 2067 | 2.0412e-08 | 108.7427 | 2.2196e-06 | 2067 | Mitigation | 0.95 | 45 | 0 | esc | 0 | 0 | 0.00097009 | 1.9801e-11 | 0.0027816 | 1.961e-08 | 0.010315 | 2.3775e-09
[120 empty] | 7.3.3.17.5 (Remote Grid) Updates to grid topology to minimize risk of ignition in HFTDs Remote GridWLDFREquipment / facility failureAggregated | WLDFR | HFTD - Distribution - Tier 3 - 2QU CoRE ¦ 4QU LoRE | Non-Red Flag Warning - Catastrophic Fires | Equipment / facility failure | Aggregated | 2022 | 5.3737e-08 | 108.7427 | 5.8435e-06 | 2022 | Mitigation | 0.95 | 45 | 0 | esc | 0.00097009 | 5.213e-11 | 0 | 0 | 0 | 0 | 0.010315 | 2.3775e-09
[120 empty] | 7.3.3.17.5 (Remote Grid) Updates to grid topology to minimize risk of ignition in HFTDs Remote GridWLDFREquipment / facility failureAggregated | WLDFR | HFTD - Distribution - Tier 3 - 2QU CoRE ¦ 4QU LoRE | Non-Red Flag Warning - Catastrophic Fires | Equipment / facility failure | Aggregated | 2023 | 5.3737e-08 | 108.7427 | 5.8435e-06 | 2023 | Mitigation | 0.95 | 45 | 0 | esc | 0.00097009 | 5.213e-11 | 0.00097009 | 5.213e-11 | 0.0027816 | 8.7618e-09 | 0.010315 | 2.3775e-09
[120 empty] | 7.3.3.17.5 (Remote Grid) Updates to grid topology to minimize risk of ignition in HFTDs Remote GridWLDFREquipment / facility failureAggregated | WLDFR | HFTD - Distribution - Tier 3 - 2QU CoRE ¦ 4QU LoRE | Non-Red Flag Warning - Catastrophic Fires | Equipment / facility failure | Aggregated | 2024 | 5.3737e-08 | 108.7427 | 5.8435e-06 | 2024 | Mitigation | 0.95 | 45 | 0 | esc | 0.00097009 | 5.213e-11 | 0.00097009 | 5.213e-11 | 0.0027816 | 8.7618e-09 | 0.010315 | 2.3775e-09
[120 empty] | 7.3.3.17.5 (Remote Grid) Updates to grid topology to minimize risk of ignition in HFTDs Remote GridWLDFREquipment / facility failureAggregated | WLDFR | HFTD - Distribution - Tier 3 - 2QU CoRE ¦ 4QU LoRE | Non-Red Flag Warning - Catastrophic Fires | Equipment / facility failure | Aggregated | 2025 | 5.3737e-08 | 108.7427 | 5.8435e-06 | 2025 | Mitigation | 0.95 | 45 | 0 | esc | 0.00097009 | 5.213e-11 | 0.00097009 | 5.213e-11 | 0.0027816 | 8.7618e-09 | 0.010315 | 2.3775e-09
[120 empty] | 7.3.3.17.5 (Remote Grid) Updates to grid topology to minimize risk of ignition in HFTDs Remote GridWLDFREquipment / facility failureAggregated | WLDFR | HFTD - Distribution - Tier 3 - 2QU CoRE ¦ 4QU LoRE | Non-Red Flag Warning - Catastrophic Fires | Equipment / facility failure | Aggregated | 2026 | 5.3737e-08 | 108.7427 | 5.8435e-06 | 2026 | Mitigation | 0.95 | 45 | 0 | esc | 0.00097009 | 5.213e-11 | 0.00097009 | 5.213e-11 | 0.0027816 | 8.7618e-09 | 0.010315 | 2.3775e-09
[120 empty] | 7.3.3.17.5 (Remote Grid) Updates to grid topology to minimize risk of ignition in HFTDs Remote GridWLDFREquipment / facility failureAggregated | WLDFR | HFTD - Distribution - Tier 3 - 2QU CoRE ¦ 4QU LoRE | Non-Red Flag Warning - Catastrophic Fires | Equipment / facility failure | Aggregated | 2027 | 5.3737e-08 | 108.7427 | 5.8435e-06 | 2027 | Mitigation | 0.95 | 45 | 0 | esc | 0.00097009 | 5.213e-11 | 0.00097009 | 5.213e-11 | 0.0027816 | 8.7618e-09 | 0.010315 | 2.3775e-09
[120 empty] | 7.3.3.17.5 (Remote Grid) Updates to grid topology to minimize risk of ignition in HFTDs Remote GridWLDFREquipment / facility failureAggregated | WLDFR | HFTD - Distribution - Tier 3 - 2QU CoRE ¦ 4QU LoRE | Non-Red Flag Warning - Catastrophic Fires | Equipment / facility failure | Aggregated | 2028 | 5.3737e-08 | 108.7427 | 5.8435e-06 | 2028 | Mitigation | 0.95 | 45 | 0 | esc | 0.00097009 | 5.213e-11 | 0.00097009 | 5.213e-11 | 0.0027816 | 8.7618e-09 | 0.010315 | 2.3775e-09
[120 empty] | 7.3.3.17.5 (Remote Grid) Updates to grid topology to minimize risk of ignition in HFTDs Remote GridWLDFREquipment / facility failureAggregated | WLDFR | HFTD - Distribution - Tier 3 - 2QU CoRE ¦ 4QU LoRE | Non-Red Flag Warning - Catastrophic Fires | Equipment / facility failure | Aggregated | 2029 | 5.3737e-08 | 108.7427 | 5.8435e-06 | 2029 | Mitigation | 0.95 | 45 | 0 | esc | 0.00097009 | 5.213e-11 | 0.00097009 | 5.213e-11 | 0.0027816 | 8.7618e-09 | 0.010315 | 2.3775e-09
[120 empty] | 7.3.3.17.5 (Remote Grid) Updates to grid topology to minimize risk of ignition in HFTDs Remote GridWLDFREquipment / facility failureAggregated | WLDFR | HFTD - Distribution - Tier 3 - 2QU CoRE ¦ 4QU LoRE | Non-Red Flag Warning - Catastrophic Fires | Equipment / facility failure | Aggregated | 2030 | 5.3737e-08 | 108.7427 | 5.8435e-06 | 2030 | Mitigation | 0.95 | 45 | 0 | esc | 0.00097009 | 5.213e-11 | 0.00097009 | 5.213e-11 | 0.0027816 | 8.7618e-09 | 0.010315 | 2.3775e-09
[120 empty] | 7.3.3.17.5 (Remote Grid) Updates to grid topology to minimize risk of ignition in HFTDs Remote GridWLDFREquipment / facility failureAggregated | WLDFR | HFTD - Distribution - Tier 3 - 2QU CoRE ¦ 4QU LoRE | Non-Red Flag Warning - Catastrophic Fires | Equipment / facility failure | Aggregated | 2031 | 5.3737e-08 | 108.7427 | 5.8435e-06 | 2031 | Mitigation | 0.95 | 45 | 0 | esc | 0.00097009 | 5.213e-11 | 0.00097009 | 5.213e-11 | 0.0027816 | 8.7618e-09 | 0.010315 | 2.3775e-09
[120 empty] | 7.3.3.17.5 (Remote Grid) Updates to grid topology to minimize risk of ignition in HFTDs Remote GridWLDFREquipment / facility failureAggregated | WLDFR | HFTD - Distribution - Tier 3 - 2QU CoRE ¦ 4QU LoRE | Non-Red Flag Warning - Catastrophic Fires | Equipment / facility failure | Aggregated | 2032 | 5.3737e-08 | 108.7427 | 5.8435e-06 | 2032 | Mitigation | 0.95 | 45 | 0 | esc | 0.00097009 | 5.213e-11 | 0.00097009 | 5.213e-11 | 0.0027816 | 8.7618e-09 | 0.010315 | 2.3775e-09
[120 empty] | 7.3.3.17.5 (Remote Grid) Updates to grid topology to minimize risk of ignition in HFTDs Remote GridWLDFREquipment / facility failureAggregated | WLDFR | HFTD - Distribution - Tier 3 - 2QU CoRE ¦ 4QU LoRE | Non-Red Flag Warning - Catastrophic Fires | Equipment / facility failure | Aggregated | 2033 | 5.3737e-08 | 108.7427 | 5.8435e-06 | 2033 | Mitigation | 0.95 | 45 | 0 | esc | 0.00097009 | 5.213e-11 | 0.00097009 | 5.213e-11 | 0.0027816 | 8.7618e-09 | 0.010315 | 2.3775e-09
[120 empty] | 7.3.3.17.5 (Remote Grid) Updates to grid topology to minimize risk of ignition in HFTDs Remote GridWLDFREquipment / facility failureAggregated | WLDFR | HFTD - Distribution - Tier 3 - 2QU CoRE ¦ 4QU LoRE | Non-Red Flag Warning - Catastrophic Fires | Equipment / facility failure | Aggregated | 2034 | 5.3737e-08 | 108.7427 | 5.8435e-06 | 2034 | Mitigation | 0.95 | 45 | 0 | esc | 0.00097009 | 5.213e-11 | 0.00097009 | 5.213e-11 | 0.0027816 | 8.7618e-09 | 0.010315 | 2.3775e-09
[120 empty] | 7.3.3.17.5 (Remote Grid) Updates to grid topology to minimize risk of ignition in HFTDs Remote GridWLDFREquipment / facility failureAggregated | WLDFR | HFTD - Distribution - Tier 3 - 2QU CoRE ¦ 4QU LoRE | Non-Red Flag Warning - Catastrophic Fires | Equipment / facility failure | Aggregated | 2035 | 5.3737e-08 | 108.7427 | 5.8435e-06 | 2035 | Mitigation | 0.95 | 45 | 0 | esc | 0.00097009 | 5.213e-11 | 0.00097009 | 5.213e-11 | 0.0027816 | 8.7618e-09 | 0.010315 | 2.3775e-09
[120 empty] | 7.3.3.17.5 (Remote Grid) Updates to grid topology to minimize risk of ignition in HFTDs Remote GridWLDFREquipment / facility failureAggregated | WLDFR | HFTD - Distribution - Tier 3 - 2QU CoRE ¦ 4QU LoRE | Non-Red Flag Warning - Catastrophic Fires | Equipment / facility failure | Aggregated | 2036 | 5.3737e-08 | 108.7427 | 5.8435e-06 | 2036 | Mitigation | 0.95 | 45 | 0 | esc | 0.00097009 | 5.213e-11 | 0.00097009 | 5.213e-11 | 0.0027816 | 8.7618e-09 | 0.010315 | 2.3775e-09
[120 empty] | 7.3.3.17.5 (Remote Grid) Updates to grid topology to minimize risk of ignition in HFTDs Remote GridWLDFREquipment / facility failureAggregated | WLDFR | HFTD - Distribution - Tier 3 - 2QU CoRE ¦ 4QU LoRE | Non-Red Flag Warning - Catastrophic Fires | Equipment / facility failure | Aggregated | 2037 | 5.3737e-08 | 108.7427 | 5.8435e-06 | 2037 | Mitigation | 0.95 | 45 | 0 | esc | 0.00097009 | 5.213e-11 | 0.00097009 | 5.213e-11 | 0.0027816 | 8.7618e-09 | 0.010315 | 2.3775e-09
[120 empty] | 7.3.3.17.5 (Remote Grid) Updates to grid topology to minimize risk of ignition in HFTDs Remote GridWLDFREquipment / facility failureAggregated | WLDFR | HFTD - Distribution - Tier 3 - 2QU CoRE ¦ 4QU LoRE | Non-Red Flag Warning - Catastrophic Fires | Equipment / facility failure | Aggregated | 2038 | 5.3737e-08 | 108.7427 | 5.8435e-06 | 2038 | Mitigation | 0.95 | 45 | 0 | esc | 0.00097009 | 5.213e-11 | 0.00097009 | 5.213e-11 | 0.0027816 | 8.7618e-09 | 0.010315 | 2.3775e-09
[120 empty] | 7.3.3.17.5 (Remote Grid) Updates to grid topology to minimize risk of ignition in HFTDs Remote GridWLDFREquipment / facility failureAggregated | WLDFR | HFTD - Distribution - Tier 3 - 2QU CoRE ¦ 4QU LoRE | Non-Red Flag Warning - Catastrophic Fires | Equipment / facility failure | Aggregated | 2039 | 5.3737e-08 | 108.7427 | 5.8435e-06 | 2039 | Mitigation | 0.95 | 45 | 0 | esc | 0.00097009 | 5.213e-11 | 0.00097009 | 5.213e-11 | 0.0027816 | 8.7618e-09 | 0.010315 | 2.3775e-09
[120 empty] | 7.3.3.17.5 (Remote Grid) Updates to grid topology to minimize risk of ignition in HFTDs Remote GridWLDFREquipment / facility failureAggregated | WLDFR | HFTD - Distribution - Tier 3 - 2QU CoRE ¦ 4QU LoRE | Non-Red Flag Warning - Catastrophic Fires | Equipment / facility failure | Aggregated | 2040 | 5.3737e-08 | 108.7427 | 5.8435e-06 | 2040 | Mitigation | 0.95 | 45 | 0 | esc | 0.00097009 | 5.213e-11 | 0.00097009 | 5.213e-11 | 0.0027816 | 8.7618e-09 | 0 | 0
[120 empty] | 7.3.3.17.5 (Remote Grid) Updates to grid topology to minimize risk of ignition in HFTDs Remote GridWLDFREquipment / facility failureAggregated | WLDFR | HFTD - Distribution - Tier 3 - 2QU CoRE ¦ 4QU LoRE | Non-Red Flag Warning - Catastrophic Fires | Equipment / facility failure | Aggregated | 2041 | 5.3737e-08 | 108.7427 | 5.8435e-06 | 2041 | Mitigation | 0.95 | 45 | 0 | esc | 0.00097009 | 5.213e-11 | 0.00097009 | 5.213e-11 | 0.0027816 | 8.7618e-09 | 0 | 0
[120 empty] | 7.3.3.17.5 (Remote Grid) Updates to grid topology to minimize risk of ignition in HFTDs Remote GridWLDFREquipment / facility failureAggregated | WLDFR | HFTD - Distribution - Tier 3 - 2QU CoRE ¦ 4QU LoRE | Non-Red Flag Warning - Catastrophic Fires | Equipment / facility failure | Aggregated | 2042 | 5.3737e-08 | 108.7427 | 5.8435e-06 | 2042 | Mitigation | 0.95 | 45 | 0 | esc | 0.00097009 | 5.213e-11 | 0.00097009 | 5.213e-11 | 0.0027816 | 8.7618e-09 | 0.013666 | 6.2474e-09
[120 empty] | 7.3.3.17.5 (Remote Grid) Updates to grid topology to minimize risk of ignition in HFTDs Remote GridWLDFREquipment / facility failureAggregated | WLDFR | HFTD - Distribution - Tier 3 - 2QU CoRE ¦ 4QU LoRE | Non-Red Flag Warning - Catastrophic Fires | Equipment / facility failure | Aggregated | 2043 | 5.3737e-08 | 108.7427 | 5.8435e-06 | 2043 | Mitigation | 0.95 | 45 | 0 | esc | 0.00097009 | 5.213e-11 | 0.00097009 | 5.213e-11 | 0.0027816 | 8.7618e-09 | 0.013666 | 6.2474e-09
[120 empty] | 7.3.3.17.5 (Remote Grid) Updates to grid topology to minimize risk of ignition in HFTDs Remote GridWLDFREquipment / facility failureAggregated | WLDFR | HFTD - Distribution - Tier 3 - 2QU CoRE ¦ 4QU LoRE | Non-Red Flag Warning - Catastrophic Fires | Equipment / facility failure | Aggregated | 2044 | 5.3737e-08 | 108.7427 | 5.8435e-06 | 2044 | Mitigation | 0.95 | 45 | 0 | esc | 0.00097009 | 5.213e-11 | 0.00097009 | 5.213e-11 | 0.0027816 | 8.7618e-09 | 0.013666 | 6.2474e-09
[120 empty] | 7.3.3.17.5 (Remote Grid) Updates to grid topology to minimize risk of ignition in HFTDs Remote GridWLDFREquipment / facility failureAggregated | WLDFR | HFTD - Distribution - Tier 3 - 2QU CoRE ¦ 4QU LoRE | Non-Red Flag Warning - Catastrophic Fires | Equipment / facility failure | Aggregated | 2045 | 5.3737e-08 | 108.7427 | 5.8435e-06 | 2045 | Mitigation | 0.95 | 45 | 0 | esc | 0.00097009 | 5.213e-11 | 0.00097009 | 5.213e-11 | 0.0027816 | 8.7618e-09 | 0.013666 | 6.2474e-09
[120 empty] | 7.3.3.17.5 (Remote Grid) Updates to grid topology to minimize risk of ignition in HFTDs Remote GridWLDFREquipment / facility failureAggregated | WLDFR | HFTD - Distribution - Tier 3 - 2QU CoRE ¦ 4QU LoRE | Non-Red Flag Warning - Catastrophic Fires | Equipment / facility failure | Aggregated | 2046 | 5.3737e-08 | 108.7427 | 5.8435e-06 | 2046 | Mitigation | 0.95 | 45 | 0 | esc | 0.00097009 | 5.213e-11 | 0.00097009 | 5.213e-11 | 0.0027816 | 8.7618e-09 | 0.013666 | 6.2474e-09
[120 empty] | 7.3.3.17.5 (Remote Grid) Updates to grid topology to minimize risk of ignition in HFTDs Remote GridWLDFREquipment / facility failureAggregated | WLDFR | HFTD - Distribution - Tier 3 - 2QU CoRE ¦ 4QU LoRE | Non-Red Flag Warning - Catastrophic Fires | Equipment / facility failure | Aggregated | 2047 | 5.3737e-08 | 108.7427 | 5.8435e-06 | 2047 | Mitigation | 0.95 | 45 | 0 | esc | 0.00097009 | 5.213e-11 | 0.00097009 | 5.213e-11 | 0.0027816 | 8.7618e-09 | 0.013666 | 6.2474e-09
[120 empty] | 7.3.3.17.5 (Remote Grid) Updates to grid topology to minimize risk of ignition in HFTDs Remote GridWLDFREquipment / facility failureAggregated | WLDFR | HFTD - Distribution - Tier 3 - 2QU CoRE ¦ 4QU LoRE | Non-Red Flag Warning - Catastrophic Fires | Equipment / facility failure | Aggregated | 2048 | 5.3737e-08 | 108.7427 | 5.8435e-06 | 2048 | Mitigation | 0.95 | 45 | 0 | esc | 0.00097009 | 5.213e-11 | 0.00097009 | 5.213e-11 | 0.0027816 | 8.7618e-09 | 0.013666 | 6.2474e-09
[120 empty] | 7.3.3.17.5 (Remote Grid) Updates to grid topology to minimize risk of ignition in HFTDs Remote GridWLDFREquipment / facility failureAggregated | WLDFR | HFTD - Distribution - Tier 3 - 2QU CoRE ¦ 4QU LoRE | Non-Red Flag Warning - Catastrophic Fires | Equipment / facility failure | Aggregated | 2049 | 5.3737e-08 | 108.7427 | 5.8435e-06 | 2049 | Mitigation | 0.95 | 45 | 0 | esc | 0.00097009 | 5.213e-11 | 0.00097009 | 5.213e-11 | 0.0027816 | 8.7618e-09 | 0.013666 | 6.2474e-09
[120 empty] | 7.3.3.17.5 (Remote Grid) Updates to grid topology to minimize risk of ignition in HFTDs Remote GridWLDFREquipment / facility failureAggregated | WLDFR | HFTD - Distribution - Tier 3 - 2QU CoRE ¦ 4QU LoRE | Non-Red Flag Warning - Catastrophic Fires | Equipment / facility failure | Aggregated | 2050 | 5.3737e-08 | 108.7427 | 5.8435e-06 | 2050 | Mitigation | 0.95 | 45 | 0 | esc | 0.00097009 | 5.213e-11 | 0.00097009 | 5.213e-11 | 0.0027816 | 8.7618e-09 | 0.013666 | 6.2474e-09
[120 empty] | 7.3.3.17.5 (Remote Grid) Updates to grid topology to minimize risk of ignition in HFTDs Remote GridWLDFREquipment / facility failureAggregated | WLDFR | HFTD - Distribution - Tier 3 - 2QU CoRE ¦ 4QU LoRE | Non-Red Flag Warning - Catastrophic Fires | Equipment / facility failure | Aggregated | 2051 | 5.3737e-08 | 108.7427 | 5.8435e-06 | 2051 | Mitigation | 0.95 | 45 | 0 | esc | 0.00097009 | 5.213e-11 | 0.00097009 | 5.213e-11 | 0.0027816 | 8.7618e-09 | 0.013666 | 6.2474e-09
[120 empty] | 7.3.3.17.5 (Remote Grid) Updates to grid topology to minimize risk of ignition in HFTDs Remote GridWLDFREquipment / facility failureAggregated | WLDFR | HFTD - Distribution - Tier 3 - 2QU CoRE ¦ 4QU LoRE | Non-Red Flag Warning - Catastrophic Fires | Equipment / facility failure | Aggregated | 2052 | 5.3737e-08 | 108.7427 | 5.8435e-06 | 2052 | Mitigation | 0.95 | 45 | 0 | esc | 0.00097009 | 5.213e-11 | 0.00097009 | 5.213e-11 | 0.0027816 | 8.7618e-09 | 0.013666 | 6.2474e-09
[120 empty] | 7.3.3.17.5 (Remote Grid) Updates to grid topology to minimize risk of ignition in HFTDs Remote GridWLDFREquipment / facility failureAggregated | WLDFR | HFTD - Distribution - Tier 3 - 2QU CoRE ¦ 4QU LoRE | Non-Red Flag Warning - Catastrophic Fires | Equipment / facility failure | Aggregated | 2053 | 5.3737e-08 | 108.7427 | 5.8435e-06 | 2053 | Mitigation | 0.95 | 45 | 0 | esc | 0.00097009 | 5.213e-11 | 0.00097009 | 5.213e-11 | 0.0027816 | 8.7618e-09 | 0.013666 | 6.2474e-09
[120 empty] | 7.3.3.17.5 (Remote Grid) Updates to grid topology to minimize risk of ignition in HFTDs Remote GridWLDFREquipment / facility failureAggregated | WLDFR | HFTD - Distribution - Tier 3 - 2QU CoRE ¦ 4QU LoRE | Non-Red Flag Warning - Catastrophic Fires | Equipment / facility failure | Aggregated | 2054 | 5.3737e-08 | 108.7427 | 5.8435e-06 | 2054 | Mitigation | 0.95 | 45 | 0 | esc | 0.00097009 | 5.213e-11 | 0.00097009 | 5.213e-11 | 0.0027816 | 8.7618e-09 | 0.013666 | 6.2474e-09
[120 empty] | 7.3.3.17.5 (Remote Grid) Updates to grid topology to minimize risk of ignition in HFTDs Remote GridWLDFREquipment / facility failureAggregated | WLDFR | HFTD - Distribution - Tier 3 - 2QU CoRE ¦ 4QU LoRE | Non-Red Flag Warning - Catastrophic Fires | Equipment / facility failure | Aggregated | 2055 | 5.3737e-08 | 108.7427 | 5.8435e-06 | 2055 | Mitigation | 0.95 | 45 | 0 | esc | 0.00097009 | 5.213e-11 | 0.00097009 | 5.213e-11 | 0.0027816 | 8.7618e-09 | 0.013666 | 6.2474e-09
[120 empty] | 7.3.3.17.5 (Remote Grid) Updates to grid topology to minimize risk of ignition in HFTDs Remote GridWLDFREquipment / facility failureAggregated | WLDFR | HFTD - Distribution - Tier 3 - 2QU CoRE ¦ 4QU LoRE | Non-Red Flag Warning - Catastrophic Fires | Equipment / facility failure | Aggregated | 2056 | 5.3737e-08 | 108.7427 | 5.8435e-06 | 2056 | Mitigation | 0.95 | 45 | 0 | esc | 0.00097009 | 5.213e-11 | 0.00097009 | 5.213e-11 | 0.0027816 | 8.7618e-09 | 0.013666 | 6.2474e-09
[120 empty] | 7.3.3.17.5 (Remote Grid) Updates to grid topology to minimize risk of ignition in HFTDs Remote GridWLDFREquipment / facility failureAggregated | WLDFR | HFTD - Distribution - Tier 3 - 2QU CoRE ¦ 4QU LoRE | Non-Red Flag Warning - Catastrophic Fires | Equipment / facility failure | Aggregated | 2057 | 5.3737e-08 | 108.7427 | 5.8435e-06 | 2057 | Mitigation | 0.95 | 45 | 0 | esc | 0.00097009 | 5.213e-11 | 0.00097009 | 5.213e-11 | 0.0027816 | 8.7618e-09 | 0.013666 | 6.2474e-09
[120 empty] | 7.3.3.17.5 (Remote Grid) Updates to grid topology to minimize risk of ignition in HFTDs Remote GridWLDFREquipment / facility failureAggregated | WLDFR | HFTD - Distribution - Tier 3 - 2QU CoRE ¦ 4QU LoRE | Non-Red Flag Warning - Catastrophic Fires | Equipment / facility failure | Aggregated | 2058 | 5.3737e-08 | 108.7427 | 5.8435e-06 | 2058 | Mitigation | 0.95 | 45 | 0 | esc | 0.00097009 | 5.213e-11 | 0.00097009 | 5.213e-11 | 0.0027816 | 8.7618e-09 | 0.013666 | 6.2474e-09
[120 empty] | 7.3.3.17.5 (Remote Grid) Updates to grid topology to minimize risk of ignition in HFTDs Remote GridWLDFREquipment / facility failureAggregated | WLDFR | HFTD - Distribution - Tier 3 - 2QU CoRE ¦ 4QU LoRE | Non-Red Flag Warning - Catastrophic Fires | Equipment / facility failure | Aggregated | 2059 | 5.3737e-08 | 108.7427 | 5.8435e-06 | 2059 | Mitigation | 0.95 | 45 | 0 | esc | 0.00097009 | 5.213e-11 | 0.00097009 | 5.213e-11 | 0.0027816 | 8.7618e-09 | 0.013666 | 6.2474e-09
[120 empty] | 7.3.3.17.5 (Remote Grid) Updates to grid topology to minimize risk of ignition in HFTDs Remote GridWLDFREquipment / facility failureAggregated | WLDFR | HFTD - Distribution - Tier 3 - 2QU CoRE ¦ 4QU LoRE | Non-Red Flag Warning - Catastrophic Fires | Equipment / facility failure | Aggregated | 2060 | 5.3737e-08 | 108.7427 | 5.8435e-06 | 2060 | Mitigation | 0.95 | 45 | 0 | esc | 0.00097009 | 5.213e-11 | 0.00097009 | 5.213e-11 | 0.0027816 | 8.7618e-09 | 0.013666 | 6.2474e-09
[120 empty] | 7.3.3.17.5 (Remote Grid) Updates to grid topology to minimize risk of ignition in HFTDs Remote GridWLDFREquipment / facility failureAggregated | WLDFR | HFTD - Distribution - Tier 3 - 2QU CoRE ¦ 4QU LoRE | Non-Red Flag Warning - Catastrophic Fires | Equipment / facility failure | Aggregated | 2061 | 5.3737e-08 | 108.7427 | 5.8435e-06 | 2061 | Mitigation | 0.95 | 45 | 0 | esc | 0.00097009 | 5.213e-11 | 0.00097009 | 5.213e-11 | 0.0027816 | 8.7618e-09 | 0.013666 | 6.2474e-09
[120 empty] | 7.3.3.17.5 (Remote Grid) Updates to grid topology to minimize risk of ignition in HFTDs Remote GridWLDFREquipment / facility failureAggregated | WLDFR | HFTD - Distribution - Tier 3 - 2QU CoRE ¦ 4QU LoRE | Non-Red Flag Warning - Catastrophic Fires | Equipment / facility failure | Aggregated | 2062 | 5.3737e-08 | 108.7427 | 5.8435e-06 | 2062 | Mitigation | 0.95 | 45 | 0 | esc | 0.00097009 | 5.213e-11 | 0.00097009 | 5.213e-11 | 0.0027816 | 8.7618e-09 | 0.013666 | 6.2474e-09
[120 empty] | 7.3.3.17.5 (Remote Grid) Updates to grid topology to minimize risk of ignition in HFTDs Remote GridWLDFREquipment / facility failureAggregated | WLDFR | HFTD - Distribution - Tier 3 - 2QU CoRE ¦ 4QU LoRE | Non-Red Flag Warning - Catastrophic Fires | Equipment / facility failure | Aggregated | 2063 | 5.3737e-08 | 108.7427 | 5.8435e-06 | 2063 | Mitigation | 0.95 | 45 | 0 | esc | 0.00097009 | 5.213e-11 | 0.00097009 | 5.213e-11 | 0.0027816 | 8.7618e-09 | 0.013666 | 6.2474e-09
[120 empty] | 7.3.3.17.5 (Remote Grid) Updates to grid topology to minimize risk of ignition in HFTDs Remote GridWLDFREquipment / facility failureAggregated | WLDFR | HFTD - Distribution - Tier 3 - 2QU CoRE ¦ 4QU LoRE | Non-Red Flag Warning - Catastrophic Fires | Equipment / facility failure | Aggregated | 2064 | 5.3737e-08 | 108.7427 | 5.8435e-06 | 2064 | Mitigation | 0.95 | 45 | 0 | esc | 0.00097009 | 5.213e-11 | 0.00097009 | 5.213e-11 | 0.0027816 | 8.7618e-09 | 0.013666 | 6.2474e-09
[120 empty] | 7.3.3.17.5 (Remote Grid) Updates to grid topology to minimize risk of ignition in HFTDs Remote GridWLDFREquipment / facility failureAggregated | WLDFR | HFTD - Distribution - Tier 3 - 2QU CoRE ¦ 4QU LoRE | Non-Red Flag Warning - Catastrophic Fires | Equipment / facility failure | Aggregated | 2065 | 5.3737e-08 | 108.7427 | 5.8435e-06 | 2065 | Mitigation | 0.95 | 45 | 0 | esc | 0.00097009 | 5.213e-11 | 0.00097009 | 5.213e-11 | 0.0027816 | 8.7618e-09 | 0.013666 | 6.2474e-09
[120 empty] | 7.3.3.17.5 (Remote Grid) Updates to grid topology to minimize risk of ignition in HFTDs Remote GridWLDFREquipment / facility failureAggregated | WLDFR | HFTD - Distribution - Tier 3 - 2QU CoRE ¦ 4QU LoRE | Non-Red Flag Warning - Catastrophic Fires | Equipment / facility failure | Aggregated | 2066 | 5.3737e-08 | 108.7427 | 5.8435e-06 | 2066 | Mitigation | 0.95 | 45 | 0 | esc | 0.00097009 | 5.213e-11 | 0.00097009 | 5.213e-11 | 0.0027816 | 8.7618e-09 | 0.013666 | 6.2474e-09
[120 empty] | 7.3.3.17.5 (Remote Grid) Updates to grid topology to minimize risk of ignition in HFTDs Remote GridWLDFREquipment / facility failureAggregated | WLDFR | HFTD - Distribution - Tier 3 - 2QU CoRE ¦ 4QU LoRE | Non-Red Flag Warning - Catastrophic Fires | Equipment / facility failure | Aggregated | 2067 | 5.3737e-08 | 108.7427 | 5.8435e-06 | 2067 | Mitigation | 0.95 | 45 | 0 | esc | 0 | 0 | 0.00097009 | 5.213e-11 | 0.0027816 | 8.7618e-09 | 0.013666 | 6.2474e-09
[120 empty] | 7.3.3.17.5 (Remote Grid) Updates to grid topology to minimize risk of ignition in HFTDs Remote GridWLDFRVegetation ContactAggregated | WLDFR | HFTD - Distribution - Tier 3 - 2QU CoRE ¦ 4QU LoRE | Non-Red Flag Warning - Catastrophic Fires | Vegetation Contact | Aggregated | 2022 | 5.0039e-07 | 108.7427 | 5.4414e-05 | 2022 | Mitigation | 0.95 | 45 | 0 | esc | 0.00097009 | 4.8542e-10 | 0 | 0 | 0.0027816 | 8.7618e-09 | 0.013666 | 6.2474e-09
[120 empty] | 7.3.3.17.5 (Remote Grid) Updates to grid topology to minimize risk of ignition in HFTDs Remote GridWLDFRVegetation ContactAggregated | WLDFR | HFTD - Distribution - Tier 3 - 2QU CoRE ¦ 4QU LoRE | Non-Red Flag Warning - Catastrophic Fires | Vegetation Contact | Aggregated | 2023 | 5.0039e-07 | 108.7427 | 5.4414e-05 | 2023 | Mitigation | 0.95 | 45 | 0 | esc | 0.00097009 | 4.8542e-10 | 0.00097009 | 4.8542e-10 | 0.0027816 | 8.7618e-09 | 0.013666 | 6.2474e-09
[120 empty] | 7.3.3.17.5 (Remote Grid) Updates to grid topology to minimize risk of ignition in HFTDs Remote GridWLDFRVegetation ContactAggregated | WLDFR | HFTD - Distribution - Tier 3 - 2QU CoRE ¦ 4QU LoRE | Non-Red Flag Warning - Catastrophic Fires | Vegetation Contact | Aggregated | 2024 | 5.0039e-07 | 108.7427 | 5.4414e-05 | 2024 | Mitigation | 0.95 | 45 | 0 | esc | 0.00097009 | 4.8542e-10 | 0.00097009 | 4.8542e-10 | 0.0027816 | 8.7618e-09 | 0.013666 | 6.2474e-09
[120 empty] | 7.3.3.17.5 (Remote Grid) Updates to grid topology to minimize risk of ignition in HFTDs Remote GridWLDFRVegetation ContactAggregated | WLDFR | HFTD - Distribution - Tier 3 - 2QU CoRE ¦ 4QU LoRE | Non-Red Flag Warning - Catastrophic Fires | Vegetation Contact | Aggregated | 2025 | 5.0039e-07 | 108.7427 | 5.4414e-05 | 2025 | Mitigation | 0.95 | 45 | 0 | esc | 0.00097009 | 4.8542e-10 | 0.00097009 | 4.8542e-10 | 0.0027816 | 8.7618e-09 | 0.013666 | 6.2474e-09
[120 empty] | 7.3.3.17.5 (Remote Grid) Updates to grid topology to minimize risk of ignition in HFTDs Remote GridWLDFRVegetation ContactAggregated | WLDFR | HFTD - Distribution - Tier 3 - 2QU CoRE ¦ 4QU LoRE | Non-Red Flag Warning - Catastrophic Fires | Vegetation Contact | Aggregated | 2026 | 5.0039e-07 | 108.7427 | 5.4414e-05 | 2026 | Mitigation | 0.95 | 45 | 0 | esc | 0.00097009 | 4.8542e-10 | 0.00097009 | 4.8542e-10 | 0 | 0 | 0 | 0
[120 empty] | 7.3.3.17.5 (Remote Grid) Updates to grid topology to minimize risk of ignition in HFTDs Remote GridWLDFRVegetation ContactAggregated | WLDFR | HFTD - Distribution - Tier 3 - 2QU CoRE ¦ 4QU LoRE | Non-Red Flag Warning - Catastrophic Fires | Vegetation Contact | Aggregated | 2027 | 5.0039e-07 | 108.7427 | 5.4414e-05 | 2027 | Mitigation | 0.95 | 45 | 0 | esc | 0.00097009 | 4.8542e-10 | 0.00097009 | 4.8542e-10 | 0.0027816 | 6.8681e-06 | 0 | 0
[120 empty] | 7.3.3.17.5 (Remote Grid) Updates to grid topology to minimize risk of ignition in HFTDs Remote GridWLDFRVegetation ContactAggregated | WLDFR | HFTD - Distribution - Tier 3 - 2QU CoRE ¦ 4QU LoRE | Non-Red Flag Warning - Catastrophic Fires | Vegetation Contact | Aggregated | 2028 | 5.0039e-07 | 108.7427 | 5.4414e-05 | 2028 | Mitigation | 0.95 | 45 | 0 | esc | 0.00097009 | 4.8542e-10 | 0.00097009 | 4.8542e-10 | 0.0027816 | 6.8681e-06 | 0.0063316 | 5.1619e-10
[120 empty] | 7.3.3.17.5 (Remote Grid) Updates to grid topology to minimize risk of ignition in HFTDs Remote GridWLDFRVegetation ContactAggregated | WLDFR | HFTD - Distribution - Tier 3 - 2QU CoRE ¦ 4QU LoRE | Non-Red Flag Warning - Catastrophic Fires | Vegetation Contact | Aggregated | 2029 | 5.0039e-07 | 108.7427 | 5.4414e-05 | 2029 | Mitigation | 0.95 | 45 | 0 | esc | 0.00097009 | 4.8542e-10 | 0.00097009 | 4.8542e-10 | 0.0027816 | 6.8681e-06 | 0.0063316 | 5.1619e-10
[120 empty] | 7.3.3.17.5 (Remote Grid) Updates to grid topology to minimize risk of ignition in HFTDs Remote GridWLDFRVegetation ContactAggregated | WLDFR | HFTD - Distribution - Tier 3 - 2QU CoRE ¦ 4QU LoRE | Non-Red Flag Warning - Catastrophic Fires | Vegetation Contact | Aggregated | 2030 | 5.0039e-07 | 108.7427 | 5.4414e-05 | 2030 | Mitigation | 0.95 | 45 | 0 | esc | 0.00097009 | 4.8542e-10 | 0.00097009 | 4.8542e-10 | 0.0027816 | 6.8681e-06 | 0.0063316 | 5.1619e-10
[120 empty] | 7.3.3.17.5 (Remote Grid) Updates to grid topology to minimize risk of ignition in HFTDs Remote GridWLDFRVegetation ContactAggregated | WLDFR | HFTD - Distribution - Tier 3 - 2QU CoRE ¦ 4QU LoRE | Non-Red Flag Warning - Catastrophic Fires | Vegetation Contact | Aggregated | 2031 | 5.0039e-07 | 108.7427 | 5.4414e-05 | 2031 | Mitigation | 0.95 | 45 | 0 | esc | 0.00097009 | 4.8542e-10 | 0.00097009 | 4.8542e-10 | 0.0027816 | 6.8681e-06 | 0.0063316 | 5.1619e-10
[120 empty] | 7.3.3.17.5 (Remote Grid) Updates to grid topology to minimize risk of ignition in HFTDs Remote GridWLDFRVegetation ContactAggregated | WLDFR | HFTD - Distribution - Tier 3 - 2QU CoRE ¦ 4QU LoRE | Non-Red Flag Warning - Catastrophic Fires | Vegetation Contact | Aggregated | 2032 | 5.0039e-07 | 108.7427 | 5.4414e-05 | 2032 | Mitigation | 0.95 | 45 | 0 | esc | 0.00097009 | 4.8542e-10 | 0.00097009 | 4.8542e-10 | 0.0027816 | 6.8681e-06 | 0.0063316 | 5.1619e-10
[120 empty] | 7.3.3.17.5 (Remote Grid) Updates to grid topology to minimize risk of ignition in HFTDs Remote GridWLDFRVegetation ContactAggregated | WLDFR | HFTD - Distribution - Tier 3 - 2QU CoRE ¦ 4QU LoRE | Non-Red Flag Warning - Catastrophic Fires | Vegetation Contact | Aggregated | 2033 | 5.0039e-07 | 108.7427 | 5.4414e-05 | 2033 | Mitigation | 0.95 | 45 | 0 | esc | 0.00097009 | 4.8542e-10 | 0.00097009 | 4.8542e-10 | 0.0027816 | 6.8681e-06 | 0.0063316 | 5.1619e-10
[120 empty] | 7.3.3.17.5 (Remote Grid) Updates to grid topology to minimize risk of ignition in HFTDs Remote GridWLDFRVegetation ContactAggregated | WLDFR | HFTD - Distribution - Tier 3 - 2QU CoRE ¦ 4QU LoRE | Non-Red Flag Warning - Catastrophic Fires | Vegetation Contact | Aggregated | 2034 | 5.0039e-07 | 108.7427 | 5.4414e-05 | 2034 | Mitigation | 0.95 | 45 | 0 | esc | 0.00097009 | 4.8542e-10 | 0.00097009 | 4.8542e-10 | 0.0027816 | 6.8681e-06 | 0.0063316 | 5.1619e-10
[120 empty] | 7.3.3.17.5 (Remote Grid) Updates to grid topology to minimize risk of ignition in HFTDs Remote GridWLDFRVegetation ContactAggregated | WLDFR | HFTD - Distribution - Tier 3 - 2QU CoRE ¦ 4QU LoRE | Non-Red Flag Warning - Catastrophic Fires | Vegetation Contact | Aggregated | 2035 | 5.0039e-07 | 108.7427 | 5.4414e-05 | 2035 | Mitigation | 0.95 | 45 | 0 | esc | 0.00097009 | 4.8542e-10 | 0.00097009 | 4.8542e-10 | 0.0027816 | 6.8681e-06 | 0.0063316 | 5.1619e-10
[120 empty] | 7.3.3.17.5 (Remote Grid) Updates to grid topology to minimize risk of ignition in HFTDs Remote GridWLDFRVegetation ContactAggregated | WLDFR | HFTD - Distribution - Tier 3 - 2QU CoRE ¦ 4QU LoRE | Non-Red Flag Warning - Catastrophic Fires | Vegetation Contact | Aggregated | 2036 | 5.0039e-07 | 108.7427 | 5.4414e-05 | 2036 | Mitigation | 0.95 | 45 | 0 | esc | 0.00097009 | 4.8542e-10 | 0.00097009 | 4.8542e-10 | 0.0027816 | 6.8681e-06 | 0.0063316 | 5.1619e-10
[120 empty] | 7.3.3.17.5 (Remote Grid) Updates to grid topology to minimize risk of ignition in HFTDs Remote GridWLDFRVegetation ContactAggregated | WLDFR | HFTD - Distribution - Tier 3 - 2QU CoRE ¦ 4QU LoRE | Non-Red Flag Warning - Catastrophic Fires | Vegetation Contact | Aggregated | 2037 | 5.0039e-07 | 108.7427 | 5.4414e-05 | 2037 | Mitigation | 0.95 | 45 | 0 | esc | 0.00097009 | 4.8542e-10 | 0.00097009 | 4.8542e-10 | 0.0027816 | 6.8681e-06 | 0.0063316 | 5.1619e-10
[120 empty] | 7.3.3.17.5 (Remote Grid) Updates to grid topology to minimize risk of ignition in HFTDs Remote GridWLDFRVegetation ContactAggregated | WLDFR | HFTD - Distribution - Tier 3 - 2QU CoRE ¦ 4QU LoRE | Non-Red Flag Warning - Catastrophic Fires | Vegetation Contact | Aggregated | 2038 | 5.0039e-07 | 108.7427 | 5.4414e-05 | 2038 | Mitigation | 0.95 | 45 | 0 | esc | 0.00097009 | 4.8542e-10 | 0.00097009 | 4.8542e-10 | 0.0027816 | 6.8681e-06 | 0.0063316 | 5.1619e-10
[120 empty] | 7.3.3.17.5 (Remote Grid) Updates to grid topology to minimize risk of ignition in HFTDs Remote GridWLDFRVegetation ContactAggregated | WLDFR | HFTD - Distribution - Tier 3 - 2QU CoRE ¦ 4QU LoRE | Non-Red Flag Warning - Catastrophic Fires | Vegetation Contact | Aggregated | 2039 | 5.0039e-07 | 108.7427 | 5.4414e-05 | 2039 | Mitigation | 0.95 | 45 | 0 | esc | 0.00097009 | 4.8542e-10 | 0.00097009 | 4.8542e-10 | 0.0027816 | 6.8681e-06 | 0.0063316 | 5.1619e-10
[120 empty] | 7.3.3.17.5 (Remote Grid) Updates to grid topology to minimize risk of ignition in HFTDs Remote GridWLDFRVegetation ContactAggregated | WLDFR | HFTD - Distribution - Tier 3 - 2QU CoRE ¦ 4QU LoRE | Non-Red Flag Warning - Catastrophic Fires | Vegetation Contact | Aggregated | 2040 | 5.0039e-07 | 108.7427 | 5.4414e-05 | 2040 | Mitigation | 0.95 | 45 | 0 | esc | 0.00097009 | 4.8542e-10 | 0.00097009 | 4.8542e-10 | 0.0027816 | 6.8681e-06 | 0.0063316 | 5.1619e-10
[120 empty] | 7.3.3.17.5 (Remote Grid) Updates to grid topology to minimize risk of ignition in HFTDs Remote GridWLDFRVegetation ContactAggregated | WLDFR | HFTD - Distribution - Tier 3 - 2QU CoRE ¦ 4QU LoRE | Non-Red Flag Warning - Catastrophic Fires | Vegetation Contact | Aggregated | 2041 | 5.0039e-07 | 108.7427 | 5.4414e-05 | 2041 | Mitigation | 0.95 | 45 | 0 | esc | 0.00097009 | 4.8542e-10 | 0.00097009 | 4.8542e-10 | 0.0027816 | 6.8681e-06 | 0.0063316 | 5.1619e-10
[120 empty] | 7.3.3.17.5 (Remote Grid) Updates to grid topology to minimize risk of ignition in HFTDs Remote GridWLDFRVegetation ContactAggregated | WLDFR | HFTD - Distribution - Tier 3 - 2QU CoRE ¦ 4QU LoRE | Non-Red Flag Warning - Catastrophic Fires | Vegetation Contact | Aggregated | 2042 | 5.0039e-07 | 108.7427 | 5.4414e-05 | 2042 | Mitigation | 0.95 | 45 | 0 | esc | 0.00097009 | 4.8542e-10 | 0.00097009 | 4.8542e-10 | 0.0027816 | 6.8681e-06 | 0.0063316 | 5.1619e-10
[120 empty] | 7.3.3.17.5 (Remote Grid) Updates to grid topology to minimize risk of ignition in HFTDs Remote GridWLDFRVegetation ContactAggregated | WLDFR | HFTD - Distribution - Tier 3 - 2QU CoRE ¦ 4QU LoRE | Non-Red Flag Warning - Catastrophic Fires | Vegetation Contact | Aggregated | 2043 | 5.0039e-07 | 108.7427 | 5.4414e-05 | 2043 | Mitigation | 0.95 | 45 | 0 | esc | 0.00097009 | 4.8542e-10 | 0.00097009 | 4.8542e-10 | 0.0027816 | 6.8681e-06 | 0.0063316 | 5.1619e-10
[120 empty] | 7.3.3.17.5 (Remote Grid) Updates to grid topology to minimize risk of ignition in HFTDs Remote GridWLDFRVegetation ContactAggregated | WLDFR | HFTD - Distribution - Tier 3 - 2QU CoRE ¦ 4QU LoRE | Non-Red Flag Warning - Catastrophic Fires | Vegetation Contact | Aggregated | 2044 | 5.0039e-07 | 108.7427 | 5.4414e-05 | 2044 | Mitigation | 0.95 | 45 | 0 | esc | 0.00097009 | 4.8542e-10 | 0.00097009 | 4.8542e-10 | 0.0027816 | 6.8681e-06 | 0.0063316 | 5.1619e-10
[120 empty] | 7.3.3.17.5 (Remote Grid) Updates to grid topology to minimize risk of ignition in HFTDs Remote GridWLDFRVegetation ContactAggregated | WLDFR | HFTD - Distribution - Tier 3 - 2QU CoRE ¦ 4QU LoRE | Non-Red Flag Warning - Catastrophic Fires | Vegetation Contact | Aggregated | 2045 | 5.0039e-07 | 108.7427 | 5.4414e-05 | 2045 | Mitigation | 0.95 | 45 | 0 | esc | 0.00097009 | 4.8542e-10 | 0.00097009 | 4.8542e-10 | 0.0027816 | 6.8681e-06 | 0.0063316 | 5.1619e-10
[120 empty] | 7.3.3.17.5 (Remote Grid) Updates to grid topology to minimize risk of ignition in HFTDs Remote GridWLDFRVegetation ContactAggregated | WLDFR | HFTD - Distribution - Tier 3 - 2QU CoRE ¦ 4QU LoRE | Non-Red Flag Warning - Catastrophic Fires | Vegetation Contact | Aggregated | 2046 | 5.0039e-07 | 108.7427 | 5.4414e-05 | 2046 | Mitigation | 0.95 | 45 | 0 | esc | 0.00097009 | 4.8542e-10 | 0.00097009 | 4.8542e-10 | 0.0027816 | 6.8681e-06 | 0.0063316 | 5.1619e-10
[120 empty] | 7.3.3.17.5 (Remote Grid) Updates to grid topology to minimize risk of ignition in HFTDs Remote GridWLDFRVegetation ContactAggregated | WLDFR | HFTD - Distribution - Tier 3 - 2QU CoRE ¦ 4QU LoRE | Non-Red Flag Warning - Catastrophic Fires | Vegetation Contact | Aggregated | 2047 | 5.0039e-07 | 108.7427 | 5.4414e-05 | 2047 | Mitigation | 0.95 | 45 | 0 | esc | 0.00097009 | 4.8542e-10 | 0.00097009 | 4.8542e-10 | 0.0027816 | 6.8681e-06 | 0.0063316 | 5.1619e-10
[120 empty] | 7.3.3.17.5 (Remote Grid) Updates to grid topology to minimize risk of ignition in HFTDs Remote GridWLDFRVegetation ContactAggregated | WLDFR | HFTD - Distribution - Tier 3 - 2QU CoRE ¦ 4QU LoRE | Non-Red Flag Warning - Catastrophic Fires | Vegetation Contact | Aggregated | 2048 | 5.0039e-07 | 108.7427 | 5.4414e-05 | 2048 | Mitigation | 0.95 | 45 | 0 | esc | 0.00097009 | 4.8542e-10 | 0.00097009 | 4.8542e-10 | 0.0027816 | 6.8681e-06 | 0.0063316 | 5.1619e-10
[120 empty] | 7.3.3.17.5 (Remote Grid) Updates to grid topology to minimize risk of ignition in HFTDs Remote GridWLDFRVegetation ContactAggregated | WLDFR | HFTD - Distribution - Tier 3 - 2QU CoRE ¦ 4QU LoRE | Non-Red Flag Warning - Catastrophic Fires | Vegetation Contact | Aggregated | 2049 | 5.0039e-07 | 108.7427 | 5.4414e-05 | 2049 | Mitigation | 0.95 | 45 | 0 | esc | 0.00097009 | 4.8542e-10 | 0.00097009 | 4.8542e-10 | 0.0027816 | 6.8681e-06 | 0.0063316 | 5.1619e-10
[120 empty] | 7.3.3.17.5 (Remote Grid) Updates to grid topology to minimize risk of ignition in HFTDs Remote GridWLDFRVegetation ContactAggregated | WLDFR | HFTD - Distribution - Tier 3 - 2QU CoRE ¦ 4QU LoRE | Non-Red Flag Warning - Catastrophic Fires | Vegetation Contact | Aggregated | 2050 | 5.0039e-07 | 108.7427 | 5.4414e-05 | 2050 | Mitigation | 0.95 | 45 | 0 | esc | 0.00097009 | 4.8542e-10 | 0.00097009 | 4.8542e-10 | 0.0027816 | 6.8681e-06 | 0.0063316 | 5.1619e-10
[120 empty] | 7.3.3.17.5 (Remote Grid) Updates to grid topology to minimize risk of ignition in HFTDs Remote GridWLDFRVegetation ContactAggregated | WLDFR | HFTD - Distribution - Tier 3 - 2QU CoRE ¦ 4QU LoRE | Non-Red Flag Warning - Catastrophic Fires | Vegetation Contact | Aggregated | 2051 | 5.0039e-07 | 108.7427 | 5.4414e-05 | 2051 | Mitigation | 0.95 | 45 | 0 | esc | 0.00097009 | 4.8542e-10 | 0.00097009 | 4.8542e-10 | 0.0027816 | 6.8681e-06 | 0.0063316 | 5.1619e-10
[120 empty] | 7.3.3.17.5 (Remote Grid) Updates to grid topology to minimize risk of ignition in HFTDs Remote GridWLDFRVegetation ContactAggregated | WLDFR | HFTD - Distribution - Tier 3 - 2QU CoRE ¦ 4QU LoRE | Non-Red Flag Warning - Catastrophic Fires | Vegetation Contact | Aggregated | 2052 | 5.0039e-07 | 108.7427 | 5.4414e-05 | 2052 | Mitigation | 0.95 | 45 | 0 | esc | 0.00097009 | 4.8542e-10 | 0.00097009 | 4.8542e-10 | 0.0027816 | 6.8681e-06 | 0.0063316 | 5.1619e-10
[120 empty] | 7.3.3.17.5 (Remote Grid) Updates to grid topology to minimize risk of ignition in HFTDs Remote GridWLDFRVegetation ContactAggregated | WLDFR | HFTD - Distribution - Tier 3 - 2QU CoRE ¦ 4QU LoRE | Non-Red Flag Warning - Catastrophic Fires | Vegetation Contact | Aggregated | 2053 | 5.0039e-07 | 108.7427 | 5.4414e-05 | 2053 | Mitigation | 0.95 | 45 | 0 | esc | 0.00097009 | 4.8542e-10 | 0.00097009 | 4.8542e-10 | 0.0027816 | 6.8681e-06 | 0.0063316 | 5.1619e-10
[120 empty] | 7.3.3.17.5 (Remote Grid) Updates to grid topology to minimize risk of ignition in HFTDs Remote GridWLDFRVegetation ContactAggregated | WLDFR | HFTD - Distribution - Tier 3 - 2QU CoRE ¦ 4QU LoRE | Non-Red Flag Warning - Catastrophic Fires | Vegetation Contact | Aggregated | 2054 | 5.0039e-07 | 108.7427 | 5.4414e-05 | 2054 | Mitigation | 0.95 | 45 | 0 | esc | 0.00097009 | 4.8542e-10 | 0.00097009 | 4.8542e-10 | 0.0027816 | 6.8681e-06 | 0.0063316 | 5.1619e-10
[120 empty] | 7.3.3.17.5 (Remote Grid) Updates to grid topology to minimize risk of ignition in HFTDs Remote GridWLDFRVegetation ContactAggregated | WLDFR | HFTD - Distribution - Tier 3 - 2QU CoRE ¦ 4QU LoRE | Non-Red Flag Warning - Catastrophic Fires | Vegetation Contact | Aggregated | 2055 | 5.0039e-07 | 108.7427 | 5.4414e-05 | 2055 | Mitigation | 0.95 | 45 | 0 | esc | 0.00097009 | 4.8542e-10 | 0.00097009 | 4.8542e-10 | 0.0027816 | 6.8681e-06 | 0.0063316 | 5.1619e-10
[120 empty] | 7.3.3.17.5 (Remote Grid) Updates to grid topology to minimize risk of ignition in HFTDs Remote GridWLDFRVegetation ContactAggregated | WLDFR | HFTD - Distribution - Tier 3 - 2QU CoRE ¦ 4QU LoRE | Non-Red Flag Warning - Catastrophic Fires | Vegetation Contact | Aggregated | 2056 | 5.0039e-07 | 108.7427 | 5.4414e-05 | 2056 | Mitigation | 0.95 | 45 | 0 | esc | 0.00097009 | 4.8542e-10 | 0.00097009 | 4.8542e-10 | 0.0027816 | 6.8681e-06 | 0.0063316 | 5.1619e-10
[120 empty] | 7.3.3.17.5 (Remote Grid) Updates to grid topology to minimize risk of ignition in HFTDs Remote GridWLDFRVegetation ContactAggregated | WLDFR | HFTD - Distribution - Tier 3 - 2QU CoRE ¦ 4QU LoRE | Non-Red Flag Warning - Catastrophic Fires | Vegetation Contact | Aggregated | 2057 | 5.0039e-07 | 108.7427 | 5.4414e-05 | 2057 | Mitigation | 0.95 | 45 | 0 | esc | 0.00097009 | 4.8542e-10 | 0.00097009 | 4.8542e-10 | 0.0027816 | 6.8681e-06 | 0.0063316 | 5.1619e-10
[120 empty] | 7.3.3.17.5 (Remote Grid) Updates to grid topology to minimize risk of ignition in HFTDs Remote GridWLDFRVegetation ContactAggregated | WLDFR | HFTD - Distribution - Tier 3 - 2QU CoRE ¦ 4QU LoRE | Non-Red Flag Warning - Catastrophic Fires | Vegetation Contact | Aggregated | 2058 | 5.0039e-07 | 108.7427 | 5.4414e-05 | 2058 | Mitigation | 0.95 | 45 | 0 | esc | 0.00097009 | 4.8542e-10 | 0.00097009 | 4.8542e-10 | 0.0027816 | 6.8681e-06 | 0 | 0
[120 empty] | 7.3.3.17.5 (Remote Grid) Updates to grid topology to minimize risk of ignition in HFTDs Remote GridWLDFRVegetation ContactAggregated | WLDFR | HFTD - Distribution - Tier 3 - 2QU CoRE ¦ 4QU LoRE | Non-Red Flag Warning - Catastrophic Fires | Vegetation Contact | Aggregated | 2059 | 5.0039e-07 | 108.7427 | 5.4414e-05 | 2059 | Mitigation | 0.95 | 45 | 0 | esc | 0.00097009 | 4.8542e-10 | 0.00097009 | 4.8542e-10 | 0.0027816 | 6.8681e-06 | 0 | 0
[120 empty] | 7.3.3.17.5 (Remote Grid) Updates to grid topology to minimize risk of ignition in HFTDs Remote GridWLDFRVegetation ContactAggregated | WLDFR | HFTD - Distribution - Tier 3 - 2QU CoRE ¦ 4QU LoRE | Non-Red Flag Warning - Catastrophic Fires | Vegetation Contact | Aggregated | 2060 | 5.0039e-07 | 108.7427 | 5.4414e-05 | 2060 | Mitigation | 0.95 | 45 | 0 | esc | 0.00097009 | 4.8542e-10 | 0.00097009 | 4.8542e-10 | 0.0027816 | 6.8681e-06 | 0.010957 | 1.9774e-08
[120 empty] | 7.3.3.17.5 (Remote Grid) Updates to grid topology to minimize risk of ignition in HFTDs Remote GridWLDFRVegetation ContactAggregated | WLDFR | HFTD - Distribution - Tier 3 - 2QU CoRE ¦ 4QU LoRE | Non-Red Flag Warning - Catastrophic Fires | Vegetation Contact | Aggregated | 2061 | 5.0039e-07 | 108.7427 | 5.4414e-05 | 2061 | Mitigation | 0.95 | 45 | 0 | esc | 0.00097009 | 4.8542e-10 | 0.00097009 | 4.8542e-10 | 0.0027816 | 6.8681e-06 | 0.010957 | 1.9774e-08
[120 empty] | 7.3.3.17.5 (Remote Grid) Updates to grid topology to minimize risk of ignition in HFTDs Remote GridWLDFRVegetation ContactAggregated | WLDFR | HFTD - Distribution - Tier 3 - 2QU CoRE ¦ 4QU LoRE | Non-Red Flag Warning - Catastrophic Fires | Vegetation Contact | Aggregated | 2062 | 5.0039e-07 | 108.7427 | 5.4414e-05 | 2062 | Mitigation | 0.95 | 45 | 0 | esc | 0.00097009 | 4.8542e-10 | 0.00097009 | 4.8542e-10 | 0.0027816 | 6.8681e-06 | 0.010957 | 1.9774e-08
[120 empty] | 7.3.3.17.5 (Remote Grid) Updates to grid topology to minimize risk of ignition in HFTDs Remote GridWLDFRVegetation ContactAggregated | WLDFR | HFTD - Distribution - Tier 3 - 2QU CoRE ¦ 4QU LoRE | Non-Red Flag Warning - Catastrophic Fires | Vegetation Contact | Aggregated | 2063 | 5.0039e-07 | 108.7427 | 5.4414e-05 | 2063 | Mitigation | 0.95 | 45 | 0 | esc | 0.00097009 | 4.8542e-10 | 0.00097009 | 4.8542e-10 | 0.0027816 | 6.8681e-06 | 0.010957 | 1.9774e-08
[120 empty] | 7.3.3.17.5 (Remote Grid) Updates to grid topology to minimize risk of ignition in HFTDs Remote GridWLDFRVegetation ContactAggregated | WLDFR | HFTD - Distribution - Tier 3 - 2QU CoRE ¦ 4QU LoRE | Non-Red Flag Warning - Catastrophic Fires | Vegetation Contact | Aggregated | 2064 | 5.0039e-07 | 108.7427 | 5.4414e-05 | 2064 | Mitigation | 0.95 | 45 | 0 | esc | 0.00097009 | 4.8542e-10 | 0.00097009 | 4.8542e-10 | 0.0027816 | 6.8681e-06 | 0.010957 | 1.9774e-08
[120 empty] | 7.3.3.17.5 (Remote Grid) Updates to grid topology to minimize risk of ignition in HFTDs Remote GridWLDFRVegetation ContactAggregated | WLDFR | HFTD - Distribution - Tier 3 - 2QU CoRE ¦ 4QU LoRE | Non-Red Flag Warning - Catastrophic Fires | Vegetation Contact | Aggregated | 2065 | 5.0039e-07 | 108.7427 | 5.4414e-05 | 2065 | Mitigation | 0.95 | 45 | 0 | esc | 0.00097009 | 4.8542e-10 | 0.00097009 | 4.8542e-10 | 0.0027816 | 6.8681e-06 | 0.010957 | 1.9774e-08
[120 empty] | 7.3.3.17.5 (Remote Grid) Updates to grid topology to minimize risk of ignition in HFTDs Remote GridWLDFRVegetation ContactAggregated | WLDFR | HFTD - Distribution - Tier 3 - 2QU CoRE ¦ 4QU LoRE | Non-Red Flag Warning - Catastrophic Fires | Vegetation Contact | Aggregated | 2066 | 5.0039e-07 | 108.7427 | 5.4414e-05 | 2066 | Mitigation | 0.95 | 45 | 0 | esc | 0.00097009 | 4.8542e-10 | 0.00097009 | 4.8542e-10 | 0.0027816 | 6.8681e-06 | 0.010957 | 1.9774e-08
[120 empty] | 7.3.3.17.5 (Remote Grid) Updates to grid topology to minimize risk of ignition in HFTDs Remote GridWLDFRVegetation ContactAggregated | WLDFR | HFTD - Distribution - Tier 3 - 2QU CoRE ¦ 4QU LoRE | Non-Red Flag Warning - Catastrophic Fires | Vegetation Contact | Aggregated | 2067 | 5.0039e-07 | 108.7427 | 5.4414e-05 | 2067 | Mitigation | 0.95 | 45 | 0 | esc | 0 | 0 | 0.00097009 | 4.8542e-10 | 0.0027816 | 6.8681e-06 | 0.010957 | 1.9774e-08
[120 empty] | 7.3.3.17.5 (Remote Grid) Updates to grid topology to minimize risk of ignition in HFTDs Remote GridWLDFRWire-to-wire contactAggregated | WLDFR | HFTD - Distribution - Tier 3 - 2QU CoRE ¦ 4QU LoRE | Non-Red Flag Warning - Catastrophic Fires | Wire-to-wire contact | Aggregated | 2022 | 2.2694e-07 | 108.7427 | 2.4678e-05 | 2022 | Mitigation | 0.95 | 45 | 0 | esc | 0.00097009 | 2.2015e-10 | 0 | 0 | 0.0027816 | 6.8681e-06 | 0.010957 | 1.9774e-08
[120 empty] | 7.3.3.17.5 (Remote Grid) Updates to grid topology to minimize risk of ignition in HFTDs Remote GridWLDFRWire-to-wire contactAggregated | WLDFR | HFTD - Distribution - Tier 3 - 2QU CoRE ¦ 4QU LoRE | Non-Red Flag Warning - Catastrophic Fires | Wire-to-wire contact | Aggregated | 2023 | 2.2694e-07 | 108.7427 | 2.4678e-05 | 2023 | Mitigation | 0.95 | 45 | 0 | esc | 0.00097009 | 2.2015e-10 | 0.00097009 | 2.2015e-10 | 0.0027816 | 6.8681e-06 | 0.010957 | 1.9774e-08
[120 empty] | 7.3.3.17.5 (Remote Grid) Updates to grid topology to minimize risk of ignition in HFTDs Remote GridWLDFRWire-to-wire contactAggregated | WLDFR | HFTD - Distribution - Tier 3 - 2QU CoRE ¦ 4QU LoRE | Non-Red Flag Warning - Catastrophic Fires | Wire-to-wire contact | Aggregated | 2024 | 2.2694e-07 | 108.7427 | 2.4678e-05 | 2024 | Mitigation | 0.95 | 45 | 0 | esc | 0.00097009 | 2.2015e-10 | 0.00097009 | 2.2015e-10 | 0.0027816 | 6.8681e-06 | 0.010957 | 1.9774e-08
[120 empty] | 7.3.3.17.5 (Remote Grid) Updates to grid topology to minimize risk of ignition in HFTDs Remote GridWLDFRWire-to-wire contactAggregated | WLDFR | HFTD - Distribution - Tier 3 - 2QU CoRE ¦ 4QU LoRE | Non-Red Flag Warning - Catastrophic Fires | Wire-to-wire contact | Aggregated | 2025 | 2.2694e-07 | 108.7427 | 2.4678e-05 | 2025 | Mitigation | 0.95 | 45 | 0 | esc | 0.00097009 | 2.2015e-10 | 0.00097009 | 2.2015e-10 | 0.0027816 | 6.8681e-06 | 0.010957 | 1.9774e-08
[120 empty] | 7.3.3.17.5 (Remote Grid) Updates to grid topology to minimize risk of ignition in HFTDs Remote GridWLDFRWire-to-wire contactAggregated | WLDFR | HFTD - Distribution - Tier 3 - 2QU CoRE ¦ 4QU LoRE | Non-Red Flag Warning - Catastrophic Fires | Wire-to-wire contact | Aggregated | 2026 | 2.2694e-07 | 108.7427 | 2.4678e-05 | 2026 | Mitigation | 0.95 | 45 | 0 | esc | 0.00097009 | 2.2015e-10 | 0.00097009 | 2.2015e-10 | 0.0027816 | 6.8681e-06 | 0.010957 | 1.9774e-08
[120 empty] | 7.3.3.17.5 (Remote Grid) Updates to grid topology to minimize risk of ignition in HFTDs Remote GridWLDFRWire-to-wire contactAggregated | WLDFR | HFTD - Distribution - Tier 3 - 2QU CoRE ¦ 4QU LoRE | Non-Red Flag Warning - Catastrophic Fires | Wire-to-wire contact | Aggregated | 2027 | 2.2694e-07 | 108.7427 | 2.4678e-05 | 2027 | Mitigation | 0.95 | 45 | 0 | esc | 0.00097009 | 2.2015e-10 | 0.00097009 | 2.2015e-10 | 0.0027816 | 6.8681e-06 | 0.010957 | 1.9774e-08
[120 empty] | 7.3.3.17.5 (Remote Grid) Updates to grid topology to minimize risk of ignition in HFTDs Remote GridWLDFRWire-to-wire contactAggregated | WLDFR | HFTD - Distribution - Tier 3 - 2QU CoRE ¦ 4QU LoRE | Non-Red Flag Warning - Catastrophic Fires | Wire-to-wire contact | Aggregated | 2028 | 2.2694e-07 | 108.7427 | 2.4678e-05 | 2028 | Mitigation | 0.95 | 45 | 0 | esc | 0.00097009 | 2.2015e-10 | 0.00097009 | 2.2015e-10 | 0.0027816 | 6.8681e-06 | 0.010957 | 1.9774e-08
[120 empty] | 7.3.3.17.5 (Remote Grid) Updates to grid topology to minimize risk of ignition in HFTDs Remote GridWLDFRWire-to-wire contactAggregated | WLDFR | HFTD - Distribution - Tier 3 - 2QU CoRE ¦ 4QU LoRE | Non-Red Flag Warning - Catastrophic Fires | Wire-to-wire contact | Aggregated | 2029 | 2.2694e-07 | 108.7427 | 2.4678e-05 | 2029 | Mitigation | 0.95 | 45 | 0 | esc | 0.00097009 | 2.2015e-10 | 0.00097009 | 2.2015e-10 | 0.0027816 | 6.8681e-06 | 0.010957 | 1.9774e-08
[120 empty] | 7.3.3.17.5 (Remote Grid) Updates to grid topology to minimize risk of ignition in HFTDs Remote GridWLDFRWire-to-wire contactAggregated | WLDFR | HFTD - Distribution - Tier 3 - 2QU CoRE ¦ 4QU LoRE | Non-Red Flag Warning - Catastrophic Fires | Wire-to-wire contact | Aggregated | 2030 | 2.2694e-07 | 108.7427 | 2.4678e-05 | 2030 | Mitigation | 0.95 | 45 | 0 | esc | 0.00097009 | 2.2015e-10 | 0.00097009 | 2.2015e-10 | 0 | 0 | 0.010957 | 1.9774e-08
[120 empty] | 7.3.3.17.5 (Remote Grid) Updates to grid topology to minimize risk of ignition in HFTDs Remote GridWLDFRWire-to-wire contactAggregated | WLDFR | HFTD - Distribution - Tier 3 - 2QU CoRE ¦ 4QU LoRE | Non-Red Flag Warning - Catastrophic Fires | Wire-to-wire contact | Aggregated | 2031 | 2.2694e-07 | 108.7427 | 2.4678e-05 | 2031 | Mitigation | 0.95 | 45 | 0 | esc | 0.00097009 | 2.2015e-10 | 0.00097009 | 2.2015e-10 | 0.0027816 | 1.107e-07 | 0.010957 | 1.9774e-08
[120 empty] | 7.3.3.17.5 (Remote Grid) Updates to grid topology to minimize risk of ignition in HFTDs Remote GridWLDFRWire-to-wire contactAggregated | WLDFR | HFTD - Distribution - Tier 3 - 2QU CoRE ¦ 4QU LoRE | Non-Red Flag Warning - Catastrophic Fires | Wire-to-wire contact | Aggregated | 2032 | 2.2694e-07 | 108.7427 | 2.4678e-05 | 2032 | Mitigation | 0.95 | 45 | 0 | esc | 0.00097009 | 2.2015e-10 | 0.00097009 | 2.2015e-10 | 0.0027816 | 1.107e-07 | 0.010957 | 1.9774e-08
[120 empty] | 7.3.3.17.5 (Remote Grid) Updates to grid topology to minimize risk of ignition in HFTDs Remote GridWLDFRWire-to-wire contactAggregated | WLDFR | HFTD - Distribution - Tier 3 - 2QU CoRE ¦ 4QU LoRE | Non-Red Flag Warning - Catastrophic Fires | Wire-to-wire contact | Aggregated | 2033 | 2.2694e-07 | 108.7427 | 2.4678e-05 | 2033 | Mitigation | 0.95 | 45 | 0 | esc | 0.00097009 | 2.2015e-10 | 0.00097009 | 2.2015e-10 | 0.0027816 | 1.107e-07 | 0.010957 | 1.9774e-08
[120 empty] | 7.3.3.17.5 (Remote Grid) Updates to grid topology to minimize risk of ignition in HFTDs Remote GridWLDFRWire-to-wire contactAggregated | WLDFR | HFTD - Distribution - Tier 3 - 2QU CoRE ¦ 4QU LoRE | Non-Red Flag Warning - Catastrophic Fires | Wire-to-wire contact | Aggregated | 2034 | 2.2694e-07 | 108.7427 | 2.4678e-05 | 2034 | Mitigation | 0.95 | 45 | 0 | esc | 0.00097009 | 2.2015e-10 | 0.00097009 | 2.2015e-10 | 0.0027816 | 1.107e-07 | 0.010957 | 1.9774e-08
[120 empty] | 7.3.3.17.5 (Remote Grid) Updates to grid topology to minimize risk of ignition in HFTDs Remote GridWLDFRWire-to-wire contactAggregated | WLDFR | HFTD - Distribution - Tier 3 - 2QU CoRE ¦ 4QU LoRE | Non-Red Flag Warning - Catastrophic Fires | Wire-to-wire contact | Aggregated | 2035 | 2.2694e-07 | 108.7427 | 2.4678e-05 | 2035 | Mitigation | 0.95 | 45 | 0 | esc | 0.00097009 | 2.2015e-10 | 0.00097009 | 2.2015e-10 | 0.0027816 | 1.107e-07 | 0.010957 | 1.9774e-08
[120 empty] | 7.3.3.17.5 (Remote Grid) Updates to grid topology to minimize risk of ignition in HFTDs Remote GridWLDFRWire-to-wire contactAggregated | WLDFR | HFTD - Distribution - Tier 3 - 2QU CoRE ¦ 4QU LoRE | Non-Red Flag Warning - Catastrophic Fires | Wire-to-wire contact | Aggregated | 2036 | 2.2694e-07 | 108.7427 | 2.4678e-05 | 2036 | Mitigation | 0.95 | 45 | 0 | esc | 0.00097009 | 2.2015e-10 | 0.00097009 | 2.2015e-10 | 0.0027816 | 1.107e-07 | 0.010957 | 1.9774e-08
[120 empty] | 7.3.3.17.5 (Remote Grid) Updates to grid topology to minimize risk of ignition in HFTDs Remote GridWLDFRWire-to-wire contactAggregated | WLDFR | HFTD - Distribution - Tier 3 - 2QU CoRE ¦ 4QU LoRE | Non-Red Flag Warning - Catastrophic Fires | Wire-to-wire contact | Aggregated | 2037 | 2.2694e-07 | 108.7427 | 2.4678e-05 | 2037 | Mitigation | 0.95 | 45 | 0 | esc | 0.00097009 | 2.2015e-10 | 0.00097009 | 2.2015e-10 | 0.0027816 | 1.107e-07 | 0.010957 | 1.9774e-08
[120 empty] | 7.3.3.17.5 (Remote Grid) Updates to grid topology to minimize risk of ignition in HFTDs Remote GridWLDFRWire-to-wire contactAggregated | WLDFR | HFTD - Distribution - Tier 3 - 2QU CoRE ¦ 4QU LoRE | Non-Red Flag Warning - Catastrophic Fires | Wire-to-wire contact | Aggregated | 2038 | 2.2694e-07 | 108.7427 | 2.4678e-05 | 2038 | Mitigation | 0.95 | 45 | 0 | esc | 0.00097009 | 2.2015e-10 | 0.00097009 | 2.2015e-10 | 0.0027816 | 1.107e-07 | 0.010957 | 1.9774e-08
[120 empty] | 7.3.3.17.5 (Remote Grid) Updates to grid topology to minimize risk of ignition in HFTDs Remote GridWLDFRWire-to-wire contactAggregated | WLDFR | HFTD - Distribution - Tier 3 - 2QU CoRE ¦ 4QU LoRE | Non-Red Flag Warning - Catastrophic Fires | Wire-to-wire contact | Aggregated | 2039 | 2.2694e-07 | 108.7427 | 2.4678e-05 | 2039 | Mitigation | 0.95 | 45 | 0 | esc | 0.00097009 | 2.2015e-10 | 0.00097009 | 2.2015e-10 | 0.0027816 | 1.107e-07 | 0.010957 | 1.9774e-08
[120 empty] | 7.3.3.17.5 (Remote Grid) Updates to grid topology to minimize risk of ignition in HFTDs Remote GridWLDFRWire-to-wire contactAggregated | WLDFR | HFTD - Distribution - Tier 3 - 2QU CoRE ¦ 4QU LoRE | Non-Red Flag Warning - Catastrophic Fires | Wire-to-wire contact | Aggregated | 2040 | 2.2694e-07 | 108.7427 | 2.4678e-05 | 2040 | Mitigation | 0.95 | 45 | 0 | esc | 0.00097009 | 2.2015e-10 | 0.00097009 | 2.2015e-10 | 0.0027816 | 1.107e-07 | 0.010957 | 1.9774e-08
[120 empty] | 7.3.3.17.5 (Remote Grid) Updates to grid topology to minimize risk of ignition in HFTDs Remote GridWLDFRWire-to-wire contactAggregated | WLDFR | HFTD - Distribution - Tier 3 - 2QU CoRE ¦ 4QU LoRE | Non-Red Flag Warning - Catastrophic Fires | Wire-to-wire contact | Aggregated | 2041 | 2.2694e-07 | 108.7427 | 2.4678e-05 | 2041 | Mitigation | 0.95 | 45 | 0 | esc | 0.00097009 | 2.2015e-10 | 0.00097009 | 2.2015e-10 | 0.0027816 | 1.107e-07 | 0.010957 | 1.9774e-08
[120 empty] | 7.3.3.17.5 (Remote Grid) Updates to grid topology to minimize risk of ignition in HFTDs Remote GridWLDFRWire-to-wire contactAggregated | WLDFR | HFTD - Distribution - Tier 3 - 2QU CoRE ¦ 4QU LoRE | Non-Red Flag Warning - Catastrophic Fires | Wire-to-wire contact | Aggregated | 2042 | 2.2694e-07 | 108.7427 | 2.4678e-05 | 2042 | Mitigation | 0.95 | 45 | 0 | esc | 0.00097009 | 2.2015e-10 | 0.00097009 | 2.2015e-10 | 0.0027816 | 1.107e-07 | 0.010957 | 1.9774e-08
[120 empty] | 7.3.3.17.5 (Remote Grid) Updates to grid topology to minimize risk of ignition in HFTDs Remote GridWLDFRWire-to-wire contactAggregated | WLDFR | HFTD - Distribution - Tier 3 - 2QU CoRE ¦ 4QU LoRE | Non-Red Flag Warning - Catastrophic Fires | Wire-to-wire contact | Aggregated | 2043 | 2.2694e-07 | 108.7427 | 2.4678e-05 | 2043 | Mitigation | 0.95 | 45 | 0 | esc | 0.00097009 | 2.2015e-10 | 0.00097009 | 2.2015e-10 | 0.0027816 | 1.107e-07 | 0.010957 | 1.9774e-08
[120 empty] | 7.3.3.17.5 (Remote Grid) Updates to grid topology to minimize risk of ignition in HFTDs Remote GridWLDFRWire-to-wire contactAggregated | WLDFR | HFTD - Distribution - Tier 3 - 2QU CoRE ¦ 4QU LoRE | Non-Red Flag Warning - Catastrophic Fires | Wire-to-wire contact | Aggregated | 2044 | 2.2694e-07 | 108.7427 | 2.4678e-05 | 2044 | Mitigation | 0.95 | 45 | 0 | esc | 0.00097009 | 2.2015e-10 | 0.00097009 | 2.2015e-10 | 0.0027816 | 1.107e-07 | 0 | 0
[120 empty] | 7.3.3.17.5 (Remote Grid) Updates to grid topology to minimize risk of ignition in HFTDs Remote GridWLDFRWire-to-wire contactAggregated | WLDFR | HFTD - Distribution - Tier 3 - 2QU CoRE ¦ 4QU LoRE | Non-Red Flag Warning - Catastrophic Fires | Wire-to-wire contact | Aggregated | 2045 | 2.2694e-07 | 108.7427 | 2.4678e-05 | 2045 | Mitigation | 0.95 | 45 | 0 | esc | 0.00097009 | 2.2015e-10 | 0.00097009 | 2.2015e-10 | 0.0027816 | 1.107e-07 | 0 | 0
[120 empty] | 7.3.3.17.5 (Remote Grid) Updates to grid topology to minimize risk of ignition in HFTDs Remote GridWLDFRWire-to-wire contactAggregated | WLDFR | HFTD - Distribution - Tier 3 - 2QU CoRE ¦ 4QU LoRE | Non-Red Flag Warning - Catastrophic Fires | Wire-to-wire contact | Aggregated | 2046 | 2.2694e-07 | 108.7427 | 2.4678e-05 | 2046 | Mitigation | 0.95 | 45 | 0 | esc | 0.00097009 | 2.2015e-10 | 0.00097009 | 2.2015e-10 | 0.0027816 | 1.107e-07 | 0.012004 | 9.6354e-10
[120 empty] | 7.3.3.17.5 (Remote Grid) Updates to grid topology to minimize risk of ignition in HFTDs Remote GridWLDFRWire-to-wire contactAggregated | WLDFR | HFTD - Distribution - Tier 3 - 2QU CoRE ¦ 4QU LoRE | Non-Red Flag Warning - Catastrophic Fires | Wire-to-wire contact | Aggregated | 2047 | 2.2694e-07 | 108.7427 | 2.4678e-05 | 2047 | Mitigation | 0.95 | 45 | 0 | esc | 0.00097009 | 2.2015e-10 | 0.00097009 | 2.2015e-10 | 0.0027816 | 1.107e-07 | 0.012004 | 9.6354e-10
[120 empty] | 7.3.3.17.5 (Remote Grid) Updates to grid topology to minimize risk of ignition in HFTDs Remote GridWLDFRWire-to-wire contactAggregated | WLDFR | HFTD - Distribution - Tier 3 - 2QU CoRE ¦ 4QU LoRE | Non-Red Flag Warning - Catastrophic Fires | Wire-to-wire contact | Aggregated | 2048 | 2.2694e-07 | 108.7427 | 2.4678e-05 | 2048 | Mitigation | 0.95 | 45 | 0 | esc | 0.00097009 | 2.2015e-10 | 0.00097009 | 2.2015e-10 | 0.0027816 | 1.107e-07 | 0.012004 | 9.6354e-10
[120 empty] | 7.3.3.17.5 (Remote Grid) Updates to grid topology to minimize risk of ignition in HFTDs Remote GridWLDFRWire-to-wire contactAggregated | WLDFR | HFTD - Distribution - Tier 3 - 2QU CoRE ¦ 4QU LoRE | Non-Red Flag Warning - Catastrophic Fires | Wire-to-wire contact | Aggregated | 2049 | 2.2694e-07 | 108.7427 | 2.4678e-05 | 2049 | Mitigation | 0.95 | 45 | 0 | esc | 0.00097009 | 2.2015e-10 | 0.00097009 | 2.2015e-10 | 0.0027816 | 1.107e-07 | 0.012004 | 9.6354e-10
[120 empty] | 7.3.3.17.5 (Remote Grid) Updates to grid topology to minimize risk of ignition in HFTDs Remote GridWLDFRWire-to-wire contactAggregated | WLDFR | HFTD - Distribution - Tier 3 - 2QU CoRE ¦ 4QU LoRE | Non-Red Flag Warning - Catastrophic Fires | Wire-to-wire contact | Aggregated | 2050 | 2.2694e-07 | 108.7427 | 2.4678e-05 | 2050 | Mitigation | 0.95 | 45 | 0 | esc | 0.00097009 | 2.2015e-10 | 0.00097009 | 2.2015e-10 | 0.0027816 | 1.107e-07 | 0.012004 | 9.6354e-10
[120 empty] | 7.3.3.17.5 (Remote Grid) Updates to grid topology to minimize risk of ignition in HFTDs Remote GridWLDFRWire-to-wire contactAggregated | WLDFR | HFTD - Distribution - Tier 3 - 2QU CoRE ¦ 4QU LoRE | Non-Red Flag Warning - Catastrophic Fires | Wire-to-wire contact | Aggregated | 2051 | 2.2694e-07 | 108.7427 | 2.4678e-05 | 2051 | Mitigation | 0.95 | 45 | 0 | esc | 0.00097009 | 2.2015e-10 | 0.00097009 | 2.2015e-10 | 0.0027816 | 1.107e-07 | 0.012004 | 9.6354e-10
[120 empty] | 7.3.3.17.5 (Remote Grid) Updates to grid topology to minimize risk of ignition in HFTDs Remote GridWLDFRWire-to-wire contactAggregated | WLDFR | HFTD - Distribution - Tier 3 - 2QU CoRE ¦ 4QU LoRE | Non-Red Flag Warning - Catastrophic Fires | Wire-to-wire contact | Aggregated | 2052 | 2.2694e-07 | 108.7427 | 2.4678e-05 | 2052 | Mitigation | 0.95 | 45 | 0 | esc | 0.00097009 | 2.2015e-10 | 0.00097009 | 2.2015e-10 | 0.0027816 | 1.107e-07 | 0.012004 | 9.6354e-10
[120 empty] | 7.3.3.17.5 (Remote Grid) Updates to grid topology to minimize risk of ignition in HFTDs Remote GridWLDFRWire-to-wire contactAggregated | WLDFR | HFTD - Distribution - Tier 3 - 2QU CoRE ¦ 4QU LoRE | Non-Red Flag Warning - Catastrophic Fires | Wire-to-wire contact | Aggregated | 2053 | 2.2694e-07 | 108.7427 | 2.4678e-05 | 2053 | Mitigation | 0.95 | 45 | 0 | esc | 0.00097009 | 2.2015e-10 | 0.00097009 | 2.2015e-10 | 0.0027816 | 1.107e-07 | 0.012004 | 9.6354e-10
[120 empty] | 7.3.3.17.5 (Remote Grid) Updates to grid topology to minimize risk of ignition in HFTDs Remote GridWLDFRWire-to-wire contactAggregated | WLDFR | HFTD - Distribution - Tier 3 - 2QU CoRE ¦ 4QU LoRE | Non-Red Flag Warning - Catastrophic Fires | Wire-to-wire contact | Aggregated | 2054 | 2.2694e-07 | 108.7427 | 2.4678e-05 | 2054 | Mitigation | 0.95 | 45 | 0 | esc | 0.00097009 | 2.2015e-10 | 0.00097009 | 2.2015e-10 | 0.0027816 | 1.107e-07 | 0.012004 | 9.6354e-10
[120 empty] | 7.3.3.17.5 (Remote Grid) Updates to grid topology to minimize risk of ignition in HFTDs Remote GridWLDFRWire-to-wire contactAggregated | WLDFR | HFTD - Distribution - Tier 3 - 2QU CoRE ¦ 4QU LoRE | Non-Red Flag Warning - Catastrophic Fires | Wire-to-wire contact | Aggregated | 2055 | 2.2694e-07 | 108.7427 | 2.4678e-05 | 2055 | Mitigation | 0.95 | 45 | 0 | esc | 0.00097009 | 2.2015e-10 | 0.00097009 | 2.2015e-10 | 0.0027816 | 1.107e-07 | 0.012004 | 9.6354e-10
[120 empty] | 7.3.3.17.5 (Remote Grid) Updates to grid topology to minimize risk of ignition in HFTDs Remote GridWLDFRWire-to-wire contactAggregated | WLDFR | HFTD - Distribution - Tier 3 - 2QU CoRE ¦ 4QU LoRE | Non-Red Flag Warning - Catastrophic Fires | Wire-to-wire contact | Aggregated | 2056 | 2.2694e-07 | 108.7427 | 2.4678e-05 | 2056 | Mitigation | 0.95 | 45 | 0 | esc | 0.00097009 | 2.2015e-10 | 0.00097009 | 2.2015e-10 | 0.0027816 | 1.107e-07 | 0.012004 | 9.6354e-10
[120 empty] | 7.3.3.17.5 (Remote Grid) Updates to grid topology to minimize risk of ignition in HFTDs Remote GridWLDFRWire-to-wire contactAggregated | WLDFR | HFTD - Distribution - Tier 3 - 2QU CoRE ¦ 4QU LoRE | Non-Red Flag Warning - Catastrophic Fires | Wire-to-wire contact | Aggregated | 2057 | 2.2694e-07 | 108.7427 | 2.4678e-05 | 2057 | Mitigation | 0.95 | 45 | 0 | esc | 0.00097009 | 2.2015e-10 | 0.00097009 | 2.2015e-10 | 0.0027816 | 1.107e-07 | 0.012004 | 9.6354e-10
[120 empty] | 7.3.3.17.5 (Remote Grid) Updates to grid topology to minimize risk of ignition in HFTDs Remote GridWLDFRWire-to-wire contactAggregated | WLDFR | HFTD - Distribution - Tier 3 - 2QU CoRE ¦ 4QU LoRE | Non-Red Flag Warning - Catastrophic Fires | Wire-to-wire contact | Aggregated | 2058 | 2.2694e-07 | 108.7427 | 2.4678e-05 | 2058 | Mitigation | 0.95 | 45 | 0 | esc | 0.00097009 | 2.2015e-10 | 0.00097009 | 2.2015e-10 | 0.0027816 | 1.107e-07 | 0.012004 | 9.6354e-10
[120 empty] | 7.3.3.17.5 (Remote Grid) Updates to grid topology to minimize risk of ignition in HFTDs Remote GridWLDFRWire-to-wire contactAggregated | WLDFR | HFTD - Distribution - Tier 3 - 2QU CoRE ¦ 4QU LoRE | Non-Red Flag Warning - Catastrophic Fires | Wire-to-wire contact | Aggregated | 2059 | 2.2694e-07 | 108.7427 | 2.4678e-05 | 2059 | Mitigation | 0.95 | 45 | 0 | esc | 0.00097009 | 2.2015e-10 | 0.00097009 | 2.2015e-10 | 0.0027816 | 1.107e-07 | 0.012004 | 9.6354e-10
[120 empty] | 7.3.3.17.5 (Remote Grid) Updates to grid topology to minimize risk of ignition in HFTDs Remote GridWLDFRWire-to-wire contactAggregated | WLDFR | HFTD - Distribution - Tier 3 - 2QU CoRE ¦ 4QU LoRE | Non-Red Flag Warning - Catastrophic Fires | Wire-to-wire contact | Aggregated | 2060 | 2.2694e-07 | 108.7427 | 2.4678e-05 | 2060 | Mitigation | 0.95 | 45 | 0 | esc | 0.00097009 | 2.2015e-10 | 0.00097009 | 2.2015e-10 | 0.0027816 | 1.107e-07 | 0.012004 | 9.6354e-10
[120 empty] | 7.3.3.17.5 (Remote Grid) Updates to grid topology to minimize risk of ignition in HFTDs Remote GridWLDFRWire-to-wire contactAggregated | WLDFR | HFTD - Distribution - Tier 3 - 2QU CoRE ¦ 4QU LoRE | Non-Red Flag Warning - Catastrophic Fires | Wire-to-wire contact | Aggregated | 2061 | 2.2694e-07 | 108.7427 | 2.4678e-05 | 2061 | Mitigation | 0.95 | 45 | 0 | esc | 0.00097009 | 2.2015e-10 | 0.00097009 | 2.2015e-10 | 0.0027816 | 1.107e-07 | 0.012004 | 9.6354e-10
[120 empty] | 7.3.3.17.5 (Remote Grid) Updates to grid topology to minimize risk of ignition in HFTDs Remote GridWLDFRWire-to-wire contactAggregated | WLDFR | HFTD - Distribution - Tier 3 - 2QU CoRE ¦ 4QU LoRE | Non-Red Flag Warning - Catastrophic Fires | Wire-to-wire contact | Aggregated | 2062 | 2.2694e-07 | 108.7427 | 2.4678e-05 | 2062 | Mitigation | 0.95 | 45 | 0 | esc | 0.00097009 | 2.2015e-10 | 0.00097009 | 2.2015e-10 | 0.0027816 | 1.107e-07 | 0.012004 | 9.6354e-10
[120 empty] | 7.3.3.17.5 (Remote Grid) Updates to grid topology to minimize risk of ignition in HFTDs Remote GridWLDFRWire-to-wire contactAggregated | WLDFR | HFTD - Distribution - Tier 3 - 2QU CoRE ¦ 4QU LoRE | Non-Red Flag Warning - Catastrophic Fires | Wire-to-wire contact | Aggregated | 2063 | 2.2694e-07 | 108.7427 | 2.4678e-05 | 2063 | Mitigation | 0.95 | 45 | 0 | esc | 0.00097009 | 2.2015e-10 | 0.00097009 | 2.2015e-10 | 0.0027816 | 1.107e-07 | 0.012004 | 9.6354e-10
[120 empty] | 7.3.3.17.5 (Remote Grid) Updates to grid topology to minimize risk of ignition in HFTDs Remote GridWLDFRWire-to-wire contactAggregated | WLDFR | HFTD - Distribution - Tier 3 - 2QU CoRE ¦ 4QU LoRE | Non-Red Flag Warning - Catastrophic Fires | Wire-to-wire contact | Aggregated | 2064 | 2.2694e-07 | 108.7427 | 2.4678e-05 | 2064 | Mitigation | 0.95 | 45 | 0 | esc | 0.00097009 | 2.2015e-10 | 0.00097009 | 2.2015e-10 | 0.0027816 | 1.107e-07 | 0.012004 | 9.6354e-10
[120 empty] | 7.3.3.17.5 (Remote Grid) Updates to grid topology to minimize risk of ignition in HFTDs Remote GridWLDFRWire-to-wire contactAggregated | WLDFR | HFTD - Distribution - Tier 3 - 2QU CoRE ¦ 4QU LoRE | Non-Red Flag Warning - Catastrophic Fires | Wire-to-wire contact | Aggregated | 2065 | 2.2694e-07 | 108.7427 | 2.4678e-05 | 2065 | Mitigation | 0.95 | 45 | 0 | esc | 0.00097009 | 2.2015e-10 | 0.00097009 | 2.2015e-10 | 0.0027816 | 1.107e-07 | 0.012004 | 9.6354e-10
[120 empty] | 7.3.3.17.5 (Remote Grid) Updates to grid topology to minimize risk of ignition in HFTDs Remote GridWLDFRWire-to-wire contactAggregated | WLDFR | HFTD - Distribution - Tier 3 - 2QU CoRE ¦ 4QU LoRE | Non-Red Flag Warning - Catastrophic Fires | Wire-to-wire contact | Aggregated | 2066 | 2.2694e-07 | 108.7427 | 2.4678e-05 | 2066 | Mitigation | 0.95 | 45 | 0 | esc | 0.00097009 | 2.2015e-10 | 0.00097009 | 2.2015e-10 | 0.0027816 | 1.107e-07 | 0.012004 | 9.6354e-10
[120 empty] | 7.3.3.17.5 (Remote Grid) Updates to grid topology to minimize risk of ignition in HFTDs Remote GridWLDFRWire-to-wire contactAggregated | WLDFR | HFTD - Distribution - Tier 3 - 2QU CoRE ¦ 4QU LoRE | Non-Red Flag Warning - Catastrophic Fires | Wire-to-wire contact | Aggregated | 2067 | 2.2694e-07 | 108.7427 | 2.4678e-05 | 2067 | Mitigation | 0.95 | 45 | 0 | esc | 0 | 0 | 0.00097009 | 2.2015e-10 | 0.0027816 | 1.107e-07 | 0.012004 | 9.6354e-10
[120 empty] | 7.3.3.17.5 (Remote Grid) Updates to grid topology to minimize risk of ignition in HFTDs Remote GridWLDFRContact from objectAggregated | WLDFR | HFTD - Distribution - Tier 3 - 2QU CoRE ¦ 4QU LoRE | Non-Red Flag Warning - Destructive Fires | Contact from object | Aggregated | 2022 | 7.1215e-07 | 108.7427 | 7.7441e-05 | 2022 | Mitigation | 0.95 | 45 | 0 | esc | 0.00097009 | 6.9084e-10 | 0 | 0 | 0.0027816 | 1.107e-07 | 0.012004 | 9.6354e-10
[120 empty] | 7.3.3.17.5 (Remote Grid) Updates to grid topology to minimize risk of ignition in HFTDs Remote GridWLDFRContact from objectAggregated | WLDFR | HFTD - Distribution - Tier 3 - 2QU CoRE ¦ 4QU LoRE | Non-Red Flag Warning - Destructive Fires | Contact from object | Aggregated | 2023 | 7.1215e-07 | 108.7427 | 7.7441e-05 | 2023 | Mitigation | 0.95 | 45 | 0 | esc | 0.00097009 | 6.9084e-10 | 0.00097009 | 6.9084e-10 | 0.0027816 | 1.107e-07 | 0.012004 | 9.6354e-10
[120 empty] | 7.3.3.17.5 (Remote Grid) Updates to grid topology to minimize risk of ignition in HFTDs Remote GridWLDFRContact from objectAggregated | WLDFR | HFTD - Distribution - Tier 3 - 2QU CoRE ¦ 4QU LoRE | Non-Red Flag Warning - Destructive Fires | Contact from object | Aggregated | 2024 | 7.1215e-07 | 108.7427 | 7.7441e-05 | 2024 | Mitigation | 0.95 | 45 | 0 | esc | 0.00097009 | 6.9084e-10 | 0.00097009 | 6.9084e-10 | 0.0027816 | 1.107e-07 | 0.012004 | 9.6354e-10
[120 empty] | 7.3.3.17.5 (Remote Grid) Updates to grid topology to minimize risk of ignition in HFTDs Remote GridWLDFRContact from objectAggregated | WLDFR | HFTD - Distribution - Tier 3 - 2QU CoRE ¦ 4QU LoRE | Non-Red Flag Warning - Destructive Fires | Contact from object | Aggregated | 2025 | 7.1215e-07 | 108.7427 | 7.7441e-05 | 2025 | Mitigation | 0.95 | 45 | 0 | esc | 0.00097009 | 6.9084e-10 | 0.00097009 | 6.9084e-10 | 0.0027816 | 1.107e-07 | 0.012004 | 9.6354e-10
[120 empty] | 7.3.3.17.5 (Remote Grid) Updates to grid topology to minimize risk of ignition in HFTDs Remote GridWLDFRContact from objectAggregated | WLDFR | HFTD - Distribution - Tier 3 - 2QU CoRE ¦ 4QU LoRE | Non-Red Flag Warning - Destructive Fires | Contact from object | Aggregated | 2026 | 7.1215e-07 | 108.7427 | 7.7441e-05 | 2026 | Mitigation | 0.95 | 45 | 0 | esc | 0.00097009 | 6.9084e-10 | 0.00097009 | 6.9084e-10 | 0.0027816 | 1.107e-07 | 0.012004 | 9.6354e-10
[120 empty] | 7.3.3.17.5 (Remote Grid) Updates to grid topology to minimize risk of ignition in HFTDs Remote GridWLDFRContact from objectAggregated | WLDFR | HFTD - Distribution - Tier 3 - 2QU CoRE ¦ 4QU LoRE | Non-Red Flag Warning - Destructive Fires | Contact from object | Aggregated | 2027 | 7.1215e-07 | 108.7427 | 7.7441e-05 | 2027 | Mitigation | 0.95 | 45 | 0 | esc | 0.00097009 | 6.9084e-10 | 0.00097009 | 6.9084e-10 | 0.0027816 | 1.107e-07 | 0.012004 | 9.6354e-10
[120 empty] | 7.3.3.17.5 (Remote Grid) Updates to grid topology to minimize risk of ignition in HFTDs Remote GridWLDFRContact from objectAggregated | WLDFR | HFTD - Distribution - Tier 3 - 2QU CoRE ¦ 4QU LoRE | Non-Red Flag Warning - Destructive Fires | Contact from object | Aggregated | 2028 | 7.1215e-07 | 108.7427 | 7.7441e-05 | 2028 | Mitigation | 0.95 | 45 | 0 | esc | 0.00097009 | 6.9084e-10 | 0.00097009 | 6.9084e-10 | 0.0027816 | 1.107e-07 | 0.012004 | 9.6354e-10
[120 empty] | 7.3.3.17.5 (Remote Grid) Updates to grid topology to minimize risk of ignition in HFTDs Remote GridWLDFRContact from objectAggregated | WLDFR | HFTD - Distribution - Tier 3 - 2QU CoRE ¦ 4QU LoRE | Non-Red Flag Warning - Destructive Fires | Contact from object | Aggregated | 2029 | 7.1215e-07 | 108.7427 | 7.7441e-05 | 2029 | Mitigation | 0.95 | 45 | 0 | esc | 0.00097009 | 6.9084e-10 | 0.00097009 | 6.9084e-10 | 0.0027816 | 1.107e-07 | 0.012004 | 9.6354e-10
[120 empty] | 7.3.3.17.5 (Remote Grid) Updates to grid topology to minimize risk of ignition in HFTDs Remote GridWLDFRContact from objectAggregated | WLDFR | HFTD - Distribution - Tier 3 - 2QU CoRE ¦ 4QU LoRE | Non-Red Flag Warning - Destructive Fires | Contact from object | Aggregated | 2030 | 7.1215e-07 | 108.7427 | 7.7441e-05 | 2030 | Mitigation | 0.95 | 45 | 0 | esc | 0.00097009 | 6.9084e-10 | 0.00097009 | 6.9084e-10 | 0.0027816 | 1.107e-07 | 0 | 0
[120 empty] | 7.3.3.17.5 (Remote Grid) Updates to grid topology to minimize risk of ignition in HFTDs Remote GridWLDFRContact from objectAggregated | WLDFR | HFTD - Distribution - Tier 3 - 2QU CoRE ¦ 4QU LoRE | Non-Red Flag Warning - Destructive Fires | Contact from object | Aggregated | 2031 | 7.1215e-07 | 108.7427 | 7.7441e-05 | 2031 | Mitigation | 0.95 | 45 | 0 | esc | 0.00097009 | 6.9084e-10 | 0.00097009 | 6.9084e-10 | 0.0027816 | 1.107e-07 | 0 | 0
[120 empty] | 7.3.3.17.5 (Remote Grid) Updates to grid topology to minimize risk of ignition in HFTDs Remote GridWLDFRContact from objectAggregated | WLDFR | HFTD - Distribution - Tier 3 - 2QU CoRE ¦ 4QU LoRE | Non-Red Flag Warning - Destructive Fires | Contact from object | Aggregated | 2032 | 7.1215e-07 | 108.7427 | 7.7441e-05 | 2032 | Mitigation | 0.95 | 45 | 0 | esc | 0.00097009 | 6.9084e-10 | 0.00097009 | 6.9084e-10 | 0.0027816 | 1.107e-07 | 0.010025 | 2.0713e-09
[120 empty] | 7.3.3.17.5 (Remote Grid) Updates to grid topology to minimize risk of ignition in HFTDs Remote GridWLDFRContact from objectAggregated | WLDFR | HFTD - Distribution - Tier 3 - 2QU CoRE ¦ 4QU LoRE | Non-Red Flag Warning - Destructive Fires | Contact from object | Aggregated | 2033 | 7.1215e-07 | 108.7427 | 7.7441e-05 | 2033 | Mitigation | 0.95 | 45 | 0 | esc | 0.00097009 | 6.9084e-10 | 0.00097009 | 6.9084e-10 | 0.0027816 | 1.107e-07 | 0.010025 | 2.0713e-09
[120 empty] | 7.3.3.17.5 (Remote Grid) Updates to grid topology to minimize risk of ignition in HFTDs Remote GridWLDFRContact from objectAggregated | WLDFR | HFTD - Distribution - Tier 3 - 2QU CoRE ¦ 4QU LoRE | Non-Red Flag Warning - Destructive Fires | Contact from object | Aggregated | 2034 | 7.1215e-07 | 108.7427 | 7.7441e-05 | 2034 | Mitigation | 0.95 | 45 | 0 | esc | 0.00097009 | 6.9084e-10 | 0.00097009 | 6.9084e-10 | 0 | 0 | 0.010025 | 2.0713e-09
[120 empty] | 7.3.3.17.5 (Remote Grid) Updates to grid topology to minimize risk of ignition in HFTDs Remote GridWLDFRContact from objectAggregated | WLDFR | HFTD - Distribution - Tier 3 - 2QU CoRE ¦ 4QU LoRE | Non-Red Flag Warning - Destructive Fires | Contact from object | Aggregated | 2035 | 7.1215e-07 | 108.7427 | 7.7441e-05 | 2035 | Mitigation | 0.95 | 45 | 0 | esc | 0.00097009 | 6.9084e-10 | 0.00097009 | 6.9084e-10 | 0.0027816 | 6.7789e-06 | 0.010025 | 2.0713e-09
[120 empty] | 7.3.3.17.5 (Remote Grid) Updates to grid topology to minimize risk of ignition in HFTDs Remote GridWLDFRContact from objectAggregated | WLDFR | HFTD - Distribution - Tier 3 - 2QU CoRE ¦ 4QU LoRE | Non-Red Flag Warning - Destructive Fires | Contact from object | Aggregated | 2036 | 7.1215e-07 | 108.7427 | 7.7441e-05 | 2036 | Mitigation | 0.95 | 45 | 0 | esc | 0.00097009 | 6.9084e-10 | 0.00097009 | 6.9084e-10 | 0.0027816 | 6.7789e-06 | 0.010025 | 2.0713e-09
[120 empty] | 7.3.3.17.5 (Remote Grid) Updates to grid topology to minimize risk of ignition in HFTDs Remote GridWLDFRContact from objectAggregated | WLDFR | HFTD - Distribution - Tier 3 - 2QU CoRE ¦ 4QU LoRE | Non-Red Flag Warning - Destructive Fires | Contact from object | Aggregated | 2037 | 7.1215e-07 | 108.7427 | 7.7441e-05 | 2037 | Mitigation | 0.95 | 45 | 0 | esc | 0.00097009 | 6.9084e-10 | 0.00097009 | 6.9084e-10 | 0.0027816 | 6.7789e-06 | 0.010025 | 2.0713e-09
[120 empty] | 7.3.3.17.5 (Remote Grid) Updates to grid topology to minimize risk of ignition in HFTDs Remote GridWLDFRContact from objectAggregated | WLDFR | HFTD - Distribution - Tier 3 - 2QU CoRE ¦ 4QU LoRE | Non-Red Flag Warning - Destructive Fires | Contact from object | Aggregated | 2038 | 7.1215e-07 | 108.7427 | 7.7441e-05 | 2038 | Mitigation | 0.95 | 45 | 0 | esc | 0.00097009 | 6.9084e-10 | 0.00097009 | 6.9084e-10 | 0.0027816 | 6.7789e-06 | 0.010025 | 2.0713e-09
[120 empty] | 7.3.3.17.5 (Remote Grid) Updates to grid topology to minimize risk of ignition in HFTDs Remote GridWLDFRContact from objectAggregated | WLDFR | HFTD - Distribution - Tier 3 - 2QU CoRE ¦ 4QU LoRE | Non-Red Flag Warning - Destructive Fires | Contact from object | Aggregated | 2039 | 7.1215e-07 | 108.7427 | 7.7441e-05 | 2039 | Mitigation | 0.95 | 45 | 0 | esc | 0.00097009 | 6.9084e-10 | 0.00097009 | 6.9084e-10 | 0.0027816 | 6.7789e-06 | 0.010025 | 2.0713e-09
[120 empty] | 7.3.3.17.5 (Remote Grid) Updates to grid topology to minimize risk of ignition in HFTDs Remote GridWLDFRContact from objectAggregated | WLDFR | HFTD - Distribution - Tier 3 - 2QU CoRE ¦ 4QU LoRE | Non-Red Flag Warning - Destructive Fires | Contact from object | Aggregated | 2040 | 7.1215e-07 | 108.7427 | 7.7441e-05 | 2040 | Mitigation | 0.95 | 45 | 0 | esc | 0.00097009 | 6.9084e-10 | 0.00097009 | 6.9084e-10 | 0.0027816 | 6.7789e-06 | 0.010025 | 2.0713e-09
[120 empty] | 7.3.3.17.5 (Remote Grid) Updates to grid topology to minimize risk of ignition in HFTDs Remote GridWLDFRContact from objectAggregated | WLDFR | HFTD - Distribution - Tier 3 - 2QU CoRE ¦ 4QU LoRE | Non-Red Flag Warning - Destructive Fires | Contact from object | Aggregated | 2041 | 7.1215e-07 | 108.7427 | 7.7441e-05 | 2041 | Mitigation | 0.95 | 45 | 0 | esc | 0.00097009 | 6.9084e-10 | 0.00097009 | 6.9084e-10 | 0.0027816 | 6.7789e-06 | 0.010025 | 2.0713e-09
[120 empty] | 7.3.3.17.5 (Remote Grid) Updates to grid topology to minimize risk of ignition in HFTDs Remote GridWLDFRContact from objectAggregated | WLDFR | HFTD - Distribution - Tier 3 - 2QU CoRE ¦ 4QU LoRE | Non-Red Flag Warning - Destructive Fires | Contact from object | Aggregated | 2042 | 7.1215e-07 | 108.7427 | 7.7441e-05 | 2042 | Mitigation | 0.95 | 45 | 0 | esc | 0.00097009 | 6.9084e-10 | 0.00097009 | 6.9084e-10 | 0.0027816 | 6.7789e-06 | 0.010025 | 2.0713e-09
[120 empty] | 7.3.3.17.5 (Remote Grid) Updates to grid topology to minimize risk of ignition in HFTDs Remote GridWLDFRContact from objectAggregated | WLDFR | HFTD - Distribution - Tier 3 - 2QU CoRE ¦ 4QU LoRE | Non-Red Flag Warning - Destructive Fires | Contact from object | Aggregated | 2043 | 7.1215e-07 | 108.7427 | 7.7441e-05 | 2043 | Mitigation | 0.95 | 45 | 0 | esc | 0.00097009 | 6.9084e-10 | 0.00097009 | 6.9084e-10 | 0.0027816 | 6.7789e-06 | 0.010025 | 2.0713e-09
[120 empty] | 7.3.3.17.5 (Remote Grid) Updates to grid topology to minimize risk of ignition in HFTDs Remote GridWLDFRContact from objectAggregated | WLDFR | HFTD - Distribution - Tier 3 - 2QU CoRE ¦ 4QU LoRE | Non-Red Flag Warning - Destructive Fires | Contact from object | Aggregated | 2044 | 7.1215e-07 | 108.7427 | 7.7441e-05 | 2044 | Mitigation | 0.95 | 45 | 0 | esc | 0.00097009 | 6.9084e-10 | 0.00097009 | 6.9084e-10 | 0.0027816 | 6.7789e-06 | 0.010025 | 2.0713e-09
[120 empty] | 7.3.3.17.5 (Remote Grid) Updates to grid topology to minimize risk of ignition in HFTDs Remote GridWLDFRContact from objectAggregated | WLDFR | HFTD - Distribution - Tier 3 - 2QU CoRE ¦ 4QU LoRE | Non-Red Flag Warning - Destructive Fires | Contact from object | Aggregated | 2045 | 7.1215e-07 | 108.7427 | 7.7441e-05 | 2045 | Mitigation | 0.95 | 45 | 0 | esc | 0.00097009 | 6.9084e-10 | 0.00097009 | 6.9084e-10 | 0.0027816 | 6.7789e-06 | 0.010025 | 2.0713e-09
[120 empty] | 7.3.3.17.5 (Remote Grid) Updates to grid topology to minimize risk of ignition in HFTDs Remote GridWLDFRContact from objectAggregated | WLDFR | HFTD - Distribution - Tier 3 - 2QU CoRE ¦ 4QU LoRE | Non-Red Flag Warning - Destructive Fires | Contact from object | Aggregated | 2046 | 7.1215e-07 | 108.7427 | 7.7441e-05 | 2046 | Mitigation | 0.95 | 45 | 0 | esc | 0.00097009 | 6.9084e-10 | 0.00097009 | 6.9084e-10 | 0.0027816 | 6.7789e-06 | 0.010025 | 2.0713e-09
[120 empty] | 7.3.3.17.5 (Remote Grid) Updates to grid topology to minimize risk of ignition in HFTDs Remote GridWLDFRContact from objectAggregated | WLDFR | HFTD - Distribution - Tier 3 - 2QU CoRE ¦ 4QU LoRE | Non-Red Flag Warning - Destructive Fires | Contact from object | Aggregated | 2047 | 7.1215e-07 | 108.7427 | 7.7441e-05 | 2047 | Mitigation | 0.95 | 45 | 0 | esc | 0.00097009 | 6.9084e-10 | 0.00097009 | 6.9084e-10 | 0.0027816 | 6.7789e-06 | 0.010025 | 2.0713e-09
[120 empty] | 7.3.3.17.5 (Remote Grid) Updates to grid topology to minimize risk of ignition in HFTDs Remote GridWLDFRContact from objectAggregated | WLDFR | HFTD - Distribution - Tier 3 - 2QU CoRE ¦ 4QU LoRE | Non-Red Flag Warning - Destructive Fires | Contact from object | Aggregated | 2048 | 7.1215e-07 | 108.7427 | 7.7441e-05 | 2048 | Mitigation | 0.95 | 45 | 0 | esc | 0.00097009 | 6.9084e-10 | 0.00097009 | 6.9084e-10 | 0.0027816 | 6.7789e-06 | 0.010025 | 2.0713e-09
[120 empty] | 7.3.3.17.5 (Remote Grid) Updates to grid topology to minimize risk of ignition in HFTDs Remote GridWLDFRContact from objectAggregated | WLDFR | HFTD - Distribution - Tier 3 - 2QU CoRE ¦ 4QU LoRE | Non-Red Flag Warning - Destructive Fires | Contact from object | Aggregated | 2049 | 7.1215e-07 | 108.7427 | 7.7441e-05 | 2049 | Mitigation | 0.95 | 45 | 0 | esc | 0.00097009 | 6.9084e-10 | 0.00097009 | 6.9084e-10 | 0.0027816 | 6.7789e-06 | 0.010025 | 2.0713e-09
[120 empty] | 7.3.3.17.5 (Remote Grid) Updates to grid topology to minimize risk of ignition in HFTDs Remote GridWLDFRContact from objectAggregated | WLDFR | HFTD - Distribution - Tier 3 - 2QU CoRE ¦ 4QU LoRE | Non-Red Flag Warning - Destructive Fires | Contact from object | Aggregated | 2050 | 7.1215e-07 | 108.7427 | 7.7441e-05 | 2050 | Mitigation | 0.95 | 45 | 0 | esc | 0.00097009 | 6.9084e-10 | 0.00097009 | 6.9084e-10 | 0.0027816 | 6.7789e-06 | 0.010025 | 2.0713e-09
[120 empty] | 7.3.3.17.5 (Remote Grid) Updates to grid topology to minimize risk of ignition in HFTDs Remote GridWLDFRContact from objectAggregated | WLDFR | HFTD - Distribution - Tier 3 - 2QU CoRE ¦ 4QU LoRE | Non-Red Flag Warning - Destructive Fires | Contact from object | Aggregated | 2051 | 7.1215e-07 | 108.7427 | 7.7441e-05 | 2051 | Mitigation | 0.95 | 45 | 0 | esc | 0.00097009 | 6.9084e-10 | 0.00097009 | 6.9084e-10 | 0.0027816 | 6.7789e-06 | 0.010025 | 2.0713e-09
[120 empty] | 7.3.3.17.5 (Remote Grid) Updates to grid topology to minimize risk of ignition in HFTDs Remote GridWLDFRContact from objectAggregated | WLDFR | HFTD - Distribution - Tier 3 - 2QU CoRE ¦ 4QU LoRE | Non-Red Flag Warning - Destructive Fires | Contact from object | Aggregated | 2052 | 7.1215e-07 | 108.7427 | 7.7441e-05 | 2052 | Mitigation | 0.95 | 45 | 0 | esc | 0.00097009 | 6.9084e-10 | 0.00097009 | 6.9084e-10 | 0.0027816 | 6.7789e-06 | 0.010025 | 2.0713e-09
[120 empty] | 7.3.3.17.5 (Remote Grid) Updates to grid topology to minimize risk of ignition in HFTDs Remote GridWLDFRContact from objectAggregated | WLDFR | HFTD - Distribution - Tier 3 - 2QU CoRE ¦ 4QU LoRE | Non-Red Flag Warning - Destructive Fires | Contact from object | Aggregated | 2053 | 7.1215e-07 | 108.7427 | 7.7441e-05 | 2053 | Mitigation | 0.95 | 45 | 0 | esc | 0.00097009 | 6.9084e-10 | 0.00097009 | 6.9084e-10 | 0.0027816 | 6.7789e-06 | 0.010025 | 2.0713e-09
[120 empty] | 7.3.3.17.5 (Remote Grid) Updates to grid topology to minimize risk of ignition in HFTDs Remote GridWLDFRContact from objectAggregated | WLDFR | HFTD - Distribution - Tier 3 - 2QU CoRE ¦ 4QU LoRE | Non-Red Flag Warning - Destructive Fires | Contact from object | Aggregated | 2054 | 7.1215e-07 | 108.7427 | 7.7441e-05 | 2054 | Mitigation | 0.95 | 45 | 0 | esc | 0.00097009 | 6.9084e-10 | 0.00097009 | 6.9084e-10 | 0.0027816 | 6.7789e-06 | 0.010025 | 2.0713e-09
[120 empty] | 7.3.3.17.5 (Remote Grid) Updates to grid topology to minimize risk of ignition in HFTDs Remote GridWLDFRContact from objectAggregated | WLDFR | HFTD - Distribution - Tier 3 - 2QU CoRE ¦ 4QU LoRE | Non-Red Flag Warning - Destructive Fires | Contact from object | Aggregated | 2055 | 7.1215e-07 | 108.7427 | 7.7441e-05 | 2055 | Mitigation | 0.95 | 45 | 0 | esc | 0.00097009 | 6.9084e-10 | 0.00097009 | 6.9084e-10 | 0.0027816 | 6.7789e-06 | 0.010025 | 2.0713e-09
[120 empty] | 7.3.3.17.5 (Remote Grid) Updates to grid topology to minimize risk of ignition in HFTDs Remote GridWLDFRContact from objectAggregated | WLDFR | HFTD - Distribution - Tier 3 - 2QU CoRE ¦ 4QU LoRE | Non-Red Flag Warning - Destructive Fires | Contact from object | Aggregated | 2056 | 7.1215e-07 | 108.7427 | 7.7441e-05 | 2056 | Mitigation | 0.95 | 45 | 0 | esc | 0.00097009 | 6.9084e-10 | 0.00097009 | 6.9084e-10 | 0.0027816 | 6.7789e-06 | 0.010025 | 2.0713e-09
[120 empty] | 7.3.3.17.5 (Remote Grid) Updates to grid topology to minimize risk of ignition in HFTDs Remote GridWLDFRContact from objectAggregated | WLDFR | HFTD - Distribution - Tier 3 - 2QU CoRE ¦ 4QU LoRE | Non-Red Flag Warning - Destructive Fires | Contact from object | Aggregated | 2057 | 7.1215e-07 | 108.7427 | 7.7441e-05 | 2057 | Mitigation | 0.95 | 45 | 0 | esc | 0.00097009 | 6.9084e-10 | 0.00097009 | 6.9084e-10 | 0.0027816 | 6.7789e-06 | 0.010025 | 2.0713e-09
[120 empty] | 7.3.3.17.5 (Remote Grid) Updates to grid topology to minimize risk of ignition in HFTDs Remote GridWLDFRContact from objectAggregated | WLDFR | HFTD - Distribution - Tier 3 - 2QU CoRE ¦ 4QU LoRE | Non-Red Flag Warning - Destructive Fires | Contact from object | Aggregated | 2058 | 7.1215e-07 | 108.7427 | 7.7441e-05 | 2058 | Mitigation | 0.95 | 45 | 0 | esc | 0.00097009 | 6.9084e-10 | 0.00097009 | 6.9084e-10 | 0.0027816 | 6.7789e-06 | 0.010025 | 2.0713e-09
[120 empty] | 7.3.3.17.5 (Remote Grid) Updates to grid topology to minimize risk of ignition in HFTDs Remote GridWLDFRContact from objectAggregated | WLDFR | HFTD - Distribution - Tier 3 - 2QU CoRE ¦ 4QU LoRE | Non-Red Flag Warning - Destructive Fires | Contact from object | Aggregated | 2059 | 7.1215e-07 | 108.7427 | 7.7441e-05 | 2059 | Mitigation | 0.95 | 45 | 0 | esc | 0.00097009 | 6.9084e-10 | 0.00097009 | 6.9084e-10 | 0.0027816 | 6.7789e-06 | 0.010025 | 2.0713e-09
[120 empty] | 7.3.3.17.5 (Remote Grid) Updates to grid topology to minimize risk of ignition in HFTDs Remote GridWLDFRContact from objectAggregated | WLDFR | HFTD - Distribution - Tier 3 - 2QU CoRE ¦ 4QU LoRE | Non-Red Flag Warning - Destructive Fires | Contact from object | Aggregated | 2060 | 7.1215e-07 | 108.7427 | 7.7441e-05 | 2060 | Mitigation | 0.95 | 45 | 0 | esc | 0.00097009 | 6.9084e-10 | 0.00097009 | 6.9084e-10 | 0.0027816 | 6.7789e-06 | 0.010025 | 2.0713e-09
[120 empty] | 7.3.3.17.5 (Remote Grid) Updates to grid topology to minimize risk of ignition in HFTDs Remote GridWLDFRContact from objectAggregated | WLDFR | HFTD - Distribution - Tier 3 - 2QU CoRE ¦ 4QU LoRE | Non-Red Flag Warning - Destructive Fires | Contact from object | Aggregated | 2061 | 7.1215e-07 | 108.7427 | 7.7441e-05 | 2061 | Mitigation | 0.95 | 45 | 0 | esc | 0.00097009 | 6.9084e-10 | 0.00097009 | 6.9084e-10 | 0.0027816 | 6.7789e-06 | 0.010025 | 2.0713e-09
[120 empty] | 7.3.3.17.5 (Remote Grid) Updates to grid topology to minimize risk of ignition in HFTDs Remote GridWLDFRContact from objectAggregated | WLDFR | HFTD - Distribution - Tier 3 - 2QU CoRE ¦ 4QU LoRE | Non-Red Flag Warning - Destructive Fires | Contact from object | Aggregated | 2062 | 7.1215e-07 | 108.7427 | 7.7441e-05 | 2062 | Mitigation | 0.95 | 45 | 0 | esc | 0.00097009 | 6.9084e-10 | 0.00097009 | 6.9084e-10 | 0.0027816 | 6.7789e-06 | 0 | 0
[120 empty] | 7.3.3.17.5 (Remote Grid) Updates to grid topology to minimize risk of ignition in HFTDs Remote GridWLDFRContact from objectAggregated | WLDFR | HFTD - Distribution - Tier 3 - 2QU CoRE ¦ 4QU LoRE | Non-Red Flag Warning - Destructive Fires | Contact from object | Aggregated | 2063 | 7.1215e-07 | 108.7427 | 7.7441e-05 | 2063 | Mitigation | 0.95 | 45 | 0 | esc | 0.00097009 | 6.9084e-10 | 0.00097009 | 6.9084e-10 | 0.0027816 | 6.7789e-06 | 0 | 0
[120 empty] | 7.3.3.17.5 (Remote Grid) Updates to grid topology to minimize risk of ignition in HFTDs Remote GridWLDFRContact from objectAggregated | WLDFR | HFTD - Distribution - Tier 3 - 2QU CoRE ¦ 4QU LoRE | Non-Red Flag Warning - Destructive Fires | Contact from object | Aggregated | 2064 | 7.1215e-07 | 108.7427 | 7.7441e-05 | 2064 | Mitigation | 0.95 | 45 | 0 | esc | 0.00097009 | 6.9084e-10 | 0.00097009 | 6.9084e-10 | 0.0027816 | 6.7789e-06 | 0.0094681 | 6.6777e-09
[120 empty] | 7.3.3.17.5 (Remote Grid) Updates to grid topology to minimize risk of ignition in HFTDs Remote GridWLDFRContact from objectAggregated | WLDFR | HFTD - Distribution - Tier 3 - 2QU CoRE ¦ 4QU LoRE | Non-Red Flag Warning - Destructive Fires | Contact from object | Aggregated | 2065 | 7.1215e-07 | 108.7427 | 7.7441e-05 | 2065 | Mitigation | 0.95 | 45 | 0 | esc | 0.00097009 | 6.9084e-10 | 0.00097009 | 6.9084e-10 | 0.0027816 | 6.7789e-06 | 0.0094681 | 6.6777e-09
[120 empty] | 7.3.3.17.5 (Remote Grid) Updates to grid topology to minimize risk of ignition in HFTDs Remote GridWLDFRContact from objectAggregated | WLDFR | HFTD - Distribution - Tier 3 - 2QU CoRE ¦ 4QU LoRE | Non-Red Flag Warning - Destructive Fires | Contact from object | Aggregated | 2066 | 7.1215e-07 | 108.7427 | 7.7441e-05 | 2066 | Mitigation | 0.95 | 45 | 0 | esc | 0.00097009 | 6.9084e-10 | 0.00097009 | 6.9084e-10 | 0.0027816 | 6.7789e-06 | 0.0094681 | 6.6777e-09
[120 empty] | 7.3.3.17.5 (Remote Grid) Updates to grid topology to minimize risk of ignition in HFTDs Remote GridWLDFRContact from objectAggregated | WLDFR | HFTD - Distribution - Tier 3 - 2QU CoRE ¦ 4QU LoRE | Non-Red Flag Warning - Destructive Fires | Contact from object | Aggregated | 2067 | 7.1215e-07 | 108.7427 | 7.7441e-05 | 2067 | Mitigation | 0.95 | 45 | 0 | esc | 0 | 0 | 0.00097009 | 6.9084e-10 | 0.0027816 | 6.7789e-06 | 0.0094681 | 6.6777e-09
[120 empty] | 7.3.3.17.5 (Remote Grid) Updates to grid topology to minimize risk of ignition in HFTDs Remote GridWLDFRContaminationAggregated | WLDFR | HFTD - Distribution - Tier 3 - 2QU CoRE ¦ 4QU LoRE | Non-Red Flag Warning - Destructive Fires | Contamination | Aggregated | 2022 | 1.2235e-08 | 108.7427 | 1.3305e-06 | 2022 | Mitigation | 0.95 | 45 | 0 | esc | 0.00097009 | 1.1869e-11 | 0 | 0 | 0.0027816 | 6.7789e-06 | 0.0094681 | 6.6777e-09
[120 empty] | 7.3.3.17.5 (Remote Grid) Updates to grid topology to minimize risk of ignition in HFTDs Remote GridWLDFRContaminationAggregated | WLDFR | HFTD - Distribution - Tier 3 - 2QU CoRE ¦ 4QU LoRE | Non-Red Flag Warning - Destructive Fires | Contamination | Aggregated | 2023 | 1.2235e-08 | 108.7427 | 1.3305e-06 | 2023 | Mitigation | 0.95 | 45 | 0 | esc | 0.00097009 | 1.1869e-11 | 0.00097009 | 1.1869e-11 | 0.0027816 | 6.7789e-06 | 0.0094681 | 6.6777e-09
[120 empty] | 7.3.3.17.5 (Remote Grid) Updates to grid topology to minimize risk of ignition in HFTDs Remote GridWLDFRContaminationAggregated | WLDFR | HFTD - Distribution - Tier 3 - 2QU CoRE ¦ 4QU LoRE | Non-Red Flag Warning - Destructive Fires | Contamination | Aggregated | 2024 | 1.2235e-08 | 108.7427 | 1.3305e-06 | 2024 | Mitigation | 0.95 | 45 | 0 | esc | 0.00097009 | 1.1869e-11 | 0.00097009 | 1.1869e-11 | 0.0027816 | 6.7789e-06 | 0.0094681 | 6.6777e-09
[120 empty] | 7.3.3.17.5 (Remote Grid) Updates to grid topology to minimize risk of ignition in HFTDs Remote GridWLDFRContaminationAggregated | WLDFR | HFTD - Distribution - Tier 3 - 2QU CoRE ¦ 4QU LoRE | Non-Red Flag Warning - Destructive Fires | Contamination | Aggregated | 2025 | 1.2235e-08 | 108.7427 | 1.3305e-06 | 2025 | Mitigation | 0.95 | 45 | 0 | esc | 0.00097009 | 1.1869e-11 | 0.00097009 | 1.1869e-11 | 0.0027816 | 6.7789e-06 | 0.0094681 | 6.6777e-09
[120 empty] | 7.3.3.17.5 (Remote Grid) Updates to grid topology to minimize risk of ignition in HFTDs Remote GridWLDFRContaminationAggregated | WLDFR | HFTD - Distribution - Tier 3 - 2QU CoRE ¦ 4QU LoRE | Non-Red Flag Warning - Destructive Fires | Contamination | Aggregated | 2026 | 1.2235e-08 | 108.7427 | 1.3305e-06 | 2026 | Mitigation | 0.95 | 45 | 0 | esc | 0.00097009 | 1.1869e-11 | 0.00097009 | 1.1869e-11 | 0.0027816 | 6.7789e-06 | 0.0094681 | 6.6777e-09
[120 empty] | 7.3.3.17.5 (Remote Grid) Updates to grid topology to minimize risk of ignition in HFTDs Remote GridWLDFRContaminationAggregated | WLDFR | HFTD - Distribution - Tier 3 - 2QU CoRE ¦ 4QU LoRE | Non-Red Flag Warning - Destructive Fires | Contamination | Aggregated | 2027 | 1.2235e-08 | 108.7427 | 1.3305e-06 | 2027 | Mitigation | 0.95 | 45 | 0 | esc | 0.00097009 | 1.1869e-11 | 0.00097009 | 1.1869e-11 | 0.0027816 | 6.7789e-06 | 0.0094681 | 6.6777e-09
[120 empty] | 7.3.3.17.5 (Remote Grid) Updates to grid topology to minimize risk of ignition in HFTDs Remote GridWLDFRContaminationAggregated | WLDFR | HFTD - Distribution - Tier 3 - 2QU CoRE ¦ 4QU LoRE | Non-Red Flag Warning - Destructive Fires | Contamination | Aggregated | 2028 | 1.2235e-08 | 108.7427 | 1.3305e-06 | 2028 | Mitigation | 0.95 | 45 | 0 | esc | 0.00097009 | 1.1869e-11 | 0.00097009 | 1.1869e-11 | 0.0027816 | 6.7789e-06 | 0.0094681 | 6.6777e-09
[120 empty] | 7.3.3.17.5 (Remote Grid) Updates to grid topology to minimize risk of ignition in HFTDs Remote GridWLDFRContaminationAggregated | WLDFR | HFTD - Distribution - Tier 3 - 2QU CoRE ¦ 4QU LoRE | Non-Red Flag Warning - Destructive Fires | Contamination | Aggregated | 2029 | 1.2235e-08 | 108.7427 | 1.3305e-06 | 2029 | Mitigation | 0.95 | 45 | 0 | esc | 0.00097009 | 1.1869e-11 | 0.00097009 | 1.1869e-11 | 0.0027816 | 6.7789e-06 | 0.0094681 | 6.6777e-09
[120 empty] | 7.3.3.17.5 (Remote Grid) Updates to grid topology to minimize risk of ignition in HFTDs Remote GridWLDFRContaminationAggregated | WLDFR | HFTD - Distribution - Tier 3 - 2QU CoRE ¦ 4QU LoRE | Non-Red Flag Warning - Destructive Fires | Contamination | Aggregated | 2030 | 1.2235e-08 | 108.7427 | 1.3305e-06 | 2030 | Mitigation | 0.95 | 45 | 0 | esc | 0.00097009 | 1.1869e-11 | 0.00097009 | 1.1869e-11 | 0.0027816 | 6.7789e-06 | 0.0094681 | 6.6777e-09
[120 empty] | 7.3.3.17.5 (Remote Grid) Updates to grid topology to minimize risk of ignition in HFTDs Remote GridWLDFRContaminationAggregated | WLDFR | HFTD - Distribution - Tier 3 - 2QU CoRE ¦ 4QU LoRE | Non-Red Flag Warning - Destructive Fires | Contamination | Aggregated | 2031 | 1.2235e-08 | 108.7427 | 1.3305e-06 | 2031 | Mitigation | 0.95 | 45 | 0 | esc | 0.00097009 | 1.1869e-11 | 0.00097009 | 1.1869e-11 | 0.0027816 | 6.7789e-06 | 0.0094681 | 6.6777e-09
[120 empty] | 7.3.3.17.5 (Remote Grid) Updates to grid topology to minimize risk of ignition in HFTDs Remote GridWLDFRContaminationAggregated | WLDFR | HFTD - Distribution - Tier 3 - 2QU CoRE ¦ 4QU LoRE | Non-Red Flag Warning - Destructive Fires | Contamination | Aggregated | 2032 | 1.2235e-08 | 108.7427 | 1.3305e-06 | 2032 | Mitigation | 0.95 | 45 | 0 | esc | 0.00097009 | 1.1869e-11 | 0.00097009 | 1.1869e-11 | 0.0027816 | 6.7789e-06 | 0.0094681 | 6.6777e-09
[120 empty] | 7.3.3.17.5 (Remote Grid) Updates to grid topology to minimize risk of ignition in HFTDs Remote GridWLDFRContaminationAggregated | WLDFR | HFTD - Distribution - Tier 3 - 2QU CoRE ¦ 4QU LoRE | Non-Red Flag Warning - Destructive Fires | Contamination | Aggregated | 2033 | 1.2235e-08 | 108.7427 | 1.3305e-06 | 2033 | Mitigation | 0.95 | 45 | 0 | esc | 0.00097009 | 1.1869e-11 | 0.00097009 | 1.1869e-11 | 0.0027816 | 6.7789e-06 | 0.0094681 | 6.6777e-09
[120 empty] | 7.3.3.17.5 (Remote Grid) Updates to grid topology to minimize risk of ignition in HFTDs Remote GridWLDFRContaminationAggregated | WLDFR | HFTD - Distribution - Tier 3 - 2QU CoRE ¦ 4QU LoRE | Non-Red Flag Warning - Destructive Fires | Contamination | Aggregated | 2034 | 1.2235e-08 | 108.7427 | 1.3305e-06 | 2034 | Mitigation | 0.95 | 45 | 0 | esc | 0.00097009 | 1.1869e-11 | 0.00097009 | 1.1869e-11 | 0.0027816 | 6.7789e-06 | 0.0094681 | 6.6777e-09
[120 empty] | 7.3.3.17.5 (Remote Grid) Updates to grid topology to minimize risk of ignition in HFTDs Remote GridWLDFRContaminationAggregated | WLDFR | HFTD - Distribution - Tier 3 - 2QU CoRE ¦ 4QU LoRE | Non-Red Flag Warning - Destructive Fires | Contamination | Aggregated | 2035 | 1.2235e-08 | 108.7427 | 1.3305e-06 | 2035 | Mitigation | 0.95 | 45 | 0 | esc | 0.00097009 | 1.1869e-11 | 0.00097009 | 1.1869e-11 | 0.0027816 | 6.7789e-06 | 0.0094681 | 6.6777e-09
[120 empty] | 7.3.3.17.5 (Remote Grid) Updates to grid topology to minimize risk of ignition in HFTDs Remote GridWLDFRContaminationAggregated | WLDFR | HFTD - Distribution - Tier 3 - 2QU CoRE ¦ 4QU LoRE | Non-Red Flag Warning - Destructive Fires | Contamination | Aggregated | 2036 | 1.2235e-08 | 108.7427 | 1.3305e-06 | 2036 | Mitigation | 0.95 | 45 | 0 | esc | 0.00097009 | 1.1869e-11 | 0.00097009 | 1.1869e-11 | 0.0027816 | 6.7789e-06 | 0.0094681 | 6.6777e-09
[120 empty] | 7.3.3.17.5 (Remote Grid) Updates to grid topology to minimize risk of ignition in HFTDs Remote GridWLDFRContaminationAggregated | WLDFR | HFTD - Distribution - Tier 3 - 2QU CoRE ¦ 4QU LoRE | Non-Red Flag Warning - Destructive Fires | Contamination | Aggregated | 2037 | 1.2235e-08 | 108.7427 | 1.3305e-06 | 2037 | Mitigation | 0.95 | 45 | 0 | esc | 0.00097009 | 1.1869e-11 | 0.00097009 | 1.1869e-11 | 0.0027816 | 6.7789e-06 | 0.0094681 | 6.6777e-09
[120 empty] | 7.3.3.17.5 (Remote Grid) Updates to grid topology to minimize risk of ignition in HFTDs Remote GridWLDFRContaminationAggregated | WLDFR | HFTD - Distribution - Tier 3 - 2QU CoRE ¦ 4QU LoRE | Non-Red Flag Warning - Destructive Fires | Contamination | Aggregated | 2038 | 1.2235e-08 | 108.7427 | 1.3305e-06 | 2038 | Mitigation | 0.95 | 45 | 0 | esc | 0.00097009 | 1.1869e-11 | 0.00097009 | 1.1869e-11 | 0 | 0 | 0.0094681 | 6.6777e-09
[120 empty] | 7.3.3.17.5 (Remote Grid) Updates to grid topology to minimize risk of ignition in HFTDs Remote GridWLDFRContaminationAggregated | WLDFR | HFTD - Distribution - Tier 3 - 2QU CoRE ¦ 4QU LoRE | Non-Red Flag Warning - Destructive Fires | Contamination | Aggregated | 2039 | 1.2235e-08 | 108.7427 | 1.3305e-06 | 2039 | Mitigation | 0.95 | 45 | 0 | esc | 0.00097009 | 1.1869e-11 | 0.00097009 | 1.1869e-11 | 0.0027816 | 6.2014e-07 | 0.0094681 | 6.6777e-09
[120 empty] | 7.3.3.17.5 (Remote Grid) Updates to grid topology to minimize risk of ignition in HFTDs Remote GridWLDFRContaminationAggregated | WLDFR | HFTD - Distribution - Tier 3 - 2QU CoRE ¦ 4QU LoRE | Non-Red Flag Warning - Destructive Fires | Contamination | Aggregated | 2040 | 1.2235e-08 | 108.7427 | 1.3305e-06 | 2040 | Mitigation | 0.95 | 45 | 0 | esc | 0.00097009 | 1.1869e-11 | 0.00097009 | 1.1869e-11 | 0.0027816 | 6.2014e-07 | 0.0094681 | 6.6777e-09
[120 empty] | 7.3.3.17.5 (Remote Grid) Updates to grid topology to minimize risk of ignition in HFTDs Remote GridWLDFRContaminationAggregated | WLDFR | HFTD - Distribution - Tier 3 - 2QU CoRE ¦ 4QU LoRE | Non-Red Flag Warning - Destructive Fires | Contamination | Aggregated | 2041 | 1.2235e-08 | 108.7427 | 1.3305e-06 | 2041 | Mitigation | 0.95 | 45 | 0 | esc | 0.00097009 | 1.1869e-11 | 0.00097009 | 1.1869e-11 | 0.0027816 | 6.2014e-07 | 0.0094681 | 6.6777e-09
[120 empty] | 7.3.3.17.5 (Remote Grid) Updates to grid topology to minimize risk of ignition in HFTDs Remote GridWLDFRContaminationAggregated | WLDFR | HFTD - Distribution - Tier 3 - 2QU CoRE ¦ 4QU LoRE | Non-Red Flag Warning - Destructive Fires | Contamination | Aggregated | 2042 | 1.2235e-08 | 108.7427 | 1.3305e-06 | 2042 | Mitigation | 0.95 | 45 | 0 | esc | 0.00097009 | 1.1869e-11 | 0.00097009 | 1.1869e-11 | 0.0027816 | 6.2014e-07 | 0.0094681 | 6.6777e-09
[120 empty] | 7.3.3.17.5 (Remote Grid) Updates to grid topology to minimize risk of ignition in HFTDs Remote GridWLDFRContaminationAggregated | WLDFR | HFTD - Distribution - Tier 3 - 2QU CoRE ¦ 4QU LoRE | Non-Red Flag Warning - Destructive Fires | Contamination | Aggregated | 2043 | 1.2235e-08 | 108.7427 | 1.3305e-06 | 2043 | Mitigation | 0.95 | 45 | 0 | esc | 0.00097009 | 1.1869e-11 | 0.00097009 | 1.1869e-11 | 0.0027816 | 6.2014e-07 | 0.0094681 | 6.6777e-09
[120 empty] | 7.3.3.17.5 (Remote Grid) Updates to grid topology to minimize risk of ignition in HFTDs Remote GridWLDFRContaminationAggregated | WLDFR | HFTD - Distribution - Tier 3 - 2QU CoRE ¦ 4QU LoRE | Non-Red Flag Warning - Destructive Fires | Contamination | Aggregated | 2044 | 1.2235e-08 | 108.7427 | 1.3305e-06 | 2044 | Mitigation | 0.95 | 45 | 0 | esc | 0.00097009 | 1.1869e-11 | 0.00097009 | 1.1869e-11 | 0.0027816 | 6.2014e-07 | 0.0094681 | 6.6777e-09
[120 empty] | 7.3.3.17.5 (Remote Grid) Updates to grid topology to minimize risk of ignition in HFTDs Remote GridWLDFRContaminationAggregated | WLDFR | HFTD - Distribution - Tier 3 - 2QU CoRE ¦ 4QU LoRE | Non-Red Flag Warning - Destructive Fires | Contamination | Aggregated | 2045 | 1.2235e-08 | 108.7427 | 1.3305e-06 | 2045 | Mitigation | 0.95 | 45 | 0 | esc | 0.00097009 | 1.1869e-11 | 0.00097009 | 1.1869e-11 | 0.0027816 | 6.2014e-07 | 0.0094681 | 6.6777e-09
[120 empty] | 7.3.3.17.5 (Remote Grid) Updates to grid topology to minimize risk of ignition in HFTDs Remote GridWLDFRContaminationAggregated | WLDFR | HFTD - Distribution - Tier 3 - 2QU CoRE ¦ 4QU LoRE | Non-Red Flag Warning - Destructive Fires | Contamination | Aggregated | 2046 | 1.2235e-08 | 108.7427 | 1.3305e-06 | 2046 | Mitigation | 0.95 | 45 | 0 | esc | 0.00097009 | 1.1869e-11 | 0.00097009 | 1.1869e-11 | 0.0027816 | 6.2014e-07 | 0.0094681 | 6.6777e-09
[120 empty] | 7.3.3.17.5 (Remote Grid) Updates to grid topology to minimize risk of ignition in HFTDs Remote GridWLDFRContaminationAggregated | WLDFR | HFTD - Distribution - Tier 3 - 2QU CoRE ¦ 4QU LoRE | Non-Red Flag Warning - Destructive Fires | Contamination | Aggregated | 2047 | 1.2235e-08 | 108.7427 | 1.3305e-06 | 2047 | Mitigation | 0.95 | 45 | 0 | esc | 0.00097009 | 1.1869e-11 | 0.00097009 | 1.1869e-11 | 0.0027816 | 6.2014e-07 | 0.0094681 | 6.6777e-09
[120 empty] | 7.3.3.17.5 (Remote Grid) Updates to grid topology to minimize risk of ignition in HFTDs Remote GridWLDFRContaminationAggregated | WLDFR | HFTD - Distribution - Tier 3 - 2QU CoRE ¦ 4QU LoRE | Non-Red Flag Warning - Destructive Fires | Contamination | Aggregated | 2048 | 1.2235e-08 | 108.7427 | 1.3305e-06 | 2048 | Mitigation | 0.95 | 45 | 0 | esc | 0.00097009 | 1.1869e-11 | 0.00097009 | 1.1869e-11 | 0.0027816 | 6.2014e-07 | 0 | 0
[120 empty] | 7.3.3.17.5 (Remote Grid) Updates to grid topology to minimize risk of ignition in HFTDs Remote GridWLDFRContaminationAggregated | WLDFR | HFTD - Distribution - Tier 3 - 2QU CoRE ¦ 4QU LoRE | Non-Red Flag Warning - Destructive Fires | Contamination | Aggregated | 2049 | 1.2235e-08 | 108.7427 | 1.3305e-06 | 2049 | Mitigation | 0.95 | 45 | 0 | esc | 0.00097009 | 1.1869e-11 | 0.00097009 | 1.1869e-11 | 0.0027816 | 6.2014e-07 | 0 | 0
[120 empty] | 7.3.3.17.5 (Remote Grid) Updates to grid topology to minimize risk of ignition in HFTDs Remote GridWLDFRContaminationAggregated | WLDFR | HFTD - Distribution - Tier 3 - 2QU CoRE ¦ 4QU LoRE | Non-Red Flag Warning - Destructive Fires | Contamination | Aggregated | 2050 | 1.2235e-08 | 108.7427 | 1.3305e-06 | 2050 | Mitigation | 0.95 | 45 | 0 | esc | 0.00097009 | 1.1869e-11 | 0.00097009 | 1.1869e-11 | 0.0027816 | 6.2014e-07 | 0.010598 | 3.3593e-10
[120 empty] | 7.3.3.17.5 (Remote Grid) Updates to grid topology to minimize risk of ignition in HFTDs Remote GridWLDFRContaminationAggregated | WLDFR | HFTD - Distribution - Tier 3 - 2QU CoRE ¦ 4QU LoRE | Non-Red Flag Warning - Destructive Fires | Contamination | Aggregated | 2051 | 1.2235e-08 | 108.7427 | 1.3305e-06 | 2051 | Mitigation | 0.95 | 45 | 0 | esc | 0.00097009 | 1.1869e-11 | 0.00097009 | 1.1869e-11 | 0.0027816 | 6.2014e-07 | 0.010598 | 3.3593e-10
[120 empty] | 7.3.3.17.5 (Remote Grid) Updates to grid topology to minimize risk of ignition in HFTDs Remote GridWLDFRContaminationAggregated | WLDFR | HFTD - Distribution - Tier 3 - 2QU CoRE ¦ 4QU LoRE | Non-Red Flag Warning - Destructive Fires | Contamination | Aggregated | 2052 | 1.2235e-08 | 108.7427 | 1.3305e-06 | 2052 | Mitigation | 0.95 | 45 | 0 | esc | 0.00097009 | 1.1869e-11 | 0.00097009 | 1.1869e-11 | 0.0027816 | 6.2014e-07 | 0.010598 | 3.3593e-10
[120 empty] | 7.3.3.17.5 (Remote Grid) Updates to grid topology to minimize risk of ignition in HFTDs Remote GridWLDFRContaminationAggregated | WLDFR | HFTD - Distribution - Tier 3 - 2QU CoRE ¦ 4QU LoRE | Non-Red Flag Warning - Destructive Fires | Contamination | Aggregated | 2053 | 1.2235e-08 | 108.7427 | 1.3305e-06 | 2053 | Mitigation | 0.95 | 45 | 0 | esc | 0.00097009 | 1.1869e-11 | 0.00097009 | 1.1869e-11 | 0.0027816 | 6.2014e-07 | 0.010598 | 3.3593e-10
[120 empty] | 7.3.3.17.5 (Remote Grid) Updates to grid topology to minimize risk of ignition in HFTDs Remote GridWLDFRContaminationAggregated | WLDFR | HFTD - Distribution - Tier 3 - 2QU CoRE ¦ 4QU LoRE | Non-Red Flag Warning - Destructive Fires | Contamination | Aggregated | 2054 | 1.2235e-08 | 108.7427 | 1.3305e-06 | 2054 | Mitigation | 0.95 | 45 | 0 | esc | 0.00097009 | 1.1869e-11 | 0.00097009 | 1.1869e-11 | 0.0027816 | 6.2014e-07 | 0.010598 | 3.3593e-10
[120 empty] | 7.3.3.17.5 (Remote Grid) Updates to grid topology to minimize risk of ignition in HFTDs Remote GridWLDFRContaminationAggregated | WLDFR | HFTD - Distribution - Tier 3 - 2QU CoRE ¦ 4QU LoRE | Non-Red Flag Warning - Destructive Fires | Contamination | Aggregated | 2055 | 1.2235e-08 | 108.7427 | 1.3305e-06 | 2055 | Mitigation | 0.95 | 45 | 0 | esc | 0.00097009 | 1.1869e-11 | 0.00097009 | 1.1869e-11 | 0.0027816 | 6.2014e-07 | 0.010598 | 3.3593e-10
[120 empty] | 7.3.3.17.5 (Remote Grid) Updates to grid topology to minimize risk of ignition in HFTDs Remote GridWLDFRContaminationAggregated | WLDFR | HFTD - Distribution - Tier 3 - 2QU CoRE ¦ 4QU LoRE | Non-Red Flag Warning - Destructive Fires | Contamination | Aggregated | 2056 | 1.2235e-08 | 108.7427 | 1.3305e-06 | 2056 | Mitigation | 0.95 | 45 | 0 | esc | 0.00097009 | 1.1869e-11 | 0.00097009 | 1.1869e-11 | 0.0027816 | 6.2014e-07 | 0.010598 | 3.3593e-10
[120 empty] | 7.3.3.17.5 (Remote Grid) Updates to grid topology to minimize risk of ignition in HFTDs Remote GridWLDFRContaminationAggregated | WLDFR | HFTD - Distribution - Tier 3 - 2QU CoRE ¦ 4QU LoRE | Non-Red Flag Warning - Destructive Fires | Contamination | Aggregated | 2057 | 1.2235e-08 | 108.7427 | 1.3305e-06 | 2057 | Mitigation | 0.95 | 45 | 0 | esc | 0.00097009 | 1.1869e-11 | 0.00097009 | 1.1869e-11 | 0.0027816 | 6.2014e-07 | 0.010598 | 3.3593e-10
[120 empty] | 7.3.3.17.5 (Remote Grid) Updates to grid topology to minimize risk of ignition in HFTDs Remote GridWLDFRContaminationAggregated | WLDFR | HFTD - Distribution - Tier 3 - 2QU CoRE ¦ 4QU LoRE | Non-Red Flag Warning - Destructive Fires | Contamination | Aggregated | 2058 | 1.2235e-08 | 108.7427 | 1.3305e-06 | 2058 | Mitigation | 0.95 | 45 | 0 | esc | 0.00097009 | 1.1869e-11 | 0.00097009 | 1.1869e-11 | 0.0027816 | 6.2014e-07 | 0.010598 | 3.3593e-10
[120 empty] | 7.3.3.17.5 (Remote Grid) Updates to grid topology to minimize risk of ignition in HFTDs Remote GridWLDFRContaminationAggregated | WLDFR | HFTD - Distribution - Tier 3 - 2QU CoRE ¦ 4QU LoRE | Non-Red Flag Warning - Destructive Fires | Contamination | Aggregated | 2059 | 1.2235e-08 | 108.7427 | 1.3305e-06 | 2059 | Mitigation | 0.95 | 45 | 0 | esc | 0.00097009 | 1.1869e-11 | 0.00097009 | 1.1869e-11 | 0.0027816 | 6.2014e-07 | 0.010598 | 3.3593e-10
[120 empty] | 7.3.3.17.5 (Remote Grid) Updates to grid topology to minimize risk of ignition in HFTDs Remote GridWLDFRContaminationAggregated | WLDFR | HFTD - Distribution - Tier 3 - 2QU CoRE ¦ 4QU LoRE | Non-Red Flag Warning - Destructive Fires | Contamination | Aggregated | 2060 | 1.2235e-08 | 108.7427 | 1.3305e-06 | 2060 | Mitigation | 0.95 | 45 | 0 | esc | 0.00097009 | 1.1869e-11 | 0.00097009 | 1.1869e-11 | 0.0027816 | 6.2014e-07 | 0.010598 | 3.3593e-10
[120 empty] | 7.3.3.17.5 (Remote Grid) Updates to grid topology to minimize risk of ignition in HFTDs Remote GridWLDFRContaminationAggregated | WLDFR | HFTD - Distribution - Tier 3 - 2QU CoRE ¦ 4QU LoRE | Non-Red Flag Warning - Destructive Fires | Contamination | Aggregated | 2061 | 1.2235e-08 | 108.7427 | 1.3305e-06 | 2061 | Mitigation | 0.95 | 45 | 0 | esc | 0.00097009 | 1.1869e-11 | 0.00097009 | 1.1869e-11 | 0.0027816 | 6.2014e-07 | 0.010598 | 3.3593e-10
[120 empty] | 7.3.3.17.5 (Remote Grid) Updates to grid topology to minimize risk of ignition in HFTDs Remote GridWLDFRContaminationAggregated | WLDFR | HFTD - Distribution - Tier 3 - 2QU CoRE ¦ 4QU LoRE | Non-Red Flag Warning - Destructive Fires | Contamination | Aggregated | 2062 | 1.2235e-08 | 108.7427 | 1.3305e-06 | 2062 | Mitigation | 0.95 | 45 | 0 | esc | 0.00097009 | 1.1869e-11 | 0.00097009 | 1.1869e-11 | 0.0027816 | 6.2014e-07 | 0.010598 | 3.3593e-10
[120 empty] | 7.3.3.17.5 (Remote Grid) Updates to grid topology to minimize risk of ignition in HFTDs Remote GridWLDFRContaminationAggregated | WLDFR | HFTD - Distribution - Tier 3 - 2QU CoRE ¦ 4QU LoRE | Non-Red Flag Warning - Destructive Fires | Contamination | Aggregated | 2063 | 1.2235e-08 | 108.7427 | 1.3305e-06 | 2063 | Mitigation | 0.95 | 45 | 0 | esc | 0.00097009 | 1.1869e-11 | 0.00097009 | 1.1869e-11 | 0.0027816 | 6.2014e-07 | 0.010598 | 3.3593e-10
[120 empty] | 7.3.3.17.5 (Remote Grid) Updates to grid topology to minimize risk of ignition in HFTDs Remote GridWLDFRContaminationAggregated | WLDFR | HFTD - Distribution - Tier 3 - 2QU CoRE ¦ 4QU LoRE | Non-Red Flag Warning - Destructive Fires | Contamination | Aggregated | 2064 | 1.2235e-08 | 108.7427 | 1.3305e-06 | 2064 | Mitigation | 0.95 | 45 | 0 | esc | 0.00097009 | 1.1869e-11 | 0.00097009 | 1.1869e-11 | 0.0027816 | 6.2014e-07 | 0.010598 | 3.3593e-10
[120 empty] | 7.3.3.17.5 (Remote Grid) Updates to grid topology to minimize risk of ignition in HFTDs Remote GridWLDFRContaminationAggregated | WLDFR | HFTD - Distribution - Tier 3 - 2QU CoRE ¦ 4QU LoRE | Non-Red Flag Warning - Destructive Fires | Contamination | Aggregated | 2065 | 1.2235e-08 | 108.7427 | 1.3305e-06 | 2065 | Mitigation | 0.95 | 45 | 0 | esc | 0.00097009 | 1.1869e-11 | 0.00097009 | 1.1869e-11 | 0.0027816 | 6.2014e-07 | 0.010598 | 3.3593e-10
[120 empty] | 7.3.3.17.5 (Remote Grid) Updates to grid topology to minimize risk of ignition in HFTDs Remote GridWLDFRContaminationAggregated | WLDFR | HFTD - Distribution - Tier 3 - 2QU CoRE ¦ 4QU LoRE | Non-Red Flag Warning - Destructive Fires | Contamination | Aggregated | 2066 | 1.2235e-08 | 108.7427 | 1.3305e-06 | 2066 | Mitigation | 0.95 | 45 | 0 | esc | 0.00097009 | 1.1869e-11 | 0.00097009 | 1.1869e-11 | 0.0027816 | 6.2014e-07 | 0.010598 | 3.3593e-10
[120 empty] | 7.3.3.17.5 (Remote Grid) Updates to grid topology to minimize risk of ignition in HFTDs Remote GridWLDFRContaminationAggregated | WLDFR | HFTD - Distribution - Tier 3 - 2QU CoRE ¦ 4QU LoRE | Non-Red Flag Warning - Destructive Fires | Contamination | Aggregated | 2067 | 1.2235e-08 | 108.7427 | 1.3305e-06 | 2067 | Mitigation | 0.95 | 45 | 0 | esc | 0 | 0 | 0.00097009 | 1.1869e-11 | 0.0027816 | 6.2014e-07 | 0.010598 | 3.3593e-10
[120 empty] | 7.3.3.17.5 (Remote Grid) Updates to grid topology to minimize risk of ignition in HFTDs Remote GridWLDFREquipment / facility failureAggregated | WLDFR | HFTD - Distribution - Tier 3 - 2QU CoRE ¦ 4QU LoRE | Non-Red Flag Warning - Destructive Fires | Equipment / facility failure | Aggregated | 2022 | 1.7924e-07 | 108.7427 | 1.9491e-05 | 2022 | Mitigation | 0.95 | 45 | 0 | esc | 0.00097009 | 1.7388e-10 | 0 | 0 | 0.0027816 | 6.2014e-07 | 0.010598 | 3.3593e-10
[120 empty] | 7.3.3.17.5 (Remote Grid) Updates to grid topology to minimize risk of ignition in HFTDs Remote GridWLDFREquipment / facility failureAggregated | WLDFR | HFTD - Distribution - Tier 3 - 2QU CoRE ¦ 4QU LoRE | Non-Red Flag Warning - Destructive Fires | Equipment / facility failure | Aggregated | 2023 | 1.7924e-07 | 108.7427 | 1.9491e-05 | 2023 | Mitigation | 0.95 | 45 | 0 | esc | 0.00097009 | 1.7388e-10 | 0.00097009 | 1.7388e-10 | 0.0027816 | 6.2014e-07 | 0.010598 | 3.3593e-10
[120 empty] | 7.3.3.17.5 (Remote Grid) Updates to grid topology to minimize risk of ignition in HFTDs Remote GridWLDFREquipment / facility failureAggregated | WLDFR | HFTD - Distribution - Tier 3 - 2QU CoRE ¦ 4QU LoRE | Non-Red Flag Warning - Destructive Fires | Equipment / facility failure | Aggregated | 2024 | 1.7924e-07 | 108.7427 | 1.9491e-05 | 2024 | Mitigation | 0.95 | 45 | 0 | esc | 0.00097009 | 1.7388e-10 | 0.00097009 | 1.7388e-10 | 0.0027816 | 6.2014e-07 | 0.010598 | 3.3593e-10
[120 empty] | 7.3.3.17.5 (Remote Grid) Updates to grid topology to minimize risk of ignition in HFTDs Remote GridWLDFREquipment / facility failureAggregated | WLDFR | HFTD - Distribution - Tier 3 - 2QU CoRE ¦ 4QU LoRE | Non-Red Flag Warning - Destructive Fires | Equipment / facility failure | Aggregated | 2025 | 1.7924e-07 | 108.7427 | 1.9491e-05 | 2025 | Mitigation | 0.95 | 45 | 0 | esc | 0.00097009 | 1.7388e-10 | 0.00097009 | 1.7388e-10 | 0.0027816 | 6.2014e-07 | 0.010598 | 3.3593e-10
[120 empty] | 7.3.3.17.5 (Remote Grid) Updates to grid topology to minimize risk of ignition in HFTDs Remote GridWLDFREquipment / facility failureAggregated | WLDFR | HFTD - Distribution - Tier 3 - 2QU CoRE ¦ 4QU LoRE | Non-Red Flag Warning - Destructive Fires | Equipment / facility failure | Aggregated | 2026 | 1.7924e-07 | 108.7427 | 1.9491e-05 | 2026 | Mitigation | 0.95 | 45 | 0 | esc | 0.00097009 | 1.7388e-10 | 0.00097009 | 1.7388e-10 | 0.0027816 | 6.2014e-07 | 0.010598 | 3.3593e-10
[120 empty] | 7.3.3.17.5 (Remote Grid) Updates to grid topology to minimize risk of ignition in HFTDs Remote GridWLDFREquipment / facility failureAggregated | WLDFR | HFTD - Distribution - Tier 3 - 2QU CoRE ¦ 4QU LoRE | Non-Red Flag Warning - Destructive Fires | Equipment / facility failure | Aggregated | 2027 | 1.7924e-07 | 108.7427 | 1.9491e-05 | 2027 | Mitigation | 0.95 | 45 | 0 | esc | 0.00097009 | 1.7388e-10 | 0.00097009 | 1.7388e-10 | 0.0027816 | 6.2014e-07 | 0.010598 | 3.3593e-10
[120 empty] | 7.3.3.17.5 (Remote Grid) Updates to grid topology to minimize risk of ignition in HFTDs Remote GridWLDFREquipment / facility failureAggregated | WLDFR | HFTD - Distribution - Tier 3 - 2QU CoRE ¦ 4QU LoRE | Non-Red Flag Warning - Destructive Fires | Equipment / facility failure | Aggregated | 2028 | 1.7924e-07 | 108.7427 | 1.9491e-05 | 2028 | Mitigation | 0.95 | 45 | 0 | esc | 0.00097009 | 1.7388e-10 | 0.00097009 | 1.7388e-10 | 0.0027816 | 6.2014e-07 | 0.010598 | 3.3593e-10
[120 empty] | 7.3.3.17.5 (Remote Grid) Updates to grid topology to minimize risk of ignition in HFTDs Remote GridWLDFREquipment / facility failureAggregated | WLDFR | HFTD - Distribution - Tier 3 - 2QU CoRE ¦ 4QU LoRE | Non-Red Flag Warning - Destructive Fires | Equipment / facility failure | Aggregated | 2029 | 1.7924e-07 | 108.7427 | 1.9491e-05 | 2029 | Mitigation | 0.95 | 45 | 0 | esc | 0.00097009 | 1.7388e-10 | 0.00097009 | 1.7388e-10 | 0.0027816 | 6.2014e-07 | 0.010598 | 3.3593e-10
[120 empty] | 7.3.3.17.5 (Remote Grid) Updates to grid topology to minimize risk of ignition in HFTDs Remote GridWLDFREquipment / facility failureAggregated | WLDFR | HFTD - Distribution - Tier 3 - 2QU CoRE ¦ 4QU LoRE | Non-Red Flag Warning - Destructive Fires | Equipment / facility failure | Aggregated | 2030 | 1.7924e-07 | 108.7427 | 1.9491e-05 | 2030 | Mitigation | 0.95 | 45 | 0 | esc | 0.00097009 | 1.7388e-10 | 0.00097009 | 1.7388e-10 | 0.0027816 | 6.2014e-07 | 0.010598 | 3.3593e-10
[120 empty] | 7.3.3.17.5 (Remote Grid) Updates to grid topology to minimize risk of ignition in HFTDs Remote GridWLDFREquipment / facility failureAggregated | WLDFR | HFTD - Distribution - Tier 3 - 2QU CoRE ¦ 4QU LoRE | Non-Red Flag Warning - Destructive Fires | Equipment / facility failure | Aggregated | 2031 | 1.7924e-07 | 108.7427 | 1.9491e-05 | 2031 | Mitigation | 0.95 | 45 | 0 | esc | 0.00097009 | 1.7388e-10 | 0.00097009 | 1.7388e-10 | 0.0027816 | 6.2014e-07 | 0.010598 | 3.3593e-10
[120 empty] | 7.3.3.17.5 (Remote Grid) Updates to grid topology to minimize risk of ignition in HFTDs Remote GridWLDFREquipment / facility failureAggregated | WLDFR | HFTD - Distribution - Tier 3 - 2QU CoRE ¦ 4QU LoRE | Non-Red Flag Warning - Destructive Fires | Equipment / facility failure | Aggregated | 2032 | 1.7924e-07 | 108.7427 | 1.9491e-05 | 2032 | Mitigation | 0.95 | 45 | 0 | esc | 0.00097009 | 1.7388e-10 | 0.00097009 | 1.7388e-10 | 0.0027816 | 6.2014e-07 | 0.010598 | 3.3593e-10
[120 empty] | 7.3.3.17.5 (Remote Grid) Updates to grid topology to minimize risk of ignition in HFTDs Remote GridWLDFREquipment / facility failureAggregated | WLDFR | HFTD - Distribution - Tier 3 - 2QU CoRE ¦ 4QU LoRE | Non-Red Flag Warning - Destructive Fires | Equipment / facility failure | Aggregated | 2033 | 1.7924e-07 | 108.7427 | 1.9491e-05 | 2033 | Mitigation | 0.95 | 45 | 0 | esc | 0.00097009 | 1.7388e-10 | 0.00097009 | 1.7388e-10 | 0.0027816 | 6.2014e-07 | 0.010598 | 3.3593e-10
[120 empty] | 7.3.3.17.5 (Remote Grid) Updates to grid topology to minimize risk of ignition in HFTDs Remote GridWLDFREquipment / facility failureAggregated | WLDFR | HFTD - Distribution - Tier 3 - 2QU CoRE ¦ 4QU LoRE | Non-Red Flag Warning - Destructive Fires | Equipment / facility failure | Aggregated | 2034 | 1.7924e-07 | 108.7427 | 1.9491e-05 | 2034 | Mitigation | 0.95 | 45 | 0 | esc | 0.00097009 | 1.7388e-10 | 0.00097009 | 1.7388e-10 | 0.0027816 | 6.2014e-07 | 0 | 0
[120 empty] | 7.3.3.17.5 (Remote Grid) Updates to grid topology to minimize risk of ignition in HFTDs Remote GridWLDFREquipment / facility failureAggregated | WLDFR | HFTD - Distribution - Tier 3 - 2QU CoRE ¦ 4QU LoRE | Non-Red Flag Warning - Destructive Fires | Equipment / facility failure | Aggregated | 2035 | 1.7924e-07 | 108.7427 | 1.9491e-05 | 2035 | Mitigation | 0.95 | 45 | 0 | esc | 0.00097009 | 1.7388e-10 | 0.00097009 | 1.7388e-10 | 0.0027816 | 6.2014e-07 | 0 | 0
[120 empty] | 7.3.3.17.5 (Remote Grid) Updates to grid topology to minimize risk of ignition in HFTDs Remote GridWLDFREquipment / facility failureAggregated | WLDFR | HFTD - Distribution - Tier 3 - 2QU CoRE ¦ 4QU LoRE | Non-Red Flag Warning - Destructive Fires | Equipment / facility failure | Aggregated | 2036 | 1.7924e-07 | 108.7427 | 1.9491e-05 | 2036 | Mitigation | 0.95 | 45 | 0 | esc | 0.00097009 | 1.7388e-10 | 0.00097009 | 1.7388e-10 | 0.0027816 | 6.2014e-07 | 0.0087991 | 1.2411e-08
[120 empty] | 7.3.3.17.5 (Remote Grid) Updates to grid topology to minimize risk of ignition in HFTDs Remote GridWLDFREquipment / facility failureAggregated | WLDFR | HFTD - Distribution - Tier 3 - 2QU CoRE ¦ 4QU LoRE | Non-Red Flag Warning - Destructive Fires | Equipment / facility failure | Aggregated | 2037 | 1.7924e-07 | 108.7427 | 1.9491e-05 | 2037 | Mitigation | 0.95 | 45 | 0 | esc | 0.00097009 | 1.7388e-10 | 0.00097009 | 1.7388e-10 | 0.0027816 | 6.2014e-07 | 0.0087991 | 1.2411e-08
[120 empty] | 7.3.3.17.5 (Remote Grid) Updates to grid topology to minimize risk of ignition in HFTDs Remote GridWLDFREquipment / facility failureAggregated | WLDFR | HFTD - Distribution - Tier 3 - 2QU CoRE ¦ 4QU LoRE | Non-Red Flag Warning - Destructive Fires | Equipment / facility failure | Aggregated | 2038 | 1.7924e-07 | 108.7427 | 1.9491e-05 | 2038 | Mitigation | 0.95 | 45 | 0 | esc | 0.00097009 | 1.7388e-10 | 0.00097009 | 1.7388e-10 | 0.0027816 | 6.2014e-07 | 0.0087991 | 1.2411e-08
[120 empty] | 7.3.3.17.5 (Remote Grid) Updates to grid topology to minimize risk of ignition in HFTDs Remote GridWLDFREquipment / facility failureAggregated | WLDFR | HFTD - Distribution - Tier 3 - 2QU CoRE ¦ 4QU LoRE | Non-Red Flag Warning - Destructive Fires | Equipment / facility failure | Aggregated | 2039 | 1.7924e-07 | 108.7427 | 1.9491e-05 | 2039 | Mitigation | 0.95 | 45 | 0 | esc | 0.00097009 | 1.7388e-10 | 0.00097009 | 1.7388e-10 | 0.0027816 | 6.2014e-07 | 0.0087991 | 1.2411e-08
[120 empty] | 7.3.3.17.5 (Remote Grid) Updates to grid topology to minimize risk of ignition in HFTDs Remote GridWLDFREquipment / facility failureAggregated | WLDFR | HFTD - Distribution - Tier 3 - 2QU CoRE ¦ 4QU LoRE | Non-Red Flag Warning - Destructive Fires | Equipment / facility failure | Aggregated | 2040 | 1.7924e-07 | 108.7427 | 1.9491e-05 | 2040 | Mitigation | 0.95 | 45 | 0 | esc | 0.00097009 | 1.7388e-10 | 0.00097009 | 1.7388e-10 | 0.0027816 | 6.2014e-07 | 0.0087991 | 1.2411e-08
[120 empty] | 7.3.3.17.5 (Remote Grid) Updates to grid topology to minimize risk of ignition in HFTDs Remote GridWLDFREquipment / facility failureAggregated | WLDFR | HFTD - Distribution - Tier 3 - 2QU CoRE ¦ 4QU LoRE | Non-Red Flag Warning - Destructive Fires | Equipment / facility failure | Aggregated | 2041 | 1.7924e-07 | 108.7427 | 1.9491e-05 | 2041 | Mitigation | 0.95 | 45 | 0 | esc | 0.00097009 | 1.7388e-10 | 0.00097009 | 1.7388e-10 | 0.0027816 | 6.2014e-07 | 0.0087991 | 1.2411e-08
[120 empty] | 7.3.3.17.5 (Remote Grid) Updates to grid topology to minimize risk of ignition in HFTDs Remote GridWLDFREquipment / facility failureAggregated | WLDFR | HFTD - Distribution - Tier 3 - 2QU CoRE ¦ 4QU LoRE | Non-Red Flag Warning - Destructive Fires | Equipment / facility failure | Aggregated | 2042 | 1.7924e-07 | 108.7427 | 1.9491e-05 | 2042 | Mitigation | 0.95 | 45 | 0 | esc | 0.00097009 | 1.7388e-10 | 0.00097009 | 1.7388e-10 | 0 | 0 | 0.0087991 | 1.2411e-08
[120 empty] | 7.3.3.17.5 (Remote Grid) Updates to grid topology to minimize risk of ignition in HFTDs Remote GridWLDFREquipment / facility failureAggregated | WLDFR | HFTD - Distribution - Tier 3 - 2QU CoRE ¦ 4QU LoRE | Non-Red Flag Warning - Destructive Fires | Equipment / facility failure | Aggregated | 2043 | 1.7924e-07 | 108.7427 | 1.9491e-05 | 2043 | Mitigation | 0.95 | 45 | 0 | esc | 0.00097009 | 1.7388e-10 | 0.00097009 | 1.7388e-10 | 0.0027816 | 1.9098e-06 | 0.0087991 | 1.2411e-08
[120 empty] | 7.3.3.17.5 (Remote Grid) Updates to grid topology to minimize risk of ignition in HFTDs Remote GridWLDFREquipment / facility failureAggregated | WLDFR | HFTD - Distribution - Tier 3 - 2QU CoRE ¦ 4QU LoRE | Non-Red Flag Warning - Destructive Fires | Equipment / facility failure | Aggregated | 2044 | 1.7924e-07 | 108.7427 | 1.9491e-05 | 2044 | Mitigation | 0.95 | 45 | 0 | esc | 0.00097009 | 1.7388e-10 | 0.00097009 | 1.7388e-10 | 0.0027816 | 1.9098e-06 | 0.0087991 | 1.2411e-08
[120 empty] | 7.3.3.17.5 (Remote Grid) Updates to grid topology to minimize risk of ignition in HFTDs Remote GridWLDFREquipment / facility failureAggregated | WLDFR | HFTD - Distribution - Tier 3 - 2QU CoRE ¦ 4QU LoRE | Non-Red Flag Warning - Destructive Fires | Equipment / facility failure | Aggregated | 2045 | 1.7924e-07 | 108.7427 | 1.9491e-05 | 2045 | Mitigation | 0.95 | 45 | 0 | esc | 0.00097009 | 1.7388e-10 | 0.00097009 | 1.7388e-10 | 0.0027816 | 1.9098e-06 | 0.0087991 | 1.2411e-08
[120 empty] | 7.3.3.17.5 (Remote Grid) Updates to grid topology to minimize risk of ignition in HFTDs Remote GridWLDFREquipment / facility failureAggregated | WLDFR | HFTD - Distribution - Tier 3 - 2QU CoRE ¦ 4QU LoRE | Non-Red Flag Warning - Destructive Fires | Equipment / facility failure | Aggregated | 2046 | 1.7924e-07 | 108.7427 | 1.9491e-05 | 2046 | Mitigation | 0.95 | 45 | 0 | esc | 0.00097009 | 1.7388e-10 | 0.00097009 | 1.7388e-10 | 0.0027816 | 1.9098e-06 | 0.0087991 | 1.2411e-08
[120 empty] | 7.3.3.17.5 (Remote Grid) Updates to grid topology to minimize risk of ignition in HFTDs Remote GridWLDFREquipment / facility failureAggregated | WLDFR | HFTD - Distribution - Tier 3 - 2QU CoRE ¦ 4QU LoRE | Non-Red Flag Warning - Destructive Fires | Equipment / facility failure | Aggregated | 2047 | 1.7924e-07 | 108.7427 | 1.9491e-05 | 2047 | Mitigation | 0.95 | 45 | 0 | esc | 0.00097009 | 1.7388e-10 | 0.00097009 | 1.7388e-10 | 0.0027816 | 1.9098e-06 | 0.0087991 | 1.2411e-08
[120 empty] | 7.3.3.17.5 (Remote Grid) Updates to grid topology to minimize risk of ignition in HFTDs Remote GridWLDFREquipment / facility failureAggregated | WLDFR | HFTD - Distribution - Tier 3 - 2QU CoRE ¦ 4QU LoRE | Non-Red Flag Warning - Destructive Fires | Equipment / facility failure | Aggregated | 2048 | 1.7924e-07 | 108.7427 | 1.9491e-05 | 2048 | Mitigation | 0.95 | 45 | 0 | esc | 0.00097009 | 1.7388e-10 | 0.00097009 | 1.7388e-10 | 0.0027816 | 1.9098e-06 | 0.0087991 | 1.2411e-08
[120 empty] | 7.3.3.17.5 (Remote Grid) Updates to grid topology to minimize risk of ignition in HFTDs Remote GridWLDFREquipment / facility failureAggregated | WLDFR | HFTD - Distribution - Tier 3 - 2QU CoRE ¦ 4QU LoRE | Non-Red Flag Warning - Destructive Fires | Equipment / facility failure | Aggregated | 2049 | 1.7924e-07 | 108.7427 | 1.9491e-05 | 2049 | Mitigation | 0.95 | 45 | 0 | esc | 0.00097009 | 1.7388e-10 | 0.00097009 | 1.7388e-10 | 0.0027816 | 1.9098e-06 | 0.0087991 | 1.2411e-08
[120 empty] | 7.3.3.17.5 (Remote Grid) Updates to grid topology to minimize risk of ignition in HFTDs Remote GridWLDFREquipment / facility failureAggregated | WLDFR | HFTD - Distribution - Tier 3 - 2QU CoRE ¦ 4QU LoRE | Non-Red Flag Warning - Destructive Fires | Equipment / facility failure | Aggregated | 2050 | 1.7924e-07 | 108.7427 | 1.9491e-05 | 2050 | Mitigation | 0.95 | 45 | 0 | esc | 0.00097009 | 1.7388e-10 | 0.00097009 | 1.7388e-10 | 0.0027816 | 1.9098e-06 | 0.0087991 | 1.2411e-08
[120 empty] | 7.3.3.17.5 (Remote Grid) Updates to grid topology to minimize risk of ignition in HFTDs Remote GridWLDFREquipment / facility failureAggregated | WLDFR | HFTD - Distribution - Tier 3 - 2QU CoRE ¦ 4QU LoRE | Non-Red Flag Warning - Destructive Fires | Equipment / facility failure | Aggregated | 2051 | 1.7924e-07 | 108.7427 | 1.9491e-05 | 2051 | Mitigation | 0.95 | 45 | 0 | esc | 0.00097009 | 1.7388e-10 | 0.00097009 | 1.7388e-10 | 0.0027816 | 1.9098e-06 | 0.0087991 | 1.2411e-08
[120 empty] | 7.3.3.17.5 (Remote Grid) Updates to grid topology to minimize risk of ignition in HFTDs Remote GridWLDFREquipment / facility failureAggregated | WLDFR | HFTD - Distribution - Tier 3 - 2QU CoRE ¦ 4QU LoRE | Non-Red Flag Warning - Destructive Fires | Equipment / facility failure | Aggregated | 2052 | 1.7924e-07 | 108.7427 | 1.9491e-05 | 2052 | Mitigation | 0.95 | 45 | 0 | esc | 0.00097009 | 1.7388e-10 | 0.00097009 | 1.7388e-10 | 0.0027816 | 1.9098e-06 | 0.0087991 | 1.2411e-08
[120 empty] | 7.3.3.17.5 (Remote Grid) Updates to grid topology to minimize risk of ignition in HFTDs Remote GridWLDFREquipment / facility failureAggregated | WLDFR | HFTD - Distribution - Tier 3 - 2QU CoRE ¦ 4QU LoRE | Non-Red Flag Warning - Destructive Fires | Equipment / facility failure | Aggregated | 2053 | 1.7924e-07 | 108.7427 | 1.9491e-05 | 2053 | Mitigation | 0.95 | 45 | 0 | esc | 0.00097009 | 1.7388e-10 | 0.00097009 | 1.7388e-10 | 0.0027816 | 1.9098e-06 | 0.0087991 | 1.2411e-08
[120 empty] | 7.3.3.17.5 (Remote Grid) Updates to grid topology to minimize risk of ignition in HFTDs Remote GridWLDFREquipment / facility failureAggregated | WLDFR | HFTD - Distribution - Tier 3 - 2QU CoRE ¦ 4QU LoRE | Non-Red Flag Warning - Destructive Fires | Equipment / facility failure | Aggregated | 2054 | 1.7924e-07 | 108.7427 | 1.9491e-05 | 2054 | Mitigation | 0.95 | 45 | 0 | esc | 0.00097009 | 1.7388e-10 | 0.00097009 | 1.7388e-10 | 0.0027816 | 1.9098e-06 | 0.0087991 | 1.2411e-08
[120 empty] | 7.3.3.17.5 (Remote Grid) Updates to grid topology to minimize risk of ignition in HFTDs Remote GridWLDFREquipment / facility failureAggregated | WLDFR | HFTD - Distribution - Tier 3 - 2QU CoRE ¦ 4QU LoRE | Non-Red Flag Warning - Destructive Fires | Equipment / facility failure | Aggregated | 2055 | 1.7924e-07 | 108.7427 | 1.9491e-05 | 2055 | Mitigation | 0.95 | 45 | 0 | esc | 0.00097009 | 1.7388e-10 | 0.00097009 | 1.7388e-10 | 0.0027816 | 1.9098e-06 | 0.0087991 | 1.2411e-08
[120 empty] | 7.3.3.17.5 (Remote Grid) Updates to grid topology to minimize risk of ignition in HFTDs Remote GridWLDFREquipment / facility failureAggregated | WLDFR | HFTD - Distribution - Tier 3 - 2QU CoRE ¦ 4QU LoRE | Non-Red Flag Warning - Destructive Fires | Equipment / facility failure | Aggregated | 2056 | 1.7924e-07 | 108.7427 | 1.9491e-05 | 2056 | Mitigation | 0.95 | 45 | 0 | esc | 0.00097009 | 1.7388e-10 | 0.00097009 | 1.7388e-10 | 0.0027816 | 1.9098e-06 | 0.0087991 | 1.2411e-08
[120 empty] | 7.3.3.17.5 (Remote Grid) Updates to grid topology to minimize risk of ignition in HFTDs Remote GridWLDFREquipment / facility failureAggregated | WLDFR | HFTD - Distribution - Tier 3 - 2QU CoRE ¦ 4QU LoRE | Non-Red Flag Warning - Destructive Fires | Equipment / facility failure | Aggregated | 2057 | 1.7924e-07 | 108.7427 | 1.9491e-05 | 2057 | Mitigation | 0.95 | 45 | 0 | esc | 0.00097009 | 1.7388e-10 | 0.00097009 | 1.7388e-10 | 0.0027816 | 1.9098e-06 | 0.0087991 | 1.2411e-08
[120 empty] | 7.3.3.17.5 (Remote Grid) Updates to grid topology to minimize risk of ignition in HFTDs Remote GridWLDFREquipment / facility failureAggregated | WLDFR | HFTD - Distribution - Tier 3 - 2QU CoRE ¦ 4QU LoRE | Non-Red Flag Warning - Destructive Fires | Equipment / facility failure | Aggregated | 2058 | 1.7924e-07 | 108.7427 | 1.9491e-05 | 2058 | Mitigation | 0.95 | 45 | 0 | esc | 0.00097009 | 1.7388e-10 | 0.00097009 | 1.7388e-10 | 0.0027816 | 1.9098e-06 | 0.0087991 | 1.2411e-08
[120 empty] | 7.3.3.17.5 (Remote Grid) Updates to grid topology to minimize risk of ignition in HFTDs Remote GridWLDFREquipment / facility failureAggregated | WLDFR | HFTD - Distribution - Tier 3 - 2QU CoRE ¦ 4QU LoRE | Non-Red Flag Warning - Destructive Fires | Equipment / facility failure | Aggregated | 2059 | 1.7924e-07 | 108.7427 | 1.9491e-05 | 2059 | Mitigation | 0.95 | 45 | 0 | esc | 0.00097009 | 1.7388e-10 | 0.00097009 | 1.7388e-10 | 0.0027816 | 1.9098e-06 | 0.0087991 | 1.2411e-08
[120 empty] | 7.3.3.17.5 (Remote Grid) Updates to grid topology to minimize risk of ignition in HFTDs Remote GridWLDFREquipment / facility failureAggregated | WLDFR | HFTD - Distribution - Tier 3 - 2QU CoRE ¦ 4QU LoRE | Non-Red Flag Warning - Destructive Fires | Equipment / facility failure | Aggregated | 2060 | 1.7924e-07 | 108.7427 | 1.9491e-05 | 2060 | Mitigation | 0.95 | 45 | 0 | esc | 0.00097009 | 1.7388e-10 | 0.00097009 | 1.7388e-10 | 0.0027816 | 1.9098e-06 | 0.0087991 | 1.2411e-08
[120 empty] | 7.3.3.17.5 (Remote Grid) Updates to grid topology to minimize risk of ignition in HFTDs Remote GridWLDFREquipment / facility failureAggregated | WLDFR | HFTD - Distribution - Tier 3 - 2QU CoRE ¦ 4QU LoRE | Non-Red Flag Warning - Destructive Fires | Equipment / facility failure | Aggregated | 2061 | 1.7924e-07 | 108.7427 | 1.9491e-05 | 2061 | Mitigation | 0.95 | 45 | 0 | esc | 0.00097009 | 1.7388e-10 | 0.00097009 | 1.7388e-10 | 0.0027816 | 1.9098e-06 | 0.0087991 | 1.2411e-08
[120 empty] | 7.3.3.17.5 (Remote Grid) Updates to grid topology to minimize risk of ignition in HFTDs Remote GridWLDFREquipment / facility failureAggregated | WLDFR | HFTD - Distribution - Tier 3 - 2QU CoRE ¦ 4QU LoRE | Non-Red Flag Warning - Destructive Fires | Equipment / facility failure | Aggregated | 2062 | 1.7924e-07 | 108.7427 | 1.9491e-05 | 2062 | Mitigation | 0.95 | 45 | 0 | esc | 0.00097009 | 1.7388e-10 | 0.00097009 | 1.7388e-10 | 0.0027816 | 1.9098e-06 | 0.0087991 | 1.2411e-08
[120 empty] | 7.3.3.17.5 (Remote Grid) Updates to grid topology to minimize risk of ignition in HFTDs Remote GridWLDFREquipment / facility failureAggregated | WLDFR | HFTD - Distribution - Tier 3 - 2QU CoRE ¦ 4QU LoRE | Non-Red Flag Warning - Destructive Fires | Equipment / facility failure | Aggregated | 2063 | 1.7924e-07 | 108.7427 | 1.9491e-05 | 2063 | Mitigation | 0.95 | 45 | 0 | esc | 0.00097009 | 1.7388e-10 | 0.00097009 | 1.7388e-10 | 0.0027816 | 1.9098e-06 | 0.0087991 | 1.2411e-08
[120 empty] | 7.3.3.17.5 (Remote Grid) Updates to grid topology to minimize risk of ignition in HFTDs Remote GridWLDFREquipment / facility failureAggregated | WLDFR | HFTD - Distribution - Tier 3 - 2QU CoRE ¦ 4QU LoRE | Non-Red Flag Warning - Destructive Fires | Equipment / facility failure | Aggregated | 2064 | 1.7924e-07 | 108.7427 | 1.9491e-05 | 2064 | Mitigation | 0.95 | 45 | 0 | esc | 0.00097009 | 1.7388e-10 | 0.00097009 | 1.7388e-10 | 0.0027816 | 1.9098e-06 | 0.0087991 | 1.2411e-08
[120 empty] | 7.3.3.17.5 (Remote Grid) Updates to grid topology to minimize risk of ignition in HFTDs Remote GridWLDFREquipment / facility failureAggregated | WLDFR | HFTD - Distribution - Tier 3 - 2QU CoRE ¦ 4QU LoRE | Non-Red Flag Warning - Destructive Fires | Equipment / facility failure | Aggregated | 2065 | 1.7924e-07 | 108.7427 | 1.9491e-05 | 2065 | Mitigation | 0.95 | 45 | 0 | esc | 0.00097009 | 1.7388e-10 | 0.00097009 | 1.7388e-10 | 0.0027816 | 1.9098e-06 | 0.0087991 | 1.2411e-08
[120 empty] | 7.3.3.17.5 (Remote Grid) Updates to grid topology to minimize risk of ignition in HFTDs Remote GridWLDFREquipment / facility failureAggregated | WLDFR | HFTD - Distribution - Tier 3 - 2QU CoRE ¦ 4QU LoRE | Non-Red Flag Warning - Destructive Fires | Equipment / facility failure | Aggregated | 2066 | 1.7924e-07 | 108.7427 | 1.9491e-05 | 2066 | Mitigation | 0.95 | 45 | 0 | esc | 0.00097009 | 1.7388e-10 | 0.00097009 | 1.7388e-10 | 0.0027816 | 1.9098e-06 | 0 | 0
[120 empty] | 7.3.3.17.5 (Remote Grid) Updates to grid topology to minimize risk of ignition in HFTDs Remote GridWLDFREquipment / facility failureAggregated | WLDFR | HFTD - Distribution - Tier 3 - 2QU CoRE ¦ 4QU LoRE | Non-Red Flag Warning - Destructive Fires | Equipment / facility failure | Aggregated | 2067 | 1.7924e-07 | 108.7427 | 1.9491e-05 | 2067 | Mitigation | 0.95 | 45 | 0 | esc | 0 | 0 | 0.00097009 | 1.7388e-10 | 0.0027816 | 1.9098e-06 | 0 | 0
[120 empty] | 7.3.3.17.5 (Remote Grid) Updates to grid topology to minimize risk of ignition in HFTDs Remote GridWLDFRVegetation ContactAggregated | WLDFR | HFTD - Distribution - Tier 3 - 2QU CoRE ¦ 4QU LoRE | Non-Red Flag Warning - Destructive Fires | Vegetation Contact | Aggregated | 2022 | 1.1997e-06 | 108.7427 | 0.00013046 | 2022 | Mitigation | 0.95 | 45 | 0 | esc | 0.00097009 | 1.1638e-09 | 0 | 0 | 0.0027816 | 1.9098e-06 | 0.00988 | 7.4135e-09
[120 empty] | 7.3.3.17.5 (Remote Grid) Updates to grid topology to minimize risk of ignition in HFTDs Remote GridWLDFRVegetation ContactAggregated | WLDFR | HFTD - Distribution - Tier 3 - 2QU CoRE ¦ 4QU LoRE | Non-Red Flag Warning - Destructive Fires | Vegetation Contact | Aggregated | 2023 | 1.1997e-06 | 108.7427 | 0.00013046 | 2023 | Mitigation | 0.95 | 45 | 0 | esc | 0.00097009 | 1.1638e-09 | 0.00097009 | 1.1638e-09 | 0.0027816 | 1.9098e-06 | 0.00988 | 7.4135e-09
[120 empty] | 7.3.3.17.5 (Remote Grid) Updates to grid topology to minimize risk of ignition in HFTDs Remote GridWLDFRVegetation ContactAggregated | WLDFR | HFTD - Distribution - Tier 3 - 2QU CoRE ¦ 4QU LoRE | Non-Red Flag Warning - Destructive Fires | Vegetation Contact | Aggregated | 2024 | 1.1997e-06 | 108.7427 | 0.00013046 | 2024 | Mitigation | 0.95 | 45 | 0 | esc | 0.00097009 | 1.1638e-09 | 0.00097009 | 1.1638e-09 | 0.0027816 | 1.9098e-06 | 0.00988 | 7.4135e-09
[120 empty] | 7.3.3.17.5 (Remote Grid) Updates to grid topology to minimize risk of ignition in HFTDs Remote GridWLDFRVegetation ContactAggregated | WLDFR | HFTD - Distribution - Tier 3 - 2QU CoRE ¦ 4QU LoRE | Non-Red Flag Warning - Destructive Fires | Vegetation Contact | Aggregated | 2025 | 1.1997e-06 | 108.7427 | 0.00013046 | 2025 | Mitigation | 0.95 | 45 | 0 | esc | 0.00097009 | 1.1638e-09 | 0.00097009 | 1.1638e-09 | 0.0027816 | 1.9098e-06 | 0.00988 | 7.4135e-09
[120 empty] | 7.3.3.17.5 (Remote Grid) Updates to grid topology to minimize risk of ignition in HFTDs Remote GridWLDFRVegetation ContactAggregated | WLDFR | HFTD - Distribution - Tier 3 - 2QU CoRE ¦ 4QU LoRE | Non-Red Flag Warning - Destructive Fires | Vegetation Contact | Aggregated | 2026 | 1.1997e-06 | 108.7427 | 0.00013046 | 2026 | Mitigation | 0.95 | 45 | 0 | esc | 0.00097009 | 1.1638e-09 | 0.00097009 | 1.1638e-09 | 0.0027816 | 1.9098e-06 | 0.00988 | 7.4135e-09
[120 empty] | 7.3.3.17.5 (Remote Grid) Updates to grid topology to minimize risk of ignition in HFTDs Remote GridWLDFRVegetation ContactAggregated | WLDFR | HFTD - Distribution - Tier 3 - 2QU CoRE ¦ 4QU LoRE | Non-Red Flag Warning - Destructive Fires | Vegetation Contact | Aggregated | 2027 | 1.1997e-06 | 108.7427 | 0.00013046 | 2027 | Mitigation | 0.95 | 45 | 0 | esc | 0.00097009 | 1.1638e-09 | 0.00097009 | 1.1638e-09 | 0.0027816 | 1.9098e-06 | 0.00988 | 7.4135e-09
[120 empty] | 7.3.3.17.5 (Remote Grid) Updates to grid topology to minimize risk of ignition in HFTDs Remote GridWLDFRVegetation ContactAggregated | WLDFR | HFTD - Distribution - Tier 3 - 2QU CoRE ¦ 4QU LoRE | Non-Red Flag Warning - Destructive Fires | Vegetation Contact | Aggregated | 2028 | 1.1997e-06 | 108.7427 | 0.00013046 | 2028 | Mitigation | 0.95 | 45 | 0 | esc | 0.00097009 | 1.1638e-09 | 0.00097009 | 1.1638e-09 | 0.0027816 | 1.9098e-06 | 0.00988 | 7.4135e-09
[120 empty] | 7.3.3.17.5 (Remote Grid) Updates to grid topology to minimize risk of ignition in HFTDs Remote GridWLDFRVegetation ContactAggregated | WLDFR | HFTD - Distribution - Tier 3 - 2QU CoRE ¦ 4QU LoRE | Non-Red Flag Warning - Destructive Fires | Vegetation Contact | Aggregated | 2029 | 1.1997e-06 | 108.7427 | 0.00013046 | 2029 | Mitigation | 0.95 | 45 | 0 | esc | 0.00097009 | 1.1638e-09 | 0.00097009 | 1.1638e-09 | 0.0027816 | 1.9098e-06 | 0.00988 | 7.4135e-09
[120 empty] | 7.3.3.17.5 (Remote Grid) Updates to grid topology to minimize risk of ignition in HFTDs Remote GridWLDFRVegetation ContactAggregated | WLDFR | HFTD - Distribution - Tier 3 - 2QU CoRE ¦ 4QU LoRE | Non-Red Flag Warning - Destructive Fires | Vegetation Contact | Aggregated | 2030 | 1.1997e-06 | 108.7427 | 0.00013046 | 2030 | Mitigation | 0.95 | 45 | 0 | esc | 0.00097009 | 1.1638e-09 | 0.00097009 | 1.1638e-09 | 0.0027816 | 1.9098e-06 | 0.00988 | 7.4135e-09
[120 empty] | 7.3.3.17.5 (Remote Grid) Updates to grid topology to minimize risk of ignition in HFTDs Remote GridWLDFRVegetation ContactAggregated | WLDFR | HFTD - Distribution - Tier 3 - 2QU CoRE ¦ 4QU LoRE | Non-Red Flag Warning - Destructive Fires | Vegetation Contact | Aggregated | 2031 | 1.1997e-06 | 108.7427 | 0.00013046 | 2031 | Mitigation | 0.95 | 45 | 0 | esc | 0.00097009 | 1.1638e-09 | 0.00097009 | 1.1638e-09 | 0.0027816 | 1.9098e-06 | 0.00988 | 7.4135e-09
[120 empty] | 7.3.3.17.5 (Remote Grid) Updates to grid topology to minimize risk of ignition in HFTDs Remote GridWLDFRVegetation ContactAggregated | WLDFR | HFTD - Distribution - Tier 3 - 2QU CoRE ¦ 4QU LoRE | Non-Red Flag Warning - Destructive Fires | Vegetation Contact | Aggregated | 2032 | 1.1997e-06 | 108.7427 | 0.00013046 | 2032 | Mitigation | 0.95 | 45 | 0 | esc | 0.00097009 | 1.1638e-09 | 0.00097009 | 1.1638e-09 | 0.0027816 | 1.9098e-06 | 0.00988 | 7.4135e-09
[120 empty] | 7.3.3.17.5 (Remote Grid) Updates to grid topology to minimize risk of ignition in HFTDs Remote GridWLDFRVegetation ContactAggregated | WLDFR | HFTD - Distribution - Tier 3 - 2QU CoRE ¦ 4QU LoRE | Non-Red Flag Warning - Destructive Fires | Vegetation Contact | Aggregated | 2033 | 1.1997e-06 | 108.7427 | 0.00013046 | 2033 | Mitigation | 0.95 | 45 | 0 | esc | 0.00097009 | 1.1638e-09 | 0.00097009 | 1.1638e-09 | 0.0027816 | 1.9098e-06 | 0.00988 | 7.4135e-09
[120 empty] | 7.3.3.17.5 (Remote Grid) Updates to grid topology to minimize risk of ignition in HFTDs Remote GridWLDFRVegetation ContactAggregated | WLDFR | HFTD - Distribution - Tier 3 - 2QU CoRE ¦ 4QU LoRE | Non-Red Flag Warning - Destructive Fires | Vegetation Contact | Aggregated | 2034 | 1.1997e-06 | 108.7427 | 0.00013046 | 2034 | Mitigation | 0.95 | 45 | 0 | esc | 0.00097009 | 1.1638e-09 | 0.00097009 | 1.1638e-09 | 0.0027816 | 1.9098e-06 | 0.00988 | 7.4135e-09
[120 empty] | 7.3.3.17.5 (Remote Grid) Updates to grid topology to minimize risk of ignition in HFTDs Remote GridWLDFRVegetation ContactAggregated | WLDFR | HFTD - Distribution - Tier 3 - 2QU CoRE ¦ 4QU LoRE | Non-Red Flag Warning - Destructive Fires | Vegetation Contact | Aggregated | 2035 | 1.1997e-06 | 108.7427 | 0.00013046 | 2035 | Mitigation | 0.95 | 45 | 0 | esc | 0.00097009 | 1.1638e-09 | 0.00097009 | 1.1638e-09 | 0.0027816 | 1.9098e-06 | 0.00988 | 7.4135e-09
[120 empty] | 7.3.3.17.5 (Remote Grid) Updates to grid topology to minimize risk of ignition in HFTDs Remote GridWLDFRVegetation ContactAggregated | WLDFR | HFTD - Distribution - Tier 3 - 2QU CoRE ¦ 4QU LoRE | Non-Red Flag Warning - Destructive Fires | Vegetation Contact | Aggregated | 2036 | 1.1997e-06 | 108.7427 | 0.00013046 | 2036 | Mitigation | 0.95 | 45 | 0 | esc | 0.00097009 | 1.1638e-09 | 0.00097009 | 1.1638e-09 | 0.0027816 | 1.9098e-06 | 0.00988 | 7.4135e-09
[120 empty] | 7.3.3.17.5 (Remote Grid) Updates to grid topology to minimize risk of ignition in HFTDs Remote GridWLDFRVegetation ContactAggregated | WLDFR | HFTD - Distribution - Tier 3 - 2QU CoRE ¦ 4QU LoRE | Non-Red Flag Warning - Destructive Fires | Vegetation Contact | Aggregated | 2037 | 1.1997e-06 | 108.7427 | 0.00013046 | 2037 | Mitigation | 0.95 | 45 | 0 | esc | 0.00097009 | 1.1638e-09 | 0.00097009 | 1.1638e-09 | 0.0027816 | 1.9098e-06 | 0.00988 | 7.4135e-09
[120 empty] | 7.3.3.17.5 (Remote Grid) Updates to grid topology to minimize risk of ignition in HFTDs Remote GridWLDFRVegetation ContactAggregated | WLDFR | HFTD - Distribution - Tier 3 - 2QU CoRE ¦ 4QU LoRE | Non-Red Flag Warning - Destructive Fires | Vegetation Contact | Aggregated | 2038 | 1.1997e-06 | 108.7427 | 0.00013046 | 2038 | Mitigation | 0.95 | 45 | 0 | esc | 0.00097009 | 1.1638e-09 | 0.00097009 | 1.1638e-09 | 0.0027816 | 1.9098e-06 | 0.00988 | 7.4135e-09
[120 empty] | 7.3.3.17.5 (Remote Grid) Updates to grid topology to minimize risk of ignition in HFTDs Remote GridWLDFRVegetation ContactAggregated | WLDFR | HFTD - Distribution - Tier 3 - 2QU CoRE ¦ 4QU LoRE | Non-Red Flag Warning - Destructive Fires | Vegetation Contact | Aggregated | 2039 | 1.1997e-06 | 108.7427 | 0.00013046 | 2039 | Mitigation | 0.95 | 45 | 0 | esc | 0.00097009 | 1.1638e-09 | 0.00097009 | 1.1638e-09 | 0.0027816 | 1.9098e-06 | 0.00988 | 7.4135e-09
[120 empty] | 7.3.3.17.5 (Remote Grid) Updates to grid topology to minimize risk of ignition in HFTDs Remote GridWLDFRVegetation ContactAggregated | WLDFR | HFTD - Distribution - Tier 3 - 2QU CoRE ¦ 4QU LoRE | Non-Red Flag Warning - Destructive Fires | Vegetation Contact | Aggregated | 2040 | 1.1997e-06 | 108.7427 | 0.00013046 | 2040 | Mitigation | 0.95 | 45 | 0 | esc | 0.00097009 | 1.1638e-09 | 0.00097009 | 1.1638e-09 | 0.0027816 | 1.9098e-06 | 0.00988 | 7.4135e-09
[120 empty] | 7.3.3.17.5 (Remote Grid) Updates to grid topology to minimize risk of ignition in HFTDs Remote GridWLDFRVegetation ContactAggregated | WLDFR | HFTD - Distribution - Tier 3 - 2QU CoRE ¦ 4QU LoRE | Non-Red Flag Warning - Destructive Fires | Vegetation Contact | Aggregated | 2041 | 1.1997e-06 | 108.7427 | 0.00013046 | 2041 | Mitigation | 0.95 | 45 | 0 | esc | 0.00097009 | 1.1638e-09 | 0.00097009 | 1.1638e-09 | 0.0027816 | 1.9098e-06 | 0.00988 | 7.4135e-09
[120 empty] | 7.3.3.17.5 (Remote Grid) Updates to grid topology to minimize risk of ignition in HFTDs Remote GridWLDFRVegetation ContactAggregated | WLDFR | HFTD - Distribution - Tier 3 - 2QU CoRE ¦ 4QU LoRE | Non-Red Flag Warning - Destructive Fires | Vegetation Contact | Aggregated | 2042 | 1.1997e-06 | 108.7427 | 0.00013046 | 2042 | Mitigation | 0.95 | 45 | 0 | esc | 0.00097009 | 1.1638e-09 | 0.00097009 | 1.1638e-09 | 0.0027816 | 1.9098e-06 | 0.00988 | 7.4135e-09
[120 empty] | 7.3.3.17.5 (Remote Grid) Updates to grid topology to minimize risk of ignition in HFTDs Remote GridWLDFRVegetation ContactAggregated | WLDFR | HFTD - Distribution - Tier 3 - 2QU CoRE ¦ 4QU LoRE | Non-Red Flag Warning - Destructive Fires | Vegetation Contact | Aggregated | 2043 | 1.1997e-06 | 108.7427 | 0.00013046 | 2043 | Mitigation | 0.95 | 45 | 0 | esc | 0.00097009 | 1.1638e-09 | 0.00097009 | 1.1638e-09 | 0.0027816 | 1.9098e-06 | 0.00988 | 7.4135e-09
[120 empty] | 7.3.3.17.5 (Remote Grid) Updates to grid topology to minimize risk of ignition in HFTDs Remote GridWLDFRVegetation ContactAggregated | WLDFR | HFTD - Distribution - Tier 3 - 2QU CoRE ¦ 4QU LoRE | Non-Red Flag Warning - Destructive Fires | Vegetation Contact | Aggregated | 2044 | 1.1997e-06 | 108.7427 | 0.00013046 | 2044 | Mitigation | 0.95 | 45 | 0 | esc | 0.00097009 | 1.1638e-09 | 0.00097009 | 1.1638e-09 | 0.0027816 | 1.9098e-06 | 0.00988 | 7.4135e-09
[120 empty] | 7.3.3.17.5 (Remote Grid) Updates to grid topology to minimize risk of ignition in HFTDs Remote GridWLDFRVegetation ContactAggregated | WLDFR | HFTD - Distribution - Tier 3 - 2QU CoRE ¦ 4QU LoRE | Non-Red Flag Warning - Destructive Fires | Vegetation Contact | Aggregated | 2045 | 1.1997e-06 | 108.7427 | 0.00013046 | 2045 | Mitigation | 0.95 | 45 | 0 | esc | 0.00097009 | 1.1638e-09 | 0.00097009 | 1.1638e-09 | 0.0027816 | 1.9098e-06 | 0.00988 | 7.4135e-09
[120 empty] | 7.3.3.17.5 (Remote Grid) Updates to grid topology to minimize risk of ignition in HFTDs Remote GridWLDFRVegetation ContactAggregated | WLDFR | HFTD - Distribution - Tier 3 - 2QU CoRE ¦ 4QU LoRE | Non-Red Flag Warning - Destructive Fires | Vegetation Contact | Aggregated | 2046 | 1.1997e-06 | 108.7427 | 0.00013046 | 2046 | Mitigation | 0.95 | 45 | 0 | esc | 0.00097009 | 1.1638e-09 | 0.00097009 | 1.1638e-09 | 0 | 0 | 0.00988 | 7.4135e-09
[120 empty] | 7.3.3.17.5 (Remote Grid) Updates to grid topology to minimize risk of ignition in HFTDs Remote GridWLDFRVegetation ContactAggregated | WLDFR | HFTD - Distribution - Tier 3 - 2QU CoRE ¦ 4QU LoRE | Non-Red Flag Warning - Destructive Fires | Vegetation Contact | Aggregated | 2047 | 1.1997e-06 | 108.7427 | 0.00013046 | 2047 | Mitigation | 0.95 | 45 | 0 | esc | 0.00097009 | 1.1638e-09 | 0.00097009 | 1.1638e-09 | 0.0027816 | 1.1166e-07 | 0.00988 | 7.4135e-09
[120 empty] | 7.3.3.17.5 (Remote Grid) Updates to grid topology to minimize risk of ignition in HFTDs Remote GridWLDFRVegetation ContactAggregated | WLDFR | HFTD - Distribution - Tier 3 - 2QU CoRE ¦ 4QU LoRE | Non-Red Flag Warning - Destructive Fires | Vegetation Contact | Aggregated | 2048 | 1.1997e-06 | 108.7427 | 0.00013046 | 2048 | Mitigation | 0.95 | 45 | 0 | esc | 0.00097009 | 1.1638e-09 | 0.00097009 | 1.1638e-09 | 0.0027816 | 1.1166e-07 | 0.00988 | 7.4135e-09
[120 empty] | 7.3.3.17.5 (Remote Grid) Updates to grid topology to minimize risk of ignition in HFTDs Remote GridWLDFRVegetation ContactAggregated | WLDFR | HFTD - Distribution - Tier 3 - 2QU CoRE ¦ 4QU LoRE | Non-Red Flag Warning - Destructive Fires | Vegetation Contact | Aggregated | 2049 | 1.1997e-06 | 108.7427 | 0.00013046 | 2049 | Mitigation | 0.95 | 45 | 0 | esc | 0.00097009 | 1.1638e-09 | 0.00097009 | 1.1638e-09 | 0.0027816 | 1.1166e-07 | 0.00988 | 7.4135e-09
[120 empty] | 7.3.3.17.5 (Remote Grid) Updates to grid topology to minimize risk of ignition in HFTDs Remote GridWLDFRVegetation ContactAggregated | WLDFR | HFTD - Distribution - Tier 3 - 2QU CoRE ¦ 4QU LoRE | Non-Red Flag Warning - Destructive Fires | Vegetation Contact | Aggregated | 2050 | 1.1997e-06 | 108.7427 | 0.00013046 | 2050 | Mitigation | 0.95 | 45 | 0 | esc | 0.00097009 | 1.1638e-09 | 0.00097009 | 1.1638e-09 | 0.0027816 | 1.1166e-07 | 0.00988 | 7.4135e-09
[120 empty] | 7.3.3.17.5 (Remote Grid) Updates to grid topology to minimize risk of ignition in HFTDs Remote GridWLDFRVegetation ContactAggregated | WLDFR | HFTD - Distribution - Tier 3 - 2QU CoRE ¦ 4QU LoRE | Non-Red Flag Warning - Destructive Fires | Vegetation Contact | Aggregated | 2051 | 1.1997e-06 | 108.7427 | 0.00013046 | 2051 | Mitigation | 0.95 | 45 | 0 | esc | 0.00097009 | 1.1638e-09 | 0.00097009 | 1.1638e-09 | 0.0027816 | 1.1166e-07 | 0.00988 | 7.4135e-09
[120 empty] | 7.3.3.17.5 (Remote Grid) Updates to grid topology to minimize risk of ignition in HFTDs Remote GridWLDFRVegetation ContactAggregated | WLDFR | HFTD - Distribution - Tier 3 - 2QU CoRE ¦ 4QU LoRE | Non-Red Flag Warning - Destructive Fires | Vegetation Contact | Aggregated | 2052 | 1.1997e-06 | 108.7427 | 0.00013046 | 2052 | Mitigation | 0.95 | 45 | 0 | esc | 0.00097009 | 1.1638e-09 | 0.00097009 | 1.1638e-09 | 0.0027816 | 1.1166e-07 | 0 | 0
[120 empty] | 7.3.3.17.5 (Remote Grid) Updates to grid topology to minimize risk of ignition in HFTDs Remote GridWLDFRVegetation ContactAggregated | WLDFR | HFTD - Distribution - Tier 3 - 2QU CoRE ¦ 4QU LoRE | Non-Red Flag Warning - Destructive Fires | Vegetation Contact | Aggregated | 2053 | 1.1997e-06 | 108.7427 | 0.00013046 | 2053 | Mitigation | 0.95 | 45 | 0 | esc | 0.00097009 | 1.1638e-09 | 0.00097009 | 1.1638e-09 | 0.0027816 | 1.1166e-07 | 0 | 0
[120 empty] | 7.3.3.17.5 (Remote Grid) Updates to grid topology to minimize risk of ignition in HFTDs Remote GridWLDFRVegetation ContactAggregated | WLDFR | HFTD - Distribution - Tier 3 - 2QU CoRE ¦ 4QU LoRE | Non-Red Flag Warning - Destructive Fires | Vegetation Contact | Aggregated | 2054 | 1.1997e-06 | 108.7427 | 0.00013046 | 2054 | Mitigation | 0.95 | 45 | 0 | esc | 0.00097009 | 1.1638e-09 | 0.00097009 | 1.1638e-09 | 0.0027816 | 1.1166e-07 | 0.0085129 | 7.3062e-09
[120 empty] | 7.3.3.17.5 (Remote Grid) Updates to grid topology to minimize risk of ignition in HFTDs Remote GridWLDFRVegetation ContactAggregated | WLDFR | HFTD - Distribution - Tier 3 - 2QU CoRE ¦ 4QU LoRE | Non-Red Flag Warning - Destructive Fires | Vegetation Contact | Aggregated | 2055 | 1.1997e-06 | 108.7427 | 0.00013046 | 2055 | Mitigation | 0.95 | 45 | 0 | esc | 0.00097009 | 1.1638e-09 | 0.00097009 | 1.1638e-09 | 0.0027816 | 1.1166e-07 | 0.0085129 | 7.3062e-09
[120 empty] | 7.3.3.17.5 (Remote Grid) Updates to grid topology to minimize risk of ignition in HFTDs Remote GridWLDFRVegetation ContactAggregated | WLDFR | HFTD - Distribution - Tier 3 - 2QU CoRE ¦ 4QU LoRE | Non-Red Flag Warning - Destructive Fires | Vegetation Contact | Aggregated | 2056 | 1.1997e-06 | 108.7427 | 0.00013046 | 2056 | Mitigation | 0.95 | 45 | 0 | esc | 0.00097009 | 1.1638e-09 | 0.00097009 | 1.1638e-09 | 0.0027816 | 1.1166e-07 | 0.0085129 | 7.3062e-09
[120 empty] | 7.3.3.17.5 (Remote Grid) Updates to grid topology to minimize risk of ignition in HFTDs Remote GridWLDFRVegetation ContactAggregated | WLDFR | HFTD - Distribution - Tier 3 - 2QU CoRE ¦ 4QU LoRE | Non-Red Flag Warning - Destructive Fires | Vegetation Contact | Aggregated | 2057 | 1.1997e-06 | 108.7427 | 0.00013046 | 2057 | Mitigation | 0.95 | 45 | 0 | esc | 0.00097009 | 1.1638e-09 | 0.00097009 | 1.1638e-09 | 0.0027816 | 1.1166e-07 | 0.0085129 | 7.3062e-09
[120 empty] | 7.3.3.17.5 (Remote Grid) Updates to grid topology to minimize risk of ignition in HFTDs Remote GridWLDFRVegetation ContactAggregated | WLDFR | HFTD - Distribution - Tier 3 - 2QU CoRE ¦ 4QU LoRE | Non-Red Flag Warning - Destructive Fires | Vegetation Contact | Aggregated | 2058 | 1.1997e-06 | 108.7427 | 0.00013046 | 2058 | Mitigation | 0.95 | 45 | 0 | esc | 0.00097009 | 1.1638e-09 | 0.00097009 | 1.1638e-09 | 0.0027816 | 1.1166e-07 | 0.0085129 | 7.3062e-09
[120 empty] | 7.3.3.17.5 (Remote Grid) Updates to grid topology to minimize risk of ignition in HFTDs Remote GridWLDFRVegetation ContactAggregated | WLDFR | HFTD - Distribution - Tier 3 - 2QU CoRE ¦ 4QU LoRE | Non-Red Flag Warning - Destructive Fires | Vegetation Contact | Aggregated | 2059 | 1.1997e-06 | 108.7427 | 0.00013046 | 2059 | Mitigation | 0.95 | 45 | 0 | esc | 0.00097009 | 1.1638e-09 | 0.00097009 | 1.1638e-09 | 0.0027816 | 1.1166e-07 | 0.0085129 | 7.3062e-09
[120 empty] | 7.3.3.17.5 (Remote Grid) Updates to grid topology to minimize risk of ignition in HFTDs Remote GridWLDFRVegetation ContactAggregated | WLDFR | HFTD - Distribution - Tier 3 - 2QU CoRE ¦ 4QU LoRE | Non-Red Flag Warning - Destructive Fires | Vegetation Contact | Aggregated | 2060 | 1.1997e-06 | 108.7427 | 0.00013046 | 2060 | Mitigation | 0.95 | 45 | 0 | esc | 0.00097009 | 1.1638e-09 | 0.00097009 | 1.1638e-09 | 0.0027816 | 1.1166e-07 | 0.0085129 | 7.3062e-09
[120 empty] | 7.3.3.17.5 (Remote Grid) Updates to grid topology to minimize risk of ignition in HFTDs Remote GridWLDFRVegetation ContactAggregated | WLDFR | HFTD - Distribution - Tier 3 - 2QU CoRE ¦ 4QU LoRE | Non-Red Flag Warning - Destructive Fires | Vegetation Contact | Aggregated | 2061 | 1.1997e-06 | 108.7427 | 0.00013046 | 2061 | Mitigation | 0.95 | 45 | 0 | esc | 0.00097009 | 1.1638e-09 | 0.00097009 | 1.1638e-09 | 0.0027816 | 1.1166e-07 | 0.0085129 | 7.3062e-09
[120 empty] | 7.3.3.17.5 (Remote Grid) Updates to grid topology to minimize risk of ignition in HFTDs Remote GridWLDFRVegetation ContactAggregated | WLDFR | HFTD - Distribution - Tier 3 - 2QU CoRE ¦ 4QU LoRE | Non-Red Flag Warning - Destructive Fires | Vegetation Contact | Aggregated | 2062 | 1.1997e-06 | 108.7427 | 0.00013046 | 2062 | Mitigation | 0.95 | 45 | 0 | esc | 0.00097009 | 1.1638e-09 | 0.00097009 | 1.1638e-09 | 0.0027816 | 1.1166e-07 | 0.0085129 | 7.3062e-09
[120 empty] | 7.3.3.17.5 (Remote Grid) Updates to grid topology to minimize risk of ignition in HFTDs Remote GridWLDFRVegetation ContactAggregated | WLDFR | HFTD - Distribution - Tier 3 - 2QU CoRE ¦ 4QU LoRE | Non-Red Flag Warning - Destructive Fires | Vegetation Contact | Aggregated | 2063 | 1.1997e-06 | 108.7427 | 0.00013046 | 2063 | Mitigation | 0.95 | 45 | 0 | esc | 0.00097009 | 1.1638e-09 | 0.00097009 | 1.1638e-09 | 0.0027816 | 1.1166e-07 | 0.0085129 | 7.3062e-09
[120 empty] | 7.3.3.17.5 (Remote Grid) Updates to grid topology to minimize risk of ignition in HFTDs Remote GridWLDFRVegetation ContactAggregated | WLDFR | HFTD - Distribution - Tier 3 - 2QU CoRE ¦ 4QU LoRE | Non-Red Flag Warning - Destructive Fires | Vegetation Contact | Aggregated | 2064 | 1.1997e-06 | 108.7427 | 0.00013046 | 2064 | Mitigation | 0.95 | 45 | 0 | esc | 0.00097009 | 1.1638e-09 | 0.00097009 | 1.1638e-09 | 0.0027816 | 1.1166e-07 | 0.0085129 | 7.3062e-09
[120 empty] | 7.3.3.17.5 (Remote Grid) Updates to grid topology to minimize risk of ignition in HFTDs Remote GridWLDFRVegetation ContactAggregated | WLDFR | HFTD - Distribution - Tier 3 - 2QU CoRE ¦ 4QU LoRE | Non-Red Flag Warning - Destructive Fires | Vegetation Contact | Aggregated | 2065 | 1.1997e-06 | 108.7427 | 0.00013046 | 2065 | Mitigation | 0.95 | 45 | 0 | esc | 0.00097009 | 1.1638e-09 | 0.00097009 | 1.1638e-09 | 0.0027816 | 1.1166e-07 | 0.0085129 | 7.3062e-09
[120 empty] | 7.3.3.17.5 (Remote Grid) Updates to grid topology to minimize risk of ignition in HFTDs Remote GridWLDFRVegetation ContactAggregated | WLDFR | HFTD - Distribution - Tier 3 - 2QU CoRE ¦ 4QU LoRE | Non-Red Flag Warning - Destructive Fires | Vegetation Contact | Aggregated | 2066 | 1.1997e-06 | 108.7427 | 0.00013046 | 2066 | Mitigation | 0.95 | 45 | 0 | esc | 0.00097009 | 1.1638e-09 | 0.00097009 | 1.1638e-09 | 0.0027816 | 1.1166e-07 | 0.0085129 | 7.3062e-09
[120 empty] | 7.3.3.17.5 (Remote Grid) Updates to grid topology to minimize risk of ignition in HFTDs Remote GridWLDFRVegetation ContactAggregated | WLDFR | HFTD - Distribution - Tier 3 - 2QU CoRE ¦ 4QU LoRE | Non-Red Flag Warning - Destructive Fires | Vegetation Contact | Aggregated | 2067 | 1.1997e-06 | 108.7427 | 0.00013046 | 2067 | Mitigation | 0.95 | 45 | 0 | esc | 0 | 0 | 0.00097009 | 1.1638e-09 | 0.0027816 | 1.1166e-07 | 0.0085129 | 7.3062e-09
[120 empty] | 7.3.3.17.5 (Remote Grid) Updates to grid topology to minimize risk of ignition in HFTDs Remote GridWLDFRWire-to-wire contactAggregated | WLDFR | HFTD - Distribution - Tier 3 - 2QU CoRE ¦ 4QU LoRE | Non-Red Flag Warning - Destructive Fires | Wire-to-wire contact | Aggregated | 2022 | 1.3477e-07 | 108.7427 | 1.4656e-05 | 2022 | Mitigation | 0.95 | 45 | 0 | esc | 0.00097009 | 1.3074e-10 | 0 | 0 | 0.0027816 | 1.1166e-07 | 0.0085129 | 7.3062e-09
[120 empty] | 7.3.3.17.5 (Remote Grid) Updates to grid topology to minimize risk of ignition in HFTDs Remote GridWLDFRWire-to-wire contactAggregated | WLDFR | HFTD - Distribution - Tier 3 - 2QU CoRE ¦ 4QU LoRE | Non-Red Flag Warning - Destructive Fires | Wire-to-wire contact | Aggregated | 2023 | 1.3477e-07 | 108.7427 | 1.4656e-05 | 2023 | Mitigation | 0.95 | 45 | 0 | esc | 0.00097009 | 1.3074e-10 | 0.00097009 | 1.3074e-10 | 0.0027816 | 1.1166e-07 | 0.0085129 | 7.3062e-09
[120 empty] | 7.3.3.17.5 (Remote Grid) Updates to grid topology to minimize risk of ignition in HFTDs Remote GridWLDFRWire-to-wire contactAggregated | WLDFR | HFTD - Distribution - Tier 3 - 2QU CoRE ¦ 4QU LoRE | Non-Red Flag Warning - Destructive Fires | Wire-to-wire contact | Aggregated | 2024 | 1.3477e-07 | 108.7427 | 1.4656e-05 | 2024 | Mitigation | 0.95 | 45 | 0 | esc | 0.00097009 | 1.3074e-10 | 0.00097009 | 1.3074e-10 | 0.0027816 | 1.1166e-07 | 0.0085129 | 7.3062e-09
[120 empty] | 7.3.3.17.5 (Remote Grid) Updates to grid topology to minimize risk of ignition in HFTDs Remote GridWLDFRWire-to-wire contactAggregated | WLDFR | HFTD - Distribution - Tier 3 - 2QU CoRE ¦ 4QU LoRE | Non-Red Flag Warning - Destructive Fires | Wire-to-wire contact | Aggregated | 2025 | 1.3477e-07 | 108.7427 | 1.4656e-05 | 2025 | Mitigation | 0.95 | 45 | 0 | esc | 0.00097009 | 1.3074e-10 | 0.00097009 | 1.3074e-10 | 0.0027816 | 1.1166e-07 | 0.0085129 | 7.3062e-09
[120 empty] | 7.3.3.17.5 (Remote Grid) Updates to grid topology to minimize risk of ignition in HFTDs Remote GridWLDFRWire-to-wire contactAggregated | WLDFR | HFTD - Distribution - Tier 3 - 2QU CoRE ¦ 4QU LoRE | Non-Red Flag Warning - Destructive Fires | Wire-to-wire contact | Aggregated | 2026 | 1.3477e-07 | 108.7427 | 1.4656e-05 | 2026 | Mitigation | 0.95 | 45 | 0 | esc | 0.00097009 | 1.3074e-10 | 0.00097009 | 1.3074e-10 | 0.0027816 | 1.1166e-07 | 0.0085129 | 7.3062e-09
[120 empty] | 7.3.3.17.5 (Remote Grid) Updates to grid topology to minimize risk of ignition in HFTDs Remote GridWLDFRWire-to-wire contactAggregated | WLDFR | HFTD - Distribution - Tier 3 - 2QU CoRE ¦ 4QU LoRE | Non-Red Flag Warning - Destructive Fires | Wire-to-wire contact | Aggregated | 2027 | 1.3477e-07 | 108.7427 | 1.4656e-05 | 2027 | Mitigation | 0.95 | 45 | 0 | esc | 0.00097009 | 1.3074e-10 | 0.00097009 | 1.3074e-10 | 0.0027816 | 1.1166e-07 | 0.0085129 | 7.3062e-09
[120 empty] | 7.3.3.17.5 (Remote Grid) Updates to grid topology to minimize risk of ignition in HFTDs Remote GridWLDFRWire-to-wire contactAggregated | WLDFR | HFTD - Distribution - Tier 3 - 2QU CoRE ¦ 4QU LoRE | Non-Red Flag Warning - Destructive Fires | Wire-to-wire contact | Aggregated | 2028 | 1.3477e-07 | 108.7427 | 1.4656e-05 | 2028 | Mitigation | 0.95 | 45 | 0 | esc | 0.00097009 | 1.3074e-10 | 0.00097009 | 1.3074e-10 | 0.0027816 | 1.1166e-07 | 0.0085129 | 7.3062e-09
[120 empty] | 7.3.3.17.5 (Remote Grid) Updates to grid topology to minimize risk of ignition in HFTDs Remote GridWLDFRWire-to-wire contactAggregated | WLDFR | HFTD - Distribution - Tier 3 - 2QU CoRE ¦ 4QU LoRE | Non-Red Flag Warning - Destructive Fires | Wire-to-wire contact | Aggregated | 2029 | 1.3477e-07 | 108.7427 | 1.4656e-05 | 2029 | Mitigation | 0.95 | 45 | 0 | esc | 0.00097009 | 1.3074e-10 | 0.00097009 | 1.3074e-10 | 0.0027816 | 1.1166e-07 | 0.0085129 | 7.3062e-09
[120 empty] | 7.3.3.17.5 (Remote Grid) Updates to grid topology to minimize risk of ignition in HFTDs Remote GridWLDFRWire-to-wire contactAggregated | WLDFR | HFTD - Distribution - Tier 3 - 2QU CoRE ¦ 4QU LoRE | Non-Red Flag Warning - Destructive Fires | Wire-to-wire contact | Aggregated | 2030 | 1.3477e-07 | 108.7427 | 1.4656e-05 | 2030 | Mitigation | 0.95 | 45 | 0 | esc | 0.00097009 | 1.3074e-10 | 0.00097009 | 1.3074e-10 | 0.0027816 | 1.1166e-07 | 0.0085129 | 7.3062e-09
[120 empty] | 7.3.3.17.5 (Remote Grid) Updates to grid topology to minimize risk of ignition in HFTDs Remote GridWLDFRWire-to-wire contactAggregated | WLDFR | HFTD - Distribution - Tier 3 - 2QU CoRE ¦ 4QU LoRE | Non-Red Flag Warning - Destructive Fires | Wire-to-wire contact | Aggregated | 2031 | 1.3477e-07 | 108.7427 | 1.4656e-05 | 2031 | Mitigation | 0.95 | 45 | 0 | esc | 0.00097009 | 1.3074e-10 | 0.00097009 | 1.3074e-10 | 0.0027816 | 1.1166e-07 | 0.0085129 | 7.3062e-09
[120 empty] | 7.3.3.17.5 (Remote Grid) Updates to grid topology to minimize risk of ignition in HFTDs Remote GridWLDFRWire-to-wire contactAggregated | WLDFR | HFTD - Distribution - Tier 3 - 2QU CoRE ¦ 4QU LoRE | Non-Red Flag Warning - Destructive Fires | Wire-to-wire contact | Aggregated | 2032 | 1.3477e-07 | 108.7427 | 1.4656e-05 | 2032 | Mitigation | 0.95 | 45 | 0 | esc | 0.00097009 | 1.3074e-10 | 0.00097009 | 1.3074e-10 | 0.0027816 | 1.1166e-07 | 0.0085129 | 7.3062e-09
[120 empty] | 7.3.3.17.5 (Remote Grid) Updates to grid topology to minimize risk of ignition in HFTDs Remote GridWLDFRWire-to-wire contactAggregated | WLDFR | HFTD - Distribution - Tier 3 - 2QU CoRE ¦ 4QU LoRE | Non-Red Flag Warning - Destructive Fires | Wire-to-wire contact | Aggregated | 2033 | 1.3477e-07 | 108.7427 | 1.4656e-05 | 2033 | Mitigation | 0.95 | 45 | 0 | esc | 0.00097009 | 1.3074e-10 | 0.00097009 | 1.3074e-10 | 0.0027816 | 1.1166e-07 | 0.0085129 | 7.3062e-09
[120 empty] | 7.3.3.17.5 (Remote Grid) Updates to grid topology to minimize risk of ignition in HFTDs Remote GridWLDFRWire-to-wire contactAggregated | WLDFR | HFTD - Distribution - Tier 3 - 2QU CoRE ¦ 4QU LoRE | Non-Red Flag Warning - Destructive Fires | Wire-to-wire contact | Aggregated | 2034 | 1.3477e-07 | 108.7427 | 1.4656e-05 | 2034 | Mitigation | 0.95 | 45 | 0 | esc | 0.00097009 | 1.3074e-10 | 0.00097009 | 1.3074e-10 | 0.0027816 | 1.1166e-07 | 0.0085129 | 7.3062e-09
[120 empty] | 7.3.3.17.5 (Remote Grid) Updates to grid topology to minimize risk of ignition in HFTDs Remote GridWLDFRWire-to-wire contactAggregated | WLDFR | HFTD - Distribution - Tier 3 - 2QU CoRE ¦ 4QU LoRE | Non-Red Flag Warning - Destructive Fires | Wire-to-wire contact | Aggregated | 2035 | 1.3477e-07 | 108.7427 | 1.4656e-05 | 2035 | Mitigation | 0.95 | 45 | 0 | esc | 0.00097009 | 1.3074e-10 | 0.00097009 | 1.3074e-10 | 0.0027816 | 1.1166e-07 | 0.0085129 | 7.3062e-09
[120 empty] | 7.3.3.17.5 (Remote Grid) Updates to grid topology to minimize risk of ignition in HFTDs Remote GridWLDFRWire-to-wire contactAggregated | WLDFR | HFTD - Distribution - Tier 3 - 2QU CoRE ¦ 4QU LoRE | Non-Red Flag Warning - Destructive Fires | Wire-to-wire contact | Aggregated | 2036 | 1.3477e-07 | 108.7427 | 1.4656e-05 | 2036 | Mitigation | 0.95 | 45 | 0 | esc | 0.00097009 | 1.3074e-10 | 0.00097009 | 1.3074e-10 | 0.0027816 | 1.1166e-07 | 0.0085129 | 7.3062e-09
[120 empty] | 7.3.3.17.5 (Remote Grid) Updates to grid topology to minimize risk of ignition in HFTDs Remote GridWLDFRWire-to-wire contactAggregated | WLDFR | HFTD - Distribution - Tier 3 - 2QU CoRE ¦ 4QU LoRE | Non-Red Flag Warning - Destructive Fires | Wire-to-wire contact | Aggregated | 2037 | 1.3477e-07 | 108.7427 | 1.4656e-05 | 2037 | Mitigation | 0.95 | 45 | 0 | esc | 0.00097009 | 1.3074e-10 | 0.00097009 | 1.3074e-10 | 0.0027816 | 1.1166e-07 | 0.0085129 | 7.3062e-09
[120 empty] | 7.3.3.17.5 (Remote Grid) Updates to grid topology to minimize risk of ignition in HFTDs Remote GridWLDFRWire-to-wire contactAggregated | WLDFR | HFTD - Distribution - Tier 3 - 2QU CoRE ¦ 4QU LoRE | Non-Red Flag Warning - Destructive Fires | Wire-to-wire contact | Aggregated | 2038 | 1.3477e-07 | 108.7427 | 1.4656e-05 | 2038 | Mitigation | 0.95 | 45 | 0 | esc | 0.00097009 | 1.3074e-10 | 0.00097009 | 1.3074e-10 | 0.0027816 | 1.1166e-07 | 0 | 0
[120 empty] | 7.3.3.17.5 (Remote Grid) Updates to grid topology to minimize risk of ignition in HFTDs Remote GridWLDFRWire-to-wire contactAggregated | WLDFR | HFTD - Distribution - Tier 3 - 2QU CoRE ¦ 4QU LoRE | Non-Red Flag Warning - Destructive Fires | Wire-to-wire contact | Aggregated | 2039 | 1.3477e-07 | 108.7427 | 1.4656e-05 | 2039 | Mitigation | 0.95 | 45 | 0 | esc | 0.00097009 | 1.3074e-10 | 0.00097009 | 1.3074e-10 | 0.0027816 | 1.1166e-07 | 0 | 0
[120 empty] | 7.3.3.17.5 (Remote Grid) Updates to grid topology to minimize risk of ignition in HFTDs Remote GridWLDFRWire-to-wire contactAggregated | WLDFR | HFTD - Distribution - Tier 3 - 2QU CoRE ¦ 4QU LoRE | Non-Red Flag Warning - Destructive Fires | Wire-to-wire contact | Aggregated | 2040 | 1.3477e-07 | 108.7427 | 1.4656e-05 | 2040 | Mitigation | 0.95 | 45 | 0 | esc | 0.00097009 | 1.3074e-10 | 0.00097009 | 1.3074e-10 | 0.0027816 | 1.1166e-07 | 0.0093087 | 4.7058e-08
[120 empty] | 7.3.3.17.5 (Remote Grid) Updates to grid topology to minimize risk of ignition in HFTDs Remote GridWLDFRWire-to-wire contactAggregated | WLDFR | HFTD - Distribution - Tier 3 - 2QU CoRE ¦ 4QU LoRE | Non-Red Flag Warning - Destructive Fires | Wire-to-wire contact | Aggregated | 2041 | 1.3477e-07 | 108.7427 | 1.4656e-05 | 2041 | Mitigation | 0.95 | 45 | 0 | esc | 0.00097009 | 1.3074e-10 | 0.00097009 | 1.3074e-10 | 0.0027816 | 1.1166e-07 | 0.0093087 | 4.7058e-08
[120 empty] | 7.3.3.17.5 (Remote Grid) Updates to grid topology to minimize risk of ignition in HFTDs Remote GridWLDFRWire-to-wire contactAggregated | WLDFR | HFTD - Distribution - Tier 3 - 2QU CoRE ¦ 4QU LoRE | Non-Red Flag Warning - Destructive Fires | Wire-to-wire contact | Aggregated | 2042 | 1.3477e-07 | 108.7427 | 1.4656e-05 | 2042 | Mitigation | 0.95 | 45 | 0 | esc | 0.00097009 | 1.3074e-10 | 0.00097009 | 1.3074e-10 | 0.0027816 | 1.1166e-07 | 0.0093087 | 4.7058e-08
[120 empty] | 7.3.3.17.5 (Remote Grid) Updates to grid topology to minimize risk of ignition in HFTDs Remote GridWLDFRWire-to-wire contactAggregated | WLDFR | HFTD - Distribution - Tier 3 - 2QU CoRE ¦ 4QU LoRE | Non-Red Flag Warning - Destructive Fires | Wire-to-wire contact | Aggregated | 2043 | 1.3477e-07 | 108.7427 | 1.4656e-05 | 2043 | Mitigation | 0.95 | 45 | 0 | esc | 0.00097009 | 1.3074e-10 | 0.00097009 | 1.3074e-10 | 0.0027816 | 1.1166e-07 | 0.0093087 | 4.7058e-08
[120 empty] | 7.3.3.17.5 (Remote Grid) Updates to grid topology to minimize risk of ignition in HFTDs Remote GridWLDFRWire-to-wire contactAggregated | WLDFR | HFTD - Distribution - Tier 3 - 2QU CoRE ¦ 4QU LoRE | Non-Red Flag Warning - Destructive Fires | Wire-to-wire contact | Aggregated | 2044 | 1.3477e-07 | 108.7427 | 1.4656e-05 | 2044 | Mitigation | 0.95 | 45 | 0 | esc | 0.00097009 | 1.3074e-10 | 0.00097009 | 1.3074e-10 | 0.0027816 | 1.1166e-07 | 0.0093087 | 4.7058e-08
[120 empty] | 7.3.3.17.5 (Remote Grid) Updates to grid topology to minimize risk of ignition in HFTDs Remote GridWLDFRWire-to-wire contactAggregated | WLDFR | HFTD - Distribution - Tier 3 - 2QU CoRE ¦ 4QU LoRE | Non-Red Flag Warning - Destructive Fires | Wire-to-wire contact | Aggregated | 2045 | 1.3477e-07 | 108.7427 | 1.4656e-05 | 2045 | Mitigation | 0.95 | 45 | 0 | esc | 0.00097009 | 1.3074e-10 | 0.00097009 | 1.3074e-10 | 0.0027816 | 1.1166e-07 | 0.0093087 | 4.7058e-08
[120 empty] | 7.3.3.17.5 (Remote Grid) Updates to grid topology to minimize risk of ignition in HFTDs Remote GridWLDFRWire-to-wire contactAggregated | WLDFR | HFTD - Distribution - Tier 3 - 2QU CoRE ¦ 4QU LoRE | Non-Red Flag Warning - Destructive Fires | Wire-to-wire contact | Aggregated | 2046 | 1.3477e-07 | 108.7427 | 1.4656e-05 | 2046 | Mitigation | 0.95 | 45 | 0 | esc | 0.00097009 | 1.3074e-10 | 0.00097009 | 1.3074e-10 | 0.0027816 | 1.1166e-07 | 0.0093087 | 4.7058e-08
[120 empty] | 7.3.3.17.5 (Remote Grid) Updates to grid topology to minimize risk of ignition in HFTDs Remote GridWLDFRWire-to-wire contactAggregated | WLDFR | HFTD - Distribution - Tier 3 - 2QU CoRE ¦ 4QU LoRE | Non-Red Flag Warning - Destructive Fires | Wire-to-wire contact | Aggregated | 2047 | 1.3477e-07 | 108.7427 | 1.4656e-05 | 2047 | Mitigation | 0.95 | 45 | 0 | esc | 0.00097009 | 1.3074e-10 | 0.00097009 | 1.3074e-10 | 0.0027816 | 1.1166e-07 | 0.0093087 | 4.7058e-08
[120 empty] | 7.3.3.17.5 (Remote Grid) Updates to grid topology to minimize risk of ignition in HFTDs Remote GridWLDFRWire-to-wire contactAggregated | WLDFR | HFTD - Distribution - Tier 3 - 2QU CoRE ¦ 4QU LoRE | Non-Red Flag Warning - Destructive Fires | Wire-to-wire contact | Aggregated | 2048 | 1.3477e-07 | 108.7427 | 1.4656e-05 | 2048 | Mitigation | 0.95 | 45 | 0 | esc | 0.00097009 | 1.3074e-10 | 0.00097009 | 1.3074e-10 | 0.0027816 | 1.1166e-07 | 0.0093087 | 4.7058e-08
[120 empty] | 7.3.3.17.5 (Remote Grid) Updates to grid topology to minimize risk of ignition in HFTDs Remote GridWLDFRWire-to-wire contactAggregated | WLDFR | HFTD - Distribution - Tier 3 - 2QU CoRE ¦ 4QU LoRE | Non-Red Flag Warning - Destructive Fires | Wire-to-wire contact | Aggregated | 2049 | 1.3477e-07 | 108.7427 | 1.4656e-05 | 2049 | Mitigation | 0.95 | 45 | 0 | esc | 0.00097009 | 1.3074e-10 | 0.00097009 | 1.3074e-10 | 0.0027816 | 1.1166e-07 | 0.0093087 | 4.7058e-08
[120 empty] | 7.3.3.17.5 (Remote Grid) Updates to grid topology to minimize risk of ignition in HFTDs Remote GridWLDFRWire-to-wire contactAggregated | WLDFR | HFTD - Distribution - Tier 3 - 2QU CoRE ¦ 4QU LoRE | Non-Red Flag Warning - Destructive Fires | Wire-to-wire contact | Aggregated | 2050 | 1.3477e-07 | 108.7427 | 1.4656e-05 | 2050 | Mitigation | 0.95 | 45 | 0 | esc | 0.00097009 | 1.3074e-10 | 0.00097009 | 1.3074e-10 | 0 | 0 | 0.0093087 | 4.7058e-08
[120 empty] | 7.3.3.17.5 (Remote Grid) Updates to grid topology to minimize risk of ignition in HFTDs Remote GridWLDFRWire-to-wire contactAggregated | WLDFR | HFTD - Distribution - Tier 3 - 2QU CoRE ¦ 4QU LoRE | Non-Red Flag Warning - Destructive Fires | Wire-to-wire contact | Aggregated | 2051 | 1.3477e-07 | 108.7427 | 1.4656e-05 | 2051 | Mitigation | 0.95 | 45 | 0 | esc | 0.00097009 | 1.3074e-10 | 0.00097009 | 1.3074e-10 | 0.0027816 | 8.6994e-06 | 0.0093087 | 4.7058e-08
[120 empty] | 7.3.3.17.5 (Remote Grid) Updates to grid topology to minimize risk of ignition in HFTDs Remote GridWLDFRWire-to-wire contactAggregated | WLDFR | HFTD - Distribution - Tier 3 - 2QU CoRE ¦ 4QU LoRE | Non-Red Flag Warning - Destructive Fires | Wire-to-wire contact | Aggregated | 2052 | 1.3477e-07 | 108.7427 | 1.4656e-05 | 2052 | Mitigation | 0.95 | 45 | 0 | esc | 0.00097009 | 1.3074e-10 | 0.00097009 | 1.3074e-10 | 0.0027816 | 8.6994e-06 | 0.0093087 | 4.7058e-08
[120 empty] | 7.3.3.17.5 (Remote Grid) Updates to grid topology to minimize risk of ignition in HFTDs Remote GridWLDFRWire-to-wire contactAggregated | WLDFR | HFTD - Distribution - Tier 3 - 2QU CoRE ¦ 4QU LoRE | Non-Red Flag Warning - Destructive Fires | Wire-to-wire contact | Aggregated | 2053 | 1.3477e-07 | 108.7427 | 1.4656e-05 | 2053 | Mitigation | 0.95 | 45 | 0 | esc | 0.00097009 | 1.3074e-10 | 0.00097009 | 1.3074e-10 | 0.0027816 | 8.6994e-06 | 0.0093087 | 4.7058e-08
[120 empty] | 7.3.3.17.5 (Remote Grid) Updates to grid topology to minimize risk of ignition in HFTDs Remote GridWLDFRWire-to-wire contactAggregated | WLDFR | HFTD - Distribution - Tier 3 - 2QU CoRE ¦ 4QU LoRE | Non-Red Flag Warning - Destructive Fires | Wire-to-wire contact | Aggregated | 2054 | 1.3477e-07 | 108.7427 | 1.4656e-05 | 2054 | Mitigation | 0.95 | 45 | 0 | esc | 0.00097009 | 1.3074e-10 | 0.00097009 | 1.3074e-10 | 0.0027816 | 8.6994e-06 | 0.0093087 | 4.7058e-08
[120 empty] | 7.3.3.17.5 (Remote Grid) Updates to grid topology to minimize risk of ignition in HFTDs Remote GridWLDFRWire-to-wire contactAggregated | WLDFR | HFTD - Distribution - Tier 3 - 2QU CoRE ¦ 4QU LoRE | Non-Red Flag Warning - Destructive Fires | Wire-to-wire contact | Aggregated | 2055 | 1.3477e-07 | 108.7427 | 1.4656e-05 | 2055 | Mitigation | 0.95 | 45 | 0 | esc | 0.00097009 | 1.3074e-10 | 0.00097009 | 1.3074e-10 | 0.0027816 | 8.6994e-06 | 0.0093087 | 4.7058e-08
[120 empty] | 7.3.3.17.5 (Remote Grid) Updates to grid topology to minimize risk of ignition in HFTDs Remote GridWLDFRWire-to-wire contactAggregated | WLDFR | HFTD - Distribution - Tier 3 - 2QU CoRE ¦ 4QU LoRE | Non-Red Flag Warning - Destructive Fires | Wire-to-wire contact | Aggregated | 2056 | 1.3477e-07 | 108.7427 | 1.4656e-05 | 2056 | Mitigation | 0.95 | 45 | 0 | esc | 0.00097009 | 1.3074e-10 | 0.00097009 | 1.3074e-10 | 0.0027816 | 8.6994e-06 | 0.0093087 | 4.7058e-08
[120 empty] | 7.3.3.17.5 (Remote Grid) Updates to grid topology to minimize risk of ignition in HFTDs Remote GridWLDFRWire-to-wire contactAggregated | WLDFR | HFTD - Distribution - Tier 3 - 2QU CoRE ¦ 4QU LoRE | Non-Red Flag Warning - Destructive Fires | Wire-to-wire contact | Aggregated | 2057 | 1.3477e-07 | 108.7427 | 1.4656e-05 | 2057 | Mitigation | 0.95 | 45 | 0 | esc | 0.00097009 | 1.3074e-10 | 0.00097009 | 1.3074e-10 | 0.0027816 | 8.6994e-06 | 0.0093087 | 4.7058e-08
[120 empty] | 7.3.3.17.5 (Remote Grid) Updates to grid topology to minimize risk of ignition in HFTDs Remote GridWLDFRWire-to-wire contactAggregated | WLDFR | HFTD - Distribution - Tier 3 - 2QU CoRE ¦ 4QU LoRE | Non-Red Flag Warning - Destructive Fires | Wire-to-wire contact | Aggregated | 2058 | 1.3477e-07 | 108.7427 | 1.4656e-05 | 2058 | Mitigation | 0.95 | 45 | 0 | esc | 0.00097009 | 1.3074e-10 | 0.00097009 | 1.3074e-10 | 0.0027816 | 8.6994e-06 | 0.0093087 | 4.7058e-08
[120 empty] | 7.3.3.17.5 (Remote Grid) Updates to grid topology to minimize risk of ignition in HFTDs Remote GridWLDFRWire-to-wire contactAggregated | WLDFR | HFTD - Distribution - Tier 3 - 2QU CoRE ¦ 4QU LoRE | Non-Red Flag Warning - Destructive Fires | Wire-to-wire contact | Aggregated | 2059 | 1.3477e-07 | 108.7427 | 1.4656e-05 | 2059 | Mitigation | 0.95 | 45 | 0 | esc | 0.00097009 | 1.3074e-10 | 0.00097009 | 1.3074e-10 | 0.0027816 | 8.6994e-06 | 0.0093087 | 4.7058e-08
[120 empty] | 7.3.3.17.5 (Remote Grid) Updates to grid topology to minimize risk of ignition in HFTDs Remote GridWLDFRWire-to-wire contactAggregated | WLDFR | HFTD - Distribution - Tier 3 - 2QU CoRE ¦ 4QU LoRE | Non-Red Flag Warning - Destructive Fires | Wire-to-wire contact | Aggregated | 2060 | 1.3477e-07 | 108.7427 | 1.4656e-05 | 2060 | Mitigation | 0.95 | 45 | 0 | esc | 0.00097009 | 1.3074e-10 | 0.00097009 | 1.3074e-10 | 0.0027816 | 8.6994e-06 | 0.0093087 | 4.7058e-08
[120 empty] | 7.3.3.17.5 (Remote Grid) Updates to grid topology to minimize risk of ignition in HFTDs Remote GridWLDFRWire-to-wire contactAggregated | WLDFR | HFTD - Distribution - Tier 3 - 2QU CoRE ¦ 4QU LoRE | Non-Red Flag Warning - Destructive Fires | Wire-to-wire contact | Aggregated | 2061 | 1.3477e-07 | 108.7427 | 1.4656e-05 | 2061 | Mitigation | 0.95 | 45 | 0 | esc | 0.00097009 | 1.3074e-10 | 0.00097009 | 1.3074e-10 | 0.0027816 | 8.6994e-06 | 0.0093087 | 4.7058e-08
[120 empty] | 7.3.3.17.5 (Remote Grid) Updates to grid topology to minimize risk of ignition in HFTDs Remote GridWLDFRWire-to-wire contactAggregated | WLDFR | HFTD - Distribution - Tier 3 - 2QU CoRE ¦ 4QU LoRE | Non-Red Flag Warning - Destructive Fires | Wire-to-wire contact | Aggregated | 2062 | 1.3477e-07 | 108.7427 | 1.4656e-05 | 2062 | Mitigation | 0.95 | 45 | 0 | esc | 0.00097009 | 1.3074e-10 | 0.00097009 | 1.3074e-10 | 0.0027816 | 8.6994e-06 | 0.0093087 | 4.7058e-08
[120 empty] | 7.3.3.17.5 (Remote Grid) Updates to grid topology to minimize risk of ignition in HFTDs Remote GridWLDFRWire-to-wire contactAggregated | WLDFR | HFTD - Distribution - Tier 3 - 2QU CoRE ¦ 4QU LoRE | Non-Red Flag Warning - Destructive Fires | Wire-to-wire contact | Aggregated | 2063 | 1.3477e-07 | 108.7427 | 1.4656e-05 | 2063 | Mitigation | 0.95 | 45 | 0 | esc | 0.00097009 | 1.3074e-10 | 0.00097009 | 1.3074e-10 | 0.0027816 | 8.6994e-06 | 0.0093087 | 4.7058e-08
[120 empty] | 7.3.3.17.5 (Remote Grid) Updates to grid topology to minimize risk of ignition in HFTDs Remote GridWLDFRWire-to-wire contactAggregated | WLDFR | HFTD - Distribution - Tier 3 - 2QU CoRE ¦ 4QU LoRE | Non-Red Flag Warning - Destructive Fires | Wire-to-wire contact | Aggregated | 2064 | 1.3477e-07 | 108.7427 | 1.4656e-05 | 2064 | Mitigation | 0.95 | 45 | 0 | esc | 0.00097009 | 1.3074e-10 | 0.00097009 | 1.3074e-10 | 0.0027816 | 8.6994e-06 | 0.0093087 | 4.7058e-08
[120 empty] | 7.3.3.17.5 (Remote Grid) Updates to grid topology to minimize risk of ignition in HFTDs Remote GridWLDFRWire-to-wire contactAggregated | WLDFR | HFTD - Distribution - Tier 3 - 2QU CoRE ¦ 4QU LoRE | Non-Red Flag Warning - Destructive Fires | Wire-to-wire contact | Aggregated | 2065 | 1.3477e-07 | 108.7427 | 1.4656e-05 | 2065 | Mitigation | 0.95 | 45 | 0 | esc | 0.00097009 | 1.3074e-10 | 0.00097009 | 1.3074e-10 | 0.0027816 | 8.6994e-06 | 0.0093087 | 4.7058e-08
[120 empty] | 7.3.3.17.5 (Remote Grid) Updates to grid topology to minimize risk of ignition in HFTDs Remote GridWLDFRWire-to-wire contactAggregated | WLDFR | HFTD - Distribution - Tier 3 - 2QU CoRE ¦ 4QU LoRE | Non-Red Flag Warning - Destructive Fires | Wire-to-wire contact | Aggregated | 2066 | 1.3477e-07 | 108.7427 | 1.4656e-05 | 2066 | Mitigation | 0.95 | 45 | 0 | esc | 0.00097009 | 1.3074e-10 | 0.00097009 | 1.3074e-10 | 0.0027816 | 8.6994e-06 | 0.0093087 | 4.7058e-08
[120 empty] | 7.3.3.17.5 (Remote Grid) Updates to grid topology to minimize risk of ignition in HFTDs Remote GridWLDFRWire-to-wire contactAggregated | WLDFR | HFTD - Distribution - Tier 3 - 2QU CoRE ¦ 4QU LoRE | Non-Red Flag Warning - Destructive Fires | Wire-to-wire contact | Aggregated | 2067 | 1.3477e-07 | 108.7427 | 1.4656e-05 | 2067 | Mitigation | 0.95 | 45 | 0 | esc | 0 | 0 | 0.00097009 | 1.3074e-10 | 0.0027816 | 8.6994e-06 | 0.0093087 | 4.7058e-08
[120 empty] | 7.3.3.17.5 (Remote Grid) Updates to grid topology to minimize risk of ignition in HFTDs Remote GridWLDFRContact from objectAggregated | WLDFR | HFTD - Distribution - Tier 3 - 2QU CoRE ¦ 4QU LoRE | Non-Red Flag Warning - Large Fires | Contact from object | Aggregated | 2022 | 4.4114e-06 | 108.7427 | 0.00047971 | 2022 | Mitigation | 0.95 | 45 | 0 | esc | 0.00097009 | 4.2795e-09 | 0 | 0 | 0.0027816 | 8.6994e-06 | 0.0093087 | 4.7058e-08
[120 empty] | 7.3.3.17.5 (Remote Grid) Updates to grid topology to minimize risk of ignition in HFTDs Remote GridWLDFRContact from objectAggregated | WLDFR | HFTD - Distribution - Tier 3 - 2QU CoRE ¦ 4QU LoRE | Non-Red Flag Warning - Large Fires | Contact from object | Aggregated | 2023 | 4.4114e-06 | 108.7427 | 0.00047971 | 2023 | Mitigation | 0.95 | 45 | 0 | esc | 0.00097009 | 4.2795e-09 | 0.00097009 | 4.2795e-09 | 0.0027816 | 8.6994e-06 | 0.0093087 | 4.7058e-08
[120 empty] | 7.3.3.17.5 (Remote Grid) Updates to grid topology to minimize risk of ignition in HFTDs Remote GridWLDFRContact from objectAggregated | WLDFR | HFTD - Distribution - Tier 3 - 2QU CoRE ¦ 4QU LoRE | Non-Red Flag Warning - Large Fires | Contact from object | Aggregated | 2024 | 4.4114e-06 | 108.7427 | 0.00047971 | 2024 | Mitigation | 0.95 | 45 | 0 | esc | 0.00097009 | 4.2795e-09 | 0.00097009 | 4.2795e-09 | 0.0027816 | 8.6994e-06 | 0 | 0
[120 empty] | 7.3.3.17.5 (Remote Grid) Updates to grid topology to minimize risk of ignition in HFTDs Remote GridWLDFRContact from objectAggregated | WLDFR | HFTD - Distribution - Tier 3 - 2QU CoRE ¦ 4QU LoRE | Non-Red Flag Warning - Large Fires | Contact from object | Aggregated | 2025 | 4.4114e-06 | 108.7427 | 0.00047971 | 2025 | Mitigation | 0.95 | 45 | 0 | esc | 0.00097009 | 4.2795e-09 | 0.00097009 | 4.2795e-09 | 0.0027816 | 8.6994e-06 | 0 | 0
[120 empty] | 7.3.3.17.5 (Remote Grid) Updates to grid topology to minimize risk of ignition in HFTDs Remote GridWLDFRContact from objectAggregated | WLDFR | HFTD - Distribution - Tier 3 - 2QU CoRE ¦ 4QU LoRE | Non-Red Flag Warning - Large Fires | Contact from object | Aggregated | 2026 | 4.4114e-06 | 108.7427 | 0.00047971 | 2026 | Mitigation | 0.95 | 45 | 0 | esc | 0.00097009 | 4.2795e-09 | 0.00097009 | 4.2795e-09 | 0.0027816 | 8.6994e-06 | 0.0083522 | 8.8616e-09
[120 empty] | 7.3.3.17.5 (Remote Grid) Updates to grid topology to minimize risk of ignition in HFTDs Remote GridWLDFRContact from objectAggregated | WLDFR | HFTD - Distribution - Tier 3 - 2QU CoRE ¦ 4QU LoRE | Non-Red Flag Warning - Large Fires | Contact from object | Aggregated | 2027 | 4.4114e-06 | 108.7427 | 0.00047971 | 2027 | Mitigation | 0.95 | 45 | 0 | esc | 0.00097009 | 4.2795e-09 | 0.00097009 | 4.2795e-09 | 0.0027816 | 8.6994e-06 | 0.0083522 | 8.8616e-09
[120 empty] | 7.3.3.17.5 (Remote Grid) Updates to grid topology to minimize risk of ignition in HFTDs Remote GridWLDFRContact from objectAggregated | WLDFR | HFTD - Distribution - Tier 3 - 2QU CoRE ¦ 4QU LoRE | Non-Red Flag Warning - Large Fires | Contact from object | Aggregated | 2028 | 4.4114e-06 | 108.7427 | 0.00047971 | 2028 | Mitigation | 0.95 | 45 | 0 | esc | 0.00097009 | 4.2795e-09 | 0.00097009 | 4.2795e-09 | 0.0027816 | 8.6994e-06 | 0.0083522 | 8.8616e-09
[120 empty] | 7.3.3.17.5 (Remote Grid) Updates to grid topology to minimize risk of ignition in HFTDs Remote GridWLDFRContact from objectAggregated | WLDFR | HFTD - Distribution - Tier 3 - 2QU CoRE ¦ 4QU LoRE | Non-Red Flag Warning - Large Fires | Contact from object | Aggregated | 2029 | 4.4114e-06 | 108.7427 | 0.00047971 | 2029 | Mitigation | 0.95 | 45 | 0 | esc | 0.00097009 | 4.2795e-09 | 0.00097009 | 4.2795e-09 | 0.0027816 | 8.6994e-06 | 0.0083522 | 8.8616e-09
[120 empty] | 7.3.3.17.5 (Remote Grid) Updates to grid topology to minimize risk of ignition in HFTDs Remote GridWLDFRContact from objectAggregated | WLDFR | HFTD - Distribution - Tier 3 - 2QU CoRE ¦ 4QU LoRE | Non-Red Flag Warning - Large Fires | Contact from object | Aggregated | 2030 | 4.4114e-06 | 108.7427 | 0.00047971 | 2030 | Mitigation | 0.95 | 45 | 0 | esc | 0.00097009 | 4.2795e-09 | 0.00097009 | 4.2795e-09 | 0.0027816 | 8.6994e-06 | 0.0083522 | 8.8616e-09
[120 empty] | 7.3.3.17.5 (Remote Grid) Updates to grid topology to minimize risk of ignition in HFTDs Remote GridWLDFRContact from objectAggregated | WLDFR | HFTD - Distribution - Tier 3 - 2QU CoRE ¦ 4QU LoRE | Non-Red Flag Warning - Large Fires | Contact from object | Aggregated | 2031 | 4.4114e-06 | 108.7427 | 0.00047971 | 2031 | Mitigation | 0.95 | 45 | 0 | esc | 0.00097009 | 4.2795e-09 | 0.00097009 | 4.2795e-09 | 0.0027816 | 8.6994e-06 | 0.0083522 | 8.8616e-09
[120 empty] | 7.3.3.17.5 (Remote Grid) Updates to grid topology to minimize risk of ignition in HFTDs Remote GridWLDFRContact from objectAggregated | WLDFR | HFTD - Distribution - Tier 3 - 2QU CoRE ¦ 4QU LoRE | Non-Red Flag Warning - Large Fires | Contact from object | Aggregated | 2032 | 4.4114e-06 | 108.7427 | 0.00047971 | 2032 | Mitigation | 0.95 | 45 | 0 | esc | 0.00097009 | 4.2795e-09 | 0.00097009 | 4.2795e-09 | 0.0027816 | 8.6994e-06 | 0.0083522 | 8.8616e-09
[120 empty] | 7.3.3.17.5 (Remote Grid) Updates to grid topology to minimize risk of ignition in HFTDs Remote GridWLDFRContact from objectAggregated | WLDFR | HFTD - Distribution - Tier 3 - 2QU CoRE ¦ 4QU LoRE | Non-Red Flag Warning - Large Fires | Contact from object | Aggregated | 2033 | 4.4114e-06 | 108.7427 | 0.00047971 | 2033 | Mitigation | 0.95 | 45 | 0 | esc | 0.00097009 | 4.2795e-09 | 0.00097009 | 4.2795e-09 | 0.0027816 | 8.6994e-06 | 0.0083522 | 8.8616e-09
[120 empty] | 7.3.3.17.5 (Remote Grid) Updates to grid topology to minimize risk of ignition in HFTDs Remote GridWLDFRContact from objectAggregated | WLDFR | HFTD - Distribution - Tier 3 - 2QU CoRE ¦ 4QU LoRE | Non-Red Flag Warning - Large Fires | Contact from object | Aggregated | 2034 | 4.4114e-06 | 108.7427 | 0.00047971 | 2034 | Mitigation | 0.95 | 45 | 0 | esc | 0.00097009 | 4.2795e-09 | 0.00097009 | 4.2795e-09 | 0.0027816 | 8.6994e-06 | 0.0083522 | 8.8616e-09
[120 empty] | 7.3.3.17.5 (Remote Grid) Updates to grid topology to minimize risk of ignition in HFTDs Remote GridWLDFRContact from objectAggregated | WLDFR | HFTD - Distribution - Tier 3 - 2QU CoRE ¦ 4QU LoRE | Non-Red Flag Warning - Large Fires | Contact from object | Aggregated | 2035 | 4.4114e-06 | 108.7427 | 0.00047971 | 2035 | Mitigation | 0.95 | 45 | 0 | esc | 0.00097009 | 4.2795e-09 | 0.00097009 | 4.2795e-09 | 0.0027816 | 8.6994e-06 | 0.0083522 | 8.8616e-09
[120 empty] | 7.3.3.17.5 (Remote Grid) Updates to grid topology to minimize risk of ignition in HFTDs Remote GridWLDFRContact from objectAggregated | WLDFR | HFTD - Distribution - Tier 3 - 2QU CoRE ¦ 4QU LoRE | Non-Red Flag Warning - Large Fires | Contact from object | Aggregated | 2036 | 4.4114e-06 | 108.7427 | 0.00047971 | 2036 | Mitigation | 0.95 | 45 | 0 | esc | 0.00097009 | 4.2795e-09 | 0.00097009 | 4.2795e-09 | 0.0027816 | 8.6994e-06 | 0.0083522 | 8.8616e-09
[120 empty] | 7.3.3.17.5 (Remote Grid) Updates to grid topology to minimize risk of ignition in HFTDs Remote GridWLDFRContact from objectAggregated | WLDFR | HFTD - Distribution - Tier 3 - 2QU CoRE ¦ 4QU LoRE | Non-Red Flag Warning - Large Fires | Contact from object | Aggregated | 2037 | 4.4114e-06 | 108.7427 | 0.00047971 | 2037 | Mitigation | 0.95 | 45 | 0 | esc | 0.00097009 | 4.2795e-09 | 0.00097009 | 4.2795e-09 | 0.0027816 | 8.6994e-06 | 0.0083522 | 8.8616e-09
[120 empty] | 7.3.3.17.5 (Remote Grid) Updates to grid topology to minimize risk of ignition in HFTDs Remote GridWLDFRContact from objectAggregated | WLDFR | HFTD - Distribution - Tier 3 - 2QU CoRE ¦ 4QU LoRE | Non-Red Flag Warning - Large Fires | Contact from object | Aggregated | 2038 | 4.4114e-06 | 108.7427 | 0.00047971 | 2038 | Mitigation | 0.95 | 45 | 0 | esc | 0.00097009 | 4.2795e-09 | 0.00097009 | 4.2795e-09 | 0.0027816 | 8.6994e-06 | 0.0083522 | 8.8616e-09
[120 empty] | 7.3.3.17.5 (Remote Grid) Updates to grid topology to minimize risk of ignition in HFTDs Remote GridWLDFRContact from objectAggregated | WLDFR | HFTD - Distribution - Tier 3 - 2QU CoRE ¦ 4QU LoRE | Non-Red Flag Warning - Large Fires | Contact from object | Aggregated | 2039 | 4.4114e-06 | 108.7427 | 0.00047971 | 2039 | Mitigation | 0.95 | 45 | 0 | esc | 0.00097009 | 4.2795e-09 | 0.00097009 | 4.2795e-09 | 0.0027816 | 8.6994e-06 | 0.0083522 | 8.8616e-09
[120 empty] | 7.3.3.17.5 (Remote Grid) Updates to grid topology to minimize risk of ignition in HFTDs Remote GridWLDFRContact from objectAggregated | WLDFR | HFTD - Distribution - Tier 3 - 2QU CoRE ¦ 4QU LoRE | Non-Red Flag Warning - Large Fires | Contact from object | Aggregated | 2040 | 4.4114e-06 | 108.7427 | 0.00047971 | 2040 | Mitigation | 0.95 | 45 | 0 | esc | 0.00097009 | 4.2795e-09 | 0.00097009 | 4.2795e-09 | 0.0027816 | 8.6994e-06 | 0.0083522 | 8.8616e-09
[120 empty] | 7.3.3.17.5 (Remote Grid) Updates to grid topology to minimize risk of ignition in HFTDs Remote GridWLDFRContact from objectAggregated | WLDFR | HFTD - Distribution - Tier 3 - 2QU CoRE ¦ 4QU LoRE | Non-Red Flag Warning - Large Fires | Contact from object | Aggregated | 2041 | 4.4114e-06 | 108.7427 | 0.00047971 | 2041 | Mitigation | 0.95 | 45 | 0 | esc | 0.00097009 | 4.2795e-09 | 0.00097009 | 4.2795e-09 | 0.0027816 | 8.6994e-06 | 0.0083522 | 8.8616e-09
[120 empty] | 7.3.3.17.5 (Remote Grid) Updates to grid topology to minimize risk of ignition in HFTDs Remote GridWLDFRContact from objectAggregated | WLDFR | HFTD - Distribution - Tier 3 - 2QU CoRE ¦ 4QU LoRE | Non-Red Flag Warning - Large Fires | Contact from object | Aggregated | 2042 | 4.4114e-06 | 108.7427 | 0.00047971 | 2042 | Mitigation | 0.95 | 45 | 0 | esc | 0.00097009 | 4.2795e-09 | 0.00097009 | 4.2795e-09 | 0.0027816 | 8.6994e-06 | 0.0083522 | 8.8616e-09
[120 empty] | 7.3.3.17.5 (Remote Grid) Updates to grid topology to minimize risk of ignition in HFTDs Remote GridWLDFRContact from objectAggregated | WLDFR | HFTD - Distribution - Tier 3 - 2QU CoRE ¦ 4QU LoRE | Non-Red Flag Warning - Large Fires | Contact from object | Aggregated | 2043 | 4.4114e-06 | 108.7427 | 0.00047971 | 2043 | Mitigation | 0.95 | 45 | 0 | esc | 0.00097009 | 4.2795e-09 | 0.00097009 | 4.2795e-09 | 0.0027816 | 8.6994e-06 | 0.0083522 | 8.8616e-09
[120 empty] | 7.3.3.17.5 (Remote Grid) Updates to grid topology to minimize risk of ignition in HFTDs Remote GridWLDFRContact from objectAggregated | WLDFR | HFTD - Distribution - Tier 3 - 2QU CoRE ¦ 4QU LoRE | Non-Red Flag Warning - Large Fires | Contact from object | Aggregated | 2044 | 4.4114e-06 | 108.7427 | 0.00047971 | 2044 | Mitigation | 0.95 | 45 | 0 | esc | 0.00097009 | 4.2795e-09 | 0.00097009 | 4.2795e-09 | 0.0027816 | 8.6994e-06 | 0.0083522 | 8.8616e-09
[120 empty] | 7.3.3.17.5 (Remote Grid) Updates to grid topology to minimize risk of ignition in HFTDs Remote GridWLDFRContact from objectAggregated | WLDFR | HFTD - Distribution - Tier 3 - 2QU CoRE ¦ 4QU LoRE | Non-Red Flag Warning - Large Fires | Contact from object | Aggregated | 2045 | 4.4114e-06 | 108.7427 | 0.00047971 | 2045 | Mitigation | 0.95 | 45 | 0 | esc | 0.00097009 | 4.2795e-09 | 0.00097009 | 4.2795e-09 | 0.0027816 | 8.6994e-06 | 0.0083522 | 8.8616e-09
[120 empty] | 7.3.3.17.5 (Remote Grid) Updates to grid topology to minimize risk of ignition in HFTDs Remote GridWLDFRContact from objectAggregated | WLDFR | HFTD - Distribution - Tier 3 - 2QU CoRE ¦ 4QU LoRE | Non-Red Flag Warning - Large Fires | Contact from object | Aggregated | 2046 | 4.4114e-06 | 108.7427 | 0.00047971 | 2046 | Mitigation | 0.95 | 45 | 0 | esc | 0.00097009 | 4.2795e-09 | 0.00097009 | 4.2795e-09 | 0.0027816 | 8.6994e-06 | 0.0083522 | 8.8616e-09
[120 empty] | 7.3.3.17.5 (Remote Grid) Updates to grid topology to minimize risk of ignition in HFTDs Remote GridWLDFRContact from objectAggregated | WLDFR | HFTD - Distribution - Tier 3 - 2QU CoRE ¦ 4QU LoRE | Non-Red Flag Warning - Large Fires | Contact from object | Aggregated | 2047 | 4.4114e-06 | 108.7427 | 0.00047971 | 2047 | Mitigation | 0.95 | 45 | 0 | esc | 0.00097009 | 4.2795e-09 | 0.00097009 | 4.2795e-09 | 0.0027816 | 8.6994e-06 | 0.0083522 | 8.8616e-09
[120 empty] | 7.3.3.17.5 (Remote Grid) Updates to grid topology to minimize risk of ignition in HFTDs Remote GridWLDFRContact from objectAggregated | WLDFR | HFTD - Distribution - Tier 3 - 2QU CoRE ¦ 4QU LoRE | Non-Red Flag Warning - Large Fires | Contact from object | Aggregated | 2048 | 4.4114e-06 | 108.7427 | 0.00047971 | 2048 | Mitigation | 0.95 | 45 | 0 | esc | 0.00097009 | 4.2795e-09 | 0.00097009 | 4.2795e-09 | 0.0027816 | 8.6994e-06 | 0.0083522 | 8.8616e-09
[120 empty] | 7.3.3.17.5 (Remote Grid) Updates to grid topology to minimize risk of ignition in HFTDs Remote GridWLDFRContact from objectAggregated | WLDFR | HFTD - Distribution - Tier 3 - 2QU CoRE ¦ 4QU LoRE | Non-Red Flag Warning - Large Fires | Contact from object | Aggregated | 2049 | 4.4114e-06 | 108.7427 | 0.00047971 | 2049 | Mitigation | 0.95 | 45 | 0 | esc | 0.00097009 | 4.2795e-09 | 0.00097009 | 4.2795e-09 | 0.0027816 | 8.6994e-06 | 0.0083522 | 8.8616e-09
[120 empty] | 7.3.3.17.5 (Remote Grid) Updates to grid topology to minimize risk of ignition in HFTDs Remote GridWLDFRContact from objectAggregated | WLDFR | HFTD - Distribution - Tier 3 - 2QU CoRE ¦ 4QU LoRE | Non-Red Flag Warning - Large Fires | Contact from object | Aggregated | 2050 | 4.4114e-06 | 108.7427 | 0.00047971 | 2050 | Mitigation | 0.95 | 45 | 0 | esc | 0.00097009 | 4.2795e-09 | 0.00097009 | 4.2795e-09 | 0.0027816 | 8.6994e-06 | 0.0083522 | 8.8616e-09
[120 empty] | 7.3.3.17.5 (Remote Grid) Updates to grid topology to minimize risk of ignition in HFTDs Remote GridWLDFRContact from objectAggregated | WLDFR | HFTD - Distribution - Tier 3 - 2QU CoRE ¦ 4QU LoRE | Non-Red Flag Warning - Large Fires | Contact from object | Aggregated | 2051 | 4.4114e-06 | 108.7427 | 0.00047971 | 2051 | Mitigation | 0.95 | 45 | 0 | esc | 0.00097009 | 4.2795e-09 | 0.00097009 | 4.2795e-09 | 0.0027816 | 8.6994e-06 | 0.0083522 | 8.8616e-09
[120 empty] | 7.3.3.17.5 (Remote Grid) Updates to grid topology to minimize risk of ignition in HFTDs Remote GridWLDFRContact from objectAggregated | WLDFR | HFTD - Distribution - Tier 3 - 2QU CoRE ¦ 4QU LoRE | Non-Red Flag Warning - Large Fires | Contact from object | Aggregated | 2052 | 4.4114e-06 | 108.7427 | 0.00047971 | 2052 | Mitigation | 0.95 | 45 | 0 | esc | 0.00097009 | 4.2795e-09 | 0.00097009 | 4.2795e-09 | 0.0027816 | 8.6994e-06 | 0.0083522 | 8.8616e-09
[120 empty] | 7.3.3.17.5 (Remote Grid) Updates to grid topology to minimize risk of ignition in HFTDs Remote GridWLDFRContact from objectAggregated | WLDFR | HFTD - Distribution - Tier 3 - 2QU CoRE ¦ 4QU LoRE | Non-Red Flag Warning - Large Fires | Contact from object | Aggregated | 2053 | 4.4114e-06 | 108.7427 | 0.00047971 | 2053 | Mitigation | 0.95 | 45 | 0 | esc | 0.00097009 | 4.2795e-09 | 0.00097009 | 4.2795e-09 | 0.0027816 | 8.6994e-06 | 0.0083522 | 8.8616e-09
[120 empty] | 7.3.3.17.5 (Remote Grid) Updates to grid topology to minimize risk of ignition in HFTDs Remote GridWLDFRContact from objectAggregated | WLDFR | HFTD - Distribution - Tier 3 - 2QU CoRE ¦ 4QU LoRE | Non-Red Flag Warning - Large Fires | Contact from object | Aggregated | 2054 | 4.4114e-06 | 108.7427 | 0.00047971 | 2054 | Mitigation | 0.95 | 45 | 0 | esc | 0.00097009 | 4.2795e-09 | 0.00097009 | 4.2795e-09 | 0 | 0 | 0.0083522 | 8.8616e-09
[120 empty] | 7.3.3.17.5 (Remote Grid) Updates to grid topology to minimize risk of ignition in HFTDs Remote GridWLDFRContact from objectAggregated | WLDFR | HFTD - Distribution - Tier 3 - 2QU CoRE ¦ 4QU LoRE | Non-Red Flag Warning - Large Fires | Contact from object | Aggregated | 2055 | 4.4114e-06 | 108.7427 | 0.00047971 | 2055 | Mitigation | 0.95 | 45 | 0 | esc | 0.00097009 | 4.2795e-09 | 0.00097009 | 4.2795e-09 | 0.0027816 | 2.324e-06 | 0.0083522 | 8.8616e-09
[120 empty] | 7.3.3.17.5 (Remote Grid) Updates to grid topology to minimize risk of ignition in HFTDs Remote GridWLDFRContact from objectAggregated | WLDFR | HFTD - Distribution - Tier 3 - 2QU CoRE ¦ 4QU LoRE | Non-Red Flag Warning - Large Fires | Contact from object | Aggregated | 2056 | 4.4114e-06 | 108.7427 | 0.00047971 | 2056 | Mitigation | 0.95 | 45 | 0 | esc | 0.00097009 | 4.2795e-09 | 0.00097009 | 4.2795e-09 | 0.0027816 | 2.324e-06 | 0 | 0
[120 empty] | 7.3.3.17.5 (Remote Grid) Updates to grid topology to minimize risk of ignition in HFTDs Remote GridWLDFRContact from objectAggregated | WLDFR | HFTD - Distribution - Tier 3 - 2QU CoRE ¦ 4QU LoRE | Non-Red Flag Warning - Large Fires | Contact from object | Aggregated | 2057 | 4.4114e-06 | 108.7427 | 0.00047971 | 2057 | Mitigation | 0.95 | 45 | 0 | esc | 0.00097009 | 4.2795e-09 | 0.00097009 | 4.2795e-09 | 0.0027816 | 2.324e-06 | 0 | 0
[120 empty] | 7.3.3.17.5 (Remote Grid) Updates to grid topology to minimize risk of ignition in HFTDs Remote GridWLDFRContact from objectAggregated | WLDFR | HFTD - Distribution - Tier 3 - 2QU CoRE ¦ 4QU LoRE | Non-Red Flag Warning - Large Fires | Contact from object | Aggregated | 2058 | 4.4114e-06 | 108.7427 | 0.00047971 | 2058 | Mitigation | 0.95 | 45 | 0 | esc | 0.00097009 | 4.2795e-09 | 0.00097009 | 4.2795e-09 | 0.0027816 | 2.324e-06 | 0.0092336 | 8.4797e-10
[120 empty] | 7.3.3.17.5 (Remote Grid) Updates to grid topology to minimize risk of ignition in HFTDs Remote GridWLDFRContact from objectAggregated | WLDFR | HFTD - Distribution - Tier 3 - 2QU CoRE ¦ 4QU LoRE | Non-Red Flag Warning - Large Fires | Contact from object | Aggregated | 2059 | 4.4114e-06 | 108.7427 | 0.00047971 | 2059 | Mitigation | 0.95 | 45 | 0 | esc | 0.00097009 | 4.2795e-09 | 0.00097009 | 4.2795e-09 | 0.0027816 | 2.324e-06 | 0.0092336 | 8.4797e-10
[120 empty] | 7.3.3.17.5 (Remote Grid) Updates to grid topology to minimize risk of ignition in HFTDs Remote GridWLDFRContact from objectAggregated | WLDFR | HFTD - Distribution - Tier 3 - 2QU CoRE ¦ 4QU LoRE | Non-Red Flag Warning - Large Fires | Contact from object | Aggregated | 2060 | 4.4114e-06 | 108.7427 | 0.00047971 | 2060 | Mitigation | 0.95 | 45 | 0 | esc | 0.00097009 | 4.2795e-09 | 0.00097009 | 4.2795e-09 | 0.0027816 | 2.324e-06 | 0.0092336 | 8.4797e-10
[120 empty] | 7.3.3.17.5 (Remote Grid) Updates to grid topology to minimize risk of ignition in HFTDs Remote GridWLDFRContact from objectAggregated | WLDFR | HFTD - Distribution - Tier 3 - 2QU CoRE ¦ 4QU LoRE | Non-Red Flag Warning - Large Fires | Contact from object | Aggregated | 2061 | 4.4114e-06 | 108.7427 | 0.00047971 | 2061 | Mitigation | 0.95 | 45 | 0 | esc | 0.00097009 | 4.2795e-09 | 0.00097009 | 4.2795e-09 | 0.0027816 | 2.324e-06 | 0.0092336 | 8.4797e-10
[120 empty] | 7.3.3.17.5 (Remote Grid) Updates to grid topology to minimize risk of ignition in HFTDs Remote GridWLDFRContact from objectAggregated | WLDFR | HFTD - Distribution - Tier 3 - 2QU CoRE ¦ 4QU LoRE | Non-Red Flag Warning - Large Fires | Contact from object | Aggregated | 2062 | 4.4114e-06 | 108.7427 | 0.00047971 | 2062 | Mitigation | 0.95 | 45 | 0 | esc | 0.00097009 | 4.2795e-09 | 0.00097009 | 4.2795e-09 | 0.0027816 | 2.324e-06 | 0.0092336 | 8.4797e-10
[120 empty] | 7.3.3.17.5 (Remote Grid) Updates to grid topology to minimize risk of ignition in HFTDs Remote GridWLDFRContact from objectAggregated | WLDFR | HFTD - Distribution - Tier 3 - 2QU CoRE ¦ 4QU LoRE | Non-Red Flag Warning - Large Fires | Contact from object | Aggregated | 2063 | 4.4114e-06 | 108.7427 | 0.00047971 | 2063 | Mitigation | 0.95 | 45 | 0 | esc | 0.00097009 | 4.2795e-09 | 0.00097009 | 4.2795e-09 | 0.0027816 | 2.324e-06 | 0.0092336 | 8.4797e-10
[120 empty] | 7.3.3.17.5 (Remote Grid) Updates to grid topology to minimize risk of ignition in HFTDs Remote GridWLDFRContact from objectAggregated | WLDFR | HFTD - Distribution - Tier 3 - 2QU CoRE ¦ 4QU LoRE | Non-Red Flag Warning - Large Fires | Contact from object | Aggregated | 2064 | 4.4114e-06 | 108.7427 | 0.00047971 | 2064 | Mitigation | 0.95 | 45 | 0 | esc | 0.00097009 | 4.2795e-09 | 0.00097009 | 4.2795e-09 | 0.0027816 | 2.324e-06 | 0.0092336 | 8.4797e-10
[120 empty] | 7.3.3.17.5 (Remote Grid) Updates to grid topology to minimize risk of ignition in HFTDs Remote GridWLDFRContact from objectAggregated | WLDFR | HFTD - Distribution - Tier 3 - 2QU CoRE ¦ 4QU LoRE | Non-Red Flag Warning - Large Fires | Contact from object | Aggregated | 2065 | 4.4114e-06 | 108.7427 | 0.00047971 | 2065 | Mitigation | 0.95 | 45 | 0 | esc | 0.00097009 | 4.2795e-09 | 0.00097009 | 4.2795e-09 | 0.0027816 | 2.324e-06 | 0.0092336 | 8.4797e-10
[120 empty] | 7.3.3.17.5 (Remote Grid) Updates to grid topology to minimize risk of ignition in HFTDs Remote GridWLDFRContact from objectAggregated | WLDFR | HFTD - Distribution - Tier 3 - 2QU CoRE ¦ 4QU LoRE | Non-Red Flag Warning - Large Fires | Contact from object | Aggregated | 2066 | 4.4114e-06 | 108.7427 | 0.00047971 | 2066 | Mitigation | 0.95 | 45 | 0 | esc | 0.00097009 | 4.2795e-09 | 0.00097009 | 4.2795e-09 | 0.0027816 | 2.324e-06 | 0.0092336 | 8.4797e-10
[120 empty] | 7.3.3.17.5 (Remote Grid) Updates to grid topology to minimize risk of ignition in HFTDs Remote GridWLDFRContact from objectAggregated | WLDFR | HFTD - Distribution - Tier 3 - 2QU CoRE ¦ 4QU LoRE | Non-Red Flag Warning - Large Fires | Contact from object | Aggregated | 2067 | 4.4114e-06 | 108.7427 | 0.00047971 | 2067 | Mitigation | 0.95 | 45 | 0 | esc | 0 | 0 | 0.00097009 | 4.2795e-09 | 0.0027816 | 2.324e-06 | 0.0092336 | 8.4797e-10
[120 empty] | 7.3.3.17.5 (Remote Grid) Updates to grid topology to minimize risk of ignition in HFTDs Remote GridWLDFRContaminationAggregated | WLDFR | HFTD - Distribution - Tier 3 - 2QU CoRE ¦ 4QU LoRE | Non-Red Flag Warning - Large Fires | Contamination | Aggregated | 2022 | 7.5737e-08 | 108.7427 | 8.2359e-06 | 2022 | Mitigation | 0.95 | 45 | 0 | esc | 0.00097009 | 7.3472e-11 | 0 | 0 | 0.0027816 | 2.324e-06 | 0.0092336 | 8.4797e-10
[120 empty] | 7.3.3.17.5 (Remote Grid) Updates to grid topology to minimize risk of ignition in HFTDs Remote GridWLDFRContaminationAggregated | WLDFR | HFTD - Distribution - Tier 3 - 2QU CoRE ¦ 4QU LoRE | Non-Red Flag Warning - Large Fires | Contamination | Aggregated | 2023 | 7.5737e-08 | 108.7427 | 8.2359e-06 | 2023 | Mitigation | 0.95 | 45 | 0 | esc | 0.00097009 | 7.3472e-11 | 0.00097009 | 7.3472e-11 | 0.0027816 | 2.324e-06 | 0.0092336 | 8.4797e-10
[120 empty] | 7.3.3.17.5 (Remote Grid) Updates to grid topology to minimize risk of ignition in HFTDs Remote GridWLDFRContaminationAggregated | WLDFR | HFTD - Distribution - Tier 3 - 2QU CoRE ¦ 4QU LoRE | Non-Red Flag Warning - Large Fires | Contamination | Aggregated | 2024 | 7.5737e-08 | 108.7427 | 8.2359e-06 | 2024 | Mitigation | 0.95 | 45 | 0 | esc | 0.00097009 | 7.3472e-11 | 0.00097009 | 7.3472e-11 | 0.0027816 | 2.324e-06 | 0.0092336 | 8.4797e-10
[120 empty] | 7.3.3.17.5 (Remote Grid) Updates to grid topology to minimize risk of ignition in HFTDs Remote GridWLDFRContaminationAggregated | WLDFR | HFTD - Distribution - Tier 3 - 2QU CoRE ¦ 4QU LoRE | Non-Red Flag Warning - Large Fires | Contamination | Aggregated | 2025 | 7.5737e-08 | 108.7427 | 8.2359e-06 | 2025 | Mitigation | 0.95 | 45 | 0 | esc | 0.00097009 | 7.3472e-11 | 0.00097009 | 7.3472e-11 | 0.0027816 | 2.324e-06 | 0.0092336 | 8.4797e-10
[120 empty] | 7.3.3.17.5 (Remote Grid) Updates to grid topology to minimize risk of ignition in HFTDs Remote GridWLDFRContaminationAggregated | WLDFR | HFTD - Distribution - Tier 3 - 2QU CoRE ¦ 4QU LoRE | Non-Red Flag Warning - Large Fires | Contamination | Aggregated | 2026 | 7.5737e-08 | 108.7427 | 8.2359e-06 | 2026 | Mitigation | 0.95 | 45 | 0 | esc | 0.00097009 | 7.3472e-11 | 0.00097009 | 7.3472e-11 | 0.0027816 | 2.324e-06 | 0.0092336 | 8.4797e-10
[120 empty] | 7.3.3.17.5 (Remote Grid) Updates to grid topology to minimize risk of ignition in HFTDs Remote GridWLDFRContaminationAggregated | WLDFR | HFTD - Distribution - Tier 3 - 2QU CoRE ¦ 4QU LoRE | Non-Red Flag Warning - Large Fires | Contamination | Aggregated | 2027 | 7.5737e-08 | 108.7427 | 8.2359e-06 | 2027 | Mitigation | 0.95 | 45 | 0 | esc | 0.00097009 | 7.3472e-11 | 0.00097009 | 7.3472e-11 | 0.0027816 | 2.324e-06 | 0.0092336 | 8.4797e-10
[120 empty] | 7.3.3.17.5 (Remote Grid) Updates to grid topology to minimize risk of ignition in HFTDs Remote GridWLDFRContaminationAggregated | WLDFR | HFTD - Distribution - Tier 3 - 2QU CoRE ¦ 4QU LoRE | Non-Red Flag Warning - Large Fires | Contamination | Aggregated | 2028 | 7.5737e-08 | 108.7427 | 8.2359e-06 | 2028 | Mitigation | 0.95 | 45 | 0 | esc | 0.00097009 | 7.3472e-11 | 0.00097009 | 7.3472e-11 | 0.0027816 | 2.324e-06 | 0.0092336 | 8.4797e-10
[120 empty] | 7.3.3.17.5 (Remote Grid) Updates to grid topology to minimize risk of ignition in HFTDs Remote GridWLDFRContaminationAggregated | WLDFR | HFTD - Distribution - Tier 3 - 2QU CoRE ¦ 4QU LoRE | Non-Red Flag Warning - Large Fires | Contamination | Aggregated | 2029 | 7.5737e-08 | 108.7427 | 8.2359e-06 | 2029 | Mitigation | 0.95 | 45 | 0 | esc | 0.00097009 | 7.3472e-11 | 0.00097009 | 7.3472e-11 | 0.0027816 | 2.324e-06 | 0.0092336 | 8.4797e-10
[120 empty] | 7.3.3.17.5 (Remote Grid) Updates to grid topology to minimize risk of ignition in HFTDs Remote GridWLDFRContaminationAggregated | WLDFR | HFTD - Distribution - Tier 3 - 2QU CoRE ¦ 4QU LoRE | Non-Red Flag Warning - Large Fires | Contamination | Aggregated | 2030 | 7.5737e-08 | 108.7427 | 8.2359e-06 | 2030 | Mitigation | 0.95 | 45 | 0 | esc | 0.00097009 | 7.3472e-11 | 0.00097009 | 7.3472e-11 | 0.0027816 | 2.324e-06 | 0.0092336 | 8.4797e-10
[120 empty] | 7.3.3.17.5 (Remote Grid) Updates to grid topology to minimize risk of ignition in HFTDs Remote GridWLDFRContaminationAggregated | WLDFR | HFTD - Distribution - Tier 3 - 2QU CoRE ¦ 4QU LoRE | Non-Red Flag Warning - Large Fires | Contamination | Aggregated | 2031 | 7.5737e-08 | 108.7427 | 8.2359e-06 | 2031 | Mitigation | 0.95 | 45 | 0 | esc | 0.00097009 | 7.3472e-11 | 0.00097009 | 7.3472e-11 | 0.0027816 | 2.324e-06 | 0.0092336 | 8.4797e-10
[120 empty] | 7.3.3.17.5 (Remote Grid) Updates to grid topology to minimize risk of ignition in HFTDs Remote GridWLDFRContaminationAggregated | WLDFR | HFTD - Distribution - Tier 3 - 2QU CoRE ¦ 4QU LoRE | Non-Red Flag Warning - Large Fires | Contamination | Aggregated | 2032 | 7.5737e-08 | 108.7427 | 8.2359e-06 | 2032 | Mitigation | 0.95 | 45 | 0 | esc | 0.00097009 | 7.3472e-11 | 0.00097009 | 7.3472e-11 | 0.0027816 | 2.324e-06 | 0.0092336 | 8.4797e-10
[120 empty] | 7.3.3.17.5 (Remote Grid) Updates to grid topology to minimize risk of ignition in HFTDs Remote GridWLDFRContaminationAggregated | WLDFR | HFTD - Distribution - Tier 3 - 2QU CoRE ¦ 4QU LoRE | Non-Red Flag Warning - Large Fires | Contamination | Aggregated | 2033 | 7.5737e-08 | 108.7427 | 8.2359e-06 | 2033 | Mitigation | 0.95 | 45 | 0 | esc | 0.00097009 | 7.3472e-11 | 0.00097009 | 7.3472e-11 | 0.0027816 | 2.324e-06 | 0.0092336 | 8.4797e-10
[120 empty] | 7.3.3.17.5 (Remote Grid) Updates to grid topology to minimize risk of ignition in HFTDs Remote GridWLDFRContaminationAggregated | WLDFR | HFTD - Distribution - Tier 3 - 2QU CoRE ¦ 4QU LoRE | Non-Red Flag Warning - Large Fires | Contamination | Aggregated | 2034 | 7.5737e-08 | 108.7427 | 8.2359e-06 | 2034 | Mitigation | 0.95 | 45 | 0 | esc | 0.00097009 | 7.3472e-11 | 0.00097009 | 7.3472e-11 | 0.0027816 | 2.324e-06 | 0.0092336 | 8.4797e-10
[120 empty] | 7.3.3.17.5 (Remote Grid) Updates to grid topology to minimize risk of ignition in HFTDs Remote GridWLDFRContaminationAggregated | WLDFR | HFTD - Distribution - Tier 3 - 2QU CoRE ¦ 4QU LoRE | Non-Red Flag Warning - Large Fires | Contamination | Aggregated | 2035 | 7.5737e-08 | 108.7427 | 8.2359e-06 | 2035 | Mitigation | 0.95 | 45 | 0 | esc | 0.00097009 | 7.3472e-11 | 0.00097009 | 7.3472e-11 | 0.0027816 | 2.324e-06 | 0.0092336 | 8.4797e-10
[120 empty] | 7.3.3.17.5 (Remote Grid) Updates to grid topology to minimize risk of ignition in HFTDs Remote GridWLDFRContaminationAggregated | WLDFR | HFTD - Distribution - Tier 3 - 2QU CoRE ¦ 4QU LoRE | Non-Red Flag Warning - Large Fires | Contamination | Aggregated | 2036 | 7.5737e-08 | 108.7427 | 8.2359e-06 | 2036 | Mitigation | 0.95 | 45 | 0 | esc | 0.00097009 | 7.3472e-11 | 0.00097009 | 7.3472e-11 | 0.0027816 | 2.324e-06 | 0.0092336 | 8.4797e-10
[120 empty] | 7.3.3.17.5 (Remote Grid) Updates to grid topology to minimize risk of ignition in HFTDs Remote GridWLDFRContaminationAggregated | WLDFR | HFTD - Distribution - Tier 3 - 2QU CoRE ¦ 4QU LoRE | Non-Red Flag Warning - Large Fires | Contamination | Aggregated | 2037 | 7.5737e-08 | 108.7427 | 8.2359e-06 | 2037 | Mitigation | 0.95 | 45 | 0 | esc | 0.00097009 | 7.3472e-11 | 0.00097009 | 7.3472e-11 | 0.0027816 | 2.324e-06 | 0.0092336 | 8.4797e-10
[120 empty] | 7.3.3.17.5 (Remote Grid) Updates to grid topology to minimize risk of ignition in HFTDs Remote GridWLDFRContaminationAggregated | WLDFR | HFTD - Distribution - Tier 3 - 2QU CoRE ¦ 4QU LoRE | Non-Red Flag Warning - Large Fires | Contamination | Aggregated | 2038 | 7.5737e-08 | 108.7427 | 8.2359e-06 | 2038 | Mitigation | 0.95 | 45 | 0 | esc | 0.00097009 | 7.3472e-11 | 0.00097009 | 7.3472e-11 | 0.0027816 | 2.324e-06 | 0.0092336 | 8.4797e-10
[120 empty] | 7.3.3.17.5 (Remote Grid) Updates to grid topology to minimize risk of ignition in HFTDs Remote GridWLDFRContaminationAggregated | WLDFR | HFTD - Distribution - Tier 3 - 2QU CoRE ¦ 4QU LoRE | Non-Red Flag Warning - Large Fires | Contamination | Aggregated | 2039 | 7.5737e-08 | 108.7427 | 8.2359e-06 | 2039 | Mitigation | 0.95 | 45 | 0 | esc | 0.00097009 | 7.3472e-11 | 0.00097009 | 7.3472e-11 | 0.0027816 | 2.324e-06 | 0.0092336 | 8.4797e-10
[120 empty] | 7.3.3.17.5 (Remote Grid) Updates to grid topology to minimize risk of ignition in HFTDs Remote GridWLDFRContaminationAggregated | WLDFR | HFTD - Distribution - Tier 3 - 2QU CoRE ¦ 4QU LoRE | Non-Red Flag Warning - Large Fires | Contamination | Aggregated | 2040 | 7.5737e-08 | 108.7427 | 8.2359e-06 | 2040 | Mitigation | 0.95 | 45 | 0 | esc | 0.00097009 | 7.3472e-11 | 0.00097009 | 7.3472e-11 | 0.0027816 | 2.324e-06 | 0.0092336 | 8.4797e-10
[120 empty] | 7.3.3.17.5 (Remote Grid) Updates to grid topology to minimize risk of ignition in HFTDs Remote GridWLDFRContaminationAggregated | WLDFR | HFTD - Distribution - Tier 3 - 2QU CoRE ¦ 4QU LoRE | Non-Red Flag Warning - Large Fires | Contamination | Aggregated | 2041 | 7.5737e-08 | 108.7427 | 8.2359e-06 | 2041 | Mitigation | 0.95 | 45 | 0 | esc | 0.00097009 | 7.3472e-11 | 0.00097009 | 7.3472e-11 | 0.0027816 | 2.324e-06 | 0.0092336 | 8.4797e-10
[120 empty] | 7.3.3.17.5 (Remote Grid) Updates to grid topology to minimize risk of ignition in HFTDs Remote GridWLDFRContaminationAggregated | WLDFR | HFTD - Distribution - Tier 3 - 2QU CoRE ¦ 4QU LoRE | Non-Red Flag Warning - Large Fires | Contamination | Aggregated | 2042 | 7.5737e-08 | 108.7427 | 8.2359e-06 | 2042 | Mitigation | 0.95 | 45 | 0 | esc | 0.00097009 | 7.3472e-11 | 0.00097009 | 7.3472e-11 | 0.0027816 | 2.324e-06 | 0 | 0
[120 empty] | 7.3.3.17.5 (Remote Grid) Updates to grid topology to minimize risk of ignition in HFTDs Remote GridWLDFRContaminationAggregated | WLDFR | HFTD - Distribution - Tier 3 - 2QU CoRE ¦ 4QU LoRE | Non-Red Flag Warning - Large Fires | Contamination | Aggregated | 2043 | 7.5737e-08 | 108.7427 | 8.2359e-06 | 2043 | Mitigation | 0.95 | 45 | 0 | esc | 0.00097009 | 7.3472e-11 | 0.00097009 | 7.3472e-11 | 0.0027816 | 2.324e-06 | 0 | 0
[120 empty] | 7.3.3.17.5 (Remote Grid) Updates to grid topology to minimize risk of ignition in HFTDs Remote GridWLDFRContaminationAggregated | WLDFR | HFTD - Distribution - Tier 3 - 2QU CoRE ¦ 4QU LoRE | Non-Red Flag Warning - Large Fires | Contamination | Aggregated | 2044 | 7.5737e-08 | 108.7427 | 8.2359e-06 | 2044 | Mitigation | 0.95 | 45 | 0 | esc | 0.00097009 | 7.3472e-11 | 0.00097009 | 7.3472e-11 | 0.0027816 | 2.324e-06 | 0.0033164 | 1.4442e-08
[120 empty] | 7.3.3.17.5 (Remote Grid) Updates to grid topology to minimize risk of ignition in HFTDs Remote GridWLDFRContaminationAggregated | WLDFR | HFTD - Distribution - Tier 3 - 2QU CoRE ¦ 4QU LoRE | Non-Red Flag Warning - Large Fires | Contamination | Aggregated | 2045 | 7.5737e-08 | 108.7427 | 8.2359e-06 | 2045 | Mitigation | 0.95 | 45 | 0 | esc | 0.00097009 | 7.3472e-11 | 0.00097009 | 7.3472e-11 | 0.0027816 | 2.324e-06 | 0.0033164 | 1.4442e-08
[120 empty] | 7.3.3.17.5 (Remote Grid) Updates to grid topology to minimize risk of ignition in HFTDs Remote GridWLDFRContaminationAggregated | WLDFR | HFTD - Distribution - Tier 3 - 2QU CoRE ¦ 4QU LoRE | Non-Red Flag Warning - Large Fires | Contamination | Aggregated | 2046 | 7.5737e-08 | 108.7427 | 8.2359e-06 | 2046 | Mitigation | 0.95 | 45 | 0 | esc | 0.00097009 | 7.3472e-11 | 0.00097009 | 7.3472e-11 | 0.0027816 | 2.324e-06 | 0.0033164 | 1.4442e-08
[120 empty] | 7.3.3.17.5 (Remote Grid) Updates to grid topology to minimize risk of ignition in HFTDs Remote GridWLDFRContaminationAggregated | WLDFR | HFTD - Distribution - Tier 3 - 2QU CoRE ¦ 4QU LoRE | Non-Red Flag Warning - Large Fires | Contamination | Aggregated | 2047 | 7.5737e-08 | 108.7427 | 8.2359e-06 | 2047 | Mitigation | 0.95 | 45 | 0 | esc | 0.00097009 | 7.3472e-11 | 0.00097009 | 7.3472e-11 | 0.0027816 | 2.324e-06 | 0.0033164 | 1.4442e-08
[120 empty] | 7.3.3.17.5 (Remote Grid) Updates to grid topology to minimize risk of ignition in HFTDs Remote GridWLDFRContaminationAggregated | WLDFR | HFTD - Distribution - Tier 3 - 2QU CoRE ¦ 4QU LoRE | Non-Red Flag Warning - Large Fires | Contamination | Aggregated | 2048 | 7.5737e-08 | 108.7427 | 8.2359e-06 | 2048 | Mitigation | 0.95 | 45 | 0 | esc | 0.00097009 | 7.3472e-11 | 0.00097009 | 7.3472e-11 | 0.0027816 | 2.324e-06 | 0.0033164 | 1.4442e-08
[120 empty] | 7.3.3.17.5 (Remote Grid) Updates to grid topology to minimize risk of ignition in HFTDs Remote GridWLDFRContaminationAggregated | WLDFR | HFTD - Distribution - Tier 3 - 2QU CoRE ¦ 4QU LoRE | Non-Red Flag Warning - Large Fires | Contamination | Aggregated | 2049 | 7.5737e-08 | 108.7427 | 8.2359e-06 | 2049 | Mitigation | 0.95 | 45 | 0 | esc | 0.00097009 | 7.3472e-11 | 0.00097009 | 7.3472e-11 | 0.0027816 | 2.324e-06 | 0.0033164 | 1.4442e-08
[120 empty] | 7.3.3.17.5 (Remote Grid) Updates to grid topology to minimize risk of ignition in HFTDs Remote GridWLDFRContaminationAggregated | WLDFR | HFTD - Distribution - Tier 3 - 2QU CoRE ¦ 4QU LoRE | Non-Red Flag Warning - Large Fires | Contamination | Aggregated | 2050 | 7.5737e-08 | 108.7427 | 8.2359e-06 | 2050 | Mitigation | 0.95 | 45 | 0 | esc | 0.00097009 | 7.3472e-11 | 0.00097009 | 7.3472e-11 | 0.0027816 | 2.324e-06 | 0.0033164 | 1.4442e-08
[120 empty] | 7.3.3.17.5 (Remote Grid) Updates to grid topology to minimize risk of ignition in HFTDs Remote GridWLDFRContaminationAggregated | WLDFR | HFTD - Distribution - Tier 3 - 2QU CoRE ¦ 4QU LoRE | Non-Red Flag Warning - Large Fires | Contamination | Aggregated | 2051 | 7.5737e-08 | 108.7427 | 8.2359e-06 | 2051 | Mitigation | 0.95 | 45 | 0 | esc | 0.00097009 | 7.3472e-11 | 0.00097009 | 7.3472e-11 | 0.0027816 | 2.324e-06 | 0.0033164 | 1.4442e-08
[120 empty] | 7.3.3.17.5 (Remote Grid) Updates to grid topology to minimize risk of ignition in HFTDs Remote GridWLDFRContaminationAggregated | WLDFR | HFTD - Distribution - Tier 3 - 2QU CoRE ¦ 4QU LoRE | Non-Red Flag Warning - Large Fires | Contamination | Aggregated | 2052 | 7.5737e-08 | 108.7427 | 8.2359e-06 | 2052 | Mitigation | 0.95 | 45 | 0 | esc | 0.00097009 | 7.3472e-11 | 0.00097009 | 7.3472e-11 | 0.0027816 | 2.324e-06 | 0.0033164 | 1.4442e-08
[120 empty] | 7.3.3.17.5 (Remote Grid) Updates to grid topology to minimize risk of ignition in HFTDs Remote GridWLDFRContaminationAggregated | WLDFR | HFTD - Distribution - Tier 3 - 2QU CoRE ¦ 4QU LoRE | Non-Red Flag Warning - Large Fires | Contamination | Aggregated | 2053 | 7.5737e-08 | 108.7427 | 8.2359e-06 | 2053 | Mitigation | 0.95 | 45 | 0 | esc | 0.00097009 | 7.3472e-11 | 0.00097009 | 7.3472e-11 | 0.0027816 | 2.324e-06 | 0.0033164 | 1.4442e-08
[120 empty] | 7.3.3.17.5 (Remote Grid) Updates to grid topology to minimize risk of ignition in HFTDs Remote GridWLDFRContaminationAggregated | WLDFR | HFTD - Distribution - Tier 3 - 2QU CoRE ¦ 4QU LoRE | Non-Red Flag Warning - Large Fires | Contamination | Aggregated | 2054 | 7.5737e-08 | 108.7427 | 8.2359e-06 | 2054 | Mitigation | 0.95 | 45 | 0 | esc | 0.00097009 | 7.3472e-11 | 0.00097009 | 7.3472e-11 | 0.0027816 | 2.324e-06 | 0.0033164 | 1.4442e-08
[120 empty] | 7.3.3.17.5 (Remote Grid) Updates to grid topology to minimize risk of ignition in HFTDs Remote GridWLDFRContaminationAggregated | WLDFR | HFTD - Distribution - Tier 3 - 2QU CoRE ¦ 4QU LoRE | Non-Red Flag Warning - Large Fires | Contamination | Aggregated | 2055 | 7.5737e-08 | 108.7427 | 8.2359e-06 | 2055 | Mitigation | 0.95 | 45 | 0 | esc | 0.00097009 | 7.3472e-11 | 0.00097009 | 7.3472e-11 | 0.0027816 | 2.324e-06 | 0.0033164 | 1.4442e-08
[120 empty] | 7.3.3.17.5 (Remote Grid) Updates to grid topology to minimize risk of ignition in HFTDs Remote GridWLDFRContaminationAggregated | WLDFR | HFTD - Distribution - Tier 3 - 2QU CoRE ¦ 4QU LoRE | Non-Red Flag Warning - Large Fires | Contamination | Aggregated | 2056 | 7.5737e-08 | 108.7427 | 8.2359e-06 | 2056 | Mitigation | 0.95 | 45 | 0 | esc | 0.00097009 | 7.3472e-11 | 0.00097009 | 7.3472e-11 | 0.0027816 | 2.324e-06 | 0.0033164 | 1.4442e-08
[120 empty] | 7.3.3.17.5 (Remote Grid) Updates to grid topology to minimize risk of ignition in HFTDs Remote GridWLDFRContaminationAggregated | WLDFR | HFTD - Distribution - Tier 3 - 2QU CoRE ¦ 4QU LoRE | Non-Red Flag Warning - Large Fires | Contamination | Aggregated | 2057 | 7.5737e-08 | 108.7427 | 8.2359e-06 | 2057 | Mitigation | 0.95 | 45 | 0 | esc | 0.00097009 | 7.3472e-11 | 0.00097009 | 7.3472e-11 | 0.0027816 | 2.324e-06 | 0.0033164 | 1.4442e-08
[120 empty] | 7.3.3.17.5 (Remote Grid) Updates to grid topology to minimize risk of ignition in HFTDs Remote GridWLDFRContaminationAggregated | WLDFR | HFTD - Distribution - Tier 3 - 2QU CoRE ¦ 4QU LoRE | Non-Red Flag Warning - Large Fires | Contamination | Aggregated | 2058 | 7.5737e-08 | 108.7427 | 8.2359e-06 | 2058 | Mitigation | 0.95 | 45 | 0 | esc | 0.00097009 | 7.3472e-11 | 0.00097009 | 7.3472e-11 | 0 | 0 | 0.0033164 | 1.4442e-08
[120 empty] | 7.3.3.17.5 (Remote Grid) Updates to grid topology to minimize risk of ignition in HFTDs Remote GridWLDFRContaminationAggregated | WLDFR | HFTD - Distribution - Tier 3 - 2QU CoRE ¦ 4QU LoRE | Non-Red Flag Warning - Large Fires | Contamination | Aggregated | 2059 | 7.5737e-08 | 108.7427 | 8.2359e-06 | 2059 | Mitigation | 0.95 | 45 | 0 | esc | 0.00097009 | 7.3472e-11 | 0.00097009 | 7.3472e-11 | 0.0027816 | 2.6234e-09 | 0.0033164 | 1.4442e-08
[120 empty] | 7.3.3.17.5 (Remote Grid) Updates to grid topology to minimize risk of ignition in HFTDs Remote GridWLDFRContaminationAggregated | WLDFR | HFTD - Distribution - Tier 3 - 2QU CoRE ¦ 4QU LoRE | Non-Red Flag Warning - Large Fires | Contamination | Aggregated | 2060 | 7.5737e-08 | 108.7427 | 8.2359e-06 | 2060 | Mitigation | 0.95 | 45 | 0 | esc | 0.00097009 | 7.3472e-11 | 0.00097009 | 7.3472e-11 | 0.0027816 | 2.6234e-09 | 0.0033164 | 1.4442e-08
[120 empty] | 7.3.3.17.5 (Remote Grid) Updates to grid topology to minimize risk of ignition in HFTDs Remote GridWLDFRContaminationAggregated | WLDFR | HFTD - Distribution - Tier 3 - 2QU CoRE ¦ 4QU LoRE | Non-Red Flag Warning - Large Fires | Contamination | Aggregated | 2061 | 7.5737e-08 | 108.7427 | 8.2359e-06 | 2061 | Mitigation | 0.95 | 45 | 0 | esc | 0.00097009 | 7.3472e-11 | 0.00097009 | 7.3472e-11 | 0.0027816 | 2.6234e-09 | 0.0033164 | 1.4442e-08
[120 empty] | 7.3.3.17.5 (Remote Grid) Updates to grid topology to minimize risk of ignition in HFTDs Remote GridWLDFRContaminationAggregated | WLDFR | HFTD - Distribution - Tier 3 - 2QU CoRE ¦ 4QU LoRE | Non-Red Flag Warning - Large Fires | Contamination | Aggregated | 2062 | 7.5737e-08 | 108.7427 | 8.2359e-06 | 2062 | Mitigation | 0.95 | 45 | 0 | esc | 0.00097009 | 7.3472e-11 | 0.00097009 | 7.3472e-11 | 0.0027816 | 2.6234e-09 | 0.0033164 | 1.4442e-08
[120 empty] | 7.3.3.17.5 (Remote Grid) Updates to grid topology to minimize risk of ignition in HFTDs Remote GridWLDFRContaminationAggregated | WLDFR | HFTD - Distribution - Tier 3 - 2QU CoRE ¦ 4QU LoRE | Non-Red Flag Warning - Large Fires | Contamination | Aggregated | 2063 | 7.5737e-08 | 108.7427 | 8.2359e-06 | 2063 | Mitigation | 0.95 | 45 | 0 | esc | 0.00097009 | 7.3472e-11 | 0.00097009 | 7.3472e-11 | 0.0027816 | 2.6234e-09 | 0.0033164 | 1.4442e-08
[120 empty] | 7.3.3.17.5 (Remote Grid) Updates to grid topology to minimize risk of ignition in HFTDs Remote GridWLDFRContaminationAggregated | WLDFR | HFTD - Distribution - Tier 3 - 2QU CoRE ¦ 4QU LoRE | Non-Red Flag Warning - Large Fires | Contamination | Aggregated | 2064 | 7.5737e-08 | 108.7427 | 8.2359e-06 | 2064 | Mitigation | 0.95 | 45 | 0 | esc | 0.00097009 | 7.3472e-11 | 0.00097009 | 7.3472e-11 | 0.0027816 | 2.6234e-09 | 0.0033164 | 1.4442e-08
[120 empty] | 7.3.3.17.5 (Remote Grid) Updates to grid topology to minimize risk of ignition in HFTDs Remote GridWLDFRContaminationAggregated | WLDFR | HFTD - Distribution - Tier 3 - 2QU CoRE ¦ 4QU LoRE | Non-Red Flag Warning - Large Fires | Contamination | Aggregated | 2065 | 7.5737e-08 | 108.7427 | 8.2359e-06 | 2065 | Mitigation | 0.95 | 45 | 0 | esc | 0.00097009 | 7.3472e-11 | 0.00097009 | 7.3472e-11 | 0.0027816 | 2.6234e-09 | 0.0033164 | 1.4442e-08
[120 empty] | 7.3.3.17.5 (Remote Grid) Updates to grid topology to minimize risk of ignition in HFTDs Remote GridWLDFRContaminationAggregated | WLDFR | HFTD - Distribution - Tier 3 - 2QU CoRE ¦ 4QU LoRE | Non-Red Flag Warning - Large Fires | Contamination | Aggregated | 2066 | 7.5737e-08 | 108.7427 | 8.2359e-06 | 2066 | Mitigation | 0.95 | 45 | 0 | esc | 0.00097009 | 7.3472e-11 | 0.00097009 | 7.3472e-11 | 0.0027816 | 2.6234e-09 | 0.0033164 | 1.4442e-08
[120 empty] | 7.3.3.17.5 (Remote Grid) Updates to grid topology to minimize risk of ignition in HFTDs Remote GridWLDFRContaminationAggregated | WLDFR | HFTD - Distribution - Tier 3 - 2QU CoRE ¦ 4QU LoRE | Non-Red Flag Warning - Large Fires | Contamination | Aggregated | 2067 | 7.5737e-08 | 108.7427 | 8.2359e-06 | 2067 | Mitigation | 0.95 | 45 | 0 | esc | 0 | 0 | 0.00097009 | 7.3472e-11 | 0.0027816 | 2.6234e-09 | 0.0033164 | 1.4442e-08
[120 empty] | 7.3.3.17.5 (Remote Grid) Updates to grid topology to minimize risk of ignition in HFTDs Remote GridWLDFREquipment / facility failureAggregated | WLDFR | HFTD - Distribution - Tier 3 - 2QU CoRE ¦ 4QU LoRE | Non-Red Flag Warning - Large Fires | Equipment / facility failure | Aggregated | 2022 | 1.7752e-06 | 108.7427 | 0.00019304 | 2022 | Mitigation | 0.95 | 45 | 0 | esc | 0.00097009 | 1.7221e-09 | 0 | 0 | 0.0027816 | 2.6234e-09 | 0.0033164 | 1.4442e-08
[120 empty] | 7.3.3.17.5 (Remote Grid) Updates to grid topology to minimize risk of ignition in HFTDs Remote GridWLDFREquipment / facility failureAggregated | WLDFR | HFTD - Distribution - Tier 3 - 2QU CoRE ¦ 4QU LoRE | Non-Red Flag Warning - Large Fires | Equipment / facility failure | Aggregated | 2023 | 1.7752e-06 | 108.7427 | 0.00019304 | 2023 | Mitigation | 0.95 | 45 | 0 | esc | 0.00097009 | 1.7221e-09 | 0.00097009 | 1.7221e-09 | 0.0027816 | 2.6234e-09 | 0.0033164 | 1.4442e-08
[120 empty] | 7.3.3.17.5 (Remote Grid) Updates to grid topology to minimize risk of ignition in HFTDs Remote GridWLDFREquipment / facility failureAggregated | WLDFR | HFTD - Distribution - Tier 3 - 2QU CoRE ¦ 4QU LoRE | Non-Red Flag Warning - Large Fires | Equipment / facility failure | Aggregated | 2024 | 1.7752e-06 | 108.7427 | 0.00019304 | 2024 | Mitigation | 0.95 | 45 | 0 | esc | 0.00097009 | 1.7221e-09 | 0.00097009 | 1.7221e-09 | 0.0027816 | 2.6234e-09 | 0.0033164 | 1.4442e-08
[120 empty] | 7.3.3.17.5 (Remote Grid) Updates to grid topology to minimize risk of ignition in HFTDs Remote GridWLDFREquipment / facility failureAggregated | WLDFR | HFTD - Distribution - Tier 3 - 2QU CoRE ¦ 4QU LoRE | Non-Red Flag Warning - Large Fires | Equipment / facility failure | Aggregated | 2025 | 1.7752e-06 | 108.7427 | 0.00019304 | 2025 | Mitigation | 0.95 | 45 | 0 | esc | 0.00097009 | 1.7221e-09 | 0.00097009 | 1.7221e-09 | 0.0027816 | 2.6234e-09 | 0.0033164 | 1.4442e-08
[120 empty] | 7.3.3.17.5 (Remote Grid) Updates to grid topology to minimize risk of ignition in HFTDs Remote GridWLDFREquipment / facility failureAggregated | WLDFR | HFTD - Distribution - Tier 3 - 2QU CoRE ¦ 4QU LoRE | Non-Red Flag Warning - Large Fires | Equipment / facility failure | Aggregated | 2026 | 1.7752e-06 | 108.7427 | 0.00019304 | 2026 | Mitigation | 0.95 | 45 | 0 | esc | 0.00097009 | 1.7221e-09 | 0.00097009 | 1.7221e-09 | 0.0027816 | 2.6234e-09 | 0.0033164 | 1.4442e-08
[120 empty] | 7.3.3.17.5 (Remote Grid) Updates to grid topology to minimize risk of ignition in HFTDs Remote GridWLDFREquipment / facility failureAggregated | WLDFR | HFTD - Distribution - Tier 3 - 2QU CoRE ¦ 4QU LoRE | Non-Red Flag Warning - Large Fires | Equipment / facility failure | Aggregated | 2027 | 1.7752e-06 | 108.7427 | 0.00019304 | 2027 | Mitigation | 0.95 | 45 | 0 | esc | 0.00097009 | 1.7221e-09 | 0.00097009 | 1.7221e-09 | 0.0027816 | 2.6234e-09 | 0.0033164 | 1.4442e-08
[120 empty] | 7.3.3.17.5 (Remote Grid) Updates to grid topology to minimize risk of ignition in HFTDs Remote GridWLDFREquipment / facility failureAggregated | WLDFR | HFTD - Distribution - Tier 3 - 2QU CoRE ¦ 4QU LoRE | Non-Red Flag Warning - Large Fires | Equipment / facility failure | Aggregated | 2028 | 1.7752e-06 | 108.7427 | 0.00019304 | 2028 | Mitigation | 0.95 | 45 | 0 | esc | 0.00097009 | 1.7221e-09 | 0.00097009 | 1.7221e-09 | 0.0027816 | 2.6234e-09 | 0 | 0
[120 empty] | 7.3.3.17.5 (Remote Grid) Updates to grid topology to minimize risk of ignition in HFTDs Remote GridWLDFREquipment / facility failureAggregated | WLDFR | HFTD - Distribution - Tier 3 - 2QU CoRE ¦ 4QU LoRE | Non-Red Flag Warning - Large Fires | Equipment / facility failure | Aggregated | 2029 | 1.7752e-06 | 108.7427 | 0.00019304 | 2029 | Mitigation | 0.95 | 45 | 0 | esc | 0.00097009 | 1.7221e-09 | 0.00097009 | 1.7221e-09 | 0.0027816 | 2.6234e-09 | 0 | 0
[120 empty] | 7.3.3.17.5 (Remote Grid) Updates to grid topology to minimize risk of ignition in HFTDs Remote GridWLDFREquipment / facility failureAggregated | WLDFR | HFTD - Distribution - Tier 3 - 2QU CoRE ¦ 4QU LoRE | Non-Red Flag Warning - Large Fires | Equipment / facility failure | Aggregated | 2030 | 1.7752e-06 | 108.7427 | 0.00019304 | 2030 | Mitigation | 0.95 | 45 | 0 | esc | 0.00097009 | 1.7221e-09 | 0.00097009 | 1.7221e-09 | 0.0027816 | 2.6234e-09 | 0.012804 | 3.3518e-06
[120 empty] | 7.3.3.17.5 (Remote Grid) Updates to grid topology to minimize risk of ignition in HFTDs Remote GridWLDFREquipment / facility failureAggregated | WLDFR | HFTD - Distribution - Tier 3 - 2QU CoRE ¦ 4QU LoRE | Non-Red Flag Warning - Large Fires | Equipment / facility failure | Aggregated | 2031 | 1.7752e-06 | 108.7427 | 0.00019304 | 2031 | Mitigation | 0.95 | 45 | 0 | esc | 0.00097009 | 1.7221e-09 | 0.00097009 | 1.7221e-09 | 0.0027816 | 2.6234e-09 | 0.012804 | 3.3518e-06
[120 empty] | 7.3.3.17.5 (Remote Grid) Updates to grid topology to minimize risk of ignition in HFTDs Remote GridWLDFREquipment / facility failureAggregated | WLDFR | HFTD - Distribution - Tier 3 - 2QU CoRE ¦ 4QU LoRE | Non-Red Flag Warning - Large Fires | Equipment / facility failure | Aggregated | 2032 | 1.7752e-06 | 108.7427 | 0.00019304 | 2032 | Mitigation | 0.95 | 45 | 0 | esc | 0.00097009 | 1.7221e-09 | 0.00097009 | 1.7221e-09 | 0.0027816 | 2.6234e-09 | 0.012804 | 3.3518e-06
[120 empty] | 7.3.3.17.5 (Remote Grid) Updates to grid topology to minimize risk of ignition in HFTDs Remote GridWLDFREquipment / facility failureAggregated | WLDFR | HFTD - Distribution - Tier 3 - 2QU CoRE ¦ 4QU LoRE | Non-Red Flag Warning - Large Fires | Equipment / facility failure | Aggregated | 2033 | 1.7752e-06 | 108.7427 | 0.00019304 | 2033 | Mitigation | 0.95 | 45 | 0 | esc | 0.00097009 | 1.7221e-09 | 0.00097009 | 1.7221e-09 | 0.0027816 | 2.6234e-09 | 0.012804 | 3.3518e-06
[120 empty] | 7.3.3.17.5 (Remote Grid) Updates to grid topology to minimize risk of ignition in HFTDs Remote GridWLDFREquipment / facility failureAggregated | WLDFR | HFTD - Distribution - Tier 3 - 2QU CoRE ¦ 4QU LoRE | Non-Red Flag Warning - Large Fires | Equipment / facility failure | Aggregated | 2034 | 1.7752e-06 | 108.7427 | 0.00019304 | 2034 | Mitigation | 0.95 | 45 | 0 | esc | 0.00097009 | 1.7221e-09 | 0.00097009 | 1.7221e-09 | 0.0027816 | 2.6234e-09 | 0.012804 | 3.3518e-06
[120 empty] | 7.3.3.17.5 (Remote Grid) Updates to grid topology to minimize risk of ignition in HFTDs Remote GridWLDFREquipment / facility failureAggregated | WLDFR | HFTD - Distribution - Tier 3 - 2QU CoRE ¦ 4QU LoRE | Non-Red Flag Warning - Large Fires | Equipment / facility failure | Aggregated | 2035 | 1.7752e-06 | 108.7427 | 0.00019304 | 2035 | Mitigation | 0.95 | 45 | 0 | esc | 0.00097009 | 1.7221e-09 | 0.00097009 | 1.7221e-09 | 0.0027816 | 2.6234e-09 | 0.012804 | 3.3518e-06
[120 empty] | 7.3.3.17.5 (Remote Grid) Updates to grid topology to minimize risk of ignition in HFTDs Remote GridWLDFREquipment / facility failureAggregated | WLDFR | HFTD - Distribution - Tier 3 - 2QU CoRE ¦ 4QU LoRE | Non-Red Flag Warning - Large Fires | Equipment / facility failure | Aggregated | 2036 | 1.7752e-06 | 108.7427 | 0.00019304 | 2036 | Mitigation | 0.95 | 45 | 0 | esc | 0.00097009 | 1.7221e-09 | 0.00097009 | 1.7221e-09 | 0.0027816 | 2.6234e-09 | 0.012804 | 3.3518e-06
[120 empty] | 7.3.3.17.5 (Remote Grid) Updates to grid topology to minimize risk of ignition in HFTDs Remote GridWLDFREquipment / facility failureAggregated | WLDFR | HFTD - Distribution - Tier 3 - 2QU CoRE ¦ 4QU LoRE | Non-Red Flag Warning - Large Fires | Equipment / facility failure | Aggregated | 2037 | 1.7752e-06 | 108.7427 | 0.00019304 | 2037 | Mitigation | 0.95 | 45 | 0 | esc | 0.00097009 | 1.7221e-09 | 0.00097009 | 1.7221e-09 | 0.0027816 | 2.6234e-09 | 0.012804 | 3.3518e-06
[120 empty] | 7.3.3.17.5 (Remote Grid) Updates to grid topology to minimize risk of ignition in HFTDs Remote GridWLDFREquipment / facility failureAggregated | WLDFR | HFTD - Distribution - Tier 3 - 2QU CoRE ¦ 4QU LoRE | Non-Red Flag Warning - Large Fires | Equipment / facility failure | Aggregated | 2038 | 1.7752e-06 | 108.7427 | 0.00019304 | 2038 | Mitigation | 0.95 | 45 | 0 | esc | 0.00097009 | 1.7221e-09 | 0.00097009 | 1.7221e-09 | 0.0027816 | 2.6234e-09 | 0.012804 | 3.3518e-06
[120 empty] | 7.3.3.17.5 (Remote Grid) Updates to grid topology to minimize risk of ignition in HFTDs Remote GridWLDFREquipment / facility failureAggregated | WLDFR | HFTD - Distribution - Tier 3 - 2QU CoRE ¦ 4QU LoRE | Non-Red Flag Warning - Large Fires | Equipment / facility failure | Aggregated | 2039 | 1.7752e-06 | 108.7427 | 0.00019304 | 2039 | Mitigation | 0.95 | 45 | 0 | esc | 0.00097009 | 1.7221e-09 | 0.00097009 | 1.7221e-09 | 0.0027816 | 2.6234e-09 | 0.012804 | 3.3518e-06
[120 empty] | 7.3.3.17.5 (Remote Grid) Updates to grid topology to minimize risk of ignition in HFTDs Remote GridWLDFREquipment / facility failureAggregated | WLDFR | HFTD - Distribution - Tier 3 - 2QU CoRE ¦ 4QU LoRE | Non-Red Flag Warning - Large Fires | Equipment / facility failure | Aggregated | 2040 | 1.7752e-06 | 108.7427 | 0.00019304 | 2040 | Mitigation | 0.95 | 45 | 0 | esc | 0.00097009 | 1.7221e-09 | 0.00097009 | 1.7221e-09 | 0.0027816 | 2.6234e-09 | 0.012804 | 3.3518e-06
[120 empty] | 7.3.3.17.5 (Remote Grid) Updates to grid topology to minimize risk of ignition in HFTDs Remote GridWLDFREquipment / facility failureAggregated | WLDFR | HFTD - Distribution - Tier 3 - 2QU CoRE ¦ 4QU LoRE | Non-Red Flag Warning - Large Fires | Equipment / facility failure | Aggregated | 2041 | 1.7752e-06 | 108.7427 | 0.00019304 | 2041 | Mitigation | 0.95 | 45 | 0 | esc | 0.00097009 | 1.7221e-09 | 0.00097009 | 1.7221e-09 | 0.0027816 | 2.6234e-09 | 0.012804 | 3.3518e-06
[120 empty] | 7.3.3.17.5 (Remote Grid) Updates to grid topology to minimize risk of ignition in HFTDs Remote GridWLDFREquipment / facility failureAggregated | WLDFR | HFTD - Distribution - Tier 3 - 2QU CoRE ¦ 4QU LoRE | Non-Red Flag Warning - Large Fires | Equipment / facility failure | Aggregated | 2042 | 1.7752e-06 | 108.7427 | 0.00019304 | 2042 | Mitigation | 0.95 | 45 | 0 | esc | 0.00097009 | 1.7221e-09 | 0.00097009 | 1.7221e-09 | 0.0027816 | 2.6234e-09 | 0.012804 | 3.3518e-06
[120 empty] | 7.3.3.17.5 (Remote Grid) Updates to grid topology to minimize risk of ignition in HFTDs Remote GridWLDFREquipment / facility failureAggregated | WLDFR | HFTD - Distribution - Tier 3 - 2QU CoRE ¦ 4QU LoRE | Non-Red Flag Warning - Large Fires | Equipment / facility failure | Aggregated | 2043 | 1.7752e-06 | 108.7427 | 0.00019304 | 2043 | Mitigation | 0.95 | 45 | 0 | esc | 0.00097009 | 1.7221e-09 | 0.00097009 | 1.7221e-09 | 0.0027816 | 2.6234e-09 | 0.012804 | 3.3518e-06
[120 empty] | 7.3.3.17.5 (Remote Grid) Updates to grid topology to minimize risk of ignition in HFTDs Remote GridWLDFREquipment / facility failureAggregated | WLDFR | HFTD - Distribution - Tier 3 - 2QU CoRE ¦ 4QU LoRE | Non-Red Flag Warning - Large Fires | Equipment / facility failure | Aggregated | 2044 | 1.7752e-06 | 108.7427 | 0.00019304 | 2044 | Mitigation | 0.95 | 45 | 0 | esc | 0.00097009 | 1.7221e-09 | 0.00097009 | 1.7221e-09 | 0.0027816 | 2.6234e-09 | 0.012804 | 3.3518e-06
[120 empty] | 7.3.3.17.5 (Remote Grid) Updates to grid topology to minimize risk of ignition in HFTDs Remote GridWLDFREquipment / facility failureAggregated | WLDFR | HFTD - Distribution - Tier 3 - 2QU CoRE ¦ 4QU LoRE | Non-Red Flag Warning - Large Fires | Equipment / facility failure | Aggregated | 2045 | 1.7752e-06 | 108.7427 | 0.00019304 | 2045 | Mitigation | 0.95 | 45 | 0 | esc | 0.00097009 | 1.7221e-09 | 0.00097009 | 1.7221e-09 | 0.0027816 | 2.6234e-09 | 0.012804 | 3.3518e-06
[120 empty] | 7.3.3.17.5 (Remote Grid) Updates to grid topology to minimize risk of ignition in HFTDs Remote GridWLDFREquipment / facility failureAggregated | WLDFR | HFTD - Distribution - Tier 3 - 2QU CoRE ¦ 4QU LoRE | Non-Red Flag Warning - Large Fires | Equipment / facility failure | Aggregated | 2046 | 1.7752e-06 | 108.7427 | 0.00019304 | 2046 | Mitigation | 0.95 | 45 | 0 | esc | 0.00097009 | 1.7221e-09 | 0.00097009 | 1.7221e-09 | 0.0027816 | 2.6234e-09 | 0.012804 | 3.3518e-06
[120 empty] | 7.3.3.17.5 (Remote Grid) Updates to grid topology to minimize risk of ignition in HFTDs Remote GridWLDFREquipment / facility failureAggregated | WLDFR | HFTD - Distribution - Tier 3 - 2QU CoRE ¦ 4QU LoRE | Non-Red Flag Warning - Large Fires | Equipment / facility failure | Aggregated | 2047 | 1.7752e-06 | 108.7427 | 0.00019304 | 2047 | Mitigation | 0.95 | 45 | 0 | esc | 0.00097009 | 1.7221e-09 | 0.00097009 | 1.7221e-09 | 0.0027816 | 2.6234e-09 | 0.012804 | 3.3518e-06
[120 empty] | 7.3.3.17.5 (Remote Grid) Updates to grid topology to minimize risk of ignition in HFTDs Remote GridWLDFREquipment / facility failureAggregated | WLDFR | HFTD - Distribution - Tier 3 - 2QU CoRE ¦ 4QU LoRE | Non-Red Flag Warning - Large Fires | Equipment / facility failure | Aggregated | 2048 | 1.7752e-06 | 108.7427 | 0.00019304 | 2048 | Mitigation | 0.95 | 45 | 0 | esc | 0.00097009 | 1.7221e-09 | 0.00097009 | 1.7221e-09 | 0.0027816 | 2.6234e-09 | 0.012804 | 3.3518e-06
[120 empty] | 7.3.3.17.5 (Remote Grid) Updates to grid topology to minimize risk of ignition in HFTDs Remote GridWLDFREquipment / facility failureAggregated | WLDFR | HFTD - Distribution - Tier 3 - 2QU CoRE ¦ 4QU LoRE | Non-Red Flag Warning - Large Fires | Equipment / facility failure | Aggregated | 2049 | 1.7752e-06 | 108.7427 | 0.00019304 | 2049 | Mitigation | 0.95 | 45 | 0 | esc | 0.00097009 | 1.7221e-09 | 0.00097009 | 1.7221e-09 | 0.0027816 | 2.6234e-09 | 0.012804 | 3.3518e-06
[120 empty] | 7.3.3.17.5 (Remote Grid) Updates to grid topology to minimize risk of ignition in HFTDs Remote GridWLDFREquipment / facility failureAggregated | WLDFR | HFTD - Distribution - Tier 3 - 2QU CoRE ¦ 4QU LoRE | Non-Red Flag Warning - Large Fires | Equipment / facility failure | Aggregated | 2050 | 1.7752e-06 | 108.7427 | 0.00019304 | 2050 | Mitigation | 0.95 | 45 | 0 | esc | 0.00097009 | 1.7221e-09 | 0.00097009 | 1.7221e-09 | 0.0027816 | 2.6234e-09 | 0.012804 | 3.3518e-06
[120 empty] | 7.3.3.17.5 (Remote Grid) Updates to grid topology to minimize risk of ignition in HFTDs Remote GridWLDFREquipment / facility failureAggregated | WLDFR | HFTD - Distribution - Tier 3 - 2QU CoRE ¦ 4QU LoRE | Non-Red Flag Warning - Large Fires | Equipment / facility failure | Aggregated | 2051 | 1.7752e-06 | 108.7427 | 0.00019304 | 2051 | Mitigation | 0.95 | 45 | 0 | esc | 0.00097009 | 1.7221e-09 | 0.00097009 | 1.7221e-09 | 0.0027816 | 2.6234e-09 | 0.012804 | 3.3518e-06
[120 empty] | 7.3.3.17.5 (Remote Grid) Updates to grid topology to minimize risk of ignition in HFTDs Remote GridWLDFREquipment / facility failureAggregated | WLDFR | HFTD - Distribution - Tier 3 - 2QU CoRE ¦ 4QU LoRE | Non-Red Flag Warning - Large Fires | Equipment / facility failure | Aggregated | 2052 | 1.7752e-06 | 108.7427 | 0.00019304 | 2052 | Mitigation | 0.95 | 45 | 0 | esc | 0.00097009 | 1.7221e-09 | 0.00097009 | 1.7221e-09 | 0.0027816 | 2.6234e-09 | 0.012804 | 3.3518e-06
[120 empty] | 7.3.3.17.5 (Remote Grid) Updates to grid topology to minimize risk of ignition in HFTDs Remote GridWLDFREquipment / facility failureAggregated | WLDFR | HFTD - Distribution - Tier 3 - 2QU CoRE ¦ 4QU LoRE | Non-Red Flag Warning - Large Fires | Equipment / facility failure | Aggregated | 2053 | 1.7752e-06 | 108.7427 | 0.00019304 | 2053 | Mitigation | 0.95 | 45 | 0 | esc | 0.00097009 | 1.7221e-09 | 0.00097009 | 1.7221e-09 | 0.0027816 | 2.6234e-09 | 0.012804 | 3.3518e-06
[120 empty] | 7.3.3.17.5 (Remote Grid) Updates to grid topology to minimize risk of ignition in HFTDs Remote GridWLDFREquipment / facility failureAggregated | WLDFR | HFTD - Distribution - Tier 3 - 2QU CoRE ¦ 4QU LoRE | Non-Red Flag Warning - Large Fires | Equipment / facility failure | Aggregated | 2054 | 1.7752e-06 | 108.7427 | 0.00019304 | 2054 | Mitigation | 0.95 | 45 | 0 | esc | 0.00097009 | 1.7221e-09 | 0.00097009 | 1.7221e-09 | 0.0027816 | 2.6234e-09 | 0.012804 | 3.3518e-06
[120 empty] | 7.3.3.17.5 (Remote Grid) Updates to grid topology to minimize risk of ignition in HFTDs Remote GridWLDFREquipment / facility failureAggregated | WLDFR | HFTD - Distribution - Tier 3 - 2QU CoRE ¦ 4QU LoRE | Non-Red Flag Warning - Large Fires | Equipment / facility failure | Aggregated | 2055 | 1.7752e-06 | 108.7427 | 0.00019304 | 2055 | Mitigation | 0.95 | 45 | 0 | esc | 0.00097009 | 1.7221e-09 | 0.00097009 | 1.7221e-09 | 0.0027816 | 2.6234e-09 | 0.012804 | 3.3518e-06
[120 empty] | 7.3.3.17.5 (Remote Grid) Updates to grid topology to minimize risk of ignition in HFTDs Remote GridWLDFREquipment / facility failureAggregated | WLDFR | HFTD - Distribution - Tier 3 - 2QU CoRE ¦ 4QU LoRE | Non-Red Flag Warning - Large Fires | Equipment / facility failure | Aggregated | 2056 | 1.7752e-06 | 108.7427 | 0.00019304 | 2056 | Mitigation | 0.95 | 45 | 0 | esc | 0.00097009 | 1.7221e-09 | 0.00097009 | 1.7221e-09 | 0.0027816 | 2.6234e-09 | 0.012804 | 3.3518e-06
[120 empty] | 7.3.3.17.5 (Remote Grid) Updates to grid topology to minimize risk of ignition in HFTDs Remote GridWLDFREquipment / facility failureAggregated | WLDFR | HFTD - Distribution - Tier 3 - 2QU CoRE ¦ 4QU LoRE | Non-Red Flag Warning - Large Fires | Equipment / facility failure | Aggregated | 2057 | 1.7752e-06 | 108.7427 | 0.00019304 | 2057 | Mitigation | 0.95 | 45 | 0 | esc | 0.00097009 | 1.7221e-09 | 0.00097009 | 1.7221e-09 | 0.0027816 | 2.6234e-09 | 0.012804 | 3.3518e-06
[120 empty] | 7.3.3.17.5 (Remote Grid) Updates to grid topology to minimize risk of ignition in HFTDs Remote GridWLDFREquipment / facility failureAggregated | WLDFR | HFTD - Distribution - Tier 3 - 2QU CoRE ¦ 4QU LoRE | Non-Red Flag Warning - Large Fires | Equipment / facility failure | Aggregated | 2058 | 1.7752e-06 | 108.7427 | 0.00019304 | 2058 | Mitigation | 0.95 | 45 | 0 | esc | 0.00097009 | 1.7221e-09 | 0.00097009 | 1.7221e-09 | 0.0027816 | 2.6234e-09 | 0.012804 | 3.3518e-06
[120 empty] | 7.3.3.17.5 (Remote Grid) Updates to grid topology to minimize risk of ignition in HFTDs Remote GridWLDFREquipment / facility failureAggregated | WLDFR | HFTD - Distribution - Tier 3 - 2QU CoRE ¦ 4QU LoRE | Non-Red Flag Warning - Large Fires | Equipment / facility failure | Aggregated | 2059 | 1.7752e-06 | 108.7427 | 0.00019304 | 2059 | Mitigation | 0.95 | 45 | 0 | esc | 0.00097009 | 1.7221e-09 | 0.00097009 | 1.7221e-09 | 0.0027816 | 2.6234e-09 | 0.012804 | 3.3518e-06
[120 empty] | 7.3.3.17.5 (Remote Grid) Updates to grid topology to minimize risk of ignition in HFTDs Remote GridWLDFREquipment / facility failureAggregated | WLDFR | HFTD - Distribution - Tier 3 - 2QU CoRE ¦ 4QU LoRE | Non-Red Flag Warning - Large Fires | Equipment / facility failure | Aggregated | 2060 | 1.7752e-06 | 108.7427 | 0.00019304 | 2060 | Mitigation | 0.95 | 45 | 0 | esc | 0.00097009 | 1.7221e-09 | 0.00097009 | 1.7221e-09 | 0.0027816 | 2.6234e-09 | 0 | 0
[120 empty] | 7.3.3.17.5 (Remote Grid) Updates to grid topology to minimize risk of ignition in HFTDs Remote GridWLDFREquipment / facility failureAggregated | WLDFR | HFTD - Distribution - Tier 3 - 2QU CoRE ¦ 4QU LoRE | Non-Red Flag Warning - Large Fires | Equipment / facility failure | Aggregated | 2061 | 1.7752e-06 | 108.7427 | 0.00019304 | 2061 | Mitigation | 0.95 | 45 | 0 | esc | 0.00097009 | 1.7221e-09 | 0.00097009 | 1.7221e-09 | 0.0027816 | 2.6234e-09 | 0 | 0
[120 empty] | 7.3.3.17.5 (Remote Grid) Updates to grid topology to minimize risk of ignition in HFTDs Remote GridWLDFREquipment / facility failureAggregated | WLDFR | HFTD - Distribution - Tier 3 - 2QU CoRE ¦ 4QU LoRE | Non-Red Flag Warning - Large Fires | Equipment / facility failure | Aggregated | 2062 | 1.7752e-06 | 108.7427 | 0.00019304 | 2062 | Mitigation | 0.95 | 45 | 0 | esc | 0.00097009 | 1.7221e-09 | 0.00097009 | 1.7221e-09 | 0 | 0 | 0.014899 | 1.5013e-07
[120 empty] | 7.3.3.17.5 (Remote Grid) Updates to grid topology to minimize risk of ignition in HFTDs Remote GridWLDFREquipment / facility failureAggregated | WLDFR | HFTD - Distribution - Tier 3 - 2QU CoRE ¦ 4QU LoRE | Non-Red Flag Warning - Large Fires | Equipment / facility failure | Aggregated | 2063 | 1.7752e-06 | 108.7427 | 0.00019304 | 2063 | Mitigation | 0.95 | 45 | 0 | esc | 0.00097009 | 1.7221e-09 | 0.00097009 | 1.7221e-09 | 0.0027816 | 4.7293e-09 | 0.014899 | 1.5013e-07
[120 empty] | 7.3.3.17.5 (Remote Grid) Updates to grid topology to minimize risk of ignition in HFTDs Remote GridWLDFREquipment / facility failureAggregated | WLDFR | HFTD - Distribution - Tier 3 - 2QU CoRE ¦ 4QU LoRE | Non-Red Flag Warning - Large Fires | Equipment / facility failure | Aggregated | 2064 | 1.7752e-06 | 108.7427 | 0.00019304 | 2064 | Mitigation | 0.95 | 45 | 0 | esc | 0.00097009 | 1.7221e-09 | 0.00097009 | 1.7221e-09 | 0.0027816 | 4.7293e-09 | 0.014899 | 1.5013e-07
[120 empty] | 7.3.3.17.5 (Remote Grid) Updates to grid topology to minimize risk of ignition in HFTDs Remote GridWLDFREquipment / facility failureAggregated | WLDFR | HFTD - Distribution - Tier 3 - 2QU CoRE ¦ 4QU LoRE | Non-Red Flag Warning - Large Fires | Equipment / facility failure | Aggregated | 2065 | 1.7752e-06 | 108.7427 | 0.00019304 | 2065 | Mitigation | 0.95 | 45 | 0 | esc | 0.00097009 | 1.7221e-09 | 0.00097009 | 1.7221e-09 | 0.0027816 | 4.7293e-09 | 0.014899 | 1.5013e-07
[120 empty] | 7.3.3.17.5 (Remote Grid) Updates to grid topology to minimize risk of ignition in HFTDs Remote GridWLDFREquipment / facility failureAggregated | WLDFR | HFTD - Distribution - Tier 3 - 2QU CoRE ¦ 4QU LoRE | Non-Red Flag Warning - Large Fires | Equipment / facility failure | Aggregated | 2066 | 1.7752e-06 | 108.7427 | 0.00019304 | 2066 | Mitigation | 0.95 | 45 | 0 | esc | 0.00097009 | 1.7221e-09 | 0.00097009 | 1.7221e-09 | 0.0027816 | 4.7293e-09 | 0.014899 | 1.5013e-07
[120 empty] | 7.3.3.17.5 (Remote Grid) Updates to grid topology to minimize risk of ignition in HFTDs Remote GridWLDFREquipment / facility failureAggregated | WLDFR | HFTD - Distribution - Tier 3 - 2QU CoRE ¦ 4QU LoRE | Non-Red Flag Warning - Large Fires | Equipment / facility failure | Aggregated | 2067 | 1.7752e-06 | 108.7427 | 0.00019304 | 2067 | Mitigation | 0.95 | 45 | 0 | esc | 0 | 0 | 0.00097009 | 1.7221e-09 | 0.0027816 | 4.7293e-09 | 0.014899 | 1.5013e-07
[120 empty] | 7.3.3.17.5 (Remote Grid) Updates to grid topology to minimize risk of ignition in HFTDs Remote GridWLDFRVegetation ContactAggregated | WLDFR | HFTD - Distribution - Tier 3 - 2QU CoRE ¦ 4QU LoRE | Non-Red Flag Warning - Large Fires | Vegetation Contact | Aggregated | 2022 | 1.0761e-05 | 108.7427 | 0.0011701 | 2022 | Mitigation | 0.95 | 45 | 0 | esc | 0.00097009 | 1.0439e-08 | 0 | 0 | 0.0027816 | 4.7293e-09 | 0.014899 | 1.5013e-07
[120 empty] | 7.3.3.17.5 (Remote Grid) Updates to grid topology to minimize risk of ignition in HFTDs Remote GridWLDFRVegetation ContactAggregated | WLDFR | HFTD - Distribution - Tier 3 - 2QU CoRE ¦ 4QU LoRE | Non-Red Flag Warning - Large Fires | Vegetation Contact | Aggregated | 2023 | 1.0761e-05 | 108.7427 | 0.0011701 | 2023 | Mitigation | 0.95 | 45 | 0 | esc | 0.00097009 | 1.0439e-08 | 0.00097009 | 1.0439e-08 | 0.0027816 | 4.7293e-09 | 0.014899 | 1.5013e-07
[120 empty] | 7.3.3.17.5 (Remote Grid) Updates to grid topology to minimize risk of ignition in HFTDs Remote GridWLDFRVegetation ContactAggregated | WLDFR | HFTD - Distribution - Tier 3 - 2QU CoRE ¦ 4QU LoRE | Non-Red Flag Warning - Large Fires | Vegetation Contact | Aggregated | 2024 | 1.0761e-05 | 108.7427 | 0.0011701 | 2024 | Mitigation | 0.95 | 45 | 0 | esc | 0.00097009 | 1.0439e-08 | 0.00097009 | 1.0439e-08 | 0.0027816 | 4.7293e-09 | 0.014899 | 1.5013e-07
[120 empty] | 7.3.3.17.5 (Remote Grid) Updates to grid topology to minimize risk of ignition in HFTDs Remote GridWLDFRVegetation ContactAggregated | WLDFR | HFTD - Distribution - Tier 3 - 2QU CoRE ¦ 4QU LoRE | Non-Red Flag Warning - Large Fires | Vegetation Contact | Aggregated | 2025 | 1.0761e-05 | 108.7427 | 0.0011701 | 2025 | Mitigation | 0.95 | 45 | 0 | esc | 0.00097009 | 1.0439e-08 | 0.00097009 | 1.0439e-08 | 0.0027816 | 4.7293e-09 | 0.014899 | 1.5013e-07
[120 empty] | 7.3.3.17.5 (Remote Grid) Updates to grid topology to minimize risk of ignition in HFTDs Remote GridWLDFRVegetation ContactAggregated | WLDFR | HFTD - Distribution - Tier 3 - 2QU CoRE ¦ 4QU LoRE | Non-Red Flag Warning - Large Fires | Vegetation Contact | Aggregated | 2026 | 1.0761e-05 | 108.7427 | 0.0011701 | 2026 | Mitigation | 0.95 | 45 | 0 | esc | 0.00097009 | 1.0439e-08 | 0.00097009 | 1.0439e-08 | 0.0027816 | 4.7293e-09 | 0.014899 | 1.5013e-07
[120 empty] | 7.3.3.17.5 (Remote Grid) Updates to grid topology to minimize risk of ignition in HFTDs Remote GridWLDFRVegetation ContactAggregated | WLDFR | HFTD - Distribution - Tier 3 - 2QU CoRE ¦ 4QU LoRE | Non-Red Flag Warning - Large Fires | Vegetation Contact | Aggregated | 2027 | 1.0761e-05 | 108.7427 | 0.0011701 | 2027 | Mitigation | 0.95 | 45 | 0 | esc | 0.00097009 | 1.0439e-08 | 0.00097009 | 1.0439e-08 | 0.0027816 | 4.7293e-09 | 0.014899 | 1.5013e-07
[120 empty] | 7.3.3.17.5 (Remote Grid) Updates to grid topology to minimize risk of ignition in HFTDs Remote GridWLDFRVegetation ContactAggregated | WLDFR | HFTD - Distribution - Tier 3 - 2QU CoRE ¦ 4QU LoRE | Non-Red Flag Warning - Large Fires | Vegetation Contact | Aggregated | 2028 | 1.0761e-05 | 108.7427 | 0.0011701 | 2028 | Mitigation | 0.95 | 45 | 0 | esc | 0.00097009 | 1.0439e-08 | 0.00097009 | 1.0439e-08 | 0.0027816 | 4.7293e-09 | 0.014899 | 1.5013e-07
[120 empty] | 7.3.3.17.5 (Remote Grid) Updates to grid topology to minimize risk of ignition in HFTDs Remote GridWLDFRVegetation ContactAggregated | WLDFR | HFTD - Distribution - Tier 3 - 2QU CoRE ¦ 4QU LoRE | Non-Red Flag Warning - Large Fires | Vegetation Contact | Aggregated | 2029 | 1.0761e-05 | 108.7427 | 0.0011701 | 2029 | Mitigation | 0.95 | 45 | 0 | esc | 0.00097009 | 1.0439e-08 | 0.00097009 | 1.0439e-08 | 0.0027816 | 4.7293e-09 | 0.014899 | 1.5013e-07
[120 empty] | 7.3.3.17.5 (Remote Grid) Updates to grid topology to minimize risk of ignition in HFTDs Remote GridWLDFRVegetation ContactAggregated | WLDFR | HFTD - Distribution - Tier 3 - 2QU CoRE ¦ 4QU LoRE | Non-Red Flag Warning - Large Fires | Vegetation Contact | Aggregated | 2030 | 1.0761e-05 | 108.7427 | 0.0011701 | 2030 | Mitigation | 0.95 | 45 | 0 | esc | 0.00097009 | 1.0439e-08 | 0.00097009 | 1.0439e-08 | 0.0027816 | 4.7293e-09 | 0.014899 | 1.5013e-07
[120 empty] | 7.3.3.17.5 (Remote Grid) Updates to grid topology to minimize risk of ignition in HFTDs Remote GridWLDFRVegetation ContactAggregated | WLDFR | HFTD - Distribution - Tier 3 - 2QU CoRE ¦ 4QU LoRE | Non-Red Flag Warning - Large Fires | Vegetation Contact | Aggregated | 2031 | 1.0761e-05 | 108.7427 | 0.0011701 | 2031 | Mitigation | 0.95 | 45 | 0 | esc | 0.00097009 | 1.0439e-08 | 0.00097009 | 1.0439e-08 | 0.0027816 | 4.7293e-09 | 0.014899 | 1.5013e-07
[120 empty] | 7.3.3.17.5 (Remote Grid) Updates to grid topology to minimize risk of ignition in HFTDs Remote GridWLDFRVegetation ContactAggregated | WLDFR | HFTD - Distribution - Tier 3 - 2QU CoRE ¦ 4QU LoRE | Non-Red Flag Warning - Large Fires | Vegetation Contact | Aggregated | 2032 | 1.0761e-05 | 108.7427 | 0.0011701 | 2032 | Mitigation | 0.95 | 45 | 0 | esc | 0.00097009 | 1.0439e-08 | 0.00097009 | 1.0439e-08 | 0.0027816 | 4.7293e-09 | 0.014899 | 1.5013e-07
[120 empty] | 7.3.3.17.5 (Remote Grid) Updates to grid topology to minimize risk of ignition in HFTDs Remote GridWLDFRVegetation ContactAggregated | WLDFR | HFTD - Distribution - Tier 3 - 2QU CoRE ¦ 4QU LoRE | Non-Red Flag Warning - Large Fires | Vegetation Contact | Aggregated | 2033 | 1.0761e-05 | 108.7427 | 0.0011701 | 2033 | Mitigation | 0.95 | 45 | 0 | esc | 0.00097009 | 1.0439e-08 | 0.00097009 | 1.0439e-08 | 0.0027816 | 4.7293e-09 | 0.014899 | 1.5013e-07
[120 empty] | 7.3.3.17.5 (Remote Grid) Updates to grid topology to minimize risk of ignition in HFTDs Remote GridWLDFRVegetation ContactAggregated | WLDFR | HFTD - Distribution - Tier 3 - 2QU CoRE ¦ 4QU LoRE | Non-Red Flag Warning - Large Fires | Vegetation Contact | Aggregated | 2034 | 1.0761e-05 | 108.7427 | 0.0011701 | 2034 | Mitigation | 0.95 | 45 | 0 | esc | 0.00097009 | 1.0439e-08 | 0.00097009 | 1.0439e-08 | 0.0027816 | 4.7293e-09 | 0.014899 | 1.5013e-07
[120 empty] | 7.3.3.17.5 (Remote Grid) Updates to grid topology to minimize risk of ignition in HFTDs Remote GridWLDFRVegetation ContactAggregated | WLDFR | HFTD - Distribution - Tier 3 - 2QU CoRE ¦ 4QU LoRE | Non-Red Flag Warning - Large Fires | Vegetation Contact | Aggregated | 2035 | 1.0761e-05 | 108.7427 | 0.0011701 | 2035 | Mitigation | 0.95 | 45 | 0 | esc | 0.00097009 | 1.0439e-08 | 0.00097009 | 1.0439e-08 | 0.0027816 | 4.7293e-09 | 0.014899 | 1.5013e-07
[120 empty] | 7.3.3.17.5 (Remote Grid) Updates to grid topology to minimize risk of ignition in HFTDs Remote GridWLDFRVegetation ContactAggregated | WLDFR | HFTD - Distribution - Tier 3 - 2QU CoRE ¦ 4QU LoRE | Non-Red Flag Warning - Large Fires | Vegetation Contact | Aggregated | 2036 | 1.0761e-05 | 108.7427 | 0.0011701 | 2036 | Mitigation | 0.95 | 45 | 0 | esc | 0.00097009 | 1.0439e-08 | 0.00097009 | 1.0439e-08 | 0.0027816 | 4.7293e-09 | 0.014899 | 1.5013e-07
[120 empty] | 7.3.3.17.5 (Remote Grid) Updates to grid topology to minimize risk of ignition in HFTDs Remote GridWLDFRVegetation ContactAggregated | WLDFR | HFTD - Distribution - Tier 3 - 2QU CoRE ¦ 4QU LoRE | Non-Red Flag Warning - Large Fires | Vegetation Contact | Aggregated | 2037 | 1.0761e-05 | 108.7427 | 0.0011701 | 2037 | Mitigation | 0.95 | 45 | 0 | esc | 0.00097009 | 1.0439e-08 | 0.00097009 | 1.0439e-08 | 0.0027816 | 4.7293e-09 | 0.014899 | 1.5013e-07
[120 empty] | 7.3.3.17.5 (Remote Grid) Updates to grid topology to minimize risk of ignition in HFTDs Remote GridWLDFRVegetation ContactAggregated | WLDFR | HFTD - Distribution - Tier 3 - 2QU CoRE ¦ 4QU LoRE | Non-Red Flag Warning - Large Fires | Vegetation Contact | Aggregated | 2038 | 1.0761e-05 | 108.7427 | 0.0011701 | 2038 | Mitigation | 0.95 | 45 | 0 | esc | 0.00097009 | 1.0439e-08 | 0.00097009 | 1.0439e-08 | 0.0027816 | 4.7293e-09 | 0.014899 | 1.5013e-07
[120 empty] | 7.3.3.17.5 (Remote Grid) Updates to grid topology to minimize risk of ignition in HFTDs Remote GridWLDFRVegetation ContactAggregated | WLDFR | HFTD - Distribution - Tier 3 - 2QU CoRE ¦ 4QU LoRE | Non-Red Flag Warning - Large Fires | Vegetation Contact | Aggregated | 2039 | 1.0761e-05 | 108.7427 | 0.0011701 | 2039 | Mitigation | 0.95 | 45 | 0 | esc | 0.00097009 | 1.0439e-08 | 0.00097009 | 1.0439e-08 | 0.0027816 | 4.7293e-09 | 0.014899 | 1.5013e-07
[120 empty] | 7.3.3.17.5 (Remote Grid) Updates to grid topology to minimize risk of ignition in HFTDs Remote GridWLDFRVegetation ContactAggregated | WLDFR | HFTD - Distribution - Tier 3 - 2QU CoRE ¦ 4QU LoRE | Non-Red Flag Warning - Large Fires | Vegetation Contact | Aggregated | 2040 | 1.0761e-05 | 108.7427 | 0.0011701 | 2040 | Mitigation | 0.95 | 45 | 0 | esc | 0.00097009 | 1.0439e-08 | 0.00097009 | 1.0439e-08 | 0.0027816 | 4.7293e-09 | 0.014899 | 1.5013e-07
[120 empty] | 7.3.3.17.5 (Remote Grid) Updates to grid topology to minimize risk of ignition in HFTDs Remote GridWLDFRVegetation ContactAggregated | WLDFR | HFTD - Distribution - Tier 3 - 2QU CoRE ¦ 4QU LoRE | Non-Red Flag Warning - Large Fires | Vegetation Contact | Aggregated | 2041 | 1.0761e-05 | 108.7427 | 0.0011701 | 2041 | Mitigation | 0.95 | 45 | 0 | esc | 0.00097009 | 1.0439e-08 | 0.00097009 | 1.0439e-08 | 0.0027816 | 4.7293e-09 | 0.014899 | 1.5013e-07
[120 empty] | 7.3.3.17.5 (Remote Grid) Updates to grid topology to minimize risk of ignition in HFTDs Remote GridWLDFRVegetation ContactAggregated | WLDFR | HFTD - Distribution - Tier 3 - 2QU CoRE ¦ 4QU LoRE | Non-Red Flag Warning - Large Fires | Vegetation Contact | Aggregated | 2042 | 1.0761e-05 | 108.7427 | 0.0011701 | 2042 | Mitigation | 0.95 | 45 | 0 | esc | 0.00097009 | 1.0439e-08 | 0.00097009 | 1.0439e-08 | 0.0027816 | 4.7293e-09 | 0.014899 | 1.5013e-07
[120 empty] | 7.3.3.17.5 (Remote Grid) Updates to grid topology to minimize risk of ignition in HFTDs Remote GridWLDFRVegetation ContactAggregated | WLDFR | HFTD - Distribution - Tier 3 - 2QU CoRE ¦ 4QU LoRE | Non-Red Flag Warning - Large Fires | Vegetation Contact | Aggregated | 2043 | 1.0761e-05 | 108.7427 | 0.0011701 | 2043 | Mitigation | 0.95 | 45 | 0 | esc | 0.00097009 | 1.0439e-08 | 0.00097009 | 1.0439e-08 | 0.0027816 | 4.7293e-09 | 0.014899 | 1.5013e-07
[120 empty] | 7.3.3.17.5 (Remote Grid) Updates to grid topology to minimize risk of ignition in HFTDs Remote GridWLDFRVegetation ContactAggregated | WLDFR | HFTD - Distribution - Tier 3 - 2QU CoRE ¦ 4QU LoRE | Non-Red Flag Warning - Large Fires | Vegetation Contact | Aggregated | 2044 | 1.0761e-05 | 108.7427 | 0.0011701 | 2044 | Mitigation | 0.95 | 45 | 0 | esc | 0.00097009 | 1.0439e-08 | 0.00097009 | 1.0439e-08 | 0.0027816 | 4.7293e-09 | 0.014899 | 1.5013e-07
[120 empty] | 7.3.3.17.5 (Remote Grid) Updates to grid topology to minimize risk of ignition in HFTDs Remote GridWLDFRVegetation ContactAggregated | WLDFR | HFTD - Distribution - Tier 3 - 2QU CoRE ¦ 4QU LoRE | Non-Red Flag Warning - Large Fires | Vegetation Contact | Aggregated | 2045 | 1.0761e-05 | 108.7427 | 0.0011701 | 2045 | Mitigation | 0.95 | 45 | 0 | esc | 0.00097009 | 1.0439e-08 | 0.00097009 | 1.0439e-08 | 0.0027816 | 4.7293e-09 | 0.014899 | 1.5013e-07
[120 empty] | 7.3.3.17.5 (Remote Grid) Updates to grid topology to minimize risk of ignition in HFTDs Remote GridWLDFRVegetation ContactAggregated | WLDFR | HFTD - Distribution - Tier 3 - 2QU CoRE ¦ 4QU LoRE | Non-Red Flag Warning - Large Fires | Vegetation Contact | Aggregated | 2046 | 1.0761e-05 | 108.7427 | 0.0011701 | 2046 | Mitigation | 0.95 | 45 | 0 | esc | 0.00097009 | 1.0439e-08 | 0.00097009 | 1.0439e-08 | 0.0027816 | 4.7293e-09 | 0 | 0
[120 empty] | 7.3.3.17.5 (Remote Grid) Updates to grid topology to minimize risk of ignition in HFTDs Remote GridWLDFRVegetation ContactAggregated | WLDFR | HFTD - Distribution - Tier 3 - 2QU CoRE ¦ 4QU LoRE | Non-Red Flag Warning - Large Fires | Vegetation Contact | Aggregated | 2047 | 1.0761e-05 | 108.7427 | 0.0011701 | 2047 | Mitigation | 0.95 | 45 | 0 | esc | 0.00097009 | 1.0439e-08 | 0.00097009 | 1.0439e-08 | 0.0027816 | 4.7293e-09 | 0 | 0
[120 empty] | 7.3.3.17.5 (Remote Grid) Updates to grid topology to minimize risk of ignition in HFTDs Remote GridWLDFRVegetation ContactAggregated | WLDFR | HFTD - Distribution - Tier 3 - 2QU CoRE ¦ 4QU LoRE | Non-Red Flag Warning - Large Fires | Vegetation Contact | Aggregated | 2048 | 1.0761e-05 | 108.7427 | 0.0011701 | 2048 | Mitigation | 0.95 | 45 | 0 | esc | 0.00097009 | 1.0439e-08 | 0.00097009 | 1.0439e-08 | 0.0027816 | 4.7293e-09 | 0.008942 | 1.0263e-06
[120 empty] | 7.3.3.17.5 (Remote Grid) Updates to grid topology to minimize risk of ignition in HFTDs Remote GridWLDFRVegetation ContactAggregated | WLDFR | HFTD - Distribution - Tier 3 - 2QU CoRE ¦ 4QU LoRE | Non-Red Flag Warning - Large Fires | Vegetation Contact | Aggregated | 2049 | 1.0761e-05 | 108.7427 | 0.0011701 | 2049 | Mitigation | 0.95 | 45 | 0 | esc | 0.00097009 | 1.0439e-08 | 0.00097009 | 1.0439e-08 | 0.0027816 | 4.7293e-09 | 0.008942 | 1.0263e-06
[120 empty] | 7.3.3.17.5 (Remote Grid) Updates to grid topology to minimize risk of ignition in HFTDs Remote GridWLDFRVegetation ContactAggregated | WLDFR | HFTD - Distribution - Tier 3 - 2QU CoRE ¦ 4QU LoRE | Non-Red Flag Warning - Large Fires | Vegetation Contact | Aggregated | 2050 | 1.0761e-05 | 108.7427 | 0.0011701 | 2050 | Mitigation | 0.95 | 45 | 0 | esc | 0.00097009 | 1.0439e-08 | 0.00097009 | 1.0439e-08 | 0.0027816 | 4.7293e-09 | 0.008942 | 1.0263e-06
[120 empty] | 7.3.3.17.5 (Remote Grid) Updates to grid topology to minimize risk of ignition in HFTDs Remote GridWLDFRVegetation ContactAggregated | WLDFR | HFTD - Distribution - Tier 3 - 2QU CoRE ¦ 4QU LoRE | Non-Red Flag Warning - Large Fires | Vegetation Contact | Aggregated | 2051 | 1.0761e-05 | 108.7427 | 0.0011701 | 2051 | Mitigation | 0.95 | 45 | 0 | esc | 0.00097009 | 1.0439e-08 | 0.00097009 | 1.0439e-08 | 0.0027816 | 4.7293e-09 | 0.008942 | 1.0263e-06
[120 empty] | 7.3.3.17.5 (Remote Grid) Updates to grid topology to minimize risk of ignition in HFTDs Remote GridWLDFRVegetation ContactAggregated | WLDFR | HFTD - Distribution - Tier 3 - 2QU CoRE ¦ 4QU LoRE | Non-Red Flag Warning - Large Fires | Vegetation Contact | Aggregated | 2052 | 1.0761e-05 | 108.7427 | 0.0011701 | 2052 | Mitigation | 0.95 | 45 | 0 | esc | 0.00097009 | 1.0439e-08 | 0.00097009 | 1.0439e-08 | 0.0027816 | 4.7293e-09 | 0.008942 | 1.0263e-06
[120 empty] | 7.3.3.17.5 (Remote Grid) Updates to grid topology to minimize risk of ignition in HFTDs Remote GridWLDFRVegetation ContactAggregated | WLDFR | HFTD - Distribution - Tier 3 - 2QU CoRE ¦ 4QU LoRE | Non-Red Flag Warning - Large Fires | Vegetation Contact | Aggregated | 2053 | 1.0761e-05 | 108.7427 | 0.0011701 | 2053 | Mitigation | 0.95 | 45 | 0 | esc | 0.00097009 | 1.0439e-08 | 0.00097009 | 1.0439e-08 | 0.0027816 | 4.7293e-09 | 0.008942 | 1.0263e-06
[120 empty] | 7.3.3.17.5 (Remote Grid) Updates to grid topology to minimize risk of ignition in HFTDs Remote GridWLDFRVegetation ContactAggregated | WLDFR | HFTD - Distribution - Tier 3 - 2QU CoRE ¦ 4QU LoRE | Non-Red Flag Warning - Large Fires | Vegetation Contact | Aggregated | 2054 | 1.0761e-05 | 108.7427 | 0.0011701 | 2054 | Mitigation | 0.95 | 45 | 0 | esc | 0.00097009 | 1.0439e-08 | 0.00097009 | 1.0439e-08 | 0.0027816 | 4.7293e-09 | 0.008942 | 1.0263e-06
[120 empty] | 7.3.3.17.5 (Remote Grid) Updates to grid topology to minimize risk of ignition in HFTDs Remote GridWLDFRVegetation ContactAggregated | WLDFR | HFTD - Distribution - Tier 3 - 2QU CoRE ¦ 4QU LoRE | Non-Red Flag Warning - Large Fires | Vegetation Contact | Aggregated | 2055 | 1.0761e-05 | 108.7427 | 0.0011701 | 2055 | Mitigation | 0.95 | 45 | 0 | esc | 0.00097009 | 1.0439e-08 | 0.00097009 | 1.0439e-08 | 0.0027816 | 4.7293e-09 | 0.008942 | 1.0263e-06
[120 empty] | 7.3.3.17.5 (Remote Grid) Updates to grid topology to minimize risk of ignition in HFTDs Remote GridWLDFRVegetation ContactAggregated | WLDFR | HFTD - Distribution - Tier 3 - 2QU CoRE ¦ 4QU LoRE | Non-Red Flag Warning - Large Fires | Vegetation Contact | Aggregated | 2056 | 1.0761e-05 | 108.7427 | 0.0011701 | 2056 | Mitigation | 0.95 | 45 | 0 | esc | 0.00097009 | 1.0439e-08 | 0.00097009 | 1.0439e-08 | 0.0027816 | 4.7293e-09 | 0.008942 | 1.0263e-06
[120 empty] | 7.3.3.17.5 (Remote Grid) Updates to grid topology to minimize risk of ignition in HFTDs Remote GridWLDFRVegetation ContactAggregated | WLDFR | HFTD - Distribution - Tier 3 - 2QU CoRE ¦ 4QU LoRE | Non-Red Flag Warning - Large Fires | Vegetation Contact | Aggregated | 2057 | 1.0761e-05 | 108.7427 | 0.0011701 | 2057 | Mitigation | 0.95 | 45 | 0 | esc | 0.00097009 | 1.0439e-08 | 0.00097009 | 1.0439e-08 | 0.0027816 | 4.7293e-09 | 0.008942 | 1.0263e-06
[120 empty] | 7.3.3.17.5 (Remote Grid) Updates to grid topology to minimize risk of ignition in HFTDs Remote GridWLDFRVegetation ContactAggregated | WLDFR | HFTD - Distribution - Tier 3 - 2QU CoRE ¦ 4QU LoRE | Non-Red Flag Warning - Large Fires | Vegetation Contact | Aggregated | 2058 | 1.0761e-05 | 108.7427 | 0.0011701 | 2058 | Mitigation | 0.95 | 45 | 0 | esc | 0.00097009 | 1.0439e-08 | 0.00097009 | 1.0439e-08 | 0.0027816 | 4.7293e-09 | 0.008942 | 1.0263e-06
[120 empty] | 7.3.3.17.5 (Remote Grid) Updates to grid topology to minimize risk of ignition in HFTDs Remote GridWLDFRVegetation ContactAggregated | WLDFR | HFTD - Distribution - Tier 3 - 2QU CoRE ¦ 4QU LoRE | Non-Red Flag Warning - Large Fires | Vegetation Contact | Aggregated | 2059 | 1.0761e-05 | 108.7427 | 0.0011701 | 2059 | Mitigation | 0.95 | 45 | 0 | esc | 0.00097009 | 1.0439e-08 | 0.00097009 | 1.0439e-08 | 0.0027816 | 4.7293e-09 | 0.008942 | 1.0263e-06
[120 empty] | 7.3.3.17.5 (Remote Grid) Updates to grid topology to minimize risk of ignition in HFTDs Remote GridWLDFRVegetation ContactAggregated | WLDFR | HFTD - Distribution - Tier 3 - 2QU CoRE ¦ 4QU LoRE | Non-Red Flag Warning - Large Fires | Vegetation Contact | Aggregated | 2060 | 1.0761e-05 | 108.7427 | 0.0011701 | 2060 | Mitigation | 0.95 | 45 | 0 | esc | 0.00097009 | 1.0439e-08 | 0.00097009 | 1.0439e-08 | 0.0027816 | 4.7293e-09 | 0.008942 | 1.0263e-06
[120 empty] | 7.3.3.17.5 (Remote Grid) Updates to grid topology to minimize risk of ignition in HFTDs Remote GridWLDFRVegetation ContactAggregated | WLDFR | HFTD - Distribution - Tier 3 - 2QU CoRE ¦ 4QU LoRE | Non-Red Flag Warning - Large Fires | Vegetation Contact | Aggregated | 2061 | 1.0761e-05 | 108.7427 | 0.0011701 | 2061 | Mitigation | 0.95 | 45 | 0 | esc | 0.00097009 | 1.0439e-08 | 0.00097009 | 1.0439e-08 | 0.0027816 | 4.7293e-09 | 0.008942 | 1.0263e-06
[120 empty] | 7.3.3.17.5 (Remote Grid) Updates to grid topology to minimize risk of ignition in HFTDs Remote GridWLDFRVegetation ContactAggregated | WLDFR | HFTD - Distribution - Tier 3 - 2QU CoRE ¦ 4QU LoRE | Non-Red Flag Warning - Large Fires | Vegetation Contact | Aggregated | 2062 | 1.0761e-05 | 108.7427 | 0.0011701 | 2062 | Mitigation | 0.95 | 45 | 0 | esc | 0.00097009 | 1.0439e-08 | 0.00097009 | 1.0439e-08 | 0.0027816 | 4.7293e-09 | 0.008942 | 1.0263e-06
[120 empty] | 7.3.3.17.5 (Remote Grid) Updates to grid topology to minimize risk of ignition in HFTDs Remote GridWLDFRVegetation ContactAggregated | WLDFR | HFTD - Distribution - Tier 3 - 2QU CoRE ¦ 4QU LoRE | Non-Red Flag Warning - Large Fires | Vegetation Contact | Aggregated | 2063 | 1.0761e-05 | 108.7427 | 0.0011701 | 2063 | Mitigation | 0.95 | 45 | 0 | esc | 0.00097009 | 1.0439e-08 | 0.00097009 | 1.0439e-08 | 0.0027816 | 4.7293e-09 | 0.008942 | 1.0263e-06
[120 empty] | 7.3.3.17.5 (Remote Grid) Updates to grid topology to minimize risk of ignition in HFTDs Remote GridWLDFRVegetation ContactAggregated | WLDFR | HFTD - Distribution - Tier 3 - 2QU CoRE ¦ 4QU LoRE | Non-Red Flag Warning - Large Fires | Vegetation Contact | Aggregated | 2064 | 1.0761e-05 | 108.7427 | 0.0011701 | 2064 | Mitigation | 0.95 | 45 | 0 | esc | 0.00097009 | 1.0439e-08 | 0.00097009 | 1.0439e-08 | 0.0027816 | 4.7293e-09 | 0.008942 | 1.0263e-06
[120 empty] | 7.3.3.17.5 (Remote Grid) Updates to grid topology to minimize risk of ignition in HFTDs Remote GridWLDFRVegetation ContactAggregated | WLDFR | HFTD - Distribution - Tier 3 - 2QU CoRE ¦ 4QU LoRE | Non-Red Flag Warning - Large Fires | Vegetation Contact | Aggregated | 2065 | 1.0761e-05 | 108.7427 | 0.0011701 | 2065 | Mitigation | 0.95 | 45 | 0 | esc | 0.00097009 | 1.0439e-08 | 0.00097009 | 1.0439e-08 | 0.0027816 | 4.7293e-09 | 0.008942 | 1.0263e-06
[120 empty] | 7.3.3.17.5 (Remote Grid) Updates to grid topology to minimize risk of ignition in HFTDs Remote GridWLDFRVegetation ContactAggregated | WLDFR | HFTD - Distribution - Tier 3 - 2QU CoRE ¦ 4QU LoRE | Non-Red Flag Warning - Large Fires | Vegetation Contact | Aggregated | 2066 | 1.0761e-05 | 108.7427 | 0.0011701 | 2066 | Mitigation | 0.95 | 45 | 0 | esc | 0.00097009 | 1.0439e-08 | 0.00097009 | 1.0439e-08 | 0 | 0 | 0.008942 | 1.0263e-06
[120 empty] | 7.3.3.17.5 (Remote Grid) Updates to grid topology to minimize risk of ignition in HFTDs Remote GridWLDFRVegetation ContactAggregated | WLDFR | HFTD - Distribution - Tier 3 - 2QU CoRE ¦ 4QU LoRE | Non-Red Flag Warning - Large Fires | Vegetation Contact | Aggregated | 2067 | 1.0761e-05 | 108.7427 | 0.0011701 | 2067 | Mitigation | 0.95 | 45 | 0 | esc | 0 | 0 | 0.00097009 | 1.0439e-08 | 0.0027816 | 6.4458e-10 | 0.008942 | 1.0263e-06
[120 empty] | 7.3.3.17.5 (Remote Grid) Updates to grid topology to minimize risk of ignition in HFTDs Remote GridWLDFRWire-to-wire contactAggregated | WLDFR | HFTD - Distribution - Tier 3 - 2QU CoRE ¦ 4QU LoRE | Non-Red Flag Warning - Large Fires | Wire-to-wire contact | Aggregated | 2022 | 8.0963e-07 | 108.7427 | 8.8042e-05 | 2022 | Mitigation | 0.95 | 45 | 0 | esc | 0.00097009 | 7.8541e-10 | 0 | 0 | 0.0027816 | 6.4458e-10 | 0.008942 | 1.0263e-06
[120 empty] | 7.3.3.17.5 (Remote Grid) Updates to grid topology to minimize risk of ignition in HFTDs Remote GridWLDFRWire-to-wire contactAggregated | WLDFR | HFTD - Distribution - Tier 3 - 2QU CoRE ¦ 4QU LoRE | Non-Red Flag Warning - Large Fires | Wire-to-wire contact | Aggregated | 2023 | 8.0963e-07 | 108.7427 | 8.8042e-05 | 2023 | Mitigation | 0.95 | 45 | 0 | esc | 0.00097009 | 7.8541e-10 | 0.00097009 | 7.8541e-10 | 0.0027816 | 6.4458e-10 | 0.008942 | 1.0263e-06
[120 empty] | 7.3.3.17.5 (Remote Grid) Updates to grid topology to minimize risk of ignition in HFTDs Remote GridWLDFRWire-to-wire contactAggregated | WLDFR | HFTD - Distribution - Tier 3 - 2QU CoRE ¦ 4QU LoRE | Non-Red Flag Warning - Large Fires | Wire-to-wire contact | Aggregated | 2024 | 8.0963e-07 | 108.7427 | 8.8042e-05 | 2024 | Mitigation | 0.95 | 45 | 0 | esc | 0.00097009 | 7.8541e-10 | 0.00097009 | 7.8541e-10 | 0.0027816 | 6.4458e-10 | 0.008942 | 1.0263e-06
[120 empty] | 7.3.3.17.5 (Remote Grid) Updates to grid topology to minimize risk of ignition in HFTDs Remote GridWLDFRWire-to-wire contactAggregated | WLDFR | HFTD - Distribution - Tier 3 - 2QU CoRE ¦ 4QU LoRE | Non-Red Flag Warning - Large Fires | Wire-to-wire contact | Aggregated | 2025 | 8.0963e-07 | 108.7427 | 8.8042e-05 | 2025 | Mitigation | 0.95 | 45 | 0 | esc | 0.00097009 | 7.8541e-10 | 0.00097009 | 7.8541e-10 | 0.0027816 | 6.4458e-10 | 0.008942 | 1.0263e-06
[120 empty] | 7.3.3.17.5 (Remote Grid) Updates to grid topology to minimize risk of ignition in HFTDs Remote GridWLDFRWire-to-wire contactAggregated | WLDFR | HFTD - Distribution - Tier 3 - 2QU CoRE ¦ 4QU LoRE | Non-Red Flag Warning - Large Fires | Wire-to-wire contact | Aggregated | 2026 | 8.0963e-07 | 108.7427 | 8.8042e-05 | 2026 | Mitigation | 0.95 | 45 | 0 | esc | 0.00097009 | 7.8541e-10 | 0.00097009 | 7.8541e-10 | 0.0027816 | 6.4458e-10 | 0.008942 | 1.0263e-06
[120 empty] | 7.3.3.17.5 (Remote Grid) Updates to grid topology to minimize risk of ignition in HFTDs Remote GridWLDFRWire-to-wire contactAggregated | WLDFR | HFTD - Distribution - Tier 3 - 2QU CoRE ¦ 4QU LoRE | Non-Red Flag Warning - Large Fires | Wire-to-wire contact | Aggregated | 2027 | 8.0963e-07 | 108.7427 | 8.8042e-05 | 2027 | Mitigation | 0.95 | 45 | 0 | esc | 0.00097009 | 7.8541e-10 | 0.00097009 | 7.8541e-10 | 0.0027816 | 6.4458e-10 | 0.008942 | 1.0263e-06
[120 empty] | 7.3.3.17.5 (Remote Grid) Updates to grid topology to minimize risk of ignition in HFTDs Remote GridWLDFRWire-to-wire contactAggregated | WLDFR | HFTD - Distribution - Tier 3 - 2QU CoRE ¦ 4QU LoRE | Non-Red Flag Warning - Large Fires | Wire-to-wire contact | Aggregated | 2028 | 8.0963e-07 | 108.7427 | 8.8042e-05 | 2028 | Mitigation | 0.95 | 45 | 0 | esc | 0.00097009 | 7.8541e-10 | 0.00097009 | 7.8541e-10 | 0.0027816 | 6.4458e-10 | 0.008942 | 1.0263e-06
[120 empty] | 7.3.3.17.5 (Remote Grid) Updates to grid topology to minimize risk of ignition in HFTDs Remote GridWLDFRWire-to-wire contactAggregated | WLDFR | HFTD - Distribution - Tier 3 - 2QU CoRE ¦ 4QU LoRE | Non-Red Flag Warning - Large Fires | Wire-to-wire contact | Aggregated | 2029 | 8.0963e-07 | 108.7427 | 8.8042e-05 | 2029 | Mitigation | 0.95 | 45 | 0 | esc | 0.00097009 | 7.8541e-10 | 0.00097009 | 7.8541e-10 | 0.0027816 | 6.4458e-10 | 0.008942 | 1.0263e-06
[120 empty] | 7.3.3.17.5 (Remote Grid) Updates to grid topology to minimize risk of ignition in HFTDs Remote GridWLDFRWire-to-wire contactAggregated | WLDFR | HFTD - Distribution - Tier 3 - 2QU CoRE ¦ 4QU LoRE | Non-Red Flag Warning - Large Fires | Wire-to-wire contact | Aggregated | 2030 | 8.0963e-07 | 108.7427 | 8.8042e-05 | 2030 | Mitigation | 0.95 | 45 | 0 | esc | 0.00097009 | 7.8541e-10 | 0.00097009 | 7.8541e-10 | 0.0027816 | 6.4458e-10 | 0.008942 | 1.0263e-06
[120 empty] | 7.3.3.17.5 (Remote Grid) Updates to grid topology to minimize risk of ignition in HFTDs Remote GridWLDFRWire-to-wire contactAggregated | WLDFR | HFTD - Distribution - Tier 3 - 2QU CoRE ¦ 4QU LoRE | Non-Red Flag Warning - Large Fires | Wire-to-wire contact | Aggregated | 2031 | 8.0963e-07 | 108.7427 | 8.8042e-05 | 2031 | Mitigation | 0.95 | 45 | 0 | esc | 0.00097009 | 7.8541e-10 | 0.00097009 | 7.8541e-10 | 0.0027816 | 6.4458e-10 | 0.008942 | 1.0263e-06
[120 empty] | 7.3.3.17.5 (Remote Grid) Updates to grid topology to minimize risk of ignition in HFTDs Remote GridWLDFRWire-to-wire contactAggregated | WLDFR | HFTD - Distribution - Tier 3 - 2QU CoRE ¦ 4QU LoRE | Non-Red Flag Warning - Large Fires | Wire-to-wire contact | Aggregated | 2032 | 8.0963e-07 | 108.7427 | 8.8042e-05 | 2032 | Mitigation | 0.95 | 45 | 0 | esc | 0.00097009 | 7.8541e-10 | 0.00097009 | 7.8541e-10 | 0.0027816 | 6.4458e-10 | 0 | 0
[120 empty] | 7.3.3.17.5 (Remote Grid) Updates to grid topology to minimize risk of ignition in HFTDs Remote GridWLDFRWire-to-wire contactAggregated | WLDFR | HFTD - Distribution - Tier 3 - 2QU CoRE ¦ 4QU LoRE | Non-Red Flag Warning - Large Fires | Wire-to-wire contact | Aggregated | 2033 | 8.0963e-07 | 108.7427 | 8.8042e-05 | 2033 | Mitigation | 0.95 | 45 | 0 | esc | 0.00097009 | 7.8541e-10 | 0.00097009 | 7.8541e-10 | 0.0027816 | 6.4458e-10 | 0 | 0
[120 empty] | 7.3.3.17.5 (Remote Grid) Updates to grid topology to minimize risk of ignition in HFTDs Remote GridWLDFRWire-to-wire contactAggregated | WLDFR | HFTD - Distribution - Tier 3 - 2QU CoRE ¦ 4QU LoRE | Non-Red Flag Warning - Large Fires | Wire-to-wire contact | Aggregated | 2034 | 8.0963e-07 | 108.7427 | 8.8042e-05 | 2034 | Mitigation | 0.95 | 45 | 0 | esc | 0.00097009 | 7.8541e-10 | 0.00097009 | 7.8541e-10 | 0.0027816 | 6.4458e-10 | 0.0088147 | 3.9325e-06
[120 empty] | 7.3.3.17.5 (Remote Grid) Updates to grid topology to minimize risk of ignition in HFTDs Remote GridWLDFRWire-to-wire contactAggregated | WLDFR | HFTD - Distribution - Tier 3 - 2QU CoRE ¦ 4QU LoRE | Non-Red Flag Warning - Large Fires | Wire-to-wire contact | Aggregated | 2035 | 8.0963e-07 | 108.7427 | 8.8042e-05 | 2035 | Mitigation | 0.95 | 45 | 0 | esc | 0.00097009 | 7.8541e-10 | 0.00097009 | 7.8541e-10 | 0.0027816 | 6.4458e-10 | 0.0088147 | 3.9325e-06
[120 empty] | 7.3.3.17.5 (Remote Grid) Updates to grid topology to minimize risk of ignition in HFTDs Remote GridWLDFRWire-to-wire contactAggregated | WLDFR | HFTD - Distribution - Tier 3 - 2QU CoRE ¦ 4QU LoRE | Non-Red Flag Warning - Large Fires | Wire-to-wire contact | Aggregated | 2036 | 8.0963e-07 | 108.7427 | 8.8042e-05 | 2036 | Mitigation | 0.95 | 45 | 0 | esc | 0.00097009 | 7.8541e-10 | 0.00097009 | 7.8541e-10 | 0.0027816 | 6.4458e-10 | 0.0088147 | 3.9325e-06
[120 empty] | 7.3.3.17.5 (Remote Grid) Updates to grid topology to minimize risk of ignition in HFTDs Remote GridWLDFRWire-to-wire contactAggregated | WLDFR | HFTD - Distribution - Tier 3 - 2QU CoRE ¦ 4QU LoRE | Non-Red Flag Warning - Large Fires | Wire-to-wire contact | Aggregated | 2037 | 8.0963e-07 | 108.7427 | 8.8042e-05 | 2037 | Mitigation | 0.95 | 45 | 0 | esc | 0.00097009 | 7.8541e-10 | 0.00097009 | 7.8541e-10 | 0.0027816 | 6.4458e-10 | 0.0088147 | 3.9325e-06
[120 empty] | 7.3.3.17.5 (Remote Grid) Updates to grid topology to minimize risk of ignition in HFTDs Remote GridWLDFRWire-to-wire contactAggregated | WLDFR | HFTD - Distribution - Tier 3 - 2QU CoRE ¦ 4QU LoRE | Non-Red Flag Warning - Large Fires | Wire-to-wire contact | Aggregated | 2038 | 8.0963e-07 | 108.7427 | 8.8042e-05 | 2038 | Mitigation | 0.95 | 45 | 0 | esc | 0.00097009 | 7.8541e-10 | 0.00097009 | 7.8541e-10 | 0.0027816 | 6.4458e-10 | 0.0088147 | 3.9325e-06
[120 empty] | 7.3.3.17.5 (Remote Grid) Updates to grid topology to minimize risk of ignition in HFTDs Remote GridWLDFRWire-to-wire contactAggregated | WLDFR | HFTD - Distribution - Tier 3 - 2QU CoRE ¦ 4QU LoRE | Non-Red Flag Warning - Large Fires | Wire-to-wire contact | Aggregated | 2039 | 8.0963e-07 | 108.7427 | 8.8042e-05 | 2039 | Mitigation | 0.95 | 45 | 0 | esc | 0.00097009 | 7.8541e-10 | 0.00097009 | 7.8541e-10 | 0.0027816 | 6.4458e-10 | 0.0088147 | 3.9325e-06
[120 empty] | 7.3.3.17.5 (Remote Grid) Updates to grid topology to minimize risk of ignition in HFTDs Remote GridWLDFRWire-to-wire contactAggregated | WLDFR | HFTD - Distribution - Tier 3 - 2QU CoRE ¦ 4QU LoRE | Non-Red Flag Warning - Large Fires | Wire-to-wire contact | Aggregated | 2040 | 8.0963e-07 | 108.7427 | 8.8042e-05 | 2040 | Mitigation | 0.95 | 45 | 0 | esc | 0.00097009 | 7.8541e-10 | 0.00097009 | 7.8541e-10 | 0.0027816 | 6.4458e-10 | 0.0088147 | 3.9325e-06
[120 empty] | 7.3.3.17.5 (Remote Grid) Updates to grid topology to minimize risk of ignition in HFTDs Remote GridWLDFRWire-to-wire contactAggregated | WLDFR | HFTD - Distribution - Tier 3 - 2QU CoRE ¦ 4QU LoRE | Non-Red Flag Warning - Large Fires | Wire-to-wire contact | Aggregated | 2041 | 8.0963e-07 | 108.7427 | 8.8042e-05 | 2041 | Mitigation | 0.95 | 45 | 0 | esc | 0.00097009 | 7.8541e-10 | 0.00097009 | 7.8541e-10 | 0.0027816 | 6.4458e-10 | 0.0088147 | 3.9325e-06
[120 empty] | 7.3.3.17.5 (Remote Grid) Updates to grid topology to minimize risk of ignition in HFTDs Remote GridWLDFRWire-to-wire contactAggregated | WLDFR | HFTD - Distribution - Tier 3 - 2QU CoRE ¦ 4QU LoRE | Non-Red Flag Warning - Large Fires | Wire-to-wire contact | Aggregated | 2042 | 8.0963e-07 | 108.7427 | 8.8042e-05 | 2042 | Mitigation | 0.95 | 45 | 0 | esc | 0.00097009 | 7.8541e-10 | 0.00097009 | 7.8541e-10 | 0.0027816 | 6.4458e-10 | 0.0088147 | 3.9325e-06
[120 empty] | 7.3.3.17.5 (Remote Grid) Updates to grid topology to minimize risk of ignition in HFTDs Remote GridWLDFRWire-to-wire contactAggregated | WLDFR | HFTD - Distribution - Tier 3 - 2QU CoRE ¦ 4QU LoRE | Non-Red Flag Warning - Large Fires | Wire-to-wire contact | Aggregated | 2043 | 8.0963e-07 | 108.7427 | 8.8042e-05 | 2043 | Mitigation | 0.95 | 45 | 0 | esc | 0.00097009 | 7.8541e-10 | 0.00097009 | 7.8541e-10 | 0.0027816 | 6.4458e-10 | 0.0088147 | 3.9325e-06
[120 empty] | 7.3.3.17.5 (Remote Grid) Updates to grid topology to minimize risk of ignition in HFTDs Remote GridWLDFRWire-to-wire contactAggregated | WLDFR | HFTD - Distribution - Tier 3 - 2QU CoRE ¦ 4QU LoRE | Non-Red Flag Warning - Large Fires | Wire-to-wire contact | Aggregated | 2044 | 8.0963e-07 | 108.7427 | 8.8042e-05 | 2044 | Mitigation | 0.95 | 45 | 0 | esc | 0.00097009 | 7.8541e-10 | 0.00097009 | 7.8541e-10 | 0.0027816 | 6.4458e-10 | 0.0088147 | 3.9325e-06
[120 empty] | 7.3.3.17.5 (Remote Grid) Updates to grid topology to minimize risk of ignition in HFTDs Remote GridWLDFRWire-to-wire contactAggregated | WLDFR | HFTD - Distribution - Tier 3 - 2QU CoRE ¦ 4QU LoRE | Non-Red Flag Warning - Large Fires | Wire-to-wire contact | Aggregated | 2045 | 8.0963e-07 | 108.7427 | 8.8042e-05 | 2045 | Mitigation | 0.95 | 45 | 0 | esc | 0.00097009 | 7.8541e-10 | 0.00097009 | 7.8541e-10 | 0.0027816 | 6.4458e-10 | 0.0088147 | 3.9325e-06
[120 empty] | 7.3.3.17.5 (Remote Grid) Updates to grid topology to minimize risk of ignition in HFTDs Remote GridWLDFRWire-to-wire contactAggregated | WLDFR | HFTD - Distribution - Tier 3 - 2QU CoRE ¦ 4QU LoRE | Non-Red Flag Warning - Large Fires | Wire-to-wire contact | Aggregated | 2046 | 8.0963e-07 | 108.7427 | 8.8042e-05 | 2046 | Mitigation | 0.95 | 45 | 0 | esc | 0.00097009 | 7.8541e-10 | 0.00097009 | 7.8541e-10 | 0.0027816 | 6.4458e-10 | 0.0088147 | 3.9325e-06
[120 empty] | 7.3.3.17.5 (Remote Grid) Updates to grid topology to minimize risk of ignition in HFTDs Remote GridWLDFRWire-to-wire contactAggregated | WLDFR | HFTD - Distribution - Tier 3 - 2QU CoRE ¦ 4QU LoRE | Non-Red Flag Warning - Large Fires | Wire-to-wire contact | Aggregated | 2047 | 8.0963e-07 | 108.7427 | 8.8042e-05 | 2047 | Mitigation | 0.95 | 45 | 0 | esc | 0.00097009 | 7.8541e-10 | 0.00097009 | 7.8541e-10 | 0.0027816 | 6.4458e-10 | 0.0088147 | 3.9325e-06
[120 empty] | 7.3.3.17.5 (Remote Grid) Updates to grid topology to minimize risk of ignition in HFTDs Remote GridWLDFRWire-to-wire contactAggregated | WLDFR | HFTD - Distribution - Tier 3 - 2QU CoRE ¦ 4QU LoRE | Non-Red Flag Warning - Large Fires | Wire-to-wire contact | Aggregated | 2048 | 8.0963e-07 | 108.7427 | 8.8042e-05 | 2048 | Mitigation | 0.95 | 45 | 0 | esc | 0.00097009 | 7.8541e-10 | 0.00097009 | 7.8541e-10 | 0.0027816 | 6.4458e-10 | 0.0088147 | 3.9325e-06
[120 empty] | 7.3.3.17.5 (Remote Grid) Updates to grid topology to minimize risk of ignition in HFTDs Remote GridWLDFRWire-to-wire contactAggregated | WLDFR | HFTD - Distribution - Tier 3 - 2QU CoRE ¦ 4QU LoRE | Non-Red Flag Warning - Large Fires | Wire-to-wire contact | Aggregated | 2049 | 8.0963e-07 | 108.7427 | 8.8042e-05 | 2049 | Mitigation | 0.95 | 45 | 0 | esc | 0.00097009 | 7.8541e-10 | 0.00097009 | 7.8541e-10 | 0.0027816 | 6.4458e-10 | 0.0088147 | 3.9325e-06
[120 empty] | 7.3.3.17.5 (Remote Grid) Updates to grid topology to minimize risk of ignition in HFTDs Remote GridWLDFRWire-to-wire contactAggregated | WLDFR | HFTD - Distribution - Tier 3 - 2QU CoRE ¦ 4QU LoRE | Non-Red Flag Warning - Large Fires | Wire-to-wire contact | Aggregated | 2050 | 8.0963e-07 | 108.7427 | 8.8042e-05 | 2050 | Mitigation | 0.95 | 45 | 0 | esc | 0.00097009 | 7.8541e-10 | 0.00097009 | 7.8541e-10 | 0.0027816 | 6.4458e-10 | 0.0088147 | 3.9325e-06
[120 empty] | 7.3.3.17.5 (Remote Grid) Updates to grid topology to minimize risk of ignition in HFTDs Remote GridWLDFRWire-to-wire contactAggregated | WLDFR | HFTD - Distribution - Tier 3 - 2QU CoRE ¦ 4QU LoRE | Non-Red Flag Warning - Large Fires | Wire-to-wire contact | Aggregated | 2051 | 8.0963e-07 | 108.7427 | 8.8042e-05 | 2051 | Mitigation | 0.95 | 45 | 0 | esc | 0.00097009 | 7.8541e-10 | 0.00097009 | 7.8541e-10 | 0.0027816 | 6.4458e-10 | 0.0088147 | 3.9325e-06
[120 empty] | 7.3.3.17.5 (Remote Grid) Updates to grid topology to minimize risk of ignition in HFTDs Remote GridWLDFRWire-to-wire contactAggregated | WLDFR | HFTD - Distribution - Tier 3 - 2QU CoRE ¦ 4QU LoRE | Non-Red Flag Warning - Large Fires | Wire-to-wire contact | Aggregated | 2052 | 8.0963e-07 | 108.7427 | 8.8042e-05 | 2052 | Mitigation | 0.95 | 45 | 0 | esc | 0.00097009 | 7.8541e-10 | 0.00097009 | 7.8541e-10 | 0.0027816 | 6.4458e-10 | 0.0088147 | 3.9325e-06
[120 empty] | 7.3.3.17.5 (Remote Grid) Updates to grid topology to minimize risk of ignition in HFTDs Remote GridWLDFRWire-to-wire contactAggregated | WLDFR | HFTD - Distribution - Tier 3 - 2QU CoRE ¦ 4QU LoRE | Non-Red Flag Warning - Large Fires | Wire-to-wire contact | Aggregated | 2053 | 8.0963e-07 | 108.7427 | 8.8042e-05 | 2053 | Mitigation | 0.95 | 45 | 0 | esc | 0.00097009 | 7.8541e-10 | 0.00097009 | 7.8541e-10 | 0.0027816 | 6.4458e-10 | 0.0088147 | 3.9325e-06
[120 empty] | 7.3.3.17.5 (Remote Grid) Updates to grid topology to minimize risk of ignition in HFTDs Remote GridWLDFRWire-to-wire contactAggregated | WLDFR | HFTD - Distribution - Tier 3 - 2QU CoRE ¦ 4QU LoRE | Non-Red Flag Warning - Large Fires | Wire-to-wire contact | Aggregated | 2054 | 8.0963e-07 | 108.7427 | 8.8042e-05 | 2054 | Mitigation | 0.95 | 45 | 0 | esc | 0.00097009 | 7.8541e-10 | 0.00097009 | 7.8541e-10 | 0.0027816 | 6.4458e-10 | 0.0088147 | 3.9325e-06
[120 empty] | 7.3.3.17.5 (Remote Grid) Updates to grid topology to minimize risk of ignition in HFTDs Remote GridWLDFRWire-to-wire contactAggregated | WLDFR | HFTD - Distribution - Tier 3 - 2QU CoRE ¦ 4QU LoRE | Non-Red Flag Warning - Large Fires | Wire-to-wire contact | Aggregated | 2055 | 8.0963e-07 | 108.7427 | 8.8042e-05 | 2055 | Mitigation | 0.95 | 45 | 0 | esc | 0.00097009 | 7.8541e-10 | 0.00097009 | 7.8541e-10 | 0.0027816 | 6.4458e-10 | 0.0088147 | 3.9325e-06
[120 empty] | 7.3.3.17.5 (Remote Grid) Updates to grid topology to minimize risk of ignition in HFTDs Remote GridWLDFRWire-to-wire contactAggregated | WLDFR | HFTD - Distribution - Tier 3 - 2QU CoRE ¦ 4QU LoRE | Non-Red Flag Warning - Large Fires | Wire-to-wire contact | Aggregated | 2056 | 8.0963e-07 | 108.7427 | 8.8042e-05 | 2056 | Mitigation | 0.95 | 45 | 0 | esc | 0.00097009 | 7.8541e-10 | 0.00097009 | 7.8541e-10 | 0.0027816 | 6.4458e-10 | 0.0088147 | 3.9325e-06
[120 empty] | 7.3.3.17.5 (Remote Grid) Updates to grid topology to minimize risk of ignition in HFTDs Remote GridWLDFRWire-to-wire contactAggregated | WLDFR | HFTD - Distribution - Tier 3 - 2QU CoRE ¦ 4QU LoRE | Non-Red Flag Warning - Large Fires | Wire-to-wire contact | Aggregated | 2057 | 8.0963e-07 | 108.7427 | 8.8042e-05 | 2057 | Mitigation | 0.95 | 45 | 0 | esc | 0.00097009 | 7.8541e-10 | 0.00097009 | 7.8541e-10 | 0.0027816 | 6.4458e-10 | 0.0088147 | 3.9325e-06
[120 empty] | 7.3.3.17.5 (Remote Grid) Updates to grid topology to minimize risk of ignition in HFTDs Remote GridWLDFRWire-to-wire contactAggregated | WLDFR | HFTD - Distribution - Tier 3 - 2QU CoRE ¦ 4QU LoRE | Non-Red Flag Warning - Large Fires | Wire-to-wire contact | Aggregated | 2058 | 8.0963e-07 | 108.7427 | 8.8042e-05 | 2058 | Mitigation | 0.95 | 45 | 0 | esc | 0.00097009 | 7.8541e-10 | 0.00097009 | 7.8541e-10 | 0.0027816 | 6.4458e-10 | 0.0088147 | 3.9325e-06
[120 empty] | 7.3.3.17.5 (Remote Grid) Updates to grid topology to minimize risk of ignition in HFTDs Remote GridWLDFRWire-to-wire contactAggregated | WLDFR | HFTD - Distribution - Tier 3 - 2QU CoRE ¦ 4QU LoRE | Non-Red Flag Warning - Large Fires | Wire-to-wire contact | Aggregated | 2059 | 8.0963e-07 | 108.7427 | 8.8042e-05 | 2059 | Mitigation | 0.95 | 45 | 0 | esc | 0.00097009 | 7.8541e-10 | 0.00097009 | 7.8541e-10 | 0.0027816 | 6.4458e-10 | 0.0088147 | 3.9325e-06
[120 empty] | 7.3.3.17.5 (Remote Grid) Updates to grid topology to minimize risk of ignition in HFTDs Remote GridWLDFRWire-to-wire contactAggregated | WLDFR | HFTD - Distribution - Tier 3 - 2QU CoRE ¦ 4QU LoRE | Non-Red Flag Warning - Large Fires | Wire-to-wire contact | Aggregated | 2060 | 8.0963e-07 | 108.7427 | 8.8042e-05 | 2060 | Mitigation | 0.95 | 45 | 0 | esc | 0.00097009 | 7.8541e-10 | 0.00097009 | 7.8541e-10 | 0.0027816 | 6.4458e-10 | 0.0088147 | 3.9325e-06
[120 empty] | 7.3.3.17.5 (Remote Grid) Updates to grid topology to minimize risk of ignition in HFTDs Remote GridWLDFRWire-to-wire contactAggregated | WLDFR | HFTD - Distribution - Tier 3 - 2QU CoRE ¦ 4QU LoRE | Non-Red Flag Warning - Large Fires | Wire-to-wire contact | Aggregated | 2061 | 8.0963e-07 | 108.7427 | 8.8042e-05 | 2061 | Mitigation | 0.95 | 45 | 0 | esc | 0.00097009 | 7.8541e-10 | 0.00097009 | 7.8541e-10 | 0.0027816 | 6.4458e-10 | 0.0088147 | 3.9325e-06
[120 empty] | 7.3.3.17.5 (Remote Grid) Updates to grid topology to minimize risk of ignition in HFTDs Remote GridWLDFRWire-to-wire contactAggregated | WLDFR | HFTD - Distribution - Tier 3 - 2QU CoRE ¦ 4QU LoRE | Non-Red Flag Warning - Large Fires | Wire-to-wire contact | Aggregated | 2062 | 8.0963e-07 | 108.7427 | 8.8042e-05 | 2062 | Mitigation | 0.95 | 45 | 0 | esc | 0.00097009 | 7.8541e-10 | 0.00097009 | 7.8541e-10 | 0.0027816 | 6.4458e-10 | 0.0088147 | 3.9325e-06
[120 empty] | 7.3.3.17.5 (Remote Grid) Updates to grid topology to minimize risk of ignition in HFTDs Remote GridWLDFRWire-to-wire contactAggregated | WLDFR | HFTD - Distribution - Tier 3 - 2QU CoRE ¦ 4QU LoRE | Non-Red Flag Warning - Large Fires | Wire-to-wire contact | Aggregated | 2063 | 8.0963e-07 | 108.7427 | 8.8042e-05 | 2063 | Mitigation | 0.95 | 45 | 0 | esc | 0.00097009 | 7.8541e-10 | 0.00097009 | 7.8541e-10 | 0.0027816 | 6.4458e-10 | 0.0088147 | 3.9325e-06
[120 empty] | 7.3.3.17.5 (Remote Grid) Updates to grid topology to minimize risk of ignition in HFTDs Remote GridWLDFRWire-to-wire contactAggregated | WLDFR | HFTD - Distribution - Tier 3 - 2QU CoRE ¦ 4QU LoRE | Non-Red Flag Warning - Large Fires | Wire-to-wire contact | Aggregated | 2064 | 8.0963e-07 | 108.7427 | 8.8042e-05 | 2064 | Mitigation | 0.95 | 45 | 0 | esc | 0.00097009 | 7.8541e-10 | 0.00097009 | 7.8541e-10 | 0.0027816 | 6.4458e-10 | 0 | 0
[120 empty] | 7.3.3.17.5 (Remote Grid) Updates to grid topology to minimize risk of ignition in HFTDs Remote GridWLDFRWire-to-wire contactAggregated | WLDFR | HFTD - Distribution - Tier 3 - 2QU CoRE ¦ 4QU LoRE | Non-Red Flag Warning - Large Fires | Wire-to-wire contact | Aggregated | 2065 | 8.0963e-07 | 108.7427 | 8.8042e-05 | 2065 | Mitigation | 0.95 | 45 | 0 | esc | 0.00097009 | 7.8541e-10 | 0.00097009 | 7.8541e-10 | 0.0027816 | 6.4458e-10 | 0 | 0
[120 empty] | 7.3.3.17.5 (Remote Grid) Updates to grid topology to minimize risk of ignition in HFTDs Remote GridWLDFRWire-to-wire contactAggregated | WLDFR | HFTD - Distribution - Tier 3 - 2QU CoRE ¦ 4QU LoRE | Non-Red Flag Warning - Large Fires | Wire-to-wire contact | Aggregated | 2066 | 8.0963e-07 | 108.7427 | 8.8042e-05 | 2066 | Mitigation | 0.95 | 45 | 0 | esc | 0.00097009 | 7.8541e-10 | 0.00097009 | 7.8541e-10 | 0.0027816 | 6.4458e-10 | 0.013543 | 3.8271e-08
[120 empty] | 7.3.3.17.5 (Remote Grid) Updates to grid topology to minimize risk of ignition in HFTDs Remote GridWLDFRWire-to-wire contactAggregated | WLDFR | HFTD - Distribution - Tier 3 - 2QU CoRE ¦ 4QU LoRE | Non-Red Flag Warning - Large Fires | Wire-to-wire contact | Aggregated | 2067 | 8.0963e-07 | 108.7427 | 8.8042e-05 | 2067 | Mitigation | 0.95 | 45 | 0 | esc | 0 | 0 | 0.00097009 | 7.8541e-10 | 0.0027816 | 6.4458e-10 | 0.013543 | 3.8271e-08
[120 empty] | 7.3.3.17.5 (Remote Grid) Updates to grid topology to minimize risk of ignition in HFTDs Remote GridWLDFRContact from objectAggregated | WLDFR | HFTD - Distribution - Tier 3 - 2QU CoRE ¦ 4QU LoRE | Non-Red Flag Warning - Small Fires | Contact from object | Aggregated | 2022 | 0.00053526 | 108.7427 | 0.058206 | 2022 | Mitigation | 0.95 | 45 | 0 | esc | 0.00097009 | 5.1925e-07 | 0 | 0 | 0.0027816 | 6.4458e-10 | 0.013543 | 3.8271e-08
[120 empty] | 7.3.3.17.5 (Remote Grid) Updates to grid topology to minimize risk of ignition in HFTDs Remote GridWLDFRContact from objectAggregated | WLDFR | HFTD - Distribution - Tier 3 - 2QU CoRE ¦ 4QU LoRE | Non-Red Flag Warning - Small Fires | Contact from object | Aggregated | 2023 | 0.00053526 | 108.7427 | 0.058206 | 2023 | Mitigation | 0.95 | 45 | 0 | esc | 0.00097009 | 5.1925e-07 | 0.00097009 | 5.1925e-07 | 0.0027816 | 6.4458e-10 | 0.013543 | 3.8271e-08
[120 empty] | 7.3.3.17.5 (Remote Grid) Updates to grid topology to minimize risk of ignition in HFTDs Remote GridWLDFRContact from objectAggregated | WLDFR | HFTD - Distribution - Tier 3 - 2QU CoRE ¦ 4QU LoRE | Non-Red Flag Warning - Small Fires | Contact from object | Aggregated | 2024 | 0.00053526 | 108.7427 | 0.058206 | 2024 | Mitigation | 0.95 | 45 | 0 | esc | 0.00097009 | 5.1925e-07 | 0.00097009 | 5.1925e-07 | 0 | 0 | 0.013543 | 3.8271e-08
[120 empty] | 7.3.3.17.5 (Remote Grid) Updates to grid topology to minimize risk of ignition in HFTDs Remote GridWLDFRContact from objectAggregated | WLDFR | HFTD - Distribution - Tier 3 - 2QU CoRE ¦ 4QU LoRE | Non-Red Flag Warning - Small Fires | Contact from object | Aggregated | 2025 | 0.00053526 | 108.7427 | 0.058206 | 2025 | Mitigation | 0.95 | 45 | 0 | esc | 0.00097009 | 5.1925e-07 | 0.00097009 | 5.1925e-07 | 0.0027816 | 7.3682e-10 | 0.013543 | 3.8271e-08
[120 empty] | 7.3.3.17.5 (Remote Grid) Updates to grid topology to minimize risk of ignition in HFTDs Remote GridWLDFRContact from objectAggregated | WLDFR | HFTD - Distribution - Tier 3 - 2QU CoRE ¦ 4QU LoRE | Non-Red Flag Warning - Small Fires | Contact from object | Aggregated | 2026 | 0.00053526 | 108.7427 | 0.058206 | 2026 | Mitigation | 0.95 | 45 | 0 | esc | 0.00097009 | 5.1925e-07 | 0.00097009 | 5.1925e-07 | 0.0027816 | 7.3682e-10 | 0.013543 | 3.8271e-08
[120 empty] | 7.3.3.17.5 (Remote Grid) Updates to grid topology to minimize risk of ignition in HFTDs Remote GridWLDFRContact from objectAggregated | WLDFR | HFTD - Distribution - Tier 3 - 2QU CoRE ¦ 4QU LoRE | Non-Red Flag Warning - Small Fires | Contact from object | Aggregated | 2027 | 0.00053526 | 108.7427 | 0.058206 | 2027 | Mitigation | 0.95 | 45 | 0 | esc | 0.00097009 | 5.1925e-07 | 0.00097009 | 5.1925e-07 | 0.0027816 | 7.3682e-10 | 0.013543 | 3.8271e-08
[120 empty] | 7.3.3.17.5 (Remote Grid) Updates to grid topology to minimize risk of ignition in HFTDs Remote GridWLDFRContact from objectAggregated | WLDFR | HFTD - Distribution - Tier 3 - 2QU CoRE ¦ 4QU LoRE | Non-Red Flag Warning - Small Fires | Contact from object | Aggregated | 2028 | 0.00053526 | 108.7427 | 0.058206 | 2028 | Mitigation | 0.95 | 45 | 0 | esc | 0.00097009 | 5.1925e-07 | 0.00097009 | 5.1925e-07 | 0.0027816 | 7.3682e-10 | 0.013543 | 3.8271e-08
[120 empty] | 7.3.3.17.5 (Remote Grid) Updates to grid topology to minimize risk of ignition in HFTDs Remote GridWLDFRContact from objectAggregated | WLDFR | HFTD - Distribution - Tier 3 - 2QU CoRE ¦ 4QU LoRE | Non-Red Flag Warning - Small Fires | Contact from object | Aggregated | 2029 | 0.00053526 | 108.7427 | 0.058206 | 2029 | Mitigation | 0.95 | 45 | 0 | esc | 0.00097009 | 5.1925e-07 | 0.00097009 | 5.1925e-07 | 0.0027816 | 7.3682e-10 | 0.013543 | 3.8271e-08
[120 empty] | 7.3.3.17.5 (Remote Grid) Updates to grid topology to minimize risk of ignition in HFTDs Remote GridWLDFRContact from objectAggregated | WLDFR | HFTD - Distribution - Tier 3 - 2QU CoRE ¦ 4QU LoRE | Non-Red Flag Warning - Small Fires | Contact from object | Aggregated | 2030 | 0.00053526 | 108.7427 | 0.058206 | 2030 | Mitigation | 0.95 | 45 | 0 | esc | 0.00097009 | 5.1925e-07 | 0.00097009 | 5.1925e-07 | 0.0027816 | 7.3682e-10 | 0.013543 | 3.8271e-08
[120 empty] | 7.3.3.17.5 (Remote Grid) Updates to grid topology to minimize risk of ignition in HFTDs Remote GridWLDFRContact from objectAggregated | WLDFR | HFTD - Distribution - Tier 3 - 2QU CoRE ¦ 4QU LoRE | Non-Red Flag Warning - Small Fires | Contact from object | Aggregated | 2031 | 0.00053526 | 108.7427 | 0.058206 | 2031 | Mitigation | 0.95 | 45 | 0 | esc | 0.00097009 | 5.1925e-07 | 0.00097009 | 5.1925e-07 | 0.0027816 | 7.3682e-10 | 0.013543 | 3.8271e-08
[120 empty] | 7.3.3.17.5 (Remote Grid) Updates to grid topology to minimize risk of ignition in HFTDs Remote GridWLDFRContact from objectAggregated | WLDFR | HFTD - Distribution - Tier 3 - 2QU CoRE ¦ 4QU LoRE | Non-Red Flag Warning - Small Fires | Contact from object | Aggregated | 2032 | 0.00053526 | 108.7427 | 0.058206 | 2032 | Mitigation | 0.95 | 45 | 0 | esc | 0.00097009 | 5.1925e-07 | 0.00097009 | 5.1925e-07 | 0.0027816 | 7.3682e-10 | 0.013543 | 3.8271e-08
[120 empty] | 7.3.3.17.5 (Remote Grid) Updates to grid topology to minimize risk of ignition in HFTDs Remote GridWLDFRContact from objectAggregated | WLDFR | HFTD - Distribution - Tier 3 - 2QU CoRE ¦ 4QU LoRE | Non-Red Flag Warning - Small Fires | Contact from object | Aggregated | 2033 | 0.00053526 | 108.7427 | 0.058206 | 2033 | Mitigation | 0.95 | 45 | 0 | esc | 0.00097009 | 5.1925e-07 | 0.00097009 | 5.1925e-07 | 0.0027816 | 7.3682e-10 | 0.013543 | 3.8271e-08
[120 empty] | 7.3.3.17.5 (Remote Grid) Updates to grid topology to minimize risk of ignition in HFTDs Remote GridWLDFRContact from objectAggregated | WLDFR | HFTD - Distribution - Tier 3 - 2QU CoRE ¦ 4QU LoRE | Non-Red Flag Warning - Small Fires | Contact from object | Aggregated | 2034 | 0.00053526 | 108.7427 | 0.058206 | 2034 | Mitigation | 0.95 | 45 | 0 | esc | 0.00097009 | 5.1925e-07 | 0.00097009 | 5.1925e-07 | 0.0027816 | 7.3682e-10 | 0.013543 | 3.8271e-08
[120 empty] | 7.3.3.17.5 (Remote Grid) Updates to grid topology to minimize risk of ignition in HFTDs Remote GridWLDFRContact from objectAggregated | WLDFR | HFTD - Distribution - Tier 3 - 2QU CoRE ¦ 4QU LoRE | Non-Red Flag Warning - Small Fires | Contact from object | Aggregated | 2035 | 0.00053526 | 108.7427 | 0.058206 | 2035 | Mitigation | 0.95 | 45 | 0 | esc | 0.00097009 | 5.1925e-07 | 0.00097009 | 5.1925e-07 | 0.0027816 | 7.3682e-10 | 0.013543 | 3.8271e-08
[120 empty] | 7.3.3.17.5 (Remote Grid) Updates to grid topology to minimize risk of ignition in HFTDs Remote GridWLDFRContact from objectAggregated | WLDFR | HFTD - Distribution - Tier 3 - 2QU CoRE ¦ 4QU LoRE | Non-Red Flag Warning - Small Fires | Contact from object | Aggregated | 2036 | 0.00053526 | 108.7427 | 0.058206 | 2036 | Mitigation | 0.95 | 45 | 0 | esc | 0.00097009 | 5.1925e-07 | 0.00097009 | 5.1925e-07 | 0.0027816 | 7.3682e-10 | 0.013543 | 3.8271e-08
[120 empty] | 7.3.3.17.5 (Remote Grid) Updates to grid topology to minimize risk of ignition in HFTDs Remote GridWLDFRContact from objectAggregated | WLDFR | HFTD - Distribution - Tier 3 - 2QU CoRE ¦ 4QU LoRE | Non-Red Flag Warning - Small Fires | Contact from object | Aggregated | 2037 | 0.00053526 | 108.7427 | 0.058206 | 2037 | Mitigation | 0.95 | 45 | 0 | esc | 0.00097009 | 5.1925e-07 | 0.00097009 | 5.1925e-07 | 0.0027816 | 7.3682e-10 | 0.013543 | 3.8271e-08
[120 empty] | 7.3.3.17.5 (Remote Grid) Updates to grid topology to minimize risk of ignition in HFTDs Remote GridWLDFRContact from objectAggregated | WLDFR | HFTD - Distribution - Tier 3 - 2QU CoRE ¦ 4QU LoRE | Non-Red Flag Warning - Small Fires | Contact from object | Aggregated | 2038 | 0.00053526 | 108.7427 | 0.058206 | 2038 | Mitigation | 0.95 | 45 | 0 | esc | 0.00097009 | 5.1925e-07 | 0.00097009 | 5.1925e-07 | 0.0027816 | 7.3682e-10 | 0.013543 | 3.8271e-08
[120 empty] | 7.3.3.17.5 (Remote Grid) Updates to grid topology to minimize risk of ignition in HFTDs Remote GridWLDFRContact from objectAggregated | WLDFR | HFTD - Distribution - Tier 3 - 2QU CoRE ¦ 4QU LoRE | Non-Red Flag Warning - Small Fires | Contact from object | Aggregated | 2039 | 0.00053526 | 108.7427 | 0.058206 | 2039 | Mitigation | 0.95 | 45 | 0 | esc | 0.00097009 | 5.1925e-07 | 0.00097009 | 5.1925e-07 | 0.0027816 | 7.3682e-10 | 0.013543 | 3.8271e-08
[120 empty] | 7.3.3.17.5 (Remote Grid) Updates to grid topology to minimize risk of ignition in HFTDs Remote GridWLDFRContact from objectAggregated | WLDFR | HFTD - Distribution - Tier 3 - 2QU CoRE ¦ 4QU LoRE | Non-Red Flag Warning - Small Fires | Contact from object | Aggregated | 2040 | 0.00053526 | 108.7427 | 0.058206 | 2040 | Mitigation | 0.95 | 45 | 0 | esc | 0.00097009 | 5.1925e-07 | 0.00097009 | 5.1925e-07 | 0.0027816 | 7.3682e-10 | 0.013543 | 3.8271e-08
[120 empty] | 7.3.3.17.5 (Remote Grid) Updates to grid topology to minimize risk of ignition in HFTDs Remote GridWLDFRContact from objectAggregated | WLDFR | HFTD - Distribution - Tier 3 - 2QU CoRE ¦ 4QU LoRE | Non-Red Flag Warning - Small Fires | Contact from object | Aggregated | 2041 | 0.00053526 | 108.7427 | 0.058206 | 2041 | Mitigation | 0.95 | 45 | 0 | esc | 0.00097009 | 5.1925e-07 | 0.00097009 | 5.1925e-07 | 0.0027816 | 7.3682e-10 | 0.013543 | 3.8271e-08
[120 empty] | 7.3.3.17.5 (Remote Grid) Updates to grid topology to minimize risk of ignition in HFTDs Remote GridWLDFRContact from objectAggregated | WLDFR | HFTD - Distribution - Tier 3 - 2QU CoRE ¦ 4QU LoRE | Non-Red Flag Warning - Small Fires | Contact from object | Aggregated | 2042 | 0.00053526 | 108.7427 | 0.058206 | 2042 | Mitigation | 0.95 | 45 | 0 | esc | 0.00097009 | 5.1925e-07 | 0.00097009 | 5.1925e-07 | 0.0027816 | 7.3682e-10 | 0.013543 | 3.8271e-08
[120 empty] | 7.3.3.17.5 (Remote Grid) Updates to grid topology to minimize risk of ignition in HFTDs Remote GridWLDFRContact from objectAggregated | WLDFR | HFTD - Distribution - Tier 3 - 2QU CoRE ¦ 4QU LoRE | Non-Red Flag Warning - Small Fires | Contact from object | Aggregated | 2043 | 0.00053526 | 108.7427 | 0.058206 | 2043 | Mitigation | 0.95 | 45 | 0 | esc | 0.00097009 | 5.1925e-07 | 0.00097009 | 5.1925e-07 | 0.0027816 | 7.3682e-10 | 0.013543 | 3.8271e-08
[120 empty] | 7.3.3.17.5 (Remote Grid) Updates to grid topology to minimize risk of ignition in HFTDs Remote GridWLDFRContact from objectAggregated | WLDFR | HFTD - Distribution - Tier 3 - 2QU CoRE ¦ 4QU LoRE | Non-Red Flag Warning - Small Fires | Contact from object | Aggregated | 2044 | 0.00053526 | 108.7427 | 0.058206 | 2044 | Mitigation | 0.95 | 45 | 0 | esc | 0.00097009 | 5.1925e-07 | 0.00097009 | 5.1925e-07 | 0.0027816 | 7.3682e-10 | 0.013543 | 3.8271e-08
[120 empty] | 7.3.3.17.5 (Remote Grid) Updates to grid topology to minimize risk of ignition in HFTDs Remote GridWLDFRContact from objectAggregated | WLDFR | HFTD - Distribution - Tier 3 - 2QU CoRE ¦ 4QU LoRE | Non-Red Flag Warning - Small Fires | Contact from object | Aggregated | 2045 | 0.00053526 | 108.7427 | 0.058206 | 2045 | Mitigation | 0.95 | 45 | 0 | esc | 0.00097009 | 5.1925e-07 | 0.00097009 | 5.1925e-07 | 0.0027816 | 7.3682e-10 | 0.013543 | 3.8271e-08
[120 empty] | 7.3.3.17.5 (Remote Grid) Updates to grid topology to minimize risk of ignition in HFTDs Remote GridWLDFRContact from objectAggregated | WLDFR | HFTD - Distribution - Tier 3 - 2QU CoRE ¦ 4QU LoRE | Non-Red Flag Warning - Small Fires | Contact from object | Aggregated | 2046 | 0.00053526 | 108.7427 | 0.058206 | 2046 | Mitigation | 0.95 | 45 | 0 | esc | 0.00097009 | 5.1925e-07 | 0.00097009 | 5.1925e-07 | 0.0027816 | 7.3682e-10 | 0.013543 | 3.8271e-08
[120 empty] | 7.3.3.17.5 (Remote Grid) Updates to grid topology to minimize risk of ignition in HFTDs Remote GridWLDFRContact from objectAggregated | WLDFR | HFTD - Distribution - Tier 3 - 2QU CoRE ¦ 4QU LoRE | Non-Red Flag Warning - Small Fires | Contact from object | Aggregated | 2047 | 0.00053526 | 108.7427 | 0.058206 | 2047 | Mitigation | 0.95 | 45 | 0 | esc | 0.00097009 | 5.1925e-07 | 0.00097009 | 5.1925e-07 | 0.0027816 | 7.3682e-10 | 0.013543 | 3.8271e-08
[120 empty] | 7.3.3.17.5 (Remote Grid) Updates to grid topology to minimize risk of ignition in HFTDs Remote GridWLDFRContact from objectAggregated | WLDFR | HFTD - Distribution - Tier 3 - 2QU CoRE ¦ 4QU LoRE | Non-Red Flag Warning - Small Fires | Contact from object | Aggregated | 2048 | 0.00053526 | 108.7427 | 0.058206 | 2048 | Mitigation | 0.95 | 45 | 0 | esc | 0.00097009 | 5.1925e-07 | 0.00097009 | 5.1925e-07 | 0.0027816 | 7.3682e-10 | 0.013543 | 3.8271e-08
[120 empty] | 7.3.3.17.5 (Remote Grid) Updates to grid topology to minimize risk of ignition in HFTDs Remote GridWLDFRContact from objectAggregated | WLDFR | HFTD - Distribution - Tier 3 - 2QU CoRE ¦ 4QU LoRE | Non-Red Flag Warning - Small Fires | Contact from object | Aggregated | 2049 | 0.00053526 | 108.7427 | 0.058206 | 2049 | Mitigation | 0.95 | 45 | 0 | esc | 0.00097009 | 5.1925e-07 | 0.00097009 | 5.1925e-07 | 0.0027816 | 7.3682e-10 | 0.013543 | 3.8271e-08
[120 empty] | 7.3.3.17.5 (Remote Grid) Updates to grid topology to minimize risk of ignition in HFTDs Remote GridWLDFRContact from objectAggregated | WLDFR | HFTD - Distribution - Tier 3 - 2QU CoRE ¦ 4QU LoRE | Non-Red Flag Warning - Small Fires | Contact from object | Aggregated | 2050 | 0.00053526 | 108.7427 | 0.058206 | 2050 | Mitigation | 0.95 | 45 | 0 | esc | 0.00097009 | 5.1925e-07 | 0.00097009 | 5.1925e-07 | 0.0027816 | 7.3682e-10 | 0 | 0
[120 empty] | 7.3.3.17.5 (Remote Grid) Updates to grid topology to minimize risk of ignition in HFTDs Remote GridWLDFRContact from objectAggregated | WLDFR | HFTD - Distribution - Tier 3 - 2QU CoRE ¦ 4QU LoRE | Non-Red Flag Warning - Small Fires | Contact from object | Aggregated | 2051 | 0.00053526 | 108.7427 | 0.058206 | 2051 | Mitigation | 0.95 | 45 | 0 | esc | 0.00097009 | 5.1925e-07 | 0.00097009 | 5.1925e-07 | 0.0027816 | 7.3682e-10 | 0 | 0
[120 empty] | 7.3.3.17.5 (Remote Grid) Updates to grid topology to minimize risk of ignition in HFTDs Remote GridWLDFRContact from objectAggregated | WLDFR | HFTD - Distribution - Tier 3 - 2QU CoRE ¦ 4QU LoRE | Non-Red Flag Warning - Small Fires | Contact from object | Aggregated | 2052 | 0.00053526 | 108.7427 | 0.058206 | 2052 | Mitigation | 0.95 | 45 | 0 | esc | 0.00097009 | 5.1925e-07 | 0.00097009 | 5.1925e-07 | 0.0027816 | 7.3682e-10 | 0.0013359 | 2.4727e-08
[120 empty] | 7.3.3.17.5 (Remote Grid) Updates to grid topology to minimize risk of ignition in HFTDs Remote GridWLDFRContact from objectAggregated | WLDFR | HFTD - Distribution - Tier 3 - 2QU CoRE ¦ 4QU LoRE | Non-Red Flag Warning - Small Fires | Contact from object | Aggregated | 2053 | 0.00053526 | 108.7427 | 0.058206 | 2053 | Mitigation | 0.95 | 45 | 0 | esc | 0.00097009 | 5.1925e-07 | 0.00097009 | 5.1925e-07 | 0.0027816 | 7.3682e-10 | 0.0013359 | 2.4727e-08
[120 empty] | 7.3.3.17.5 (Remote Grid) Updates to grid topology to minimize risk of ignition in HFTDs Remote GridWLDFRContact from objectAggregated | WLDFR | HFTD - Distribution - Tier 3 - 2QU CoRE ¦ 4QU LoRE | Non-Red Flag Warning - Small Fires | Contact from object | Aggregated | 2054 | 0.00053526 | 108.7427 | 0.058206 | 2054 | Mitigation | 0.95 | 45 | 0 | esc | 0.00097009 | 5.1925e-07 | 0.00097009 | 5.1925e-07 | 0.0027816 | 7.3682e-10 | 0.0013359 | 2.4727e-08
[120 empty] | 7.3.3.17.5 (Remote Grid) Updates to grid topology to minimize risk of ignition in HFTDs Remote GridWLDFRContact from objectAggregated | WLDFR | HFTD - Distribution - Tier 3 - 2QU CoRE ¦ 4QU LoRE | Non-Red Flag Warning - Small Fires | Contact from object | Aggregated | 2055 | 0.00053526 | 108.7427 | 0.058206 | 2055 | Mitigation | 0.95 | 45 | 0 | esc | 0.00097009 | 5.1925e-07 | 0.00097009 | 5.1925e-07 | 0.0027816 | 7.3682e-10 | 0.0013359 | 2.4727e-08
[120 empty] | 7.3.3.17.5 (Remote Grid) Updates to grid topology to minimize risk of ignition in HFTDs Remote GridWLDFRContact from objectAggregated | WLDFR | HFTD - Distribution - Tier 3 - 2QU CoRE ¦ 4QU LoRE | Non-Red Flag Warning - Small Fires | Contact from object | Aggregated | 2056 | 0.00053526 | 108.7427 | 0.058206 | 2056 | Mitigation | 0.95 | 45 | 0 | esc | 0.00097009 | 5.1925e-07 | 0.00097009 | 5.1925e-07 | 0.0027816 | 7.3682e-10 | 0.0013359 | 2.4727e-08
[120 empty] | 7.3.3.17.5 (Remote Grid) Updates to grid topology to minimize risk of ignition in HFTDs Remote GridWLDFRContact from objectAggregated | WLDFR | HFTD - Distribution - Tier 3 - 2QU CoRE ¦ 4QU LoRE | Non-Red Flag Warning - Small Fires | Contact from object | Aggregated | 2057 | 0.00053526 | 108.7427 | 0.058206 | 2057 | Mitigation | 0.95 | 45 | 0 | esc | 0.00097009 | 5.1925e-07 | 0.00097009 | 5.1925e-07 | 0.0027816 | 7.3682e-10 | 0.0013359 | 2.4727e-08
[120 empty] | 7.3.3.17.5 (Remote Grid) Updates to grid topology to minimize risk of ignition in HFTDs Remote GridWLDFRContact from objectAggregated | WLDFR | HFTD - Distribution - Tier 3 - 2QU CoRE ¦ 4QU LoRE | Non-Red Flag Warning - Small Fires | Contact from object | Aggregated | 2058 | 0.00053526 | 108.7427 | 0.058206 | 2058 | Mitigation | 0.95 | 45 | 0 | esc | 0.00097009 | 5.1925e-07 | 0.00097009 | 5.1925e-07 | 0.0027816 | 7.3682e-10 | 0.0013359 | 2.4727e-08
[120 empty] | 7.3.3.17.5 (Remote Grid) Updates to grid topology to minimize risk of ignition in HFTDs Remote GridWLDFRContact from objectAggregated | WLDFR | HFTD - Distribution - Tier 3 - 2QU CoRE ¦ 4QU LoRE | Non-Red Flag Warning - Small Fires | Contact from object | Aggregated | 2059 | 0.00053526 | 108.7427 | 0.058206 | 2059 | Mitigation | 0.95 | 45 | 0 | esc | 0.00097009 | 5.1925e-07 | 0.00097009 | 5.1925e-07 | 0.0027816 | 7.3682e-10 | 0.0013359 | 2.4727e-08
[120 empty] | 7.3.3.17.5 (Remote Grid) Updates to grid topology to minimize risk of ignition in HFTDs Remote GridWLDFRContact from objectAggregated | WLDFR | HFTD - Distribution - Tier 3 - 2QU CoRE ¦ 4QU LoRE | Non-Red Flag Warning - Small Fires | Contact from object | Aggregated | 2060 | 0.00053526 | 108.7427 | 0.058206 | 2060 | Mitigation | 0.95 | 45 | 0 | esc | 0.00097009 | 5.1925e-07 | 0.00097009 | 5.1925e-07 | 0.0027816 | 7.3682e-10 | 0.0013359 | 2.4727e-08
[120 empty] | 7.3.3.17.5 (Remote Grid) Updates to grid topology to minimize risk of ignition in HFTDs Remote GridWLDFRContact from objectAggregated | WLDFR | HFTD - Distribution - Tier 3 - 2QU CoRE ¦ 4QU LoRE | Non-Red Flag Warning - Small Fires | Contact from object | Aggregated | 2061 | 0.00053526 | 108.7427 | 0.058206 | 2061 | Mitigation | 0.95 | 45 | 0 | esc | 0.00097009 | 5.1925e-07 | 0.00097009 | 5.1925e-07 | 0.0027816 | 7.3682e-10 | 0.0013359 | 2.4727e-08
[120 empty] | 7.3.3.17.5 (Remote Grid) Updates to grid topology to minimize risk of ignition in HFTDs Remote GridWLDFRContact from objectAggregated | WLDFR | HFTD - Distribution - Tier 3 - 2QU CoRE ¦ 4QU LoRE | Non-Red Flag Warning - Small Fires | Contact from object | Aggregated | 2062 | 0.00053526 | 108.7427 | 0.058206 | 2062 | Mitigation | 0.95 | 45 | 0 | esc | 0.00097009 | 5.1925e-07 | 0.00097009 | 5.1925e-07 | 0.0027816 | 7.3682e-10 | 0.0013359 | 2.4727e-08
[120 empty] | 7.3.3.17.5 (Remote Grid) Updates to grid topology to minimize risk of ignition in HFTDs Remote GridWLDFRContact from objectAggregated | WLDFR | HFTD - Distribution - Tier 3 - 2QU CoRE ¦ 4QU LoRE | Non-Red Flag Warning - Small Fires | Contact from object | Aggregated | 2063 | 0.00053526 | 108.7427 | 0.058206 | 2063 | Mitigation | 0.95 | 45 | 0 | esc | 0.00097009 | 5.1925e-07 | 0.00097009 | 5.1925e-07 | 0.0027816 | 7.3682e-10 | 0.0013359 | 2.4727e-08
[120 empty] | 7.3.3.17.5 (Remote Grid) Updates to grid topology to minimize risk of ignition in HFTDs Remote GridWLDFRContact from objectAggregated | WLDFR | HFTD - Distribution - Tier 3 - 2QU CoRE ¦ 4QU LoRE | Non-Red Flag Warning - Small Fires | Contact from object | Aggregated | 2064 | 0.00053526 | 108.7427 | 0.058206 | 2064 | Mitigation | 0.95 | 45 | 0 | esc | 0.00097009 | 5.1925e-07 | 0.00097009 | 5.1925e-07 | 0.0027816 | 7.3682e-10 | 0.0013359 | 2.4727e-08
[120 empty] | 7.3.3.17.5 (Remote Grid) Updates to grid topology to minimize risk of ignition in HFTDs Remote GridWLDFRContact from objectAggregated | WLDFR | HFTD - Distribution - Tier 3 - 2QU CoRE ¦ 4QU LoRE | Non-Red Flag Warning - Small Fires | Contact from object | Aggregated | 2065 | 0.00053526 | 108.7427 | 0.058206 | 2065 | Mitigation | 0.95 | 45 | 0 | esc | 0.00097009 | 5.1925e-07 | 0.00097009 | 5.1925e-07 | 0.0027816 | 7.3682e-10 | 0.0013359 | 2.4727e-08
[120 empty] | 7.3.3.17.5 (Remote Grid) Updates to grid topology to minimize risk of ignition in HFTDs Remote GridWLDFRContact from objectAggregated | WLDFR | HFTD - Distribution - Tier 3 - 2QU CoRE ¦ 4QU LoRE | Non-Red Flag Warning - Small Fires | Contact from object | Aggregated | 2066 | 0.00053526 | 108.7427 | 0.058206 | 2066 | Mitigation | 0.95 | 45 | 0 | esc | 0.00097009 | 5.1925e-07 | 0.00097009 | 5.1925e-07 | 0.0027816 | 7.3682e-10 | 0.0013359 | 2.4727e-08
[120 empty] | 7.3.3.17.5 (Remote Grid) Updates to grid topology to minimize risk of ignition in HFTDs Remote GridWLDFRContact from objectAggregated | WLDFR | HFTD - Distribution - Tier 3 - 2QU CoRE ¦ 4QU LoRE | Non-Red Flag Warning - Small Fires | Contact from object | Aggregated | 2067 | 0.00053526 | 108.7427 | 0.058206 | 2067 | Mitigation | 0.95 | 45 | 0 | esc | 0 | 0 | 0.00097009 | 5.1925e-07 | 0.0027816 | 7.3682e-10 | 0.0013359 | 2.4727e-08
[120 empty] | 7.3.3.17.5 (Remote Grid) Updates to grid topology to minimize risk of ignition in HFTDs Remote GridWLDFRContaminationAggregated | WLDFR | HFTD - Distribution - Tier 3 - 2QU CoRE ¦ 4QU LoRE | Non-Red Flag Warning - Small Fires | Contamination | Aggregated | 2022 | 9.5702e-06 | 108.7427 | 0.0010407 | 2022 | Mitigation | 0.95 | 45 | 0 | esc | 0.00097009 | 9.2839e-09 | 0 | 0 | 0.0027816 | 7.3682e-10 | 0.0013359 | 2.4727e-08
[120 empty] | 7.3.3.17.5 (Remote Grid) Updates to grid topology to minimize risk of ignition in HFTDs Remote GridWLDFRContaminationAggregated | WLDFR | HFTD - Distribution - Tier 3 - 2QU CoRE ¦ 4QU LoRE | Non-Red Flag Warning - Small Fires | Contamination | Aggregated | 2023 | 9.5702e-06 | 108.7427 | 0.0010407 | 2023 | Mitigation | 0.95 | 45 | 0 | esc | 0.00097009 | 9.2839e-09 | 0.00097009 | 9.2839e-09 | 0.0027816 | 7.3682e-10 | 0.0013359 | 2.4727e-08
[120 empty] | 7.3.3.17.5 (Remote Grid) Updates to grid topology to minimize risk of ignition in HFTDs Remote GridWLDFRContaminationAggregated | WLDFR | HFTD - Distribution - Tier 3 - 2QU CoRE ¦ 4QU LoRE | Non-Red Flag Warning - Small Fires | Contamination | Aggregated | 2024 | 9.5702e-06 | 108.7427 | 0.0010407 | 2024 | Mitigation | 0.95 | 45 | 0 | esc | 0.00097009 | 9.2839e-09 | 0.00097009 | 9.2839e-09 | 0.0027816 | 7.3682e-10 | 0.0013359 | 2.4727e-08
[120 empty] | 7.3.3.17.5 (Remote Grid) Updates to grid topology to minimize risk of ignition in HFTDs Remote GridWLDFRContaminationAggregated | WLDFR | HFTD - Distribution - Tier 3 - 2QU CoRE ¦ 4QU LoRE | Non-Red Flag Warning - Small Fires | Contamination | Aggregated | 2025 | 9.5702e-06 | 108.7427 | 0.0010407 | 2025 | Mitigation | 0.95 | 45 | 0 | esc | 0.00097009 | 9.2839e-09 | 0.00097009 | 9.2839e-09 | 0.0027816 | 7.3682e-10 | 0.0013359 | 2.4727e-08
[120 empty] | 7.3.3.17.5 (Remote Grid) Updates to grid topology to minimize risk of ignition in HFTDs Remote GridWLDFRContaminationAggregated | WLDFR | HFTD - Distribution - Tier 3 - 2QU CoRE ¦ 4QU LoRE | Non-Red Flag Warning - Small Fires | Contamination | Aggregated | 2026 | 9.5702e-06 | 108.7427 | 0.0010407 | 2026 | Mitigation | 0.95 | 45 | 0 | esc | 0.00097009 | 9.2839e-09 | 0.00097009 | 9.2839e-09 | 0.0027816 | 7.3682e-10 | 0.0013359 | 2.4727e-08
[120 empty] | 7.3.3.17.5 (Remote Grid) Updates to grid topology to minimize risk of ignition in HFTDs Remote GridWLDFRContaminationAggregated | WLDFR | HFTD - Distribution - Tier 3 - 2QU CoRE ¦ 4QU LoRE | Non-Red Flag Warning - Small Fires | Contamination | Aggregated | 2027 | 9.5702e-06 | 108.7427 | 0.0010407 | 2027 | Mitigation | 0.95 | 45 | 0 | esc | 0.00097009 | 9.2839e-09 | 0.00097009 | 9.2839e-09 | 0.0027816 | 7.3682e-10 | 0.0013359 | 2.4727e-08
[120 empty] | 7.3.3.17.5 (Remote Grid) Updates to grid topology to minimize risk of ignition in HFTDs Remote GridWLDFRContaminationAggregated | WLDFR | HFTD - Distribution - Tier 3 - 2QU CoRE ¦ 4QU LoRE | Non-Red Flag Warning - Small Fires | Contamination | Aggregated | 2028 | 9.5702e-06 | 108.7427 | 0.0010407 | 2028 | Mitigation | 0.95 | 45 | 0 | esc | 0.00097009 | 9.2839e-09 | 0.00097009 | 9.2839e-09 | 0 | 0 | 0.0013359 | 2.4727e-08
[120 empty] | 7.3.3.17.5 (Remote Grid) Updates to grid topology to minimize risk of ignition in HFTDs Remote GridWLDFRContaminationAggregated | WLDFR | HFTD - Distribution - Tier 3 - 2QU CoRE ¦ 4QU LoRE | Non-Red Flag Warning - Small Fires | Contamination | Aggregated | 2029 | 9.5702e-06 | 108.7427 | 0.0010407 | 2029 | Mitigation | 0.95 | 45 | 0 | esc | 0.00097009 | 9.2839e-09 | 0.00097009 | 9.2839e-09 | 0.0027816 | 6.7707e-08 | 0.0013359 | 2.4727e-08
[120 empty] | 7.3.3.17.5 (Remote Grid) Updates to grid topology to minimize risk of ignition in HFTDs Remote GridWLDFRContaminationAggregated | WLDFR | HFTD - Distribution - Tier 3 - 2QU CoRE ¦ 4QU LoRE | Non-Red Flag Warning - Small Fires | Contamination | Aggregated | 2030 | 9.5702e-06 | 108.7427 | 0.0010407 | 2030 | Mitigation | 0.95 | 45 | 0 | esc | 0.00097009 | 9.2839e-09 | 0.00097009 | 9.2839e-09 | 0.0027816 | 6.7707e-08 | 0.0013359 | 2.4727e-08
[120 empty] | 7.3.3.17.5 (Remote Grid) Updates to grid topology to minimize risk of ignition in HFTDs Remote GridWLDFRContaminationAggregated | WLDFR | HFTD - Distribution - Tier 3 - 2QU CoRE ¦ 4QU LoRE | Non-Red Flag Warning - Small Fires | Contamination | Aggregated | 2031 | 9.5702e-06 | 108.7427 | 0.0010407 | 2031 | Mitigation | 0.95 | 45 | 0 | esc | 0.00097009 | 9.2839e-09 | 0.00097009 | 9.2839e-09 | 0.0027816 | 6.7707e-08 | 0.0013359 | 2.4727e-08
[120 empty] | 7.3.3.17.5 (Remote Grid) Updates to grid topology to minimize risk of ignition in HFTDs Remote GridWLDFRContaminationAggregated | WLDFR | HFTD - Distribution - Tier 3 - 2QU CoRE ¦ 4QU LoRE | Non-Red Flag Warning - Small Fires | Contamination | Aggregated | 2032 | 9.5702e-06 | 108.7427 | 0.0010407 | 2032 | Mitigation | 0.95 | 45 | 0 | esc | 0.00097009 | 9.2839e-09 | 0.00097009 | 9.2839e-09 | 0.0027816 | 6.7707e-08 | 0.0013359 | 2.4727e-08
[120 empty] | 7.3.3.17.5 (Remote Grid) Updates to grid topology to minimize risk of ignition in HFTDs Remote GridWLDFRContaminationAggregated | WLDFR | HFTD - Distribution - Tier 3 - 2QU CoRE ¦ 4QU LoRE | Non-Red Flag Warning - Small Fires | Contamination | Aggregated | 2033 | 9.5702e-06 | 108.7427 | 0.0010407 | 2033 | Mitigation | 0.95 | 45 | 0 | esc | 0.00097009 | 9.2839e-09 | 0.00097009 | 9.2839e-09 | 0.0027816 | 6.7707e-08 | 0.0013359 | 2.4727e-08
[120 empty] | 7.3.3.17.5 (Remote Grid) Updates to grid topology to minimize risk of ignition in HFTDs Remote GridWLDFRContaminationAggregated | WLDFR | HFTD - Distribution - Tier 3 - 2QU CoRE ¦ 4QU LoRE | Non-Red Flag Warning - Small Fires | Contamination | Aggregated | 2034 | 9.5702e-06 | 108.7427 | 0.0010407 | 2034 | Mitigation | 0.95 | 45 | 0 | esc | 0.00097009 | 9.2839e-09 | 0.00097009 | 9.2839e-09 | 0.0027816 | 6.7707e-08 | 0.0013359 | 2.4727e-08
[120 empty] | 7.3.3.17.5 (Remote Grid) Updates to grid topology to minimize risk of ignition in HFTDs Remote GridWLDFRContaminationAggregated | WLDFR | HFTD - Distribution - Tier 3 - 2QU CoRE ¦ 4QU LoRE | Non-Red Flag Warning - Small Fires | Contamination | Aggregated | 2035 | 9.5702e-06 | 108.7427 | 0.0010407 | 2035 | Mitigation | 0.95 | 45 | 0 | esc | 0.00097009 | 9.2839e-09 | 0.00097009 | 9.2839e-09 | 0.0027816 | 6.7707e-08 | 0.0013359 | 2.4727e-08
[120 empty] | 7.3.3.17.5 (Remote Grid) Updates to grid topology to minimize risk of ignition in HFTDs Remote GridWLDFRContaminationAggregated | WLDFR | HFTD - Distribution - Tier 3 - 2QU CoRE ¦ 4QU LoRE | Non-Red Flag Warning - Small Fires | Contamination | Aggregated | 2036 | 9.5702e-06 | 108.7427 | 0.0010407 | 2036 | Mitigation | 0.95 | 45 | 0 | esc | 0.00097009 | 9.2839e-09 | 0.00097009 | 9.2839e-09 | 0.0027816 | 6.7707e-08 | 0 | 0
[120 empty] | 7.3.3.17.5 (Remote Grid) Updates to grid topology to minimize risk of ignition in HFTDs Remote GridWLDFRContaminationAggregated | WLDFR | HFTD - Distribution - Tier 3 - 2QU CoRE ¦ 4QU LoRE | Non-Red Flag Warning - Small Fires | Contamination | Aggregated | 2037 | 9.5702e-06 | 108.7427 | 0.0010407 | 2037 | Mitigation | 0.95 | 45 | 0 | esc | 0.00097009 | 9.2839e-09 | 0.00097009 | 9.2839e-09 | 0.0027816 | 6.7707e-08 | 0 | 0
[120 empty] | 7.3.3.17.5 (Remote Grid) Updates to grid topology to minimize risk of ignition in HFTDs Remote GridWLDFRContaminationAggregated | WLDFR | HFTD - Distribution - Tier 3 - 2QU CoRE ¦ 4QU LoRE | Non-Red Flag Warning - Small Fires | Contamination | Aggregated | 2038 | 9.5702e-06 | 108.7427 | 0.0010407 | 2038 | Mitigation | 0.95 | 45 | 0 | esc | 0.00097009 | 9.2839e-09 | 0.00097009 | 9.2839e-09 | 0.0027816 | 6.7707e-08 | 0.0093813 | 1.2065e-06
[120 empty] | 7.3.3.17.5 (Remote Grid) Updates to grid topology to minimize risk of ignition in HFTDs Remote GridWLDFRContaminationAggregated | WLDFR | HFTD - Distribution - Tier 3 - 2QU CoRE ¦ 4QU LoRE | Non-Red Flag Warning - Small Fires | Contamination | Aggregated | 2039 | 9.5702e-06 | 108.7427 | 0.0010407 | 2039 | Mitigation | 0.95 | 45 | 0 | esc | 0.00097009 | 9.2839e-09 | 0.00097009 | 9.2839e-09 | 0.0027816 | 6.7707e-08 | 0.0093813 | 1.2065e-06
[120 empty] | 7.3.3.17.5 (Remote Grid) Updates to grid topology to minimize risk of ignition in HFTDs Remote GridWLDFRContaminationAggregated | WLDFR | HFTD - Distribution - Tier 3 - 2QU CoRE ¦ 4QU LoRE | Non-Red Flag Warning - Small Fires | Contamination | Aggregated | 2040 | 9.5702e-06 | 108.7427 | 0.0010407 | 2040 | Mitigation | 0.95 | 45 | 0 | esc | 0.00097009 | 9.2839e-09 | 0.00097009 | 9.2839e-09 | 0.0027816 | 6.7707e-08 | 0.0093813 | 1.2065e-06
[120 empty] | 7.3.3.17.5 (Remote Grid) Updates to grid topology to minimize risk of ignition in HFTDs Remote GridWLDFRContaminationAggregated | WLDFR | HFTD - Distribution - Tier 3 - 2QU CoRE ¦ 4QU LoRE | Non-Red Flag Warning - Small Fires | Contamination | Aggregated | 2041 | 9.5702e-06 | 108.7427 | 0.0010407 | 2041 | Mitigation | 0.95 | 45 | 0 | esc | 0.00097009 | 9.2839e-09 | 0.00097009 | 9.2839e-09 | 0.0027816 | 6.7707e-08 | 0.0093813 | 1.2065e-06
[120 empty] | 7.3.3.17.5 (Remote Grid) Updates to grid topology to minimize risk of ignition in HFTDs Remote GridWLDFRContaminationAggregated | WLDFR | HFTD - Distribution - Tier 3 - 2QU CoRE ¦ 4QU LoRE | Non-Red Flag Warning - Small Fires | Contamination | Aggregated | 2042 | 9.5702e-06 | 108.7427 | 0.0010407 | 2042 | Mitigation | 0.95 | 45 | 0 | esc | 0.00097009 | 9.2839e-09 | 0.00097009 | 9.2839e-09 | 0.0027816 | 6.7707e-08 | 0.0093813 | 1.2065e-06
[120 empty] | 7.3.3.17.5 (Remote Grid) Updates to grid topology to minimize risk of ignition in HFTDs Remote GridWLDFRContaminationAggregated | WLDFR | HFTD - Distribution - Tier 3 - 2QU CoRE ¦ 4QU LoRE | Non-Red Flag Warning - Small Fires | Contamination | Aggregated | 2043 | 9.5702e-06 | 108.7427 | 0.0010407 | 2043 | Mitigation | 0.95 | 45 | 0 | esc | 0.00097009 | 9.2839e-09 | 0.00097009 | 9.2839e-09 | 0.0027816 | 6.7707e-08 | 0.0093813 | 1.2065e-06
[120 empty] | 7.3.3.17.5 (Remote Grid) Updates to grid topology to minimize risk of ignition in HFTDs Remote GridWLDFRContaminationAggregated | WLDFR | HFTD - Distribution - Tier 3 - 2QU CoRE ¦ 4QU LoRE | Non-Red Flag Warning - Small Fires | Contamination | Aggregated | 2044 | 9.5702e-06 | 108.7427 | 0.0010407 | 2044 | Mitigation | 0.95 | 45 | 0 | esc | 0.00097009 | 9.2839e-09 | 0.00097009 | 9.2839e-09 | 0.0027816 | 6.7707e-08 | 0.0093813 | 1.2065e-06
[120 empty] | 7.3.3.17.5 (Remote Grid) Updates to grid topology to minimize risk of ignition in HFTDs Remote GridWLDFRContaminationAggregated | WLDFR | HFTD - Distribution - Tier 3 - 2QU CoRE ¦ 4QU LoRE | Non-Red Flag Warning - Small Fires | Contamination | Aggregated | 2045 | 9.5702e-06 | 108.7427 | 0.0010407 | 2045 | Mitigation | 0.95 | 45 | 0 | esc | 0.00097009 | 9.2839e-09 | 0.00097009 | 9.2839e-09 | 0.0027816 | 6.7707e-08 | 0.0093813 | 1.2065e-06
[120 empty] | 7.3.3.17.5 (Remote Grid) Updates to grid topology to minimize risk of ignition in HFTDs Remote GridWLDFRContaminationAggregated | WLDFR | HFTD - Distribution - Tier 3 - 2QU CoRE ¦ 4QU LoRE | Non-Red Flag Warning - Small Fires | Contamination | Aggregated | 2046 | 9.5702e-06 | 108.7427 | 0.0010407 | 2046 | Mitigation | 0.95 | 45 | 0 | esc | 0.00097009 | 9.2839e-09 | 0.00097009 | 9.2839e-09 | 0.0027816 | 6.7707e-08 | 0.0093813 | 1.2065e-06
[120 empty] | 7.3.3.17.5 (Remote Grid) Updates to grid topology to minimize risk of ignition in HFTDs Remote GridWLDFRContaminationAggregated | WLDFR | HFTD - Distribution - Tier 3 - 2QU CoRE ¦ 4QU LoRE | Non-Red Flag Warning - Small Fires | Contamination | Aggregated | 2047 | 9.5702e-06 | 108.7427 | 0.0010407 | 2047 | Mitigation | 0.95 | 45 | 0 | esc | 0.00097009 | 9.2839e-09 | 0.00097009 | 9.2839e-09 | 0.0027816 | 6.7707e-08 | 0.0093813 | 1.2065e-06
[120 empty] | 7.3.3.17.5 (Remote Grid) Updates to grid topology to minimize risk of ignition in HFTDs Remote GridWLDFRContaminationAggregated | WLDFR | HFTD - Distribution - Tier 3 - 2QU CoRE ¦ 4QU LoRE | Non-Red Flag Warning - Small Fires | Contamination | Aggregated | 2048 | 9.5702e-06 | 108.7427 | 0.0010407 | 2048 | Mitigation | 0.95 | 45 | 0 | esc | 0.00097009 | 9.2839e-09 | 0.00097009 | 9.2839e-09 | 0.0027816 | 6.7707e-08 | 0.0093813 | 1.2065e-06
[120 empty] | 7.3.3.17.5 (Remote Grid) Updates to grid topology to minimize risk of ignition in HFTDs Remote GridWLDFRContaminationAggregated | WLDFR | HFTD - Distribution - Tier 3 - 2QU CoRE ¦ 4QU LoRE | Non-Red Flag Warning - Small Fires | Contamination | Aggregated | 2049 | 9.5702e-06 | 108.7427 | 0.0010407 | 2049 | Mitigation | 0.95 | 45 | 0 | esc | 0.00097009 | 9.2839e-09 | 0.00097009 | 9.2839e-09 | 0.0027816 | 6.7707e-08 | 0.0093813 | 1.2065e-06
[120 empty] | 7.3.3.17.5 (Remote Grid) Updates to grid topology to minimize risk of ignition in HFTDs Remote GridWLDFRContaminationAggregated | WLDFR | HFTD - Distribution - Tier 3 - 2QU CoRE ¦ 4QU LoRE | Non-Red Flag Warning - Small Fires | Contamination | Aggregated | 2050 | 9.5702e-06 | 108.7427 | 0.0010407 | 2050 | Mitigation | 0.95 | 45 | 0 | esc | 0.00097009 | 9.2839e-09 | 0.00097009 | 9.2839e-09 | 0.0027816 | 6.7707e-08 | 0.0093813 | 1.2065e-06
[120 empty] | 7.3.3.17.5 (Remote Grid) Updates to grid topology to minimize risk of ignition in HFTDs Remote GridWLDFRContaminationAggregated | WLDFR | HFTD - Distribution - Tier 3 - 2QU CoRE ¦ 4QU LoRE | Non-Red Flag Warning - Small Fires | Contamination | Aggregated | 2051 | 9.5702e-06 | 108.7427 | 0.0010407 | 2051 | Mitigation | 0.95 | 45 | 0 | esc | 0.00097009 | 9.2839e-09 | 0.00097009 | 9.2839e-09 | 0.0027816 | 6.7707e-08 | 0.0093813 | 1.2065e-06
[120 empty] | 7.3.3.17.5 (Remote Grid) Updates to grid topology to minimize risk of ignition in HFTDs Remote GridWLDFRContaminationAggregated | WLDFR | HFTD - Distribution - Tier 3 - 2QU CoRE ¦ 4QU LoRE | Non-Red Flag Warning - Small Fires | Contamination | Aggregated | 2052 | 9.5702e-06 | 108.7427 | 0.0010407 | 2052 | Mitigation | 0.95 | 45 | 0 | esc | 0.00097009 | 9.2839e-09 | 0.00097009 | 9.2839e-09 | 0.0027816 | 6.7707e-08 | 0.0093813 | 1.2065e-06
[120 empty] | 7.3.3.17.5 (Remote Grid) Updates to grid topology to minimize risk of ignition in HFTDs Remote GridWLDFRContaminationAggregated | WLDFR | HFTD - Distribution - Tier 3 - 2QU CoRE ¦ 4QU LoRE | Non-Red Flag Warning - Small Fires | Contamination | Aggregated | 2053 | 9.5702e-06 | 108.7427 | 0.0010407 | 2053 | Mitigation | 0.95 | 45 | 0 | esc | 0.00097009 | 9.2839e-09 | 0.00097009 | 9.2839e-09 | 0.0027816 | 6.7707e-08 | 0.0093813 | 1.2065e-06
[120 empty] | 7.3.3.17.5 (Remote Grid) Updates to grid topology to minimize risk of ignition in HFTDs Remote GridWLDFRContaminationAggregated | WLDFR | HFTD - Distribution - Tier 3 - 2QU CoRE ¦ 4QU LoRE | Non-Red Flag Warning - Small Fires | Contamination | Aggregated | 2054 | 9.5702e-06 | 108.7427 | 0.0010407 | 2054 | Mitigation | 0.95 | 45 | 0 | esc | 0.00097009 | 9.2839e-09 | 0.00097009 | 9.2839e-09 | 0.0027816 | 6.7707e-08 | 0.0093813 | 1.2065e-06
[120 empty] | 7.3.3.17.5 (Remote Grid) Updates to grid topology to minimize risk of ignition in HFTDs Remote GridWLDFRContaminationAggregated | WLDFR | HFTD - Distribution - Tier 3 - 2QU CoRE ¦ 4QU LoRE | Non-Red Flag Warning - Small Fires | Contamination | Aggregated | 2055 | 9.5702e-06 | 108.7427 | 0.0010407 | 2055 | Mitigation | 0.95 | 45 | 0 | esc | 0.00097009 | 9.2839e-09 | 0.00097009 | 9.2839e-09 | 0.0027816 | 6.7707e-08 | 0.0093813 | 1.2065e-06
[120 empty] | 7.3.3.17.5 (Remote Grid) Updates to grid topology to minimize risk of ignition in HFTDs Remote GridWLDFRContaminationAggregated | WLDFR | HFTD - Distribution - Tier 3 - 2QU CoRE ¦ 4QU LoRE | Non-Red Flag Warning - Small Fires | Contamination | Aggregated | 2056 | 9.5702e-06 | 108.7427 | 0.0010407 | 2056 | Mitigation | 0.95 | 45 | 0 | esc | 0.00097009 | 9.2839e-09 | 0.00097009 | 9.2839e-09 | 0.0027816 | 6.7707e-08 | 0.0093813 | 1.2065e-06
[120 empty] | 7.3.3.17.5 (Remote Grid) Updates to grid topology to minimize risk of ignition in HFTDs Remote GridWLDFRContaminationAggregated | WLDFR | HFTD - Distribution - Tier 3 - 2QU CoRE ¦ 4QU LoRE | Non-Red Flag Warning - Small Fires | Contamination | Aggregated | 2057 | 9.5702e-06 | 108.7427 | 0.0010407 | 2057 | Mitigation | 0.95 | 45 | 0 | esc | 0.00097009 | 9.2839e-09 | 0.00097009 | 9.2839e-09 | 0.0027816 | 6.7707e-08 | 0.0093813 | 1.2065e-06
[120 empty] | 7.3.3.17.5 (Remote Grid) Updates to grid topology to minimize risk of ignition in HFTDs Remote GridWLDFRContaminationAggregated | WLDFR | HFTD - Distribution - Tier 3 - 2QU CoRE ¦ 4QU LoRE | Non-Red Flag Warning - Small Fires | Contamination | Aggregated | 2058 | 9.5702e-06 | 108.7427 | 0.0010407 | 2058 | Mitigation | 0.95 | 45 | 0 | esc | 0.00097009 | 9.2839e-09 | 0.00097009 | 9.2839e-09 | 0.0027816 | 6.7707e-08 | 0.0093813 | 1.2065e-06
[120 empty] | 7.3.3.17.5 (Remote Grid) Updates to grid topology to minimize risk of ignition in HFTDs Remote GridWLDFRContaminationAggregated | WLDFR | HFTD - Distribution - Tier 3 - 2QU CoRE ¦ 4QU LoRE | Non-Red Flag Warning - Small Fires | Contamination | Aggregated | 2059 | 9.5702e-06 | 108.7427 | 0.0010407 | 2059 | Mitigation | 0.95 | 45 | 0 | esc | 0.00097009 | 9.2839e-09 | 0.00097009 | 9.2839e-09 | 0.0027816 | 6.7707e-08 | 0.0093813 | 1.2065e-06
[120 empty] | 7.3.3.17.5 (Remote Grid) Updates to grid topology to minimize risk of ignition in HFTDs Remote GridWLDFRContaminationAggregated | WLDFR | HFTD - Distribution - Tier 3 - 2QU CoRE ¦ 4QU LoRE | Non-Red Flag Warning - Small Fires | Contamination | Aggregated | 2060 | 9.5702e-06 | 108.7427 | 0.0010407 | 2060 | Mitigation | 0.95 | 45 | 0 | esc | 0.00097009 | 9.2839e-09 | 0.00097009 | 9.2839e-09 | 0.0027816 | 6.7707e-08 | 0.0093813 | 1.2065e-06
[120 empty] | 7.3.3.17.5 (Remote Grid) Updates to grid topology to minimize risk of ignition in HFTDs Remote GridWLDFRContaminationAggregated | WLDFR | HFTD - Distribution - Tier 3 - 2QU CoRE ¦ 4QU LoRE | Non-Red Flag Warning - Small Fires | Contamination | Aggregated | 2061 | 9.5702e-06 | 108.7427 | 0.0010407 | 2061 | Mitigation | 0.95 | 45 | 0 | esc | 0.00097009 | 9.2839e-09 | 0.00097009 | 9.2839e-09 | 0.0027816 | 6.7707e-08 | 0.0093813 | 1.2065e-06
[120 empty] | 7.3.3.17.5 (Remote Grid) Updates to grid topology to minimize risk of ignition in HFTDs Remote GridWLDFRContaminationAggregated | WLDFR | HFTD - Distribution - Tier 3 - 2QU CoRE ¦ 4QU LoRE | Non-Red Flag Warning - Small Fires | Contamination | Aggregated | 2062 | 9.5702e-06 | 108.7427 | 0.0010407 | 2062 | Mitigation | 0.95 | 45 | 0 | esc | 0.00097009 | 9.2839e-09 | 0.00097009 | 9.2839e-09 | 0.0027816 | 6.7707e-08 | 0.0093813 | 1.2065e-06
[120 empty] | 7.3.3.17.5 (Remote Grid) Updates to grid topology to minimize risk of ignition in HFTDs Remote GridWLDFRContaminationAggregated | WLDFR | HFTD - Distribution - Tier 3 - 2QU CoRE ¦ 4QU LoRE | Non-Red Flag Warning - Small Fires | Contamination | Aggregated | 2063 | 9.5702e-06 | 108.7427 | 0.0010407 | 2063 | Mitigation | 0.95 | 45 | 0 | esc | 0.00097009 | 9.2839e-09 | 0.00097009 | 9.2839e-09 | 0.0027816 | 6.7707e-08 | 0.0093813 | 1.2065e-06
[120 empty] | 7.3.3.17.5 (Remote Grid) Updates to grid topology to minimize risk of ignition in HFTDs Remote GridWLDFRContaminationAggregated | WLDFR | HFTD - Distribution - Tier 3 - 2QU CoRE ¦ 4QU LoRE | Non-Red Flag Warning - Small Fires | Contamination | Aggregated | 2064 | 9.5702e-06 | 108.7427 | 0.0010407 | 2064 | Mitigation | 0.95 | 45 | 0 | esc | 0.00097009 | 9.2839e-09 | 0.00097009 | 9.2839e-09 | 0.0027816 | 6.7707e-08 | 0.0093813 | 1.2065e-06
[120 empty] | 7.3.3.17.5 (Remote Grid) Updates to grid topology to minimize risk of ignition in HFTDs Remote GridWLDFRContaminationAggregated | WLDFR | HFTD - Distribution - Tier 3 - 2QU CoRE ¦ 4QU LoRE | Non-Red Flag Warning - Small Fires | Contamination | Aggregated | 2065 | 9.5702e-06 | 108.7427 | 0.0010407 | 2065 | Mitigation | 0.95 | 45 | 0 | esc | 0.00097009 | 9.2839e-09 | 0.00097009 | 9.2839e-09 | 0.0027816 | 6.7707e-08 | 0.0093813 | 1.2065e-06
[120 empty] | 7.3.3.17.5 (Remote Grid) Updates to grid topology to minimize risk of ignition in HFTDs Remote GridWLDFRContaminationAggregated | WLDFR | HFTD - Distribution - Tier 3 - 2QU CoRE ¦ 4QU LoRE | Non-Red Flag Warning - Small Fires | Contamination | Aggregated | 2066 | 9.5702e-06 | 108.7427 | 0.0010407 | 2066 | Mitigation | 0.95 | 45 | 0 | esc | 0.00097009 | 9.2839e-09 | 0.00097009 | 9.2839e-09 | 0.0027816 | 6.7707e-08 | 0.0093813 | 1.2065e-06
[120 empty] | 7.3.3.17.5 (Remote Grid) Updates to grid topology to minimize risk of ignition in HFTDs Remote GridWLDFRContaminationAggregated | WLDFR | HFTD - Distribution - Tier 3 - 2QU CoRE ¦ 4QU LoRE | Non-Red Flag Warning - Small Fires | Contamination | Aggregated | 2067 | 9.5702e-06 | 108.7427 | 0.0010407 | 2067 | Mitigation | 0.95 | 45 | 0 | esc | 0 | 0 | 0.00097009 | 9.2839e-09 | 0.0027816 | 6.7707e-08 | 0.0093813 | 1.2065e-06
[120 empty] | 7.3.3.17.5 (Remote Grid) Updates to grid topology to minimize risk of ignition in HFTDs Remote GridWLDFREquipment / facility failureAggregated | WLDFR | HFTD - Distribution - Tier 3 - 2QU CoRE ¦ 4QU LoRE | Non-Red Flag Warning - Small Fires | Equipment / facility failure | Aggregated | 2022 | 0.00055758 | 108.7427 | 0.060633 | 2022 | Mitigation | 0.95 | 45 | 0 | esc | 0.00097009 | 5.409e-07 | 0 | 0 | 0.0027816 | 6.7707e-08 | 0 | 0
[120 empty] | 7.3.3.17.5 (Remote Grid) Updates to grid topology to minimize risk of ignition in HFTDs Remote GridWLDFREquipment / facility failureAggregated | WLDFR | HFTD - Distribution - Tier 3 - 2QU CoRE ¦ 4QU LoRE | Non-Red Flag Warning - Small Fires | Equipment / facility failure | Aggregated | 2023 | 0.00055758 | 108.7427 | 0.060633 | 2023 | Mitigation | 0.95 | 45 | 0 | esc | 0.00097009 | 5.409e-07 | 0.00097009 | 5.409e-07 | 0.0027816 | 6.7707e-08 | 0 | 0
[120 empty] | 7.3.3.17.5 (Remote Grid) Updates to grid topology to minimize risk of ignition in HFTDs Remote GridWLDFREquipment / facility failureAggregated | WLDFR | HFTD - Distribution - Tier 3 - 2QU CoRE ¦ 4QU LoRE | Non-Red Flag Warning - Small Fires | Equipment / facility failure | Aggregated | 2024 | 0.00055758 | 108.7427 | 0.060633 | 2024 | Mitigation | 0.95 | 45 | 0 | esc | 0.00097009 | 5.409e-07 | 0.00097009 | 5.409e-07 | 0.0027816 | 6.7707e-08 | 0.014004 | 6.7178e-07
[120 empty] | 7.3.3.17.5 (Remote Grid) Updates to grid topology to minimize risk of ignition in HFTDs Remote GridWLDFREquipment / facility failureAggregated | WLDFR | HFTD - Distribution - Tier 3 - 2QU CoRE ¦ 4QU LoRE | Non-Red Flag Warning - Small Fires | Equipment / facility failure | Aggregated | 2025 | 0.00055758 | 108.7427 | 0.060633 | 2025 | Mitigation | 0.95 | 45 | 0 | esc | 0.00097009 | 5.409e-07 | 0.00097009 | 5.409e-07 | 0.0027816 | 6.7707e-08 | 0.014004 | 6.7178e-07
[120 empty] | 7.3.3.17.5 (Remote Grid) Updates to grid topology to minimize risk of ignition in HFTDs Remote GridWLDFREquipment / facility failureAggregated | WLDFR | HFTD - Distribution - Tier 3 - 2QU CoRE ¦ 4QU LoRE | Non-Red Flag Warning - Small Fires | Equipment / facility failure | Aggregated | 2026 | 0.00055758 | 108.7427 | 0.060633 | 2026 | Mitigation | 0.95 | 45 | 0 | esc | 0.00097009 | 5.409e-07 | 0.00097009 | 5.409e-07 | 0.0027816 | 6.7707e-08 | 0.014004 | 6.7178e-07
[120 empty] | 7.3.3.17.5 (Remote Grid) Updates to grid topology to minimize risk of ignition in HFTDs Remote GridWLDFREquipment / facility failureAggregated | WLDFR | HFTD - Distribution - Tier 3 - 2QU CoRE ¦ 4QU LoRE | Non-Red Flag Warning - Small Fires | Equipment / facility failure | Aggregated | 2027 | 0.00055758 | 108.7427 | 0.060633 | 2027 | Mitigation | 0.95 | 45 | 0 | esc | 0.00097009 | 5.409e-07 | 0.00097009 | 5.409e-07 | 0.0027816 | 6.7707e-08 | 0.014004 | 6.7178e-07
[120 empty] | 7.3.3.17.5 (Remote Grid) Updates to grid topology to minimize risk of ignition in HFTDs Remote GridWLDFREquipment / facility failureAggregated | WLDFR | HFTD - Distribution - Tier 3 - 2QU CoRE ¦ 4QU LoRE | Non-Red Flag Warning - Small Fires | Equipment / facility failure | Aggregated | 2028 | 0.00055758 | 108.7427 | 0.060633 | 2028 | Mitigation | 0.95 | 45 | 0 | esc | 0.00097009 | 5.409e-07 | 0.00097009 | 5.409e-07 | 0.0027816 | 6.7707e-08 | 0.014004 | 6.7178e-07
[120 empty] | 7.3.3.17.5 (Remote Grid) Updates to grid topology to minimize risk of ignition in HFTDs Remote GridWLDFREquipment / facility failureAggregated | WLDFR | HFTD - Distribution - Tier 3 - 2QU CoRE ¦ 4QU LoRE | Non-Red Flag Warning - Small Fires | Equipment / facility failure | Aggregated | 2029 | 0.00055758 | 108.7427 | 0.060633 | 2029 | Mitigation | 0.95 | 45 | 0 | esc | 0.00097009 | 5.409e-07 | 0.00097009 | 5.409e-07 | 0.0027816 | 6.7707e-08 | 0.014004 | 6.7178e-07
[120 empty] | 7.3.3.17.5 (Remote Grid) Updates to grid topology to minimize risk of ignition in HFTDs Remote GridWLDFREquipment / facility failureAggregated | WLDFR | HFTD - Distribution - Tier 3 - 2QU CoRE ¦ 4QU LoRE | Non-Red Flag Warning - Small Fires | Equipment / facility failure | Aggregated | 2030 | 0.00055758 | 108.7427 | 0.060633 | 2030 | Mitigation | 0.95 | 45 | 0 | esc | 0.00097009 | 5.409e-07 | 0.00097009 | 5.409e-07 | 0.0027816 | 6.7707e-08 | 0.014004 | 6.7178e-07
[120 empty] | 7.3.3.17.5 (Remote Grid) Updates to grid topology to minimize risk of ignition in HFTDs Remote GridWLDFREquipment / facility failureAggregated | WLDFR | HFTD - Distribution - Tier 3 - 2QU CoRE ¦ 4QU LoRE | Non-Red Flag Warning - Small Fires | Equipment / facility failure | Aggregated | 2031 | 0.00055758 | 108.7427 | 0.060633 | 2031 | Mitigation | 0.95 | 45 | 0 | esc | 0.00097009 | 5.409e-07 | 0.00097009 | 5.409e-07 | 0.0027816 | 6.7707e-08 | 0.014004 | 6.7178e-07
[120 empty] | 7.3.3.17.5 (Remote Grid) Updates to grid topology to minimize risk of ignition in HFTDs Remote GridWLDFREquipment / facility failureAggregated | WLDFR | HFTD - Distribution - Tier 3 - 2QU CoRE ¦ 4QU LoRE | Non-Red Flag Warning - Small Fires | Equipment / facility failure | Aggregated | 2032 | 0.00055758 | 108.7427 | 0.060633 | 2032 | Mitigation | 0.95 | 45 | 0 | esc | 0.00097009 | 5.409e-07 | 0.00097009 | 5.409e-07 | 0 | 0 | 0.014004 | 6.7178e-07
[120 empty] | 7.3.3.17.5 (Remote Grid) Updates to grid topology to minimize risk of ignition in HFTDs Remote GridWLDFREquipment / facility failureAggregated | WLDFR | HFTD - Distribution - Tier 3 - 2QU CoRE ¦ 4QU LoRE | Non-Red Flag Warning - Small Fires | Equipment / facility failure | Aggregated | 2033 | 0.00055758 | 108.7427 | 0.060633 | 2033 | Mitigation | 0.95 | 45 | 0 | esc | 0.00097009 | 5.409e-07 | 0.00097009 | 5.409e-07 | 0.0027816 | 4.4337e-08 | 0.014004 | 6.7178e-07
[120 empty] | 7.3.3.17.5 (Remote Grid) Updates to grid topology to minimize risk of ignition in HFTDs Remote GridWLDFREquipment / facility failureAggregated | WLDFR | HFTD - Distribution - Tier 3 - 2QU CoRE ¦ 4QU LoRE | Non-Red Flag Warning - Small Fires | Equipment / facility failure | Aggregated | 2034 | 0.00055758 | 108.7427 | 0.060633 | 2034 | Mitigation | 0.95 | 45 | 0 | esc | 0.00097009 | 5.409e-07 | 0.00097009 | 5.409e-07 | 0.0027816 | 4.4337e-08 | 0.014004 | 6.7178e-07
[120 empty] | 7.3.3.17.5 (Remote Grid) Updates to grid topology to minimize risk of ignition in HFTDs Remote GridWLDFREquipment / facility failureAggregated | WLDFR | HFTD - Distribution - Tier 3 - 2QU CoRE ¦ 4QU LoRE | Non-Red Flag Warning - Small Fires | Equipment / facility failure | Aggregated | 2035 | 0.00055758 | 108.7427 | 0.060633 | 2035 | Mitigation | 0.95 | 45 | 0 | esc | 0.00097009 | 5.409e-07 | 0.00097009 | 5.409e-07 | 0.0027816 | 4.4337e-08 | 0.014004 | 6.7178e-07
[120 empty] | 7.3.3.17.5 (Remote Grid) Updates to grid topology to minimize risk of ignition in HFTDs Remote GridWLDFREquipment / facility failureAggregated | WLDFR | HFTD - Distribution - Tier 3 - 2QU CoRE ¦ 4QU LoRE | Non-Red Flag Warning - Small Fires | Equipment / facility failure | Aggregated | 2036 | 0.00055758 | 108.7427 | 0.060633 | 2036 | Mitigation | 0.95 | 45 | 0 | esc | 0.00097009 | 5.409e-07 | 0.00097009 | 5.409e-07 | 0.0027816 | 4.4337e-08 | 0.014004 | 6.7178e-07
[120 empty] | 7.3.3.17.5 (Remote Grid) Updates to grid topology to minimize risk of ignition in HFTDs Remote GridWLDFREquipment / facility failureAggregated | WLDFR | HFTD - Distribution - Tier 3 - 2QU CoRE ¦ 4QU LoRE | Non-Red Flag Warning - Small Fires | Equipment / facility failure | Aggregated | 2037 | 0.00055758 | 108.7427 | 0.060633 | 2037 | Mitigation | 0.95 | 45 | 0 | esc | 0.00097009 | 5.409e-07 | 0.00097009 | 5.409e-07 | 0.0027816 | 4.4337e-08 | 0.014004 | 6.7178e-07
[120 empty] | 7.3.3.17.5 (Remote Grid) Updates to grid topology to minimize risk of ignition in HFTDs Remote GridWLDFREquipment / facility failureAggregated | WLDFR | HFTD - Distribution - Tier 3 - 2QU CoRE ¦ 4QU LoRE | Non-Red Flag Warning - Small Fires | Equipment / facility failure | Aggregated | 2038 | 0.00055758 | 108.7427 | 0.060633 | 2038 | Mitigation | 0.95 | 45 | 0 | esc | 0.00097009 | 5.409e-07 | 0.00097009 | 5.409e-07 | 0.0027816 | 4.4337e-08 | 0.014004 | 6.7178e-07
[120 empty] | 7.3.3.17.5 (Remote Grid) Updates to grid topology to minimize risk of ignition in HFTDs Remote GridWLDFREquipment / facility failureAggregated | WLDFR | HFTD - Distribution - Tier 3 - 2QU CoRE ¦ 4QU LoRE | Non-Red Flag Warning - Small Fires | Equipment / facility failure | Aggregated | 2039 | 0.00055758 | 108.7427 | 0.060633 | 2039 | Mitigation | 0.95 | 45 | 0 | esc | 0.00097009 | 5.409e-07 | 0.00097009 | 5.409e-07 | 0.0027816 | 4.4337e-08 | 0.014004 | 6.7178e-07
[120 empty] | 7.3.3.17.5 (Remote Grid) Updates to grid topology to minimize risk of ignition in HFTDs Remote GridWLDFREquipment / facility failureAggregated | WLDFR | HFTD - Distribution - Tier 3 - 2QU CoRE ¦ 4QU LoRE | Non-Red Flag Warning - Small Fires | Equipment / facility failure | Aggregated | 2040 | 0.00055758 | 108.7427 | 0.060633 | 2040 | Mitigation | 0.95 | 45 | 0 | esc | 0.00097009 | 5.409e-07 | 0.00097009 | 5.409e-07 | 0.0027816 | 4.4337e-08 | 0.014004 | 6.7178e-07
[120 empty] | 7.3.3.17.5 (Remote Grid) Updates to grid topology to minimize risk of ignition in HFTDs Remote GridWLDFREquipment / facility failureAggregated | WLDFR | HFTD - Distribution - Tier 3 - 2QU CoRE ¦ 4QU LoRE | Non-Red Flag Warning - Small Fires | Equipment / facility failure | Aggregated | 2041 | 0.00055758 | 108.7427 | 0.060633 | 2041 | Mitigation | 0.95 | 45 | 0 | esc | 0.00097009 | 5.409e-07 | 0.00097009 | 5.409e-07 | 0.0027816 | 4.4337e-08 | 0.014004 | 6.7178e-07
[120 empty] | 7.3.3.17.5 (Remote Grid) Updates to grid topology to minimize risk of ignition in HFTDs Remote GridWLDFREquipment / facility failureAggregated | WLDFR | HFTD - Distribution - Tier 3 - 2QU CoRE ¦ 4QU LoRE | Non-Red Flag Warning - Small Fires | Equipment / facility failure | Aggregated | 2042 | 0.00055758 | 108.7427 | 0.060633 | 2042 | Mitigation | 0.95 | 45 | 0 | esc | 0.00097009 | 5.409e-07 | 0.00097009 | 5.409e-07 | 0.0027816 | 4.4337e-08 | 0.014004 | 6.7178e-07
[120 empty] | 7.3.3.17.5 (Remote Grid) Updates to grid topology to minimize risk of ignition in HFTDs Remote GridWLDFREquipment / facility failureAggregated | WLDFR | HFTD - Distribution - Tier 3 - 2QU CoRE ¦ 4QU LoRE | Non-Red Flag Warning - Small Fires | Equipment / facility failure | Aggregated | 2043 | 0.00055758 | 108.7427 | 0.060633 | 2043 | Mitigation | 0.95 | 45 | 0 | esc | 0.00097009 | 5.409e-07 | 0.00097009 | 5.409e-07 | 0.0027816 | 4.4337e-08 | 0.014004 | 6.7178e-07
[120 empty] | 7.3.3.17.5 (Remote Grid) Updates to grid topology to minimize risk of ignition in HFTDs Remote GridWLDFREquipment / facility failureAggregated | WLDFR | HFTD - Distribution - Tier 3 - 2QU CoRE ¦ 4QU LoRE | Non-Red Flag Warning - Small Fires | Equipment / facility failure | Aggregated | 2044 | 0.00055758 | 108.7427 | 0.060633 | 2044 | Mitigation | 0.95 | 45 | 0 | esc | 0.00097009 | 5.409e-07 | 0.00097009 | 5.409e-07 | 0.0027816 | 4.4337e-08 | 0.014004 | 6.7178e-07
[120 empty] | 7.3.3.17.5 (Remote Grid) Updates to grid topology to minimize risk of ignition in HFTDs Remote GridWLDFREquipment / facility failureAggregated | WLDFR | HFTD - Distribution - Tier 3 - 2QU CoRE ¦ 4QU LoRE | Non-Red Flag Warning - Small Fires | Equipment / facility failure | Aggregated | 2045 | 0.00055758 | 108.7427 | 0.060633 | 2045 | Mitigation | 0.95 | 45 | 0 | esc | 0.00097009 | 5.409e-07 | 0.00097009 | 5.409e-07 | 0.0027816 | 4.4337e-08 | 0.014004 | 6.7178e-07
[120 empty] | 7.3.3.17.5 (Remote Grid) Updates to grid topology to minimize risk of ignition in HFTDs Remote GridWLDFREquipment / facility failureAggregated | WLDFR | HFTD - Distribution - Tier 3 - 2QU CoRE ¦ 4QU LoRE | Non-Red Flag Warning - Small Fires | Equipment / facility failure | Aggregated | 2046 | 0.00055758 | 108.7427 | 0.060633 | 2046 | Mitigation | 0.95 | 45 | 0 | esc | 0.00097009 | 5.409e-07 | 0.00097009 | 5.409e-07 | 0.0027816 | 4.4337e-08 | 0.014004 | 6.7178e-07
[120 empty] | 7.3.3.17.5 (Remote Grid) Updates to grid topology to minimize risk of ignition in HFTDs Remote GridWLDFREquipment / facility failureAggregated | WLDFR | HFTD - Distribution - Tier 3 - 2QU CoRE ¦ 4QU LoRE | Non-Red Flag Warning - Small Fires | Equipment / facility failure | Aggregated | 2047 | 0.00055758 | 108.7427 | 0.060633 | 2047 | Mitigation | 0.95 | 45 | 0 | esc | 0.00097009 | 5.409e-07 | 0.00097009 | 5.409e-07 | 0.0027816 | 4.4337e-08 | 0.014004 | 6.7178e-07
[120 empty] | 7.3.3.17.5 (Remote Grid) Updates to grid topology to minimize risk of ignition in HFTDs Remote GridWLDFREquipment / facility failureAggregated | WLDFR | HFTD - Distribution - Tier 3 - 2QU CoRE ¦ 4QU LoRE | Non-Red Flag Warning - Small Fires | Equipment / facility failure | Aggregated | 2048 | 0.00055758 | 108.7427 | 0.060633 | 2048 | Mitigation | 0.95 | 45 | 0 | esc | 0.00097009 | 5.409e-07 | 0.00097009 | 5.409e-07 | 0.0027816 | 4.4337e-08 | 0.014004 | 6.7178e-07
[120 empty] | 7.3.3.17.5 (Remote Grid) Updates to grid topology to minimize risk of ignition in HFTDs Remote GridWLDFREquipment / facility failureAggregated | WLDFR | HFTD - Distribution - Tier 3 - 2QU CoRE ¦ 4QU LoRE | Non-Red Flag Warning - Small Fires | Equipment / facility failure | Aggregated | 2049 | 0.00055758 | 108.7427 | 0.060633 | 2049 | Mitigation | 0.95 | 45 | 0 | esc | 0.00097009 | 5.409e-07 | 0.00097009 | 5.409e-07 | 0.0027816 | 4.4337e-08 | 0.014004 | 6.7178e-07
[120 empty] | 7.3.3.17.5 (Remote Grid) Updates to grid topology to minimize risk of ignition in HFTDs Remote GridWLDFREquipment / facility failureAggregated | WLDFR | HFTD - Distribution - Tier 3 - 2QU CoRE ¦ 4QU LoRE | Non-Red Flag Warning - Small Fires | Equipment / facility failure | Aggregated | 2050 | 0.00055758 | 108.7427 | 0.060633 | 2050 | Mitigation | 0.95 | 45 | 0 | esc | 0.00097009 | 5.409e-07 | 0.00097009 | 5.409e-07 | 0.0027816 | 4.4337e-08 | 0.014004 | 6.7178e-07
[120 empty] | 7.3.3.17.5 (Remote Grid) Updates to grid topology to minimize risk of ignition in HFTDs Remote GridWLDFREquipment / facility failureAggregated | WLDFR | HFTD - Distribution - Tier 3 - 2QU CoRE ¦ 4QU LoRE | Non-Red Flag Warning - Small Fires | Equipment / facility failure | Aggregated | 2051 | 0.00055758 | 108.7427 | 0.060633 | 2051 | Mitigation | 0.95 | 45 | 0 | esc | 0.00097009 | 5.409e-07 | 0.00097009 | 5.409e-07 | 0.0027816 | 4.4337e-08 | 0.014004 | 6.7178e-07
[120 empty] | 7.3.3.17.5 (Remote Grid) Updates to grid topology to minimize risk of ignition in HFTDs Remote GridWLDFREquipment / facility failureAggregated | WLDFR | HFTD - Distribution - Tier 3 - 2QU CoRE ¦ 4QU LoRE | Non-Red Flag Warning - Small Fires | Equipment / facility failure | Aggregated | 2052 | 0.00055758 | 108.7427 | 0.060633 | 2052 | Mitigation | 0.95 | 45 | 0 | esc | 0.00097009 | 5.409e-07 | 0.00097009 | 5.409e-07 | 0.0027816 | 4.4337e-08 | 0.014004 | 6.7178e-07
[120 empty] | 7.3.3.17.5 (Remote Grid) Updates to grid topology to minimize risk of ignition in HFTDs Remote GridWLDFREquipment / facility failureAggregated | WLDFR | HFTD - Distribution - Tier 3 - 2QU CoRE ¦ 4QU LoRE | Non-Red Flag Warning - Small Fires | Equipment / facility failure | Aggregated | 2053 | 0.00055758 | 108.7427 | 0.060633 | 2053 | Mitigation | 0.95 | 45 | 0 | esc | 0.00097009 | 5.409e-07 | 0.00097009 | 5.409e-07 | 0.0027816 | 4.4337e-08 | 0.014004 | 6.7178e-07
[120 empty] | 7.3.3.17.5 (Remote Grid) Updates to grid topology to minimize risk of ignition in HFTDs Remote GridWLDFREquipment / facility failureAggregated | WLDFR | HFTD - Distribution - Tier 3 - 2QU CoRE ¦ 4QU LoRE | Non-Red Flag Warning - Small Fires | Equipment / facility failure | Aggregated | 2054 | 0.00055758 | 108.7427 | 0.060633 | 2054 | Mitigation | 0.95 | 45 | 0 | esc | 0.00097009 | 5.409e-07 | 0.00097009 | 5.409e-07 | 0.0027816 | 4.4337e-08 | 0 | 0
[120 empty] | 7.3.3.17.5 (Remote Grid) Updates to grid topology to minimize risk of ignition in HFTDs Remote GridWLDFREquipment / facility failureAggregated | WLDFR | HFTD - Distribution - Tier 3 - 2QU CoRE ¦ 4QU LoRE | Non-Red Flag Warning - Small Fires | Equipment / facility failure | Aggregated | 2055 | 0.00055758 | 108.7427 | 0.060633 | 2055 | Mitigation | 0.95 | 45 | 0 | esc | 0.00097009 | 5.409e-07 | 0.00097009 | 5.409e-07 | 0.0027816 | 4.4337e-08 | 0 | 0
[120 empty] | 7.3.3.17.5 (Remote Grid) Updates to grid topology to minimize risk of ignition in HFTDs Remote GridWLDFREquipment / facility failureAggregated | WLDFR | HFTD - Distribution - Tier 3 - 2QU CoRE ¦ 4QU LoRE | Non-Red Flag Warning - Small Fires | Equipment / facility failure | Aggregated | 2056 | 0.00055758 | 108.7427 | 0.060633 | 2056 | Mitigation | 0.95 | 45 | 0 | esc | 0.00097009 | 5.409e-07 | 0.00097009 | 5.409e-07 | 0.0027816 | 4.4337e-08 | 0.012777 | 4.0081e-07
[120 empty] | 7.3.3.17.5 (Remote Grid) Updates to grid topology to minimize risk of ignition in HFTDs Remote GridWLDFREquipment / facility failureAggregated | WLDFR | HFTD - Distribution - Tier 3 - 2QU CoRE ¦ 4QU LoRE | Non-Red Flag Warning - Small Fires | Equipment / facility failure | Aggregated | 2057 | 0.00055758 | 108.7427 | 0.060633 | 2057 | Mitigation | 0.95 | 45 | 0 | esc | 0.00097009 | 5.409e-07 | 0.00097009 | 5.409e-07 | 0.0027816 | 4.4337e-08 | 0.012777 | 4.0081e-07
[120 empty] | 7.3.3.17.5 (Remote Grid) Updates to grid topology to minimize risk of ignition in HFTDs Remote GridWLDFREquipment / facility failureAggregated | WLDFR | HFTD - Distribution - Tier 3 - 2QU CoRE ¦ 4QU LoRE | Non-Red Flag Warning - Small Fires | Equipment / facility failure | Aggregated | 2058 | 0.00055758 | 108.7427 | 0.060633 | 2058 | Mitigation | 0.95 | 45 | 0 | esc | 0.00097009 | 5.409e-07 | 0.00097009 | 5.409e-07 | 0.0027816 | 4.4337e-08 | 0.012777 | 4.0081e-07
[120 empty] | 7.3.3.17.5 (Remote Grid) Updates to grid topology to minimize risk of ignition in HFTDs Remote GridWLDFREquipment / facility failureAggregated | WLDFR | HFTD - Distribution - Tier 3 - 2QU CoRE ¦ 4QU LoRE | Non-Red Flag Warning - Small Fires | Equipment / facility failure | Aggregated | 2059 | 0.00055758 | 108.7427 | 0.060633 | 2059 | Mitigation | 0.95 | 45 | 0 | esc | 0.00097009 | 5.409e-07 | 0.00097009 | 5.409e-07 | 0.0027816 | 4.4337e-08 | 0.012777 | 4.0081e-07
[120 empty] | 7.3.3.17.5 (Remote Grid) Updates to grid topology to minimize risk of ignition in HFTDs Remote GridWLDFREquipment / facility failureAggregated | WLDFR | HFTD - Distribution - Tier 3 - 2QU CoRE ¦ 4QU LoRE | Non-Red Flag Warning - Small Fires | Equipment / facility failure | Aggregated | 2060 | 0.00055758 | 108.7427 | 0.060633 | 2060 | Mitigation | 0.95 | 45 | 0 | esc | 0.00097009 | 5.409e-07 | 0.00097009 | 5.409e-07 | 0.0027816 | 4.4337e-08 | 0.012777 | 4.0081e-07
[120 empty] | 7.3.3.17.5 (Remote Grid) Updates to grid topology to minimize risk of ignition in HFTDs Remote GridWLDFREquipment / facility failureAggregated | WLDFR | HFTD - Distribution - Tier 3 - 2QU CoRE ¦ 4QU LoRE | Non-Red Flag Warning - Small Fires | Equipment / facility failure | Aggregated | 2061 | 0.00055758 | 108.7427 | 0.060633 | 2061 | Mitigation | 0.95 | 45 | 0 | esc | 0.00097009 | 5.409e-07 | 0.00097009 | 5.409e-07 | 0.0027816 | 4.4337e-08 | 0.012777 | 4.0081e-07
[120 empty] | 7.3.3.17.5 (Remote Grid) Updates to grid topology to minimize risk of ignition in HFTDs Remote GridWLDFREquipment / facility failureAggregated | WLDFR | HFTD - Distribution - Tier 3 - 2QU CoRE ¦ 4QU LoRE | Non-Red Flag Warning - Small Fires | Equipment / facility failure | Aggregated | 2062 | 0.00055758 | 108.7427 | 0.060633 | 2062 | Mitigation | 0.95 | 45 | 0 | esc | 0.00097009 | 5.409e-07 | 0.00097009 | 5.409e-07 | 0.0027816 | 4.4337e-08 | 0.012777 | 4.0081e-07
[120 empty] | 7.3.3.17.5 (Remote Grid) Updates to grid topology to minimize risk of ignition in HFTDs Remote GridWLDFREquipment / facility failureAggregated | WLDFR | HFTD - Distribution - Tier 3 - 2QU CoRE ¦ 4QU LoRE | Non-Red Flag Warning - Small Fires | Equipment / facility failure | Aggregated | 2063 | 0.00055758 | 108.7427 | 0.060633 | 2063 | Mitigation | 0.95 | 45 | 0 | esc | 0.00097009 | 5.409e-07 | 0.00097009 | 5.409e-07 | 0.0027816 | 4.4337e-08 | 0.012777 | 4.0081e-07
[120 empty] | 7.3.3.17.5 (Remote Grid) Updates to grid topology to minimize risk of ignition in HFTDs Remote GridWLDFREquipment / facility failureAggregated | WLDFR | HFTD - Distribution - Tier 3 - 2QU CoRE ¦ 4QU LoRE | Non-Red Flag Warning - Small Fires | Equipment / facility failure | Aggregated | 2064 | 0.00055758 | 108.7427 | 0.060633 | 2064 | Mitigation | 0.95 | 45 | 0 | esc | 0.00097009 | 5.409e-07 | 0.00097009 | 5.409e-07 | 0.0027816 | 4.4337e-08 | 0.012777 | 4.0081e-07
[120 empty] | 7.3.3.17.5 (Remote Grid) Updates to grid topology to minimize risk of ignition in HFTDs Remote GridWLDFREquipment / facility failureAggregated | WLDFR | HFTD - Distribution - Tier 3 - 2QU CoRE ¦ 4QU LoRE | Non-Red Flag Warning - Small Fires | Equipment / facility failure | Aggregated | 2065 | 0.00055758 | 108.7427 | 0.060633 | 2065 | Mitigation | 0.95 | 45 | 0 | esc | 0.00097009 | 5.409e-07 | 0.00097009 | 5.409e-07 | 0.0027816 | 4.4337e-08 | 0.012777 | 4.0081e-07
[120 empty] | 7.3.3.17.5 (Remote Grid) Updates to grid topology to minimize risk of ignition in HFTDs Remote GridWLDFREquipment / facility failureAggregated | WLDFR | HFTD - Distribution - Tier 3 - 2QU CoRE ¦ 4QU LoRE | Non-Red Flag Warning - Small Fires | Equipment / facility failure | Aggregated | 2066 | 0.00055758 | 108.7427 | 0.060633 | 2066 | Mitigation | 0.95 | 45 | 0 | esc | 0.00097009 | 5.409e-07 | 0.00097009 | 5.409e-07 | 0.0027816 | 4.4337e-08 | 0.012777 | 4.0081e-07
[120 empty] | 7.3.3.17.5 (Remote Grid) Updates to grid topology to minimize risk of ignition in HFTDs Remote GridWLDFREquipment / facility failureAggregated | WLDFR | HFTD - Distribution - Tier 3 - 2QU CoRE ¦ 4QU LoRE | Non-Red Flag Warning - Small Fires | Equipment / facility failure | Aggregated | 2067 | 0.00055758 | 108.7427 | 0.060633 | 2067 | Mitigation | 0.95 | 45 | 0 | esc | 0 | 0 | 0.00097009 | 5.409e-07 | 0.0027816 | 4.4337e-08 | 0.012777 | 4.0081e-07
[120 empty] | 7.3.3.17.5 (Remote Grid) Updates to grid topology to minimize risk of ignition in HFTDs Remote GridWLDFRVegetation ContactAggregated | WLDFR | HFTD - Distribution - Tier 3 - 2QU CoRE ¦ 4QU LoRE | Non-Red Flag Warning - Small Fires | Vegetation Contact | Aggregated | 2022 | 0.0019648 | 108.7427 | 0.21366 | 2022 | Mitigation | 0.95 | 45 | 0 | esc | 0.00097009 | 1.906e-06 | 0 | 0 | 0.0027816 | 4.4337e-08 | 0.012777 | 4.0081e-07
[120 empty] | 7.3.3.17.5 (Remote Grid) Updates to grid topology to minimize risk of ignition in HFTDs Remote GridWLDFRVegetation ContactAggregated | WLDFR | HFTD - Distribution - Tier 3 - 2QU CoRE ¦ 4QU LoRE | Non-Red Flag Warning - Small Fires | Vegetation Contact | Aggregated | 2023 | 0.0019648 | 108.7427 | 0.21366 | 2023 | Mitigation | 0.95 | 45 | 0 | esc | 0.00097009 | 1.906e-06 | 0.00097009 | 1.906e-06 | 0.0027816 | 4.4337e-08 | 0.012777 | 4.0081e-07
[120 empty] | 7.3.3.17.5 (Remote Grid) Updates to grid topology to minimize risk of ignition in HFTDs Remote GridWLDFRVegetation ContactAggregated | WLDFR | HFTD - Distribution - Tier 3 - 2QU CoRE ¦ 4QU LoRE | Non-Red Flag Warning - Small Fires | Vegetation Contact | Aggregated | 2024 | 0.0019648 | 108.7427 | 0.21366 | 2024 | Mitigation | 0.95 | 45 | 0 | esc | 0.00097009 | 1.906e-06 | 0.00097009 | 1.906e-06 | 0.0027816 | 4.4337e-08 | 0.012777 | 4.0081e-07
[120 empty] | 7.3.3.17.5 (Remote Grid) Updates to grid topology to minimize risk of ignition in HFTDs Remote GridWLDFRVegetation ContactAggregated | WLDFR | HFTD - Distribution - Tier 3 - 2QU CoRE ¦ 4QU LoRE | Non-Red Flag Warning - Small Fires | Vegetation Contact | Aggregated | 2025 | 0.0019648 | 108.7427 | 0.21366 | 2025 | Mitigation | 0.95 | 45 | 0 | esc | 0.00097009 | 1.906e-06 | 0.00097009 | 1.906e-06 | 0.0027816 | 4.4337e-08 | 0.012777 | 4.0081e-07
[120 empty] | 7.3.3.17.5 (Remote Grid) Updates to grid topology to minimize risk of ignition in HFTDs Remote GridWLDFRVegetation ContactAggregated | WLDFR | HFTD - Distribution - Tier 3 - 2QU CoRE ¦ 4QU LoRE | Non-Red Flag Warning - Small Fires | Vegetation Contact | Aggregated | 2026 | 0.0019648 | 108.7427 | 0.21366 | 2026 | Mitigation | 0.95 | 45 | 0 | esc | 0.00097009 | 1.906e-06 | 0.00097009 | 1.906e-06 | 0.0027816 | 4.4337e-08 | 0.012777 | 4.0081e-07
[120 empty] | 7.3.3.17.5 (Remote Grid) Updates to grid topology to minimize risk of ignition in HFTDs Remote GridWLDFRVegetation ContactAggregated | WLDFR | HFTD - Distribution - Tier 3 - 2QU CoRE ¦ 4QU LoRE | Non-Red Flag Warning - Small Fires | Vegetation Contact | Aggregated | 2027 | 0.0019648 | 108.7427 | 0.21366 | 2027 | Mitigation | 0.95 | 45 | 0 | esc | 0.00097009 | 1.906e-06 | 0.00097009 | 1.906e-06 | 0.0027816 | 4.4337e-08 | 0.012777 | 4.0081e-07
[120 empty] | 7.3.3.17.5 (Remote Grid) Updates to grid topology to minimize risk of ignition in HFTDs Remote GridWLDFRVegetation ContactAggregated | WLDFR | HFTD - Distribution - Tier 3 - 2QU CoRE ¦ 4QU LoRE | Non-Red Flag Warning - Small Fires | Vegetation Contact | Aggregated | 2028 | 0.0019648 | 108.7427 | 0.21366 | 2028 | Mitigation | 0.95 | 45 | 0 | esc | 0.00097009 | 1.906e-06 | 0.00097009 | 1.906e-06 | 0.0027816 | 4.4337e-08 | 0.012777 | 4.0081e-07
[120 empty] | 7.3.3.17.5 (Remote Grid) Updates to grid topology to minimize risk of ignition in HFTDs Remote GridWLDFRVegetation ContactAggregated | WLDFR | HFTD - Distribution - Tier 3 - 2QU CoRE ¦ 4QU LoRE | Non-Red Flag Warning - Small Fires | Vegetation Contact | Aggregated | 2029 | 0.0019648 | 108.7427 | 0.21366 | 2029 | Mitigation | 0.95 | 45 | 0 | esc | 0.00097009 | 1.906e-06 | 0.00097009 | 1.906e-06 | 0.0027816 | 4.4337e-08 | 0.012777 | 4.0081e-07
[120 empty] | 7.3.3.17.5 (Remote Grid) Updates to grid topology to minimize risk of ignition in HFTDs Remote GridWLDFRVegetation ContactAggregated | WLDFR | HFTD - Distribution - Tier 3 - 2QU CoRE ¦ 4QU LoRE | Non-Red Flag Warning - Small Fires | Vegetation Contact | Aggregated | 2030 | 0.0019648 | 108.7427 | 0.21366 | 2030 | Mitigation | 0.95 | 45 | 0 | esc | 0.00097009 | 1.906e-06 | 0.00097009 | 1.906e-06 | 0.0027816 | 4.4337e-08 | 0.012777 | 4.0081e-07
[120 empty] | 7.3.3.17.5 (Remote Grid) Updates to grid topology to minimize risk of ignition in HFTDs Remote GridWLDFRVegetation ContactAggregated | WLDFR | HFTD - Distribution - Tier 3 - 2QU CoRE ¦ 4QU LoRE | Non-Red Flag Warning - Small Fires | Vegetation Contact | Aggregated | 2031 | 0.0019648 | 108.7427 | 0.21366 | 2031 | Mitigation | 0.95 | 45 | 0 | esc | 0.00097009 | 1.906e-06 | 0.00097009 | 1.906e-06 | 0.0027816 | 4.4337e-08 | 0.012777 | 4.0081e-07
[120 empty] | 7.3.3.17.5 (Remote Grid) Updates to grid topology to minimize risk of ignition in HFTDs Remote GridWLDFRVegetation ContactAggregated | WLDFR | HFTD - Distribution - Tier 3 - 2QU CoRE ¦ 4QU LoRE | Non-Red Flag Warning - Small Fires | Vegetation Contact | Aggregated | 2032 | 0.0019648 | 108.7427 | 0.21366 | 2032 | Mitigation | 0.95 | 45 | 0 | esc | 0.00097009 | 1.906e-06 | 0.00097009 | 1.906e-06 | 0.0027816 | 4.4337e-08 | 0.012777 | 4.0081e-07
[120 empty] | 7.3.3.17.5 (Remote Grid) Updates to grid topology to minimize risk of ignition in HFTDs Remote GridWLDFRVegetation ContactAggregated | WLDFR | HFTD - Distribution - Tier 3 - 2QU CoRE ¦ 4QU LoRE | Non-Red Flag Warning - Small Fires | Vegetation Contact | Aggregated | 2033 | 0.0019648 | 108.7427 | 0.21366 | 2033 | Mitigation | 0.95 | 45 | 0 | esc | 0.00097009 | 1.906e-06 | 0.00097009 | 1.906e-06 | 0.0027816 | 4.4337e-08 | 0.012777 | 4.0081e-07
[120 empty] | 7.3.3.17.5 (Remote Grid) Updates to grid topology to minimize risk of ignition in HFTDs Remote GridWLDFRVegetation ContactAggregated | WLDFR | HFTD - Distribution - Tier 3 - 2QU CoRE ¦ 4QU LoRE | Non-Red Flag Warning - Small Fires | Vegetation Contact | Aggregated | 2034 | 0.0019648 | 108.7427 | 0.21366 | 2034 | Mitigation | 0.95 | 45 | 0 | esc | 0.00097009 | 1.906e-06 | 0.00097009 | 1.906e-06 | 0.0027816 | 4.4337e-08 | 0.012777 | 4.0081e-07
[120 empty] | 7.3.3.17.5 (Remote Grid) Updates to grid topology to minimize risk of ignition in HFTDs Remote GridWLDFRVegetation ContactAggregated | WLDFR | HFTD - Distribution - Tier 3 - 2QU CoRE ¦ 4QU LoRE | Non-Red Flag Warning - Small Fires | Vegetation Contact | Aggregated | 2035 | 0.0019648 | 108.7427 | 0.21366 | 2035 | Mitigation | 0.95 | 45 | 0 | esc | 0.00097009 | 1.906e-06 | 0.00097009 | 1.906e-06 | 0.0027816 | 4.4337e-08 | 0.012777 | 4.0081e-07
[120 empty] | 7.3.3.17.5 (Remote Grid) Updates to grid topology to minimize risk of ignition in HFTDs Remote GridWLDFRVegetation ContactAggregated | WLDFR | HFTD - Distribution - Tier 3 - 2QU CoRE ¦ 4QU LoRE | Non-Red Flag Warning - Small Fires | Vegetation Contact | Aggregated | 2036 | 0.0019648 | 108.7427 | 0.21366 | 2036 | Mitigation | 0.95 | 45 | 0 | esc | 0.00097009 | 1.906e-06 | 0.00097009 | 1.906e-06 | 0 | 0 | 0.012777 | 4.0081e-07
[120 empty] | 7.3.3.17.5 (Remote Grid) Updates to grid topology to minimize risk of ignition in HFTDs Remote GridWLDFRVegetation ContactAggregated | WLDFR | HFTD - Distribution - Tier 3 - 2QU CoRE ¦ 4QU LoRE | Non-Red Flag Warning - Small Fires | Vegetation Contact | Aggregated | 2037 | 0.0019648 | 108.7427 | 0.21366 | 2037 | Mitigation | 0.95 | 45 | 0 | esc | 0.00097009 | 1.906e-06 | 0.00097009 | 1.906e-06 | 0.0027816 | 2.1266e-07 | 0.012777 | 4.0081e-07
[120 empty] | 7.3.3.17.5 (Remote Grid) Updates to grid topology to minimize risk of ignition in HFTDs Remote GridWLDFRVegetation ContactAggregated | WLDFR | HFTD - Distribution - Tier 3 - 2QU CoRE ¦ 4QU LoRE | Non-Red Flag Warning - Small Fires | Vegetation Contact | Aggregated | 2038 | 0.0019648 | 108.7427 | 0.21366 | 2038 | Mitigation | 0.95 | 45 | 0 | esc | 0.00097009 | 1.906e-06 | 0.00097009 | 1.906e-06 | 0.0027816 | 2.1266e-07 | 0.012777 | 4.0081e-07
[120 empty] | 7.3.3.17.5 (Remote Grid) Updates to grid topology to minimize risk of ignition in HFTDs Remote GridWLDFRVegetation ContactAggregated | WLDFR | HFTD - Distribution - Tier 3 - 2QU CoRE ¦ 4QU LoRE | Non-Red Flag Warning - Small Fires | Vegetation Contact | Aggregated | 2039 | 0.0019648 | 108.7427 | 0.21366 | 2039 | Mitigation | 0.95 | 45 | 0 | esc | 0.00097009 | 1.906e-06 | 0.00097009 | 1.906e-06 | 0.0027816 | 2.1266e-07 | 0.012777 | 4.0081e-07
[120 empty] | 7.3.3.17.5 (Remote Grid) Updates to grid topology to minimize risk of ignition in HFTDs Remote GridWLDFRVegetation ContactAggregated | WLDFR | HFTD - Distribution - Tier 3 - 2QU CoRE ¦ 4QU LoRE | Non-Red Flag Warning - Small Fires | Vegetation Contact | Aggregated | 2040 | 0.0019648 | 108.7427 | 0.21366 | 2040 | Mitigation | 0.95 | 45 | 0 | esc | 0.00097009 | 1.906e-06 | 0.00097009 | 1.906e-06 | 0.0027816 | 2.1266e-07 | 0 | 0
[120 empty] | 7.3.3.17.5 (Remote Grid) Updates to grid topology to minimize risk of ignition in HFTDs Remote GridWLDFRVegetation ContactAggregated | WLDFR | HFTD - Distribution - Tier 3 - 2QU CoRE ¦ 4QU LoRE | Non-Red Flag Warning - Small Fires | Vegetation Contact | Aggregated | 2041 | 0.0019648 | 108.7427 | 0.21366 | 2041 | Mitigation | 0.95 | 45 | 0 | esc | 0.00097009 | 1.906e-06 | 0.00097009 | 1.906e-06 | 0.0027816 | 2.1266e-07 | 0 | 0
[120 empty] | 7.3.3.17.5 (Remote Grid) Updates to grid topology to minimize risk of ignition in HFTDs Remote GridWLDFRVegetation ContactAggregated | WLDFR | HFTD - Distribution - Tier 3 - 2QU CoRE ¦ 4QU LoRE | Non-Red Flag Warning - Small Fires | Vegetation Contact | Aggregated | 2042 | 0.0019648 | 108.7427 | 0.21366 | 2042 | Mitigation | 0.95 | 45 | 0 | esc | 0.00097009 | 1.906e-06 | 0.00097009 | 1.906e-06 | 0.0027816 | 2.1266e-07 | 0.012705 | 3.3223e-07
[120 empty] | 7.3.3.17.5 (Remote Grid) Updates to grid topology to minimize risk of ignition in HFTDs Remote GridWLDFRVegetation ContactAggregated | WLDFR | HFTD - Distribution - Tier 3 - 2QU CoRE ¦ 4QU LoRE | Non-Red Flag Warning - Small Fires | Vegetation Contact | Aggregated | 2043 | 0.0019648 | 108.7427 | 0.21366 | 2043 | Mitigation | 0.95 | 45 | 0 | esc | 0.00097009 | 1.906e-06 | 0.00097009 | 1.906e-06 | 0.0027816 | 2.1266e-07 | 0.012705 | 3.3223e-07
[120 empty] | 7.3.3.17.5 (Remote Grid) Updates to grid topology to minimize risk of ignition in HFTDs Remote GridWLDFRVegetation ContactAggregated | WLDFR | HFTD - Distribution - Tier 3 - 2QU CoRE ¦ 4QU LoRE | Non-Red Flag Warning - Small Fires | Vegetation Contact | Aggregated | 2044 | 0.0019648 | 108.7427 | 0.21366 | 2044 | Mitigation | 0.95 | 45 | 0 | esc | 0.00097009 | 1.906e-06 | 0.00097009 | 1.906e-06 | 0.0027816 | 2.1266e-07 | 0.012705 | 3.3223e-07
[120 empty] | 7.3.3.17.5 (Remote Grid) Updates to grid topology to minimize risk of ignition in HFTDs Remote GridWLDFRVegetation ContactAggregated | WLDFR | HFTD - Distribution - Tier 3 - 2QU CoRE ¦ 4QU LoRE | Non-Red Flag Warning - Small Fires | Vegetation Contact | Aggregated | 2045 | 0.0019648 | 108.7427 | 0.21366 | 2045 | Mitigation | 0.95 | 45 | 0 | esc | 0.00097009 | 1.906e-06 | 0.00097009 | 1.906e-06 | 0.0027816 | 2.1266e-07 | 0.012705 | 3.3223e-07
[120 empty] | 7.3.3.17.5 (Remote Grid) Updates to grid topology to minimize risk of ignition in HFTDs Remote GridWLDFRVegetation ContactAggregated | WLDFR | HFTD - Distribution - Tier 3 - 2QU CoRE ¦ 4QU LoRE | Non-Red Flag Warning - Small Fires | Vegetation Contact | Aggregated | 2046 | 0.0019648 | 108.7427 | 0.21366 | 2046 | Mitigation | 0.95 | 45 | 0 | esc | 0.00097009 | 1.906e-06 | 0.00097009 | 1.906e-06 | 0.0027816 | 2.1266e-07 | 0.012705 | 3.3223e-07
[120 empty] | 7.3.3.17.5 (Remote Grid) Updates to grid topology to minimize risk of ignition in HFTDs Remote GridWLDFRVegetation ContactAggregated | WLDFR | HFTD - Distribution - Tier 3 - 2QU CoRE ¦ 4QU LoRE | Non-Red Flag Warning - Small Fires | Vegetation Contact | Aggregated | 2047 | 0.0019648 | 108.7427 | 0.21366 | 2047 | Mitigation | 0.95 | 45 | 0 | esc | 0.00097009 | 1.906e-06 | 0.00097009 | 1.906e-06 | 0.0027816 | 2.1266e-07 | 0.012705 | 3.3223e-07
[120 empty] | 7.3.3.17.5 (Remote Grid) Updates to grid topology to minimize risk of ignition in HFTDs Remote GridWLDFRVegetation ContactAggregated | WLDFR | HFTD - Distribution - Tier 3 - 2QU CoRE ¦ 4QU LoRE | Non-Red Flag Warning - Small Fires | Vegetation Contact | Aggregated | 2048 | 0.0019648 | 108.7427 | 0.21366 | 2048 | Mitigation | 0.95 | 45 | 0 | esc | 0.00097009 | 1.906e-06 | 0.00097009 | 1.906e-06 | 0.0027816 | 2.1266e-07 | 0.012705 | 3.3223e-07
[120 empty] | 7.3.3.17.5 (Remote Grid) Updates to grid topology to minimize risk of ignition in HFTDs Remote GridWLDFRVegetation ContactAggregated | WLDFR | HFTD - Distribution - Tier 3 - 2QU CoRE ¦ 4QU LoRE | Non-Red Flag Warning - Small Fires | Vegetation Contact | Aggregated | 2049 | 0.0019648 | 108.7427 | 0.21366 | 2049 | Mitigation | 0.95 | 45 | 0 | esc | 0.00097009 | 1.906e-06 | 0.00097009 | 1.906e-06 | 0.0027816 | 2.1266e-07 | 0.012705 | 3.3223e-07
[120 empty] | 7.3.3.17.5 (Remote Grid) Updates to grid topology to minimize risk of ignition in HFTDs Remote GridWLDFRVegetation ContactAggregated | WLDFR | HFTD - Distribution - Tier 3 - 2QU CoRE ¦ 4QU LoRE | Non-Red Flag Warning - Small Fires | Vegetation Contact | Aggregated | 2050 | 0.0019648 | 108.7427 | 0.21366 | 2050 | Mitigation | 0.95 | 45 | 0 | esc | 0.00097009 | 1.906e-06 | 0.00097009 | 1.906e-06 | 0.0027816 | 2.1266e-07 | 0.012705 | 3.3223e-07
[120 empty] | 7.3.3.17.5 (Remote Grid) Updates to grid topology to minimize risk of ignition in HFTDs Remote GridWLDFRVegetation ContactAggregated | WLDFR | HFTD - Distribution - Tier 3 - 2QU CoRE ¦ 4QU LoRE | Non-Red Flag Warning - Small Fires | Vegetation Contact | Aggregated | 2051 | 0.0019648 | 108.7427 | 0.21366 | 2051 | Mitigation | 0.95 | 45 | 0 | esc | 0.00097009 | 1.906e-06 | 0.00097009 | 1.906e-06 | 0.0027816 | 2.1266e-07 | 0.012705 | 3.3223e-07
[120 empty] | 7.3.3.17.5 (Remote Grid) Updates to grid topology to minimize risk of ignition in HFTDs Remote GridWLDFRVegetation ContactAggregated | WLDFR | HFTD - Distribution - Tier 3 - 2QU CoRE ¦ 4QU LoRE | Non-Red Flag Warning - Small Fires | Vegetation Contact | Aggregated | 2052 | 0.0019648 | 108.7427 | 0.21366 | 2052 | Mitigation | 0.95 | 45 | 0 | esc | 0.00097009 | 1.906e-06 | 0.00097009 | 1.906e-06 | 0.0027816 | 2.1266e-07 | 0.012705 | 3.3223e-07
[120 empty] | 7.3.3.17.5 (Remote Grid) Updates to grid topology to minimize risk of ignition in HFTDs Remote GridWLDFRVegetation ContactAggregated | WLDFR | HFTD - Distribution - Tier 3 - 2QU CoRE ¦ 4QU LoRE | Non-Red Flag Warning - Small Fires | Vegetation Contact | Aggregated | 2053 | 0.0019648 | 108.7427 | 0.21366 | 2053 | Mitigation | 0.95 | 45 | 0 | esc | 0.00097009 | 1.906e-06 | 0.00097009 | 1.906e-06 | 0.0027816 | 2.1266e-07 | 0.012705 | 3.3223e-07
[120 empty] | 7.3.3.17.5 (Remote Grid) Updates to grid topology to minimize risk of ignition in HFTDs Remote GridWLDFRVegetation ContactAggregated | WLDFR | HFTD - Distribution - Tier 3 - 2QU CoRE ¦ 4QU LoRE | Non-Red Flag Warning - Small Fires | Vegetation Contact | Aggregated | 2054 | 0.0019648 | 108.7427 | 0.21366 | 2054 | Mitigation | 0.95 | 45 | 0 | esc | 0.00097009 | 1.906e-06 | 0.00097009 | 1.906e-06 | 0.0027816 | 2.1266e-07 | 0.012705 | 3.3223e-07
[120 empty] | 7.3.3.17.5 (Remote Grid) Updates to grid topology to minimize risk of ignition in HFTDs Remote GridWLDFRVegetation ContactAggregated | WLDFR | HFTD - Distribution - Tier 3 - 2QU CoRE ¦ 4QU LoRE | Non-Red Flag Warning - Small Fires | Vegetation Contact | Aggregated | 2055 | 0.0019648 | 108.7427 | 0.21366 | 2055 | Mitigation | 0.95 | 45 | 0 | esc | 0.00097009 | 1.906e-06 | 0.00097009 | 1.906e-06 | 0.0027816 | 2.1266e-07 | 0.012705 | 3.3223e-07
[120 empty] | 7.3.3.17.5 (Remote Grid) Updates to grid topology to minimize risk of ignition in HFTDs Remote GridWLDFRVegetation ContactAggregated | WLDFR | HFTD - Distribution - Tier 3 - 2QU CoRE ¦ 4QU LoRE | Non-Red Flag Warning - Small Fires | Vegetation Contact | Aggregated | 2056 | 0.0019648 | 108.7427 | 0.21366 | 2056 | Mitigation | 0.95 | 45 | 0 | esc | 0.00097009 | 1.906e-06 | 0.00097009 | 1.906e-06 | 0.0027816 | 2.1266e-07 | 0.012705 | 3.3223e-07
[120 empty] | 7.3.3.17.5 (Remote Grid) Updates to grid topology to minimize risk of ignition in HFTDs Remote GridWLDFRVegetation ContactAggregated | WLDFR | HFTD - Distribution - Tier 3 - 2QU CoRE ¦ 4QU LoRE | Non-Red Flag Warning - Small Fires | Vegetation Contact | Aggregated | 2057 | 0.0019648 | 108.7427 | 0.21366 | 2057 | Mitigation | 0.95 | 45 | 0 | esc | 0.00097009 | 1.906e-06 | 0.00097009 | 1.906e-06 | 0.0027816 | 2.1266e-07 | 0.012705 | 3.3223e-07
[120 empty] | 7.3.3.17.5 (Remote Grid) Updates to grid topology to minimize risk of ignition in HFTDs Remote GridWLDFRVegetation ContactAggregated | WLDFR | HFTD - Distribution - Tier 3 - 2QU CoRE ¦ 4QU LoRE | Non-Red Flag Warning - Small Fires | Vegetation Contact | Aggregated | 2058 | 0.0019648 | 108.7427 | 0.21366 | 2058 | Mitigation | 0.95 | 45 | 0 | esc | 0.00097009 | 1.906e-06 | 0.00097009 | 1.906e-06 | 0.0027816 | 2.1266e-07 | 0.012705 | 3.3223e-07
[120 empty] | 7.3.3.17.5 (Remote Grid) Updates to grid topology to minimize risk of ignition in HFTDs Remote GridWLDFRVegetation ContactAggregated | WLDFR | HFTD - Distribution - Tier 3 - 2QU CoRE ¦ 4QU LoRE | Non-Red Flag Warning - Small Fires | Vegetation Contact | Aggregated | 2059 | 0.0019648 | 108.7427 | 0.21366 | 2059 | Mitigation | 0.95 | 45 | 0 | esc | 0.00097009 | 1.906e-06 | 0.00097009 | 1.906e-06 | 0.0027816 | 2.1266e-07 | 0.012705 | 3.3223e-07
[120 empty] | 7.3.3.17.5 (Remote Grid) Updates to grid topology to minimize risk of ignition in HFTDs Remote GridWLDFRVegetation ContactAggregated | WLDFR | HFTD - Distribution - Tier 3 - 2QU CoRE ¦ 4QU LoRE | Non-Red Flag Warning - Small Fires | Vegetation Contact | Aggregated | 2060 | 0.0019648 | 108.7427 | 0.21366 | 2060 | Mitigation | 0.95 | 45 | 0 | esc | 0.00097009 | 1.906e-06 | 0.00097009 | 1.906e-06 | 0.0027816 | 2.1266e-07 | 0.012705 | 3.3223e-07
[120 empty] | 7.3.3.17.5 (Remote Grid) Updates to grid topology to minimize risk of ignition in HFTDs Remote GridWLDFRVegetation ContactAggregated | WLDFR | HFTD - Distribution - Tier 3 - 2QU CoRE ¦ 4QU LoRE | Non-Red Flag Warning - Small Fires | Vegetation Contact | Aggregated | 2061 | 0.0019648 | 108.7427 | 0.21366 | 2061 | Mitigation | 0.95 | 45 | 0 | esc | 0.00097009 | 1.906e-06 | 0.00097009 | 1.906e-06 | 0.0027816 | 2.1266e-07 | 0.012705 | 3.3223e-07
[120 empty] | 7.3.3.17.5 (Remote Grid) Updates to grid topology to minimize risk of ignition in HFTDs Remote GridWLDFRVegetation ContactAggregated | WLDFR | HFTD - Distribution - Tier 3 - 2QU CoRE ¦ 4QU LoRE | Non-Red Flag Warning - Small Fires | Vegetation Contact | Aggregated | 2062 | 0.0019648 | 108.7427 | 0.21366 | 2062 | Mitigation | 0.95 | 45 | 0 | esc | 0.00097009 | 1.906e-06 | 0.00097009 | 1.906e-06 | 0.0027816 | 2.1266e-07 | 0.012705 | 3.3223e-07
[120 empty] | 7.3.3.17.5 (Remote Grid) Updates to grid topology to minimize risk of ignition in HFTDs Remote GridWLDFRVegetation ContactAggregated | WLDFR | HFTD - Distribution - Tier 3 - 2QU CoRE ¦ 4QU LoRE | Non-Red Flag Warning - Small Fires | Vegetation Contact | Aggregated | 2063 | 0.0019648 | 108.7427 | 0.21366 | 2063 | Mitigation | 0.95 | 45 | 0 | esc | 0.00097009 | 1.906e-06 | 0.00097009 | 1.906e-06 | 0.0027816 | 2.1266e-07 | 0.012705 | 3.3223e-07
[120 empty] | 7.3.3.17.5 (Remote Grid) Updates to grid topology to minimize risk of ignition in HFTDs Remote GridWLDFRVegetation ContactAggregated | WLDFR | HFTD - Distribution - Tier 3 - 2QU CoRE ¦ 4QU LoRE | Non-Red Flag Warning - Small Fires | Vegetation Contact | Aggregated | 2064 | 0.0019648 | 108.7427 | 0.21366 | 2064 | Mitigation | 0.95 | 45 | 0 | esc | 0.00097009 | 1.906e-06 | 0.00097009 | 1.906e-06 | 0.0027816 | 2.1266e-07 | 0.012705 | 3.3223e-07
[120 empty] | 7.3.3.17.5 (Remote Grid) Updates to grid topology to minimize risk of ignition in HFTDs Remote GridWLDFRVegetation ContactAggregated | WLDFR | HFTD - Distribution - Tier 3 - 2QU CoRE ¦ 4QU LoRE | Non-Red Flag Warning - Small Fires | Vegetation Contact | Aggregated | 2065 | 0.0019648 | 108.7427 | 0.21366 | 2065 | Mitigation | 0.95 | 45 | 0 | esc | 0.00097009 | 1.906e-06 | 0.00097009 | 1.906e-06 | 0.0027816 | 2.1266e-07 | 0.012705 | 3.3223e-07
[120 empty] | 7.3.3.17.5 (Remote Grid) Updates to grid topology to minimize risk of ignition in HFTDs Remote GridWLDFRVegetation ContactAggregated | WLDFR | HFTD - Distribution - Tier 3 - 2QU CoRE ¦ 4QU LoRE | Non-Red Flag Warning - Small Fires | Vegetation Contact | Aggregated | 2066 | 0.0019648 | 108.7427 | 0.21366 | 2066 | Mitigation | 0.95 | 45 | 0 | esc | 0.00097009 | 1.906e-06 | 0.00097009 | 1.906e-06 | 0.0027816 | 2.1266e-07 | 0.012705 | 3.3223e-07
[120 empty] | 7.3.3.17.5 (Remote Grid) Updates to grid topology to minimize risk of ignition in HFTDs Remote GridWLDFRVegetation ContactAggregated | WLDFR | HFTD - Distribution - Tier 3 - 2QU CoRE ¦ 4QU LoRE | Non-Red Flag Warning - Small Fires | Vegetation Contact | Aggregated | 2067 | 0.0019648 | 108.7427 | 0.21366 | 2067 | Mitigation | 0.95 | 45 | 0 | esc | 0 | 0 | 0.00097009 | 1.906e-06 | 0.0027816 | 2.1266e-07 | 0.012705 | 3.3223e-07
[120 empty] | 7.3.3.17.5 (Remote Grid) Updates to grid topology to minimize risk of ignition in HFTDs Remote GridWLDFRWire-to-wire contactAggregated | WLDFR | HFTD - Distribution - Tier 3 - 2QU CoRE ¦ 4QU LoRE | Non-Red Flag Warning - Small Fires | Wire-to-wire contact | Aggregated | 2022 | 8.0127e-05 | 108.7427 | 0.0087132 | 2022 | Mitigation | 0.95 | 45 | 0 | esc | 0.00097009 | 7.773e-08 | 0 | 0 | 0.0027816 | 2.1266e-07 | 0.012705 | 3.3223e-07
[120 empty] | 7.3.3.17.5 (Remote Grid) Updates to grid topology to minimize risk of ignition in HFTDs Remote GridWLDFRWire-to-wire contactAggregated | WLDFR | HFTD - Distribution - Tier 3 - 2QU CoRE ¦ 4QU LoRE | Non-Red Flag Warning - Small Fires | Wire-to-wire contact | Aggregated | 2023 | 8.0127e-05 | 108.7427 | 0.0087132 | 2023 | Mitigation | 0.95 | 45 | 0 | esc | 0.00097009 | 7.773e-08 | 0.00097009 | 7.773e-08 | 0.0027816 | 2.1266e-07 | 0.012705 | 3.3223e-07
[120 empty] | 7.3.3.17.5 (Remote Grid) Updates to grid topology to minimize risk of ignition in HFTDs Remote GridWLDFRWire-to-wire contactAggregated | WLDFR | HFTD - Distribution - Tier 3 - 2QU CoRE ¦ 4QU LoRE | Non-Red Flag Warning - Small Fires | Wire-to-wire contact | Aggregated | 2024 | 8.0127e-05 | 108.7427 | 0.0087132 | 2024 | Mitigation | 0.95 | 45 | 0 | esc | 0.00097009 | 7.773e-08 | 0.00097009 | 7.773e-08 | 0.0027816 | 2.1266e-07 | 0.012705 | 3.3223e-07
[120 empty] | 7.3.3.17.5 (Remote Grid) Updates to grid topology to minimize risk of ignition in HFTDs Remote GridWLDFRWire-to-wire contactAggregated | WLDFR | HFTD - Distribution - Tier 3 - 2QU CoRE ¦ 4QU LoRE | Non-Red Flag Warning - Small Fires | Wire-to-wire contact | Aggregated | 2025 | 8.0127e-05 | 108.7427 | 0.0087132 | 2025 | Mitigation | 0.95 | 45 | 0 | esc | 0.00097009 | 7.773e-08 | 0.00097009 | 7.773e-08 | 0.0027816 | 2.1266e-07 | 0.012705 | 3.3223e-07
[120 empty] | 7.3.3.17.5 (Remote Grid) Updates to grid topology to minimize risk of ignition in HFTDs Remote GridWLDFRWire-to-wire contactAggregated | WLDFR | HFTD - Distribution - Tier 3 - 2QU CoRE ¦ 4QU LoRE | Non-Red Flag Warning - Small Fires | Wire-to-wire contact | Aggregated | 2026 | 8.0127e-05 | 108.7427 | 0.0087132 | 2026 | Mitigation | 0.95 | 45 | 0 | esc | 0.00097009 | 7.773e-08 | 0.00097009 | 7.773e-08 | 0.0027816 | 2.1266e-07 | 0 | 0
[120 empty] | 7.3.3.17.5 (Remote Grid) Updates to grid topology to minimize risk of ignition in HFTDs Remote GridWLDFRWire-to-wire contactAggregated | WLDFR | HFTD - Distribution - Tier 3 - 2QU CoRE ¦ 4QU LoRE | Non-Red Flag Warning - Small Fires | Wire-to-wire contact | Aggregated | 2027 | 8.0127e-05 | 108.7427 | 0.0087132 | 2027 | Mitigation | 0.95 | 45 | 0 | esc | 0.00097009 | 7.773e-08 | 0.00097009 | 7.773e-08 | 0.0027816 | 2.1266e-07 | 0 | 0
[120 empty] | 7.3.3.17.5 (Remote Grid) Updates to grid topology to minimize risk of ignition in HFTDs Remote GridWLDFRWire-to-wire contactAggregated | WLDFR | HFTD - Distribution - Tier 3 - 2QU CoRE ¦ 4QU LoRE | Non-Red Flag Warning - Small Fires | Wire-to-wire contact | Aggregated | 2028 | 8.0127e-05 | 108.7427 | 0.0087132 | 2028 | Mitigation | 0.95 | 45 | 0 | esc | 0.00097009 | 7.773e-08 | 0.00097009 | 7.773e-08 | 0.0027816 | 2.1266e-07 | 0.01662 | 6.9841e-08
[120 empty] | 7.3.3.17.5 (Remote Grid) Updates to grid topology to minimize risk of ignition in HFTDs Remote GridWLDFRWire-to-wire contactAggregated | WLDFR | HFTD - Distribution - Tier 3 - 2QU CoRE ¦ 4QU LoRE | Non-Red Flag Warning - Small Fires | Wire-to-wire contact | Aggregated | 2029 | 8.0127e-05 | 108.7427 | 0.0087132 | 2029 | Mitigation | 0.95 | 45 | 0 | esc | 0.00097009 | 7.773e-08 | 0.00097009 | 7.773e-08 | 0.0027816 | 2.1266e-07 | 0.01662 | 6.9841e-08
[120 empty] | 7.3.3.17.5 (Remote Grid) Updates to grid topology to minimize risk of ignition in HFTDs Remote GridWLDFRWire-to-wire contactAggregated | WLDFR | HFTD - Distribution - Tier 3 - 2QU CoRE ¦ 4QU LoRE | Non-Red Flag Warning - Small Fires | Wire-to-wire contact | Aggregated | 2030 | 8.0127e-05 | 108.7427 | 0.0087132 | 2030 | Mitigation | 0.95 | 45 | 0 | esc | 0.00097009 | 7.773e-08 | 0.00097009 | 7.773e-08 | 0.0027816 | 2.1266e-07 | 0.01662 | 6.9841e-08
[120 empty] | 7.3.3.17.5 (Remote Grid) Updates to grid topology to minimize risk of ignition in HFTDs Remote GridWLDFRWire-to-wire contactAggregated | WLDFR | HFTD - Distribution - Tier 3 - 2QU CoRE ¦ 4QU LoRE | Non-Red Flag Warning - Small Fires | Wire-to-wire contact | Aggregated | 2031 | 8.0127e-05 | 108.7427 | 0.0087132 | 2031 | Mitigation | 0.95 | 45 | 0 | esc | 0.00097009 | 7.773e-08 | 0.00097009 | 7.773e-08 | 0.0027816 | 2.1266e-07 | 0.01662 | 6.9841e-08
[120 empty] | 7.3.3.17.5 (Remote Grid) Updates to grid topology to minimize risk of ignition in HFTDs Remote GridWLDFRWire-to-wire contactAggregated | WLDFR | HFTD - Distribution - Tier 3 - 2QU CoRE ¦ 4QU LoRE | Non-Red Flag Warning - Small Fires | Wire-to-wire contact | Aggregated | 2032 | 8.0127e-05 | 108.7427 | 0.0087132 | 2032 | Mitigation | 0.95 | 45 | 0 | esc | 0.00097009 | 7.773e-08 | 0.00097009 | 7.773e-08 | 0.0027816 | 2.1266e-07 | 0.01662 | 6.9841e-08
[120 empty] | 7.3.3.17.5 (Remote Grid) Updates to grid topology to minimize risk of ignition in HFTDs Remote GridWLDFRWire-to-wire contactAggregated | WLDFR | HFTD - Distribution - Tier 3 - 2QU CoRE ¦ 4QU LoRE | Non-Red Flag Warning - Small Fires | Wire-to-wire contact | Aggregated | 2033 | 8.0127e-05 | 108.7427 | 0.0087132 | 2033 | Mitigation | 0.95 | 45 | 0 | esc | 0.00097009 | 7.773e-08 | 0.00097009 | 7.773e-08 | 0.0027816 | 2.1266e-07 | 0.01662 | 6.9841e-08
[120 empty] | 7.3.3.17.5 (Remote Grid) Updates to grid topology to minimize risk of ignition in HFTDs Remote GridWLDFRWire-to-wire contactAggregated | WLDFR | HFTD - Distribution - Tier 3 - 2QU CoRE ¦ 4QU LoRE | Non-Red Flag Warning - Small Fires | Wire-to-wire contact | Aggregated | 2034 | 8.0127e-05 | 108.7427 | 0.0087132 | 2034 | Mitigation | 0.95 | 45 | 0 | esc | 0.00097009 | 7.773e-08 | 0.00097009 | 7.773e-08 | 0.0027816 | 2.1266e-07 | 0.01662 | 6.9841e-08
[120 empty] | 7.3.3.17.5 (Remote Grid) Updates to grid topology to minimize risk of ignition in HFTDs Remote GridWLDFRWire-to-wire contactAggregated | WLDFR | HFTD - Distribution - Tier 3 - 2QU CoRE ¦ 4QU LoRE | Non-Red Flag Warning - Small Fires | Wire-to-wire contact | Aggregated | 2035 | 8.0127e-05 | 108.7427 | 0.0087132 | 2035 | Mitigation | 0.95 | 45 | 0 | esc | 0.00097009 | 7.773e-08 | 0.00097009 | 7.773e-08 | 0.0027816 | 2.1266e-07 | 0.01662 | 6.9841e-08
[120 empty] | 7.3.3.17.5 (Remote Grid) Updates to grid topology to minimize risk of ignition in HFTDs Remote GridWLDFRWire-to-wire contactAggregated | WLDFR | HFTD - Distribution - Tier 3 - 2QU CoRE ¦ 4QU LoRE | Non-Red Flag Warning - Small Fires | Wire-to-wire contact | Aggregated | 2036 | 8.0127e-05 | 108.7427 | 0.0087132 | 2036 | Mitigation | 0.95 | 45 | 0 | esc | 0.00097009 | 7.773e-08 | 0.00097009 | 7.773e-08 | 0.0027816 | 2.1266e-07 | 0.01662 | 6.9841e-08
[120 empty] | 7.3.3.17.5 (Remote Grid) Updates to grid topology to minimize risk of ignition in HFTDs Remote GridWLDFRWire-to-wire contactAggregated | WLDFR | HFTD - Distribution - Tier 3 - 2QU CoRE ¦ 4QU LoRE | Non-Red Flag Warning - Small Fires | Wire-to-wire contact | Aggregated | 2037 | 8.0127e-05 | 108.7427 | 0.0087132 | 2037 | Mitigation | 0.95 | 45 | 0 | esc | 0.00097009 | 7.773e-08 | 0.00097009 | 7.773e-08 | 0.0027816 | 2.1266e-07 | 0.01662 | 6.9841e-08
[120 empty] | 7.3.3.17.5 (Remote Grid) Updates to grid topology to minimize risk of ignition in HFTDs Remote GridWLDFRWire-to-wire contactAggregated | WLDFR | HFTD - Distribution - Tier 3 - 2QU CoRE ¦ 4QU LoRE | Non-Red Flag Warning - Small Fires | Wire-to-wire contact | Aggregated | 2038 | 8.0127e-05 | 108.7427 | 0.0087132 | 2038 | Mitigation | 0.95 | 45 | 0 | esc | 0.00097009 | 7.773e-08 | 0.00097009 | 7.773e-08 | 0.0027816 | 2.1266e-07 | 0.01662 | 6.9841e-08
[120 empty] | 7.3.3.17.5 (Remote Grid) Updates to grid topology to minimize risk of ignition in HFTDs Remote GridWLDFRWire-to-wire contactAggregated | WLDFR | HFTD - Distribution - Tier 3 - 2QU CoRE ¦ 4QU LoRE | Non-Red Flag Warning - Small Fires | Wire-to-wire contact | Aggregated | 2039 | 8.0127e-05 | 108.7427 | 0.0087132 | 2039 | Mitigation | 0.95 | 45 | 0 | esc | 0.00097009 | 7.773e-08 | 0.00097009 | 7.773e-08 | 0.0027816 | 2.1266e-07 | 0.01662 | 6.9841e-08
[120 empty] | 7.3.3.17.5 (Remote Grid) Updates to grid topology to minimize risk of ignition in HFTDs Remote GridWLDFRWire-to-wire contactAggregated | WLDFR | HFTD - Distribution - Tier 3 - 2QU CoRE ¦ 4QU LoRE | Non-Red Flag Warning - Small Fires | Wire-to-wire contact | Aggregated | 2040 | 8.0127e-05 | 108.7427 | 0.0087132 | 2040 | Mitigation | 0.95 | 45 | 0 | esc | 0.00097009 | 7.773e-08 | 0.00097009 | 7.773e-08 | 0 | 0 | 0.01662 | 6.9841e-08
[120 empty] | 7.3.3.17.5 (Remote Grid) Updates to grid topology to minimize risk of ignition in HFTDs Remote GridWLDFRWire-to-wire contactAggregated | WLDFR | HFTD - Distribution - Tier 3 - 2QU CoRE ¦ 4QU LoRE | Non-Red Flag Warning - Small Fires | Wire-to-wire contact | Aggregated | 2041 | 8.0127e-05 | 108.7427 | 0.0087132 | 2041 | Mitigation | 0.95 | 45 | 0 | esc | 0.00097009 | 7.773e-08 | 0.00097009 | 7.773e-08 | 0.0027816 | 1.1638e-09 | 0.01662 | 6.9841e-08
[120 empty] | 7.3.3.17.5 (Remote Grid) Updates to grid topology to minimize risk of ignition in HFTDs Remote GridWLDFRWire-to-wire contactAggregated | WLDFR | HFTD - Distribution - Tier 3 - 2QU CoRE ¦ 4QU LoRE | Non-Red Flag Warning - Small Fires | Wire-to-wire contact | Aggregated | 2042 | 8.0127e-05 | 108.7427 | 0.0087132 | 2042 | Mitigation | 0.95 | 45 | 0 | esc | 0.00097009 | 7.773e-08 | 0.00097009 | 7.773e-08 | 0.0027816 | 1.1638e-09 | 0.01662 | 6.9841e-08
[120 empty] | 7.3.3.17.5 (Remote Grid) Updates to grid topology to minimize risk of ignition in HFTDs Remote GridWLDFRWire-to-wire contactAggregated | WLDFR | HFTD - Distribution - Tier 3 - 2QU CoRE ¦ 4QU LoRE | Non-Red Flag Warning - Small Fires | Wire-to-wire contact | Aggregated | 2043 | 8.0127e-05 | 108.7427 | 0.0087132 | 2043 | Mitigation | 0.95 | 45 | 0 | esc | 0.00097009 | 7.773e-08 | 0.00097009 | 7.773e-08 | 0.0027816 | 1.1638e-09 | 0.01662 | 6.9841e-08
[120 empty] | 7.3.3.17.5 (Remote Grid) Updates to grid topology to minimize risk of ignition in HFTDs Remote GridWLDFRWire-to-wire contactAggregated | WLDFR | HFTD - Distribution - Tier 3 - 2QU CoRE ¦ 4QU LoRE | Non-Red Flag Warning - Small Fires | Wire-to-wire contact | Aggregated | 2044 | 8.0127e-05 | 108.7427 | 0.0087132 | 2044 | Mitigation | 0.95 | 45 | 0 | esc | 0.00097009 | 7.773e-08 | 0.00097009 | 7.773e-08 | 0.0027816 | 1.1638e-09 | 0.01662 | 6.9841e-08
[120 empty] | 7.3.3.17.5 (Remote Grid) Updates to grid topology to minimize risk of ignition in HFTDs Remote GridWLDFRWire-to-wire contactAggregated | WLDFR | HFTD - Distribution - Tier 3 - 2QU CoRE ¦ 4QU LoRE | Non-Red Flag Warning - Small Fires | Wire-to-wire contact | Aggregated | 2045 | 8.0127e-05 | 108.7427 | 0.0087132 | 2045 | Mitigation | 0.95 | 45 | 0 | esc | 0.00097009 | 7.773e-08 | 0.00097009 | 7.773e-08 | 0.0027816 | 1.1638e-09 | 0.01662 | 6.9841e-08
[120 empty] | 7.3.3.17.5 (Remote Grid) Updates to grid topology to minimize risk of ignition in HFTDs Remote GridWLDFRWire-to-wire contactAggregated | WLDFR | HFTD - Distribution - Tier 3 - 2QU CoRE ¦ 4QU LoRE | Non-Red Flag Warning - Small Fires | Wire-to-wire contact | Aggregated | 2046 | 8.0127e-05 | 108.7427 | 0.0087132 | 2046 | Mitigation | 0.95 | 45 | 0 | esc | 0.00097009 | 7.773e-08 | 0.00097009 | 7.773e-08 | 0.0027816 | 1.1638e-09 | 0.01662 | 6.9841e-08
[120 empty] | 7.3.3.17.5 (Remote Grid) Updates to grid topology to minimize risk of ignition in HFTDs Remote GridWLDFRWire-to-wire contactAggregated | WLDFR | HFTD - Distribution - Tier 3 - 2QU CoRE ¦ 4QU LoRE | Non-Red Flag Warning - Small Fires | Wire-to-wire contact | Aggregated | 2047 | 8.0127e-05 | 108.7427 | 0.0087132 | 2047 | Mitigation | 0.95 | 45 | 0 | esc | 0.00097009 | 7.773e-08 | 0.00097009 | 7.773e-08 | 0.0027816 | 1.1638e-09 | 0.01662 | 6.9841e-08
[120 empty] | 7.3.3.17.5 (Remote Grid) Updates to grid topology to minimize risk of ignition in HFTDs Remote GridWLDFRWire-to-wire contactAggregated | WLDFR | HFTD - Distribution - Tier 3 - 2QU CoRE ¦ 4QU LoRE | Non-Red Flag Warning - Small Fires | Wire-to-wire contact | Aggregated | 2048 | 8.0127e-05 | 108.7427 | 0.0087132 | 2048 | Mitigation | 0.95 | 45 | 0 | esc | 0.00097009 | 7.773e-08 | 0.00097009 | 7.773e-08 | 0.0027816 | 1.1638e-09 | 0.01662 | 6.9841e-08
[120 empty] | 7.3.3.17.5 (Remote Grid) Updates to grid topology to minimize risk of ignition in HFTDs Remote GridWLDFRWire-to-wire contactAggregated | WLDFR | HFTD - Distribution - Tier 3 - 2QU CoRE ¦ 4QU LoRE | Non-Red Flag Warning - Small Fires | Wire-to-wire contact | Aggregated | 2049 | 8.0127e-05 | 108.7427 | 0.0087132 | 2049 | Mitigation | 0.95 | 45 | 0 | esc | 0.00097009 | 7.773e-08 | 0.00097009 | 7.773e-08 | 0.0027816 | 1.1638e-09 | 0.01662 | 6.9841e-08
[120 empty] | 7.3.3.17.5 (Remote Grid) Updates to grid topology to minimize risk of ignition in HFTDs Remote GridWLDFRWire-to-wire contactAggregated | WLDFR | HFTD - Distribution - Tier 3 - 2QU CoRE ¦ 4QU LoRE | Non-Red Flag Warning - Small Fires | Wire-to-wire contact | Aggregated | 2050 | 8.0127e-05 | 108.7427 | 0.0087132 | 2050 | Mitigation | 0.95 | 45 | 0 | esc | 0.00097009 | 7.773e-08 | 0.00097009 | 7.773e-08 | 0.0027816 | 1.1638e-09 | 0.01662 | 6.9841e-08
[120 empty] | 7.3.3.17.5 (Remote Grid) Updates to grid topology to minimize risk of ignition in HFTDs Remote GridWLDFRWire-to-wire contactAggregated | WLDFR | HFTD - Distribution - Tier 3 - 2QU CoRE ¦ 4QU LoRE | Non-Red Flag Warning - Small Fires | Wire-to-wire contact | Aggregated | 2051 | 8.0127e-05 | 108.7427 | 0.0087132 | 2051 | Mitigation | 0.95 | 45 | 0 | esc | 0.00097009 | 7.773e-08 | 0.00097009 | 7.773e-08 | 0.0027816 | 1.1638e-09 | 0.01662 | 6.9841e-08
[120 empty] | 7.3.3.17.5 (Remote Grid) Updates to grid topology to minimize risk of ignition in HFTDs Remote GridWLDFRWire-to-wire contactAggregated | WLDFR | HFTD - Distribution - Tier 3 - 2QU CoRE ¦ 4QU LoRE | Non-Red Flag Warning - Small Fires | Wire-to-wire contact | Aggregated | 2052 | 8.0127e-05 | 108.7427 | 0.0087132 | 2052 | Mitigation | 0.95 | 45 | 0 | esc | 0.00097009 | 7.773e-08 | 0.00097009 | 7.773e-08 | 0.0027816 | 1.1638e-09 | 0.01662 | 6.9841e-08
[120 empty] | 7.3.3.17.5 (Remote Grid) Updates to grid topology to minimize risk of ignition in HFTDs Remote GridWLDFRWire-to-wire contactAggregated | WLDFR | HFTD - Distribution - Tier 3 - 2QU CoRE ¦ 4QU LoRE | Non-Red Flag Warning - Small Fires | Wire-to-wire contact | Aggregated | 2053 | 8.0127e-05 | 108.7427 | 0.0087132 | 2053 | Mitigation | 0.95 | 45 | 0 | esc | 0.00097009 | 7.773e-08 | 0.00097009 | 7.773e-08 | 0.0027816 | 1.1638e-09 | 0.01662 | 6.9841e-08
[120 empty] | 7.3.3.17.5 (Remote Grid) Updates to grid topology to minimize risk of ignition in HFTDs Remote GridWLDFRWire-to-wire contactAggregated | WLDFR | HFTD - Distribution - Tier 3 - 2QU CoRE ¦ 4QU LoRE | Non-Red Flag Warning - Small Fires | Wire-to-wire contact | Aggregated | 2054 | 8.0127e-05 | 108.7427 | 0.0087132 | 2054 | Mitigation | 0.95 | 45 | 0 | esc | 0.00097009 | 7.773e-08 | 0.00097009 | 7.773e-08 | 0.0027816 | 1.1638e-09 | 0.01662 | 6.9841e-08
[120 empty] | 7.3.3.17.5 (Remote Grid) Updates to grid topology to minimize risk of ignition in HFTDs Remote GridWLDFRWire-to-wire contactAggregated | WLDFR | HFTD - Distribution - Tier 3 - 2QU CoRE ¦ 4QU LoRE | Non-Red Flag Warning - Small Fires | Wire-to-wire contact | Aggregated | 2055 | 8.0127e-05 | 108.7427 | 0.0087132 | 2055 | Mitigation | 0.95 | 45 | 0 | esc | 0.00097009 | 7.773e-08 | 0.00097009 | 7.773e-08 | 0.0027816 | 1.1638e-09 | 0.01662 | 6.9841e-08
[120 empty] | 7.3.3.17.5 (Remote Grid) Updates to grid topology to minimize risk of ignition in HFTDs Remote GridWLDFRWire-to-wire contactAggregated | WLDFR | HFTD - Distribution - Tier 3 - 2QU CoRE ¦ 4QU LoRE | Non-Red Flag Warning - Small Fires | Wire-to-wire contact | Aggregated | 2056 | 8.0127e-05 | 108.7427 | 0.0087132 | 2056 | Mitigation | 0.95 | 45 | 0 | esc | 0.00097009 | 7.773e-08 | 0.00097009 | 7.773e-08 | 0.0027816 | 1.1638e-09 | 0.01662 | 6.9841e-08
[120 empty] | 7.3.3.17.5 (Remote Grid) Updates to grid topology to minimize risk of ignition in HFTDs Remote GridWLDFRWire-to-wire contactAggregated | WLDFR | HFTD - Distribution - Tier 3 - 2QU CoRE ¦ 4QU LoRE | Non-Red Flag Warning - Small Fires | Wire-to-wire contact | Aggregated | 2057 | 8.0127e-05 | 108.7427 | 0.0087132 | 2057 | Mitigation | 0.95 | 45 | 0 | esc | 0.00097009 | 7.773e-08 | 0.00097009 | 7.773e-08 | 0.0027816 | 1.1638e-09 | 0.01662 | 6.9841e-08
[120 empty] | 7.3.3.17.5 (Remote Grid) Updates to grid topology to minimize risk of ignition in HFTDs Remote GridWLDFRWire-to-wire contactAggregated | WLDFR | HFTD - Distribution - Tier 3 - 2QU CoRE ¦ 4QU LoRE | Non-Red Flag Warning - Small Fires | Wire-to-wire contact | Aggregated | 2058 | 8.0127e-05 | 108.7427 | 0.0087132 | 2058 | Mitigation | 0.95 | 45 | 0 | esc | 0.00097009 | 7.773e-08 | 0.00097009 | 7.773e-08 | 0.0027816 | 1.1638e-09 | 0 | 0
[120 empty] | 7.3.3.17.5 (Remote Grid) Updates to grid topology to minimize risk of ignition in HFTDs Remote GridWLDFRWire-to-wire contactAggregated | WLDFR | HFTD - Distribution - Tier 3 - 2QU CoRE ¦ 4QU LoRE | Non-Red Flag Warning - Small Fires | Wire-to-wire contact | Aggregated | 2059 | 8.0127e-05 | 108.7427 | 0.0087132 | 2059 | Mitigation | 0.95 | 45 | 0 | esc | 0.00097009 | 7.773e-08 | 0.00097009 | 7.773e-08 | 0.0027816 | 1.1638e-09 | 0 | 0
[120 empty] | 7.3.3.17.5 (Remote Grid) Updates to grid topology to minimize risk of ignition in HFTDs Remote GridWLDFRWire-to-wire contactAggregated | WLDFR | HFTD - Distribution - Tier 3 - 2QU CoRE ¦ 4QU LoRE | Non-Red Flag Warning - Small Fires | Wire-to-wire contact | Aggregated | 2060 | 8.0127e-05 | 108.7427 | 0.0087132 | 2060 | Mitigation | 0.95 | 45 | 0 | esc | 0.00097009 | 7.773e-08 | 0.00097009 | 7.773e-08 | 0.0027816 | 1.1638e-09 | 0.0080352 | 1.7174e-06
[120 empty] | 7.3.3.17.5 (Remote Grid) Updates to grid topology to minimize risk of ignition in HFTDs Remote GridWLDFRWire-to-wire contactAggregated | WLDFR | HFTD - Distribution - Tier 3 - 2QU CoRE ¦ 4QU LoRE | Non-Red Flag Warning - Small Fires | Wire-to-wire contact | Aggregated | 2061 | 8.0127e-05 | 108.7427 | 0.0087132 | 2061 | Mitigation | 0.95 | 45 | 0 | esc | 0.00097009 | 7.773e-08 | 0.00097009 | 7.773e-08 | 0.0027816 | 1.1638e-09 | 0.0080352 | 1.7174e-06
[120 empty] | 7.3.3.17.5 (Remote Grid) Updates to grid topology to minimize risk of ignition in HFTDs Remote GridWLDFRWire-to-wire contactAggregated | WLDFR | HFTD - Distribution - Tier 3 - 2QU CoRE ¦ 4QU LoRE | Non-Red Flag Warning - Small Fires | Wire-to-wire contact | Aggregated | 2062 | 8.0127e-05 | 108.7427 | 0.0087132 | 2062 | Mitigation | 0.95 | 45 | 0 | esc | 0.00097009 | 7.773e-08 | 0.00097009 | 7.773e-08 | 0.0027816 | 1.1638e-09 | 0.0080352 | 1.7174e-06
[120 empty] | 7.3.3.17.5 (Remote Grid) Updates to grid topology to minimize risk of ignition in HFTDs Remote GridWLDFRWire-to-wire contactAggregated | WLDFR | HFTD - Distribution - Tier 3 - 2QU CoRE ¦ 4QU LoRE | Non-Red Flag Warning - Small Fires | Wire-to-wire contact | Aggregated | 2063 | 8.0127e-05 | 108.7427 | 0.0087132 | 2063 | Mitigation | 0.95 | 45 | 0 | esc | 0.00097009 | 7.773e-08 | 0.00097009 | 7.773e-08 | 0.0027816 | 1.1638e-09 | 0.0080352 | 1.7174e-06
[120 empty] | 7.3.3.17.5 (Remote Grid) Updates to grid topology to minimize risk of ignition in HFTDs Remote GridWLDFRWire-to-wire contactAggregated | WLDFR | HFTD - Distribution - Tier 3 - 2QU CoRE ¦ 4QU LoRE | Non-Red Flag Warning - Small Fires | Wire-to-wire contact | Aggregated | 2064 | 8.0127e-05 | 108.7427 | 0.0087132 | 2064 | Mitigation | 0.95 | 45 | 0 | esc | 0.00097009 | 7.773e-08 | 0.00097009 | 7.773e-08 | 0.0027816 | 1.1638e-09 | 0.0080352 | 1.7174e-06
[120 empty] | 7.3.3.17.5 (Remote Grid) Updates to grid topology to minimize risk of ignition in HFTDs Remote GridWLDFRWire-to-wire contactAggregated | WLDFR | HFTD - Distribution - Tier 3 - 2QU CoRE ¦ 4QU LoRE | Non-Red Flag Warning - Small Fires | Wire-to-wire contact | Aggregated | 2065 | 8.0127e-05 | 108.7427 | 0.0087132 | 2065 | Mitigation | 0.95 | 45 | 0 | esc | 0.00097009 | 7.773e-08 | 0.00097009 | 7.773e-08 | 0.0027816 | 1.1638e-09 | 0.0080352 | 1.7174e-06
[120 empty] | 7.3.3.17.5 (Remote Grid) Updates to grid topology to minimize risk of ignition in HFTDs Remote GridWLDFRWire-to-wire contactAggregated | WLDFR | HFTD - Distribution - Tier 3 - 2QU CoRE ¦ 4QU LoRE | Non-Red Flag Warning - Small Fires | Wire-to-wire contact | Aggregated | 2066 | 8.0127e-05 | 108.7427 | 0.0087132 | 2066 | Mitigation | 0.95 | 45 | 0 | esc | 0.00097009 | 7.773e-08 | 0.00097009 | 7.773e-08 | 0.0027816 | 1.1638e-09 | 0.0080352 | 1.7174e-06
[120 empty] | 7.3.3.17.5 (Remote Grid) Updates to grid topology to minimize risk of ignition in HFTDs Remote GridWLDFRWire-to-wire contactAggregated | WLDFR | HFTD - Distribution - Tier 3 - 2QU CoRE ¦ 4QU LoRE | Non-Red Flag Warning - Small Fires | Wire-to-wire contact | Aggregated | 2067 | 8.0127e-05 | 108.7427 | 0.0087132 | 2067 | Mitigation | 0.95 | 45 | 0 | esc | 0 | 0 | 0.00097009 | 7.773e-08 | 0.0027816 | 1.1638e-09 | 0.0080352 | 1.7174e-06
[120 empty] | 7.3.3.17.5 (Remote Grid) Updates to grid topology to minimize risk of ignition in HFTDs Remote GridWLDFREquipment / facility failureAggregated | WLDFR | HFTD - Distribution - Tier 3 - 2QU CoRE ¦ 4QU LoRE | Red Flag Warning - Catastrophic Fires | Equipment / facility failure | Aggregated | 2022 | 1.4739e-05 | 108.7427 | 0.0016027 | 2022 | Mitigation | 0.95 | 45 | 0 | esc | 0.00097009 | 1.4298e-08 | 0 | 0 | 0.0027816 | 1.1638e-09 | 0.0080352 | 1.7174e-06
[120 empty] | 7.3.3.17.5 (Remote Grid) Updates to grid topology to minimize risk of ignition in HFTDs Remote GridWLDFREquipment / facility failureAggregated | WLDFR | HFTD - Distribution - Tier 3 - 2QU CoRE ¦ 4QU LoRE | Red Flag Warning - Catastrophic Fires | Equipment / facility failure | Aggregated | 2023 | 1.4739e-05 | 108.7427 | 0.0016027 | 2023 | Mitigation | 0.95 | 45 | 0 | esc | 0.00097009 | 1.4298e-08 | 0.00097009 | 1.4298e-08 | 0.0027816 | 1.1638e-09 | 0.0080352 | 1.7174e-06
[120 empty] | 7.3.3.17.5 (Remote Grid) Updates to grid topology to minimize risk of ignition in HFTDs Remote GridWLDFREquipment / facility failureAggregated | WLDFR | HFTD - Distribution - Tier 3 - 2QU CoRE ¦ 4QU LoRE | Red Flag Warning - Catastrophic Fires | Equipment / facility failure | Aggregated | 2024 | 1.4739e-05 | 108.7427 | 0.0016027 | 2024 | Mitigation | 0.95 | 45 | 0 | esc | 0.00097009 | 1.4298e-08 | 0.00097009 | 1.4298e-08 | 0.0027816 | 1.1638e-09 | 0.0080352 | 1.7174e-06
[120 empty] | 7.3.3.17.5 (Remote Grid) Updates to grid topology to minimize risk of ignition in HFTDs Remote GridWLDFREquipment / facility failureAggregated | WLDFR | HFTD - Distribution - Tier 3 - 2QU CoRE ¦ 4QU LoRE | Red Flag Warning - Catastrophic Fires | Equipment / facility failure | Aggregated | 2025 | 1.4739e-05 | 108.7427 | 0.0016027 | 2025 | Mitigation | 0.95 | 45 | 0 | esc | 0.00097009 | 1.4298e-08 | 0.00097009 | 1.4298e-08 | 0.0027816 | 1.1638e-09 | 0.0080352 | 1.7174e-06
[120 empty] | 7.3.3.17.5 (Remote Grid) Updates to grid topology to minimize risk of ignition in HFTDs Remote GridWLDFREquipment / facility failureAggregated | WLDFR | HFTD - Distribution - Tier 3 - 2QU CoRE ¦ 4QU LoRE | Red Flag Warning - Catastrophic Fires | Equipment / facility failure | Aggregated | 2026 | 1.4739e-05 | 108.7427 | 0.0016027 | 2026 | Mitigation | 0.95 | 45 | 0 | esc | 0.00097009 | 1.4298e-08 | 0.00097009 | 1.4298e-08 | 0.0027816 | 1.1638e-09 | 0.0080352 | 1.7174e-06
[120 empty] | 7.3.3.17.5 (Remote Grid) Updates to grid topology to minimize risk of ignition in HFTDs Remote GridWLDFREquipment / facility failureAggregated | WLDFR | HFTD - Distribution - Tier 3 - 2QU CoRE ¦ 4QU LoRE | Red Flag Warning - Catastrophic Fires | Equipment / facility failure | Aggregated | 2027 | 1.4739e-05 | 108.7427 | 0.0016027 | 2027 | Mitigation | 0.95 | 45 | 0 | esc | 0.00097009 | 1.4298e-08 | 0.00097009 | 1.4298e-08 | 0.0027816 | 1.1638e-09 | 0.0080352 | 1.7174e-06
[120 empty] | 7.3.3.17.5 (Remote Grid) Updates to grid topology to minimize risk of ignition in HFTDs Remote GridWLDFREquipment / facility failureAggregated | WLDFR | HFTD - Distribution - Tier 3 - 2QU CoRE ¦ 4QU LoRE | Red Flag Warning - Catastrophic Fires | Equipment / facility failure | Aggregated | 2028 | 1.4739e-05 | 108.7427 | 0.0016027 | 2028 | Mitigation | 0.95 | 45 | 0 | esc | 0.00097009 | 1.4298e-08 | 0.00097009 | 1.4298e-08 | 0.0027816 | 1.1638e-09 | 0.0080352 | 1.7174e-06
[120 empty] | 7.3.3.17.5 (Remote Grid) Updates to grid topology to minimize risk of ignition in HFTDs Remote GridWLDFREquipment / facility failureAggregated | WLDFR | HFTD - Distribution - Tier 3 - 2QU CoRE ¦ 4QU LoRE | Red Flag Warning - Catastrophic Fires | Equipment / facility failure | Aggregated | 2029 | 1.4739e-05 | 108.7427 | 0.0016027 | 2029 | Mitigation | 0.95 | 45 | 0 | esc | 0.00097009 | 1.4298e-08 | 0.00097009 | 1.4298e-08 | 0.0027816 | 1.1638e-09 | 0.0080352 | 1.7174e-06
[120 empty] | 7.3.3.17.5 (Remote Grid) Updates to grid topology to minimize risk of ignition in HFTDs Remote GridWLDFREquipment / facility failureAggregated | WLDFR | HFTD - Distribution - Tier 3 - 2QU CoRE ¦ 4QU LoRE | Red Flag Warning - Catastrophic Fires | Equipment / facility failure | Aggregated | 2030 | 1.4739e-05 | 108.7427 | 0.0016027 | 2030 | Mitigation | 0.95 | 45 | 0 | esc | 0.00097009 | 1.4298e-08 | 0.00097009 | 1.4298e-08 | 0.0027816 | 1.1638e-09 | 0.0080352 | 1.7174e-06
[120 empty] | 7.3.3.17.5 (Remote Grid) Updates to grid topology to minimize risk of ignition in HFTDs Remote GridWLDFREquipment / facility failureAggregated | WLDFR | HFTD - Distribution - Tier 3 - 2QU CoRE ¦ 4QU LoRE | Red Flag Warning - Catastrophic Fires | Equipment / facility failure | Aggregated | 2031 | 1.4739e-05 | 108.7427 | 0.0016027 | 2031 | Mitigation | 0.95 | 45 | 0 | esc | 0.00097009 | 1.4298e-08 | 0.00097009 | 1.4298e-08 | 0.0027816 | 1.1638e-09 | 0.0080352 | 1.7174e-06
[120 empty] | 7.3.3.17.5 (Remote Grid) Updates to grid topology to minimize risk of ignition in HFTDs Remote GridWLDFREquipment / facility failureAggregated | WLDFR | HFTD - Distribution - Tier 3 - 2QU CoRE ¦ 4QU LoRE | Red Flag Warning - Catastrophic Fires | Equipment / facility failure | Aggregated | 2032 | 1.4739e-05 | 108.7427 | 0.0016027 | 2032 | Mitigation | 0.95 | 45 | 0 | esc | 0.00097009 | 1.4298e-08 | 0.00097009 | 1.4298e-08 | 0.0027816 | 1.1638e-09 | 0.0080352 | 1.7174e-06
[120 empty] | 7.3.3.17.5 (Remote Grid) Updates to grid topology to minimize risk of ignition in HFTDs Remote GridWLDFREquipment / facility failureAggregated | WLDFR | HFTD - Distribution - Tier 3 - 2QU CoRE ¦ 4QU LoRE | Red Flag Warning - Catastrophic Fires | Equipment / facility failure | Aggregated | 2033 | 1.4739e-05 | 108.7427 | 0.0016027 | 2033 | Mitigation | 0.95 | 45 | 0 | esc | 0.00097009 | 1.4298e-08 | 0.00097009 | 1.4298e-08 | 0.0027816 | 1.1638e-09 | 0.0080352 | 1.7174e-06
[120 empty] | 7.3.3.17.5 (Remote Grid) Updates to grid topology to minimize risk of ignition in HFTDs Remote GridWLDFREquipment / facility failureAggregated | WLDFR | HFTD - Distribution - Tier 3 - 2QU CoRE ¦ 4QU LoRE | Red Flag Warning - Catastrophic Fires | Equipment / facility failure | Aggregated | 2034 | 1.4739e-05 | 108.7427 | 0.0016027 | 2034 | Mitigation | 0.95 | 45 | 0 | esc | 0.00097009 | 1.4298e-08 | 0.00097009 | 1.4298e-08 | 0.0027816 | 1.1638e-09 | 0.0080352 | 1.7174e-06
[120 empty] | 7.3.3.17.5 (Remote Grid) Updates to grid topology to minimize risk of ignition in HFTDs Remote GridWLDFREquipment / facility failureAggregated | WLDFR | HFTD - Distribution - Tier 3 - 2QU CoRE ¦ 4QU LoRE | Red Flag Warning - Catastrophic Fires | Equipment / facility failure | Aggregated | 2035 | 1.4739e-05 | 108.7427 | 0.0016027 | 2035 | Mitigation | 0.95 | 45 | 0 | esc | 0.00097009 | 1.4298e-08 | 0.00097009 | 1.4298e-08 | 0.0027816 | 1.1638e-09 | 0.0080352 | 1.7174e-06
[120 empty] | 7.3.3.17.5 (Remote Grid) Updates to grid topology to minimize risk of ignition in HFTDs Remote GridWLDFREquipment / facility failureAggregated | WLDFR | HFTD - Distribution - Tier 3 - 2QU CoRE ¦ 4QU LoRE | Red Flag Warning - Catastrophic Fires | Equipment / facility failure | Aggregated | 2036 | 1.4739e-05 | 108.7427 | 0.0016027 | 2036 | Mitigation | 0.95 | 45 | 0 | esc | 0.00097009 | 1.4298e-08 | 0.00097009 | 1.4298e-08 | 0.0027816 | 1.1638e-09 | 0.0080352 | 1.7174e-06
[120 empty] | 7.3.3.17.5 (Remote Grid) Updates to grid topology to minimize risk of ignition in HFTDs Remote GridWLDFREquipment / facility failureAggregated | WLDFR | HFTD - Distribution - Tier 3 - 2QU CoRE ¦ 4QU LoRE | Red Flag Warning - Catastrophic Fires | Equipment / facility failure | Aggregated | 2037 | 1.4739e-05 | 108.7427 | 0.0016027 | 2037 | Mitigation | 0.95 | 45 | 0 | esc | 0.00097009 | 1.4298e-08 | 0.00097009 | 1.4298e-08 | 0.0027816 | 1.1638e-09 | 0.0080352 | 1.7174e-06
[120 empty] | 7.3.3.17.5 (Remote Grid) Updates to grid topology to minimize risk of ignition in HFTDs Remote GridWLDFREquipment / facility failureAggregated | WLDFR | HFTD - Distribution - Tier 3 - 2QU CoRE ¦ 4QU LoRE | Red Flag Warning - Catastrophic Fires | Equipment / facility failure | Aggregated | 2038 | 1.4739e-05 | 108.7427 | 0.0016027 | 2038 | Mitigation | 0.95 | 45 | 0 | esc | 0.00097009 | 1.4298e-08 | 0.00097009 | 1.4298e-08 | 0.0027816 | 1.1638e-09 | 0.0080352 | 1.7174e-06
[120 empty] | 7.3.3.17.5 (Remote Grid) Updates to grid topology to minimize risk of ignition in HFTDs Remote GridWLDFREquipment / facility failureAggregated | WLDFR | HFTD - Distribution - Tier 3 - 2QU CoRE ¦ 4QU LoRE | Red Flag Warning - Catastrophic Fires | Equipment / facility failure | Aggregated | 2039 | 1.4739e-05 | 108.7427 | 0.0016027 | 2039 | Mitigation | 0.95 | 45 | 0 | esc | 0.00097009 | 1.4298e-08 | 0.00097009 | 1.4298e-08 | 0.0027816 | 1.1638e-09 | 0.0080352 | 1.7174e-06
[120 empty] | 7.3.3.17.5 (Remote Grid) Updates to grid topology to minimize risk of ignition in HFTDs Remote GridWLDFREquipment / facility failureAggregated | WLDFR | HFTD - Distribution - Tier 3 - 2QU CoRE ¦ 4QU LoRE | Red Flag Warning - Catastrophic Fires | Equipment / facility failure | Aggregated | 2040 | 1.4739e-05 | 108.7427 | 0.0016027 | 2040 | Mitigation | 0.95 | 45 | 0 | esc | 0.00097009 | 1.4298e-08 | 0.00097009 | 1.4298e-08 | 0.0027816 | 1.1638e-09 | 0.0080352 | 1.7174e-06
[120 empty] | 7.3.3.17.5 (Remote Grid) Updates to grid topology to minimize risk of ignition in HFTDs Remote GridWLDFREquipment / facility failureAggregated | WLDFR | HFTD - Distribution - Tier 3 - 2QU CoRE ¦ 4QU LoRE | Red Flag Warning - Catastrophic Fires | Equipment / facility failure | Aggregated | 2041 | 1.4739e-05 | 108.7427 | 0.0016027 | 2041 | Mitigation | 0.95 | 45 | 0 | esc | 0.00097009 | 1.4298e-08 | 0.00097009 | 1.4298e-08 | 0.0027816 | 1.1638e-09 | 0.0080352 | 1.7174e-06
[120 empty] | 7.3.3.17.5 (Remote Grid) Updates to grid topology to minimize risk of ignition in HFTDs Remote GridWLDFREquipment / facility failureAggregated | WLDFR | HFTD - Distribution - Tier 3 - 2QU CoRE ¦ 4QU LoRE | Red Flag Warning - Catastrophic Fires | Equipment / facility failure | Aggregated | 2042 | 1.4739e-05 | 108.7427 | 0.0016027 | 2042 | Mitigation | 0.95 | 45 | 0 | esc | 0.00097009 | 1.4298e-08 | 0.00097009 | 1.4298e-08 | 0.0027816 | 1.1638e-09 | 0.0080352 | 1.7174e-06
[120 empty] | 7.3.3.17.5 (Remote Grid) Updates to grid topology to minimize risk of ignition in HFTDs Remote GridWLDFREquipment / facility failureAggregated | WLDFR | HFTD - Distribution - Tier 3 - 2QU CoRE ¦ 4QU LoRE | Red Flag Warning - Catastrophic Fires | Equipment / facility failure | Aggregated | 2043 | 1.4739e-05 | 108.7427 | 0.0016027 | 2043 | Mitigation | 0.95 | 45 | 0 | esc | 0.00097009 | 1.4298e-08 | 0.00097009 | 1.4298e-08 | 0.0027816 | 1.1638e-09 | 0.0080352 | 1.7174e-06
[120 empty] | 7.3.3.17.5 (Remote Grid) Updates to grid topology to minimize risk of ignition in HFTDs Remote GridWLDFREquipment / facility failureAggregated | WLDFR | HFTD - Distribution - Tier 3 - 2QU CoRE ¦ 4QU LoRE | Red Flag Warning - Catastrophic Fires | Equipment / facility failure | Aggregated | 2044 | 1.4739e-05 | 108.7427 | 0.0016027 | 2044 | Mitigation | 0.95 | 45 | 0 | esc | 0.00097009 | 1.4298e-08 | 0.00097009 | 1.4298e-08 | 0 | 0 | 0 | 0
[120 empty] | 7.3.3.17.5 (Remote Grid) Updates to grid topology to minimize risk of ignition in HFTDs Remote GridWLDFREquipment / facility failureAggregated | WLDFR | HFTD - Distribution - Tier 3 - 2QU CoRE ¦ 4QU LoRE | Red Flag Warning - Catastrophic Fires | Equipment / facility failure | Aggregated | 2045 | 1.4739e-05 | 108.7427 | 0.0016027 | 2045 | Mitigation | 0.95 | 45 | 0 | esc | 0.00097009 | 1.4298e-08 | 0.00097009 | 1.4298e-08 | 0.0027816 | 8.7458e-07 | 0 | 0
[120 empty] | 7.3.3.17.5 (Remote Grid) Updates to grid topology to minimize risk of ignition in HFTDs Remote GridWLDFREquipment / facility failureAggregated | WLDFR | HFTD - Distribution - Tier 3 - 2QU CoRE ¦ 4QU LoRE | Red Flag Warning - Catastrophic Fires | Equipment / facility failure | Aggregated | 2046 | 1.4739e-05 | 108.7427 | 0.0016027 | 2046 | Mitigation | 0.95 | 45 | 0 | esc | 0.00097009 | 1.4298e-08 | 0.00097009 | 1.4298e-08 | 0.0027816 | 8.7458e-07 | 0.010315 | 6.0335e-07
[120 empty] | 7.3.3.17.5 (Remote Grid) Updates to grid topology to minimize risk of ignition in HFTDs Remote GridWLDFREquipment / facility failureAggregated | WLDFR | HFTD - Distribution - Tier 3 - 2QU CoRE ¦ 4QU LoRE | Red Flag Warning - Catastrophic Fires | Equipment / facility failure | Aggregated | 2047 | 1.4739e-05 | 108.7427 | 0.0016027 | 2047 | Mitigation | 0.95 | 45 | 0 | esc | 0.00097009 | 1.4298e-08 | 0.00097009 | 1.4298e-08 | 0.0027816 | 8.7458e-07 | 0.010315 | 6.0335e-07
[120 empty] | 7.3.3.17.5 (Remote Grid) Updates to grid topology to minimize risk of ignition in HFTDs Remote GridWLDFREquipment / facility failureAggregated | WLDFR | HFTD - Distribution - Tier 3 - 2QU CoRE ¦ 4QU LoRE | Red Flag Warning - Catastrophic Fires | Equipment / facility failure | Aggregated | 2048 | 1.4739e-05 | 108.7427 | 0.0016027 | 2048 | Mitigation | 0.95 | 45 | 0 | esc | 0.00097009 | 1.4298e-08 | 0.00097009 | 1.4298e-08 | 0.0027816 | 8.7458e-07 | 0.010315 | 6.0335e-07
[120 empty] | 7.3.3.17.5 (Remote Grid) Updates to grid topology to minimize risk of ignition in HFTDs Remote GridWLDFREquipment / facility failureAggregated | WLDFR | HFTD - Distribution - Tier 3 - 2QU CoRE ¦ 4QU LoRE | Red Flag Warning - Catastrophic Fires | Equipment / facility failure | Aggregated | 2049 | 1.4739e-05 | 108.7427 | 0.0016027 | 2049 | Mitigation | 0.95 | 45 | 0 | esc | 0.00097009 | 1.4298e-08 | 0.00097009 | 1.4298e-08 | 0.0027816 | 8.7458e-07 | 0.010315 | 6.0335e-07
[120 empty] | 7.3.3.17.5 (Remote Grid) Updates to grid topology to minimize risk of ignition in HFTDs Remote GridWLDFREquipment / facility failureAggregated | WLDFR | HFTD - Distribution - Tier 3 - 2QU CoRE ¦ 4QU LoRE | Red Flag Warning - Catastrophic Fires | Equipment / facility failure | Aggregated | 2050 | 1.4739e-05 | 108.7427 | 0.0016027 | 2050 | Mitigation | 0.95 | 45 | 0 | esc | 0.00097009 | 1.4298e-08 | 0.00097009 | 1.4298e-08 | 0.0027816 | 8.7458e-07 | 0.010315 | 6.0335e-07
[120 empty] | 7.3.3.17.5 (Remote Grid) Updates to grid topology to minimize risk of ignition in HFTDs Remote GridWLDFREquipment / facility failureAggregated | WLDFR | HFTD - Distribution - Tier 3 - 2QU CoRE ¦ 4QU LoRE | Red Flag Warning - Catastrophic Fires | Equipment / facility failure | Aggregated | 2051 | 1.4739e-05 | 108.7427 | 0.0016027 | 2051 | Mitigation | 0.95 | 45 | 0 | esc | 0.00097009 | 1.4298e-08 | 0.00097009 | 1.4298e-08 | 0.0027816 | 8.7458e-07 | 0.010315 | 6.0335e-07
[120 empty] | 7.3.3.17.5 (Remote Grid) Updates to grid topology to minimize risk of ignition in HFTDs Remote GridWLDFREquipment / facility failureAggregated | WLDFR | HFTD - Distribution - Tier 3 - 2QU CoRE ¦ 4QU LoRE | Red Flag Warning - Catastrophic Fires | Equipment / facility failure | Aggregated | 2052 | 1.4739e-05 | 108.7427 | 0.0016027 | 2052 | Mitigation | 0.95 | 45 | 0 | esc | 0.00097009 | 1.4298e-08 | 0.00097009 | 1.4298e-08 | 0.0027816 | 8.7458e-07 | 0.010315 | 6.0335e-07
[120 empty] | 7.3.3.17.5 (Remote Grid) Updates to grid topology to minimize risk of ignition in HFTDs Remote GridWLDFREquipment / facility failureAggregated | WLDFR | HFTD - Distribution - Tier 3 - 2QU CoRE ¦ 4QU LoRE | Red Flag Warning - Catastrophic Fires | Equipment / facility failure | Aggregated | 2053 | 1.4739e-05 | 108.7427 | 0.0016027 | 2053 | Mitigation | 0.95 | 45 | 0 | esc | 0.00097009 | 1.4298e-08 | 0.00097009 | 1.4298e-08 | 0.0027816 | 8.7458e-07 | 0.010315 | 6.0335e-07
[120 empty] | 7.3.3.17.5 (Remote Grid) Updates to grid topology to minimize risk of ignition in HFTDs Remote GridWLDFREquipment / facility failureAggregated | WLDFR | HFTD - Distribution - Tier 3 - 2QU CoRE ¦ 4QU LoRE | Red Flag Warning - Catastrophic Fires | Equipment / facility failure | Aggregated | 2054 | 1.4739e-05 | 108.7427 | 0.0016027 | 2054 | Mitigation | 0.95 | 45 | 0 | esc | 0.00097009 | 1.4298e-08 | 0.00097009 | 1.4298e-08 | 0.0027816 | 8.7458e-07 | 0.010315 | 6.0335e-07
[120 empty] | 7.3.3.17.5 (Remote Grid) Updates to grid topology to minimize risk of ignition in HFTDs Remote GridWLDFREquipment / facility failureAggregated | WLDFR | HFTD - Distribution - Tier 3 - 2QU CoRE ¦ 4QU LoRE | Red Flag Warning - Catastrophic Fires | Equipment / facility failure | Aggregated | 2055 | 1.4739e-05 | 108.7427 | 0.0016027 | 2055 | Mitigation | 0.95 | 45 | 0 | esc | 0.00097009 | 1.4298e-08 | 0.00097009 | 1.4298e-08 | 0.0027816 | 8.7458e-07 | 0.010315 | 6.0335e-07
[120 empty] | 7.3.3.17.5 (Remote Grid) Updates to grid topology to minimize risk of ignition in HFTDs Remote GridWLDFREquipment / facility failureAggregated | WLDFR | HFTD - Distribution - Tier 3 - 2QU CoRE ¦ 4QU LoRE | Red Flag Warning - Catastrophic Fires | Equipment / facility failure | Aggregated | 2056 | 1.4739e-05 | 108.7427 | 0.0016027 | 2056 | Mitigation | 0.95 | 45 | 0 | esc | 0.00097009 | 1.4298e-08 | 0.00097009 | 1.4298e-08 | 0.0027816 | 8.7458e-07 | 0.010315 | 6.0335e-07
[120 empty] | 7.3.3.17.5 (Remote Grid) Updates to grid topology to minimize risk of ignition in HFTDs Remote GridWLDFREquipment / facility failureAggregated | WLDFR | HFTD - Distribution - Tier 3 - 2QU CoRE ¦ 4QU LoRE | Red Flag Warning - Catastrophic Fires | Equipment / facility failure | Aggregated | 2057 | 1.4739e-05 | 108.7427 | 0.0016027 | 2057 | Mitigation | 0.95 | 45 | 0 | esc | 0.00097009 | 1.4298e-08 | 0.00097009 | 1.4298e-08 | 0.0027816 | 8.7458e-07 | 0.010315 | 6.0335e-07
[120 empty] | 7.3.3.17.5 (Remote Grid) Updates to grid topology to minimize risk of ignition in HFTDs Remote GridWLDFREquipment / facility failureAggregated | WLDFR | HFTD - Distribution - Tier 3 - 2QU CoRE ¦ 4QU LoRE | Red Flag Warning - Catastrophic Fires | Equipment / facility failure | Aggregated | 2058 | 1.4739e-05 | 108.7427 | 0.0016027 | 2058 | Mitigation | 0.95 | 45 | 0 | esc | 0.00097009 | 1.4298e-08 | 0.00097009 | 1.4298e-08 | 0.0027816 | 8.7458e-07 | 0.010315 | 6.0335e-07
[120 empty] | 7.3.3.17.5 (Remote Grid) Updates to grid topology to minimize risk of ignition in HFTDs Remote GridWLDFREquipment / facility failureAggregated | WLDFR | HFTD - Distribution - Tier 3 - 2QU CoRE ¦ 4QU LoRE | Red Flag Warning - Catastrophic Fires | Equipment / facility failure | Aggregated | 2059 | 1.4739e-05 | 108.7427 | 0.0016027 | 2059 | Mitigation | 0.95 | 45 | 0 | esc | 0.00097009 | 1.4298e-08 | 0.00097009 | 1.4298e-08 | 0.0027816 | 8.7458e-07 | 0.010315 | 6.0335e-07
[120 empty] | 7.3.3.17.5 (Remote Grid) Updates to grid topology to minimize risk of ignition in HFTDs Remote GridWLDFREquipment / facility failureAggregated | WLDFR | HFTD - Distribution - Tier 3 - 2QU CoRE ¦ 4QU LoRE | Red Flag Warning - Catastrophic Fires | Equipment / facility failure | Aggregated | 2060 | 1.4739e-05 | 108.7427 | 0.0016027 | 2060 | Mitigation | 0.95 | 45 | 0 | esc | 0.00097009 | 1.4298e-08 | 0.00097009 | 1.4298e-08 | 0.0027816 | 8.7458e-07 | 0.010315 | 6.0335e-07
[120 empty] | 7.3.3.17.5 (Remote Grid) Updates to grid topology to minimize risk of ignition in HFTDs Remote GridWLDFREquipment / facility failureAggregated | WLDFR | HFTD - Distribution - Tier 3 - 2QU CoRE ¦ 4QU LoRE | Red Flag Warning - Catastrophic Fires | Equipment / facility failure | Aggregated | 2061 | 1.4739e-05 | 108.7427 | 0.0016027 | 2061 | Mitigation | 0.95 | 45 | 0 | esc | 0.00097009 | 1.4298e-08 | 0.00097009 | 1.4298e-08 | 0.0027816 | 8.7458e-07 | 0.010315 | 6.0335e-07
[120 empty] | 7.3.3.17.5 (Remote Grid) Updates to grid topology to minimize risk of ignition in HFTDs Remote GridWLDFREquipment / facility failureAggregated | WLDFR | HFTD - Distribution - Tier 3 - 2QU CoRE ¦ 4QU LoRE | Red Flag Warning - Catastrophic Fires | Equipment / facility failure | Aggregated | 2062 | 1.4739e-05 | 108.7427 | 0.0016027 | 2062 | Mitigation | 0.95 | 45 | 0 | esc | 0.00097009 | 1.4298e-08 | 0.00097009 | 1.4298e-08 | 0.0027816 | 8.7458e-07 | 0.010315 | 6.0335e-07
[120 empty] | 7.3.3.17.5 (Remote Grid) Updates to grid topology to minimize risk of ignition in HFTDs Remote GridWLDFREquipment / facility failureAggregated | WLDFR | HFTD - Distribution - Tier 3 - 2QU CoRE ¦ 4QU LoRE | Red Flag Warning - Catastrophic Fires | Equipment / facility failure | Aggregated | 2063 | 1.4739e-05 | 108.7427 | 0.0016027 | 2063 | Mitigation | 0.95 | 45 | 0 | esc | 0.00097009 | 1.4298e-08 | 0.00097009 | 1.4298e-08 | 0.0027816 | 8.7458e-07 | 0.010315 | 6.0335e-07
[120 empty] | 7.3.3.17.5 (Remote Grid) Updates to grid topology to minimize risk of ignition in HFTDs Remote GridWLDFREquipment / facility failureAggregated | WLDFR | HFTD - Distribution - Tier 3 - 2QU CoRE ¦ 4QU LoRE | Red Flag Warning - Catastrophic Fires | Equipment / facility failure | Aggregated | 2064 | 1.4739e-05 | 108.7427 | 0.0016027 | 2064 | Mitigation | 0.95 | 45 | 0 | esc | 0.00097009 | 1.4298e-08 | 0.00097009 | 1.4298e-08 | 0.0027816 | 8.7458e-07 | 0.010315 | 6.0335e-07
[120 empty] | 7.3.3.17.5 (Remote Grid) Updates to grid topology to minimize risk of ignition in HFTDs Remote GridWLDFREquipment / facility failureAggregated | WLDFR | HFTD - Distribution - Tier 3 - 2QU CoRE ¦ 4QU LoRE | Red Flag Warning - Catastrophic Fires | Equipment / facility failure | Aggregated | 2065 | 1.4739e-05 | 108.7427 | 0.0016027 | 2065 | Mitigation | 0.95 | 45 | 0 | esc | 0.00097009 | 1.4298e-08 | 0.00097009 | 1.4298e-08 | 0.0027816 | 8.7458e-07 | 0.010315 | 6.0335e-07
[120 empty] | 7.3.3.17.5 (Remote Grid) Updates to grid topology to minimize risk of ignition in HFTDs Remote GridWLDFREquipment / facility failureAggregated | WLDFR | HFTD - Distribution - Tier 3 - 2QU CoRE ¦ 4QU LoRE | Red Flag Warning - Catastrophic Fires | Equipment / facility failure | Aggregated | 2066 | 1.4739e-05 | 108.7427 | 0.0016027 | 2066 | Mitigation | 0.95 | 45 | 0 | esc | 0.00097009 | 1.4298e-08 | 0.00097009 | 1.4298e-08 | 0.0027816 | 8.7458e-07 | 0.010315 | 6.0335e-07
[120 empty] | 7.3.3.17.5 (Remote Grid) Updates to grid topology to minimize risk of ignition in HFTDs Remote GridWLDFREquipment / facility failureAggregated | WLDFR | HFTD - Distribution - Tier 3 - 2QU CoRE ¦ 4QU LoRE | Red Flag Warning - Catastrophic Fires | Equipment / facility failure | Aggregated | 2067 | 1.4739e-05 | 108.7427 | 0.0016027 | 2067 | Mitigation | 0.95 | 45 | 0 | esc | 0 | 0 | 0.00097009 | 1.4298e-08 | 0.0027816 | 8.7458e-07 | 0.010315 | 6.0335e-07
[120 empty] | 7.3.3.17.5 (Remote Grid) Updates to grid topology to minimize risk of ignition in HFTDs Remote GridWLDFRVegetation ContactAggregated | WLDFR | HFTD - Distribution - Tier 3 - 2QU CoRE ¦ 4QU LoRE | Red Flag Warning - Catastrophic Fires | Vegetation Contact | Aggregated | 2022 | 4.0169e-05 | 108.7427 | 0.0043681 | 2022 | Mitigation | 0.95 | 45 | 0 | esc | 0.00097009 | 3.8968e-08 | 0 | 0 | 0.0027816 | 8.7458e-07 | 0.010315 | 6.0335e-07
[120 empty] | 7.3.3.17.5 (Remote Grid) Updates to grid topology to minimize risk of ignition in HFTDs Remote GridWLDFRVegetation ContactAggregated | WLDFR | HFTD - Distribution - Tier 3 - 2QU CoRE ¦ 4QU LoRE | Red Flag Warning - Catastrophic Fires | Vegetation Contact | Aggregated | 2023 | 4.0169e-05 | 108.7427 | 0.0043681 | 2023 | Mitigation | 0.95 | 45 | 0 | esc | 0.00097009 | 3.8968e-08 | 0.00097009 | 3.8968e-08 | 0.0027816 | 8.7458e-07 | 0.010315 | 6.0335e-07
[120 empty] | 7.3.3.17.5 (Remote Grid) Updates to grid topology to minimize risk of ignition in HFTDs Remote GridWLDFRVegetation ContactAggregated | WLDFR | HFTD - Distribution - Tier 3 - 2QU CoRE ¦ 4QU LoRE | Red Flag Warning - Catastrophic Fires | Vegetation Contact | Aggregated | 2024 | 4.0169e-05 | 108.7427 | 0.0043681 | 2024 | Mitigation | 0.95 | 45 | 0 | esc | 0.00097009 | 3.8968e-08 | 0.00097009 | 3.8968e-08 | 0.0027816 | 8.7458e-07 | 0.010315 | 6.0335e-07
[120 empty] | 7.3.3.17.5 (Remote Grid) Updates to grid topology to minimize risk of ignition in HFTDs Remote GridWLDFRVegetation ContactAggregated | WLDFR | HFTD - Distribution - Tier 3 - 2QU CoRE ¦ 4QU LoRE | Red Flag Warning - Catastrophic Fires | Vegetation Contact | Aggregated | 2025 | 4.0169e-05 | 108.7427 | 0.0043681 | 2025 | Mitigation | 0.95 | 45 | 0 | esc | 0.00097009 | 3.8968e-08 | 0.00097009 | 3.8968e-08 | 0.0027816 | 8.7458e-07 | 0.010315 | 6.0335e-07
[120 empty] | 7.3.3.17.5 (Remote Grid) Updates to grid topology to minimize risk of ignition in HFTDs Remote GridWLDFRVegetation ContactAggregated | WLDFR | HFTD - Distribution - Tier 3 - 2QU CoRE ¦ 4QU LoRE | Red Flag Warning - Catastrophic Fires | Vegetation Contact | Aggregated | 2026 | 4.0169e-05 | 108.7427 | 0.0043681 | 2026 | Mitigation | 0.95 | 45 | 0 | esc | 0.00097009 | 3.8968e-08 | 0.00097009 | 3.8968e-08 | 0.0027816 | 8.7458e-07 | 0.010315 | 6.0335e-07
[120 empty] | 7.3.3.17.5 (Remote Grid) Updates to grid topology to minimize risk of ignition in HFTDs Remote GridWLDFRVegetation ContactAggregated | WLDFR | HFTD - Distribution - Tier 3 - 2QU CoRE ¦ 4QU LoRE | Red Flag Warning - Catastrophic Fires | Vegetation Contact | Aggregated | 2027 | 4.0169e-05 | 108.7427 | 0.0043681 | 2027 | Mitigation | 0.95 | 45 | 0 | esc | 0.00097009 | 3.8968e-08 | 0.00097009 | 3.8968e-08 | 0.0027816 | 8.7458e-07 | 0.010315 | 6.0335e-07
[120 empty] | 7.3.3.17.5 (Remote Grid) Updates to grid topology to minimize risk of ignition in HFTDs Remote GridWLDFRVegetation ContactAggregated | WLDFR | HFTD - Distribution - Tier 3 - 2QU CoRE ¦ 4QU LoRE | Red Flag Warning - Catastrophic Fires | Vegetation Contact | Aggregated | 2028 | 4.0169e-05 | 108.7427 | 0.0043681 | 2028 | Mitigation | 0.95 | 45 | 0 | esc | 0.00097009 | 3.8968e-08 | 0.00097009 | 3.8968e-08 | 0.0027816 | 8.7458e-07 | 0.010315 | 6.0335e-07
[120 empty] | 7.3.3.17.5 (Remote Grid) Updates to grid topology to minimize risk of ignition in HFTDs Remote GridWLDFRVegetation ContactAggregated | WLDFR | HFTD - Distribution - Tier 3 - 2QU CoRE ¦ 4QU LoRE | Red Flag Warning - Catastrophic Fires | Vegetation Contact | Aggregated | 2029 | 4.0169e-05 | 108.7427 | 0.0043681 | 2029 | Mitigation | 0.95 | 45 | 0 | esc | 0.00097009 | 3.8968e-08 | 0.00097009 | 3.8968e-08 | 0.0027816 | 8.7458e-07 | 0.010315 | 6.0335e-07
[120 empty] | 7.3.3.17.5 (Remote Grid) Updates to grid topology to minimize risk of ignition in HFTDs Remote GridWLDFRVegetation ContactAggregated | WLDFR | HFTD - Distribution - Tier 3 - 2QU CoRE ¦ 4QU LoRE | Red Flag Warning - Catastrophic Fires | Vegetation Contact | Aggregated | 2030 | 4.0169e-05 | 108.7427 | 0.0043681 | 2030 | Mitigation | 0.95 | 45 | 0 | esc | 0.00097009 | 3.8968e-08 | 0.00097009 | 3.8968e-08 | 0.0027816 | 8.7458e-07 | 0 | 0
[120 empty] | 7.3.3.17.5 (Remote Grid) Updates to grid topology to minimize risk of ignition in HFTDs Remote GridWLDFRVegetation ContactAggregated | WLDFR | HFTD - Distribution - Tier 3 - 2QU CoRE ¦ 4QU LoRE | Red Flag Warning - Catastrophic Fires | Vegetation Contact | Aggregated | 2031 | 4.0169e-05 | 108.7427 | 0.0043681 | 2031 | Mitigation | 0.95 | 45 | 0 | esc | 0.00097009 | 3.8968e-08 | 0.00097009 | 3.8968e-08 | 0.0027816 | 8.7458e-07 | 0 | 0
[120 empty] | 7.3.3.17.5 (Remote Grid) Updates to grid topology to minimize risk of ignition in HFTDs Remote GridWLDFRVegetation ContactAggregated | WLDFR | HFTD - Distribution - Tier 3 - 2QU CoRE ¦ 4QU LoRE | Red Flag Warning - Catastrophic Fires | Vegetation Contact | Aggregated | 2032 | 4.0169e-05 | 108.7427 | 0.0043681 | 2032 | Mitigation | 0.95 | 45 | 0 | esc | 0.00097009 | 3.8968e-08 | 0.00097009 | 3.8968e-08 | 0.0027816 | 8.7458e-07 | 0.013666 | 1.5881e-06
[120 empty] | 7.3.3.17.5 (Remote Grid) Updates to grid topology to minimize risk of ignition in HFTDs Remote GridWLDFRVegetation ContactAggregated | WLDFR | HFTD - Distribution - Tier 3 - 2QU CoRE ¦ 4QU LoRE | Red Flag Warning - Catastrophic Fires | Vegetation Contact | Aggregated | 2033 | 4.0169e-05 | 108.7427 | 0.0043681 | 2033 | Mitigation | 0.95 | 45 | 0 | esc | 0.00097009 | 3.8968e-08 | 0.00097009 | 3.8968e-08 | 0.0027816 | 8.7458e-07 | 0.013666 | 1.5881e-06
[120 empty] | 7.3.3.17.5 (Remote Grid) Updates to grid topology to minimize risk of ignition in HFTDs Remote GridWLDFRVegetation ContactAggregated | WLDFR | HFTD - Distribution - Tier 3 - 2QU CoRE ¦ 4QU LoRE | Red Flag Warning - Catastrophic Fires | Vegetation Contact | Aggregated | 2034 | 4.0169e-05 | 108.7427 | 0.0043681 | 2034 | Mitigation | 0.95 | 45 | 0 | esc | 0.00097009 | 3.8968e-08 | 0.00097009 | 3.8968e-08 | 0.0027816 | 8.7458e-07 | 0.013666 | 1.5881e-06
[120 empty] | 7.3.3.17.5 (Remote Grid) Updates to grid topology to minimize risk of ignition in HFTDs Remote GridWLDFRVegetation ContactAggregated | WLDFR | HFTD - Distribution - Tier 3 - 2QU CoRE ¦ 4QU LoRE | Red Flag Warning - Catastrophic Fires | Vegetation Contact | Aggregated | 2035 | 4.0169e-05 | 108.7427 | 0.0043681 | 2035 | Mitigation | 0.95 | 45 | 0 | esc | 0.00097009 | 3.8968e-08 | 0.00097009 | 3.8968e-08 | 0.0027816 | 8.7458e-07 | 0.013666 | 1.5881e-06
[120 empty] | 7.3.3.17.5 (Remote Grid) Updates to grid topology to minimize risk of ignition in HFTDs Remote GridWLDFRVegetation ContactAggregated | WLDFR | HFTD - Distribution - Tier 3 - 2QU CoRE ¦ 4QU LoRE | Red Flag Warning - Catastrophic Fires | Vegetation Contact | Aggregated | 2036 | 4.0169e-05 | 108.7427 | 0.0043681 | 2036 | Mitigation | 0.95 | 45 | 0 | esc | 0.00097009 | 3.8968e-08 | 0.00097009 | 3.8968e-08 | 0.0027816 | 8.7458e-07 | 0.013666 | 1.5881e-06
[120 empty] | 7.3.3.17.5 (Remote Grid) Updates to grid topology to minimize risk of ignition in HFTDs Remote GridWLDFRVegetation ContactAggregated | WLDFR | HFTD - Distribution - Tier 3 - 2QU CoRE ¦ 4QU LoRE | Red Flag Warning - Catastrophic Fires | Vegetation Contact | Aggregated | 2037 | 4.0169e-05 | 108.7427 | 0.0043681 | 2037 | Mitigation | 0.95 | 45 | 0 | esc | 0.00097009 | 3.8968e-08 | 0.00097009 | 3.8968e-08 | 0.0027816 | 8.7458e-07 | 0.013666 | 1.5881e-06
[120 empty] | 7.3.3.17.5 (Remote Grid) Updates to grid topology to minimize risk of ignition in HFTDs Remote GridWLDFRVegetation ContactAggregated | WLDFR | HFTD - Distribution - Tier 3 - 2QU CoRE ¦ 4QU LoRE | Red Flag Warning - Catastrophic Fires | Vegetation Contact | Aggregated | 2038 | 4.0169e-05 | 108.7427 | 0.0043681 | 2038 | Mitigation | 0.95 | 45 | 0 | esc | 0.00097009 | 3.8968e-08 | 0.00097009 | 3.8968e-08 | 0.0027816 | 8.7458e-07 | 0.013666 | 1.5881e-06
[120 empty] | 7.3.3.17.5 (Remote Grid) Updates to grid topology to minimize risk of ignition in HFTDs Remote GridWLDFRVegetation ContactAggregated | WLDFR | HFTD - Distribution - Tier 3 - 2QU CoRE ¦ 4QU LoRE | Red Flag Warning - Catastrophic Fires | Vegetation Contact | Aggregated | 2039 | 4.0169e-05 | 108.7427 | 0.0043681 | 2039 | Mitigation | 0.95 | 45 | 0 | esc | 0.00097009 | 3.8968e-08 | 0.00097009 | 3.8968e-08 | 0.0027816 | 8.7458e-07 | 0.013666 | 1.5881e-06
[120 empty] | 7.3.3.17.5 (Remote Grid) Updates to grid topology to minimize risk of ignition in HFTDs Remote GridWLDFRVegetation ContactAggregated | WLDFR | HFTD - Distribution - Tier 3 - 2QU CoRE ¦ 4QU LoRE | Red Flag Warning - Catastrophic Fires | Vegetation Contact | Aggregated | 2040 | 4.0169e-05 | 108.7427 | 0.0043681 | 2040 | Mitigation | 0.95 | 45 | 0 | esc | 0.00097009 | 3.8968e-08 | 0.00097009 | 3.8968e-08 | 0.0027816 | 8.7458e-07 | 0.013666 | 1.5881e-06
[120 empty] | 7.3.3.17.5 (Remote Grid) Updates to grid topology to minimize risk of ignition in HFTDs Remote GridWLDFRVegetation ContactAggregated | WLDFR | HFTD - Distribution - Tier 3 - 2QU CoRE ¦ 4QU LoRE | Red Flag Warning - Catastrophic Fires | Vegetation Contact | Aggregated | 2041 | 4.0169e-05 | 108.7427 | 0.0043681 | 2041 | Mitigation | 0.95 | 45 | 0 | esc | 0.00097009 | 3.8968e-08 | 0.00097009 | 3.8968e-08 | 0.0027816 | 8.7458e-07 | 0.013666 | 1.5881e-06
[120 empty] | 7.3.3.17.5 (Remote Grid) Updates to grid topology to minimize risk of ignition in HFTDs Remote GridWLDFRVegetation ContactAggregated | WLDFR | HFTD - Distribution - Tier 3 - 2QU CoRE ¦ 4QU LoRE | Red Flag Warning - Catastrophic Fires | Vegetation Contact | Aggregated | 2042 | 4.0169e-05 | 108.7427 | 0.0043681 | 2042 | Mitigation | 0.95 | 45 | 0 | esc | 0.00097009 | 3.8968e-08 | 0.00097009 | 3.8968e-08 | 0.0027816 | 8.7458e-07 | 0.013666 | 1.5881e-06
[120 empty] | 7.3.3.17.5 (Remote Grid) Updates to grid topology to minimize risk of ignition in HFTDs Remote GridWLDFRVegetation ContactAggregated | WLDFR | HFTD - Distribution - Tier 3 - 2QU CoRE ¦ 4QU LoRE | Red Flag Warning - Catastrophic Fires | Vegetation Contact | Aggregated | 2043 | 4.0169e-05 | 108.7427 | 0.0043681 | 2043 | Mitigation | 0.95 | 45 | 0 | esc | 0.00097009 | 3.8968e-08 | 0.00097009 | 3.8968e-08 | 0.0027816 | 8.7458e-07 | 0.013666 | 1.5881e-06
[120 empty] | 7.3.3.17.5 (Remote Grid) Updates to grid topology to minimize risk of ignition in HFTDs Remote GridWLDFRVegetation ContactAggregated | WLDFR | HFTD - Distribution - Tier 3 - 2QU CoRE ¦ 4QU LoRE | Red Flag Warning - Catastrophic Fires | Vegetation Contact | Aggregated | 2044 | 4.0169e-05 | 108.7427 | 0.0043681 | 2044 | Mitigation | 0.95 | 45 | 0 | esc | 0.00097009 | 3.8968e-08 | 0.00097009 | 3.8968e-08 | 0.0027816 | 8.7458e-07 | 0.013666 | 1.5881e-06
[120 empty] | 7.3.3.17.5 (Remote Grid) Updates to grid topology to minimize risk of ignition in HFTDs Remote GridWLDFRVegetation ContactAggregated | WLDFR | HFTD - Distribution - Tier 3 - 2QU CoRE ¦ 4QU LoRE | Red Flag Warning - Catastrophic Fires | Vegetation Contact | Aggregated | 2045 | 4.0169e-05 | 108.7427 | 0.0043681 | 2045 | Mitigation | 0.95 | 45 | 0 | esc | 0.00097009 | 3.8968e-08 | 0.00097009 | 3.8968e-08 | 0.0027816 | 8.7458e-07 | 0.013666 | 1.5881e-06
[120 empty] | 7.3.3.17.5 (Remote Grid) Updates to grid topology to minimize risk of ignition in HFTDs Remote GridWLDFRVegetation ContactAggregated | WLDFR | HFTD - Distribution - Tier 3 - 2QU CoRE ¦ 4QU LoRE | Red Flag Warning - Catastrophic Fires | Vegetation Contact | Aggregated | 2046 | 4.0169e-05 | 108.7427 | 0.0043681 | 2046 | Mitigation | 0.95 | 45 | 0 | esc | 0.00097009 | 3.8968e-08 | 0.00097009 | 3.8968e-08 | 0.0027816 | 8.7458e-07 | 0.013666 | 1.5881e-06
[120 empty] | 7.3.3.17.5 (Remote Grid) Updates to grid topology to minimize risk of ignition in HFTDs Remote GridWLDFRVegetation ContactAggregated | WLDFR | HFTD - Distribution - Tier 3 - 2QU CoRE ¦ 4QU LoRE | Red Flag Warning - Catastrophic Fires | Vegetation Contact | Aggregated | 2047 | 4.0169e-05 | 108.7427 | 0.0043681 | 2047 | Mitigation | 0.95 | 45 | 0 | esc | 0.00097009 | 3.8968e-08 | 0.00097009 | 3.8968e-08 | 0.0027816 | 8.7458e-07 | 0.013666 | 1.5881e-06
[120 empty] | 7.3.3.17.5 (Remote Grid) Updates to grid topology to minimize risk of ignition in HFTDs Remote GridWLDFRVegetation ContactAggregated | WLDFR | HFTD - Distribution - Tier 3 - 2QU CoRE ¦ 4QU LoRE | Red Flag Warning - Catastrophic Fires | Vegetation Contact | Aggregated | 2048 | 4.0169e-05 | 108.7427 | 0.0043681 | 2048 | Mitigation | 0.95 | 45 | 0 | esc | 0.00097009 | 3.8968e-08 | 0.00097009 | 3.8968e-08 | 0 | 0 | 0.013666 | 1.5881e-06
[120 empty] | 7.3.3.17.5 (Remote Grid) Updates to grid topology to minimize risk of ignition in HFTDs Remote GridWLDFRVegetation ContactAggregated | WLDFR | HFTD - Distribution - Tier 3 - 2QU CoRE ¦ 4QU LoRE | Red Flag Warning - Catastrophic Fires | Vegetation Contact | Aggregated | 2049 | 4.0169e-05 | 108.7427 | 0.0043681 | 2049 | Mitigation | 0.95 | 45 | 0 | esc | 0.00097009 | 3.8968e-08 | 0.00097009 | 3.8968e-08 | 0.0027816 | 1.8412e-08 | 0.013666 | 1.5881e-06
[120 empty] | 7.3.3.17.5 (Remote Grid) Updates to grid topology to minimize risk of ignition in HFTDs Remote GridWLDFRVegetation ContactAggregated | WLDFR | HFTD - Distribution - Tier 3 - 2QU CoRE ¦ 4QU LoRE | Red Flag Warning - Catastrophic Fires | Vegetation Contact | Aggregated | 2050 | 4.0169e-05 | 108.7427 | 0.0043681 | 2050 | Mitigation | 0.95 | 45 | 0 | esc | 0.00097009 | 3.8968e-08 | 0.00097009 | 3.8968e-08 | 0.0027816 | 1.8412e-08 | 0.013666 | 1.5881e-06
[120 empty] | 7.3.3.17.5 (Remote Grid) Updates to grid topology to minimize risk of ignition in HFTDs Remote GridWLDFRVegetation ContactAggregated | WLDFR | HFTD - Distribution - Tier 3 - 2QU CoRE ¦ 4QU LoRE | Red Flag Warning - Catastrophic Fires | Vegetation Contact | Aggregated | 2051 | 4.0169e-05 | 108.7427 | 0.0043681 | 2051 | Mitigation | 0.95 | 45 | 0 | esc | 0.00097009 | 3.8968e-08 | 0.00097009 | 3.8968e-08 | 0.0027816 | 1.8412e-08 | 0.013666 | 1.5881e-06
[120 empty] | 7.3.3.17.5 (Remote Grid) Updates to grid topology to minimize risk of ignition in HFTDs Remote GridWLDFRVegetation ContactAggregated | WLDFR | HFTD - Distribution - Tier 3 - 2QU CoRE ¦ 4QU LoRE | Red Flag Warning - Catastrophic Fires | Vegetation Contact | Aggregated | 2052 | 4.0169e-05 | 108.7427 | 0.0043681 | 2052 | Mitigation | 0.95 | 45 | 0 | esc | 0.00097009 | 3.8968e-08 | 0.00097009 | 3.8968e-08 | 0.0027816 | 1.8412e-08 | 0.013666 | 1.5881e-06
[120 empty] | 7.3.3.17.5 (Remote Grid) Updates to grid topology to minimize risk of ignition in HFTDs Remote GridWLDFRVegetation ContactAggregated | WLDFR | HFTD - Distribution - Tier 3 - 2QU CoRE ¦ 4QU LoRE | Red Flag Warning - Catastrophic Fires | Vegetation Contact | Aggregated | 2053 | 4.0169e-05 | 108.7427 | 0.0043681 | 2053 | Mitigation | 0.95 | 45 | 0 | esc | 0.00097009 | 3.8968e-08 | 0.00097009 | 3.8968e-08 | 0.0027816 | 1.8412e-08 | 0.013666 | 1.5881e-06
[120 empty] | 7.3.3.17.5 (Remote Grid) Updates to grid topology to minimize risk of ignition in HFTDs Remote GridWLDFRVegetation ContactAggregated | WLDFR | HFTD - Distribution - Tier 3 - 2QU CoRE ¦ 4QU LoRE | Red Flag Warning - Catastrophic Fires | Vegetation Contact | Aggregated | 2054 | 4.0169e-05 | 108.7427 | 0.0043681 | 2054 | Mitigation | 0.95 | 45 | 0 | esc | 0.00097009 | 3.8968e-08 | 0.00097009 | 3.8968e-08 | 0.0027816 | 1.8412e-08 | 0.013666 | 1.5881e-06
[120 empty] | 7.3.3.17.5 (Remote Grid) Updates to grid topology to minimize risk of ignition in HFTDs Remote GridWLDFRVegetation ContactAggregated | WLDFR | HFTD - Distribution - Tier 3 - 2QU CoRE ¦ 4QU LoRE | Red Flag Warning - Catastrophic Fires | Vegetation Contact | Aggregated | 2055 | 4.0169e-05 | 108.7427 | 0.0043681 | 2055 | Mitigation | 0.95 | 45 | 0 | esc | 0.00097009 | 3.8968e-08 | 0.00097009 | 3.8968e-08 | 0.0027816 | 1.8412e-08 | 0.013666 | 1.5881e-06
[120 empty] | 7.3.3.17.5 (Remote Grid) Updates to grid topology to minimize risk of ignition in HFTDs Remote GridWLDFRVegetation ContactAggregated | WLDFR | HFTD - Distribution - Tier 3 - 2QU CoRE ¦ 4QU LoRE | Red Flag Warning - Catastrophic Fires | Vegetation Contact | Aggregated | 2056 | 4.0169e-05 | 108.7427 | 0.0043681 | 2056 | Mitigation | 0.95 | 45 | 0 | esc | 0.00097009 | 3.8968e-08 | 0.00097009 | 3.8968e-08 | 0.0027816 | 1.8412e-08 | 0.013666 | 1.5881e-06
[120 empty] | 7.3.3.17.5 (Remote Grid) Updates to grid topology to minimize risk of ignition in HFTDs Remote GridWLDFRVegetation ContactAggregated | WLDFR | HFTD - Distribution - Tier 3 - 2QU CoRE ¦ 4QU LoRE | Red Flag Warning - Catastrophic Fires | Vegetation Contact | Aggregated | 2057 | 4.0169e-05 | 108.7427 | 0.0043681 | 2057 | Mitigation | 0.95 | 45 | 0 | esc | 0.00097009 | 3.8968e-08 | 0.00097009 | 3.8968e-08 | 0.0027816 | 1.8412e-08 | 0.013666 | 1.5881e-06
[120 empty] | 7.3.3.17.5 (Remote Grid) Updates to grid topology to minimize risk of ignition in HFTDs Remote GridWLDFRVegetation ContactAggregated | WLDFR | HFTD - Distribution - Tier 3 - 2QU CoRE ¦ 4QU LoRE | Red Flag Warning - Catastrophic Fires | Vegetation Contact | Aggregated | 2058 | 4.0169e-05 | 108.7427 | 0.0043681 | 2058 | Mitigation | 0.95 | 45 | 0 | esc | 0.00097009 | 3.8968e-08 | 0.00097009 | 3.8968e-08 | 0.0027816 | 1.8412e-08 | 0.013666 | 1.5881e-06
[120 empty] | 7.3.3.17.5 (Remote Grid) Updates to grid topology to minimize risk of ignition in HFTDs Remote GridWLDFRVegetation ContactAggregated | WLDFR | HFTD - Distribution - Tier 3 - 2QU CoRE ¦ 4QU LoRE | Red Flag Warning - Catastrophic Fires | Vegetation Contact | Aggregated | 2059 | 4.0169e-05 | 108.7427 | 0.0043681 | 2059 | Mitigation | 0.95 | 45 | 0 | esc | 0.00097009 | 3.8968e-08 | 0.00097009 | 3.8968e-08 | 0.0027816 | 1.8412e-08 | 0.013666 | 1.5881e-06
[120 empty] | 7.3.3.17.5 (Remote Grid) Updates to grid topology to minimize risk of ignition in HFTDs Remote GridWLDFRVegetation ContactAggregated | WLDFR | HFTD - Distribution - Tier 3 - 2QU CoRE ¦ 4QU LoRE | Red Flag Warning - Catastrophic Fires | Vegetation Contact | Aggregated | 2060 | 4.0169e-05 | 108.7427 | 0.0043681 | 2060 | Mitigation | 0.95 | 45 | 0 | esc | 0.00097009 | 3.8968e-08 | 0.00097009 | 3.8968e-08 | 0.0027816 | 1.8412e-08 | 0.013666 | 1.5881e-06
[120 empty] | 7.3.3.17.5 (Remote Grid) Updates to grid topology to minimize risk of ignition in HFTDs Remote GridWLDFRVegetation ContactAggregated | WLDFR | HFTD - Distribution - Tier 3 - 2QU CoRE ¦ 4QU LoRE | Red Flag Warning - Catastrophic Fires | Vegetation Contact | Aggregated | 2061 | 4.0169e-05 | 108.7427 | 0.0043681 | 2061 | Mitigation | 0.95 | 45 | 0 | esc | 0.00097009 | 3.8968e-08 | 0.00097009 | 3.8968e-08 | 0.0027816 | 1.8412e-08 | 0.013666 | 1.5881e-06
[120 empty] | 7.3.3.17.5 (Remote Grid) Updates to grid topology to minimize risk of ignition in HFTDs Remote GridWLDFRVegetation ContactAggregated | WLDFR | HFTD - Distribution - Tier 3 - 2QU CoRE ¦ 4QU LoRE | Red Flag Warning - Catastrophic Fires | Vegetation Contact | Aggregated | 2062 | 4.0169e-05 | 108.7427 | 0.0043681 | 2062 | Mitigation | 0.95 | 45 | 0 | esc | 0.00097009 | 3.8968e-08 | 0.00097009 | 3.8968e-08 | 0.0027816 | 1.8412e-08 | 0 | 0
[120 empty] | 7.3.3.17.5 (Remote Grid) Updates to grid topology to minimize risk of ignition in HFTDs Remote GridWLDFRVegetation ContactAggregated | WLDFR | HFTD - Distribution - Tier 3 - 2QU CoRE ¦ 4QU LoRE | Red Flag Warning - Catastrophic Fires | Vegetation Contact | Aggregated | 2063 | 4.0169e-05 | 108.7427 | 0.0043681 | 2063 | Mitigation | 0.95 | 45 | 0 | esc | 0.00097009 | 3.8968e-08 | 0.00097009 | 3.8968e-08 | 0.0027816 | 1.8412e-08 | 0 | 0
[120 empty] | 7.3.3.17.5 (Remote Grid) Updates to grid topology to minimize risk of ignition in HFTDs Remote GridWLDFRVegetation ContactAggregated | WLDFR | HFTD - Distribution - Tier 3 - 2QU CoRE ¦ 4QU LoRE | Red Flag Warning - Catastrophic Fires | Vegetation Contact | Aggregated | 2064 | 4.0169e-05 | 108.7427 | 0.0043681 | 2064 | Mitigation | 0.95 | 45 | 0 | esc | 0.00097009 | 3.8968e-08 | 0.00097009 | 3.8968e-08 | 0.0027816 | 1.8412e-08 | 0.0063316 | 1.5465e-07
[120 empty] | 7.3.3.17.5 (Remote Grid) Updates to grid topology to minimize risk of ignition in HFTDs Remote GridWLDFRVegetation ContactAggregated | WLDFR | HFTD - Distribution - Tier 3 - 2QU CoRE ¦ 4QU LoRE | Red Flag Warning - Catastrophic Fires | Vegetation Contact | Aggregated | 2065 | 4.0169e-05 | 108.7427 | 0.0043681 | 2065 | Mitigation | 0.95 | 45 | 0 | esc | 0.00097009 | 3.8968e-08 | 0.00097009 | 3.8968e-08 | 0.0027816 | 1.8412e-08 | 0.0063316 | 1.5465e-07
[120 empty] | 7.3.3.17.5 (Remote Grid) Updates to grid topology to minimize risk of ignition in HFTDs Remote GridWLDFRVegetation ContactAggregated | WLDFR | HFTD - Distribution - Tier 3 - 2QU CoRE ¦ 4QU LoRE | Red Flag Warning - Catastrophic Fires | Vegetation Contact | Aggregated | 2066 | 4.0169e-05 | 108.7427 | 0.0043681 | 2066 | Mitigation | 0.95 | 45 | 0 | esc | 0.00097009 | 3.8968e-08 | 0.00097009 | 3.8968e-08 | 0.0027816 | 1.8412e-08 | 0.0063316 | 1.5465e-07
[120 empty] | 7.3.3.17.5 (Remote Grid) Updates to grid topology to minimize risk of ignition in HFTDs Remote GridWLDFRVegetation ContactAggregated | WLDFR | HFTD - Distribution - Tier 3 - 2QU CoRE ¦ 4QU LoRE | Red Flag Warning - Catastrophic Fires | Vegetation Contact | Aggregated | 2067 | 4.0169e-05 | 108.7427 | 0.0043681 | 2067 | Mitigation | 0.95 | 45 | 0 | esc | 0 | 0 | 0.00097009 | 3.8968e-08 | 0.0027816 | 1.8412e-08 | 0.0063316 | 1.5465e-07
[120 empty] | 7.3.3.17.5 (Remote Grid) Updates to grid topology to minimize risk of ignition in HFTDs Remote GridWLDFREquipment / facility failureAggregated | WLDFR | HFTD - Distribution - Tier 3 - 2QU CoRE ¦ 4QU LoRE | Red Flag Warning - Destructive Fires | Equipment / facility failure | Aggregated | 2022 | 2.4704e-06 | 108.7427 | 0.00026864 | 2022 | Mitigation | 0.95 | 45 | 0 | esc | 0.00097009 | 2.3965e-09 | 0 | 0 | 0.0027816 | 1.8412e-08 | 0.0063316 | 1.5465e-07
[120 empty] | 7.3.3.17.5 (Remote Grid) Updates to grid topology to minimize risk of ignition in HFTDs Remote GridWLDFREquipment / facility failureAggregated | WLDFR | HFTD - Distribution - Tier 3 - 2QU CoRE ¦ 4QU LoRE | Red Flag Warning - Destructive Fires | Equipment / facility failure | Aggregated | 2023 | 2.4704e-06 | 108.7427 | 0.00026864 | 2023 | Mitigation | 0.95 | 45 | 0 | esc | 0.00097009 | 2.3965e-09 | 0.00097009 | 2.3965e-09 | 0.0027816 | 1.8412e-08 | 0.0063316 | 1.5465e-07
[120 empty] | 7.3.3.17.5 (Remote Grid) Updates to grid topology to minimize risk of ignition in HFTDs Remote GridWLDFREquipment / facility failureAggregated | WLDFR | HFTD - Distribution - Tier 3 - 2QU CoRE ¦ 4QU LoRE | Red Flag Warning - Destructive Fires | Equipment / facility failure | Aggregated | 2024 | 2.4704e-06 | 108.7427 | 0.00026864 | 2024 | Mitigation | 0.95 | 45 | 0 | esc | 0.00097009 | 2.3965e-09 | 0.00097009 | 2.3965e-09 | 0.0027816 | 1.8412e-08 | 0.0063316 | 1.5465e-07
[120 empty] | 7.3.3.17.5 (Remote Grid) Updates to grid topology to minimize risk of ignition in HFTDs Remote GridWLDFREquipment / facility failureAggregated | WLDFR | HFTD - Distribution - Tier 3 - 2QU CoRE ¦ 4QU LoRE | Red Flag Warning - Destructive Fires | Equipment / facility failure | Aggregated | 2025 | 2.4704e-06 | 108.7427 | 0.00026864 | 2025 | Mitigation | 0.95 | 45 | 0 | esc | 0.00097009 | 2.3965e-09 | 0.00097009 | 2.3965e-09 | 0.0027816 | 1.8412e-08 | 0.0063316 | 1.5465e-07
[120 empty] | 7.3.3.17.5 (Remote Grid) Updates to grid topology to minimize risk of ignition in HFTDs Remote GridWLDFREquipment / facility failureAggregated | WLDFR | HFTD - Distribution - Tier 3 - 2QU CoRE ¦ 4QU LoRE | Red Flag Warning - Destructive Fires | Equipment / facility failure | Aggregated | 2026 | 2.4704e-06 | 108.7427 | 0.00026864 | 2026 | Mitigation | 0.95 | 45 | 0 | esc | 0.00097009 | 2.3965e-09 | 0.00097009 | 2.3965e-09 | 0.0027816 | 1.8412e-08 | 0.0063316 | 1.5465e-07
[120 empty] | 7.3.3.17.5 (Remote Grid) Updates to grid topology to minimize risk of ignition in HFTDs Remote GridWLDFREquipment / facility failureAggregated | WLDFR | HFTD - Distribution - Tier 3 - 2QU CoRE ¦ 4QU LoRE | Red Flag Warning - Destructive Fires | Equipment / facility failure | Aggregated | 2027 | 2.4704e-06 | 108.7427 | 0.00026864 | 2027 | Mitigation | 0.95 | 45 | 0 | esc | 0.00097009 | 2.3965e-09 | 0.00097009 | 2.3965e-09 | 0.0027816 | 1.8412e-08 | 0.0063316 | 1.5465e-07
[120 empty] | 7.3.3.17.5 (Remote Grid) Updates to grid topology to minimize risk of ignition in HFTDs Remote GridWLDFREquipment / facility failureAggregated | WLDFR | HFTD - Distribution - Tier 3 - 2QU CoRE ¦ 4QU LoRE | Red Flag Warning - Destructive Fires | Equipment / facility failure | Aggregated | 2028 | 2.4704e-06 | 108.7427 | 0.00026864 | 2028 | Mitigation | 0.95 | 45 | 0 | esc | 0.00097009 | 2.3965e-09 | 0.00097009 | 2.3965e-09 | 0.0027816 | 1.8412e-08 | 0.0063316 | 1.5465e-07
[120 empty] | 7.3.3.17.5 (Remote Grid) Updates to grid topology to minimize risk of ignition in HFTDs Remote GridWLDFREquipment / facility failureAggregated | WLDFR | HFTD - Distribution - Tier 3 - 2QU CoRE ¦ 4QU LoRE | Red Flag Warning - Destructive Fires | Equipment / facility failure | Aggregated | 2029 | 2.4704e-06 | 108.7427 | 0.00026864 | 2029 | Mitigation | 0.95 | 45 | 0 | esc | 0.00097009 | 2.3965e-09 | 0.00097009 | 2.3965e-09 | 0.0027816 | 1.8412e-08 | 0.0063316 | 1.5465e-07
[120 empty] | 7.3.3.17.5 (Remote Grid) Updates to grid topology to minimize risk of ignition in HFTDs Remote GridWLDFREquipment / facility failureAggregated | WLDFR | HFTD - Distribution - Tier 3 - 2QU CoRE ¦ 4QU LoRE | Red Flag Warning - Destructive Fires | Equipment / facility failure | Aggregated | 2030 | 2.4704e-06 | 108.7427 | 0.00026864 | 2030 | Mitigation | 0.95 | 45 | 0 | esc | 0.00097009 | 2.3965e-09 | 0.00097009 | 2.3965e-09 | 0.0027816 | 1.8412e-08 | 0.0063316 | 1.5465e-07
[120 empty] | 7.3.3.17.5 (Remote Grid) Updates to grid topology to minimize risk of ignition in HFTDs Remote GridWLDFREquipment / facility failureAggregated | WLDFR | HFTD - Distribution - Tier 3 - 2QU CoRE ¦ 4QU LoRE | Red Flag Warning - Destructive Fires | Equipment / facility failure | Aggregated | 2031 | 2.4704e-06 | 108.7427 | 0.00026864 | 2031 | Mitigation | 0.95 | 45 | 0 | esc | 0.00097009 | 2.3965e-09 | 0.00097009 | 2.3965e-09 | 0.0027816 | 1.8412e-08 | 0.0063316 | 1.5465e-07
[120 empty] | 7.3.3.17.5 (Remote Grid) Updates to grid topology to minimize risk of ignition in HFTDs Remote GridWLDFREquipment / facility failureAggregated | WLDFR | HFTD - Distribution - Tier 3 - 2QU CoRE ¦ 4QU LoRE | Red Flag Warning - Destructive Fires | Equipment / facility failure | Aggregated | 2032 | 2.4704e-06 | 108.7427 | 0.00026864 | 2032 | Mitigation | 0.95 | 45 | 0 | esc | 0.00097009 | 2.3965e-09 | 0.00097009 | 2.3965e-09 | 0.0027816 | 1.8412e-08 | 0.0063316 | 1.5465e-07
[120 empty] | 7.3.3.17.5 (Remote Grid) Updates to grid topology to minimize risk of ignition in HFTDs Remote GridWLDFREquipment / facility failureAggregated | WLDFR | HFTD - Distribution - Tier 3 - 2QU CoRE ¦ 4QU LoRE | Red Flag Warning - Destructive Fires | Equipment / facility failure | Aggregated | 2033 | 2.4704e-06 | 108.7427 | 0.00026864 | 2033 | Mitigation | 0.95 | 45 | 0 | esc | 0.00097009 | 2.3965e-09 | 0.00097009 | 2.3965e-09 | 0.0027816 | 1.8412e-08 | 0.0063316 | 1.5465e-07
[120 empty] | 7.3.3.17.5 (Remote Grid) Updates to grid topology to minimize risk of ignition in HFTDs Remote GridWLDFREquipment / facility failureAggregated | WLDFR | HFTD - Distribution - Tier 3 - 2QU CoRE ¦ 4QU LoRE | Red Flag Warning - Destructive Fires | Equipment / facility failure | Aggregated | 2034 | 2.4704e-06 | 108.7427 | 0.00026864 | 2034 | Mitigation | 0.95 | 45 | 0 | esc | 0.00097009 | 2.3965e-09 | 0.00097009 | 2.3965e-09 | 0.0027816 | 1.8412e-08 | 0.0063316 | 1.5465e-07
[120 empty] | 7.3.3.17.5 (Remote Grid) Updates to grid topology to minimize risk of ignition in HFTDs Remote GridWLDFREquipment / facility failureAggregated | WLDFR | HFTD - Distribution - Tier 3 - 2QU CoRE ¦ 4QU LoRE | Red Flag Warning - Destructive Fires | Equipment / facility failure | Aggregated | 2035 | 2.4704e-06 | 108.7427 | 0.00026864 | 2035 | Mitigation | 0.95 | 45 | 0 | esc | 0.00097009 | 2.3965e-09 | 0.00097009 | 2.3965e-09 | 0.0027816 | 1.8412e-08 | 0.0063316 | 1.5465e-07
[120 empty] | 7.3.3.17.5 (Remote Grid) Updates to grid topology to minimize risk of ignition in HFTDs Remote GridWLDFREquipment / facility failureAggregated | WLDFR | HFTD - Distribution - Tier 3 - 2QU CoRE ¦ 4QU LoRE | Red Flag Warning - Destructive Fires | Equipment / facility failure | Aggregated | 2036 | 2.4704e-06 | 108.7427 | 0.00026864 | 2036 | Mitigation | 0.95 | 45 | 0 | esc | 0.00097009 | 2.3965e-09 | 0.00097009 | 2.3965e-09 | 0.0027816 | 1.8412e-08 | 0.0063316 | 1.5465e-07
[120 empty] | 7.3.3.17.5 (Remote Grid) Updates to grid topology to minimize risk of ignition in HFTDs Remote GridWLDFREquipment / facility failureAggregated | WLDFR | HFTD - Distribution - Tier 3 - 2QU CoRE ¦ 4QU LoRE | Red Flag Warning - Destructive Fires | Equipment / facility failure | Aggregated | 2037 | 2.4704e-06 | 108.7427 | 0.00026864 | 2037 | Mitigation | 0.95 | 45 | 0 | esc | 0.00097009 | 2.3965e-09 | 0.00097009 | 2.3965e-09 | 0.0027816 | 1.8412e-08 | 0.0063316 | 1.5465e-07
[120 empty] | 7.3.3.17.5 (Remote Grid) Updates to grid topology to minimize risk of ignition in HFTDs Remote GridWLDFREquipment / facility failureAggregated | WLDFR | HFTD - Distribution - Tier 3 - 2QU CoRE ¦ 4QU LoRE | Red Flag Warning - Destructive Fires | Equipment / facility failure | Aggregated | 2038 | 2.4704e-06 | 108.7427 | 0.00026864 | 2038 | Mitigation | 0.95 | 45 | 0 | esc | 0.00097009 | 2.3965e-09 | 0.00097009 | 2.3965e-09 | 0.0027816 | 1.8412e-08 | 0.0063316 | 1.5465e-07
[120 empty] | 7.3.3.17.5 (Remote Grid) Updates to grid topology to minimize risk of ignition in HFTDs Remote GridWLDFREquipment / facility failureAggregated | WLDFR | HFTD - Distribution - Tier 3 - 2QU CoRE ¦ 4QU LoRE | Red Flag Warning - Destructive Fires | Equipment / facility failure | Aggregated | 2039 | 2.4704e-06 | 108.7427 | 0.00026864 | 2039 | Mitigation | 0.95 | 45 | 0 | esc | 0.00097009 | 2.3965e-09 | 0.00097009 | 2.3965e-09 | 0.0027816 | 1.8412e-08 | 0.0063316 | 1.5465e-07
[120 empty] | 7.3.3.17.5 (Remote Grid) Updates to grid topology to minimize risk of ignition in HFTDs Remote GridWLDFREquipment / facility failureAggregated | WLDFR | HFTD - Distribution - Tier 3 - 2QU CoRE ¦ 4QU LoRE | Red Flag Warning - Destructive Fires | Equipment / facility failure | Aggregated | 2040 | 2.4704e-06 | 108.7427 | 0.00026864 | 2040 | Mitigation | 0.95 | 45 | 0 | esc | 0.00097009 | 2.3965e-09 | 0.00097009 | 2.3965e-09 | 0.0027816 | 1.8412e-08 | 0.0063316 | 1.5465e-07
[120 empty] | 7.3.3.17.5 (Remote Grid) Updates to grid topology to minimize risk of ignition in HFTDs Remote GridWLDFREquipment / facility failureAggregated | WLDFR | HFTD - Distribution - Tier 3 - 2QU CoRE ¦ 4QU LoRE | Red Flag Warning - Destructive Fires | Equipment / facility failure | Aggregated | 2041 | 2.4704e-06 | 108.7427 | 0.00026864 | 2041 | Mitigation | 0.95 | 45 | 0 | esc | 0.00097009 | 2.3965e-09 | 0.00097009 | 2.3965e-09 | 0.0027816 | 1.8412e-08 | 0.0063316 | 1.5465e-07
[120 empty] | 7.3.3.17.5 (Remote Grid) Updates to grid topology to minimize risk of ignition in HFTDs Remote GridWLDFREquipment / facility failureAggregated | WLDFR | HFTD - Distribution - Tier 3 - 2QU CoRE ¦ 4QU LoRE | Red Flag Warning - Destructive Fires | Equipment / facility failure | Aggregated | 2042 | 2.4704e-06 | 108.7427 | 0.00026864 | 2042 | Mitigation | 0.95 | 45 | 0 | esc | 0.00097009 | 2.3965e-09 | 0.00097009 | 2.3965e-09 | 0.0027816 | 1.8412e-08 | 0.0063316 | 1.5465e-07
[120 empty] | 7.3.3.17.5 (Remote Grid) Updates to grid topology to minimize risk of ignition in HFTDs Remote GridWLDFREquipment / facility failureAggregated | WLDFR | HFTD - Distribution - Tier 3 - 2QU CoRE ¦ 4QU LoRE | Red Flag Warning - Destructive Fires | Equipment / facility failure | Aggregated | 2043 | 2.4704e-06 | 108.7427 | 0.00026864 | 2043 | Mitigation | 0.95 | 45 | 0 | esc | 0.00097009 | 2.3965e-09 | 0.00097009 | 2.3965e-09 | 0.0027816 | 1.8412e-08 | 0.0063316 | 1.5465e-07
[120 empty] | 7.3.3.17.5 (Remote Grid) Updates to grid topology to minimize risk of ignition in HFTDs Remote GridWLDFREquipment / facility failureAggregated | WLDFR | HFTD - Distribution - Tier 3 - 2QU CoRE ¦ 4QU LoRE | Red Flag Warning - Destructive Fires | Equipment / facility failure | Aggregated | 2044 | 2.4704e-06 | 108.7427 | 0.00026864 | 2044 | Mitigation | 0.95 | 45 | 0 | esc | 0.00097009 | 2.3965e-09 | 0.00097009 | 2.3965e-09 | 0.0027816 | 1.8412e-08 | 0.0063316 | 1.5465e-07
[120 empty] | 7.3.3.17.5 (Remote Grid) Updates to grid topology to minimize risk of ignition in HFTDs Remote GridWLDFREquipment / facility failureAggregated | WLDFR | HFTD - Distribution - Tier 3 - 2QU CoRE ¦ 4QU LoRE | Red Flag Warning - Destructive Fires | Equipment / facility failure | Aggregated | 2045 | 2.4704e-06 | 108.7427 | 0.00026864 | 2045 | Mitigation | 0.95 | 45 | 0 | esc | 0.00097009 | 2.3965e-09 | 0.00097009 | 2.3965e-09 | 0.0027816 | 1.8412e-08 | 0.0063316 | 1.5465e-07
[120 empty] | 7.3.3.17.5 (Remote Grid) Updates to grid topology to minimize risk of ignition in HFTDs Remote GridWLDFREquipment / facility failureAggregated | WLDFR | HFTD - Distribution - Tier 3 - 2QU CoRE ¦ 4QU LoRE | Red Flag Warning - Destructive Fires | Equipment / facility failure | Aggregated | 2046 | 2.4704e-06 | 108.7427 | 0.00026864 | 2046 | Mitigation | 0.95 | 45 | 0 | esc | 0.00097009 | 2.3965e-09 | 0.00097009 | 2.3965e-09 | 0.0027816 | 1.8412e-08 | 0.0063316 | 1.5465e-07
[120 empty] | 7.3.3.17.5 (Remote Grid) Updates to grid topology to minimize risk of ignition in HFTDs Remote GridWLDFREquipment / facility failureAggregated | WLDFR | HFTD - Distribution - Tier 3 - 2QU CoRE ¦ 4QU LoRE | Red Flag Warning - Destructive Fires | Equipment / facility failure | Aggregated | 2047 | 2.4704e-06 | 108.7427 | 0.00026864 | 2047 | Mitigation | 0.95 | 45 | 0 | esc | 0.00097009 | 2.3965e-09 | 0.00097009 | 2.3965e-09 | 0.0027816 | 1.8412e-08 | 0.0063316 | 1.5465e-07
[120 empty] | 7.3.3.17.5 (Remote Grid) Updates to grid topology to minimize risk of ignition in HFTDs Remote GridWLDFREquipment / facility failureAggregated | WLDFR | HFTD - Distribution - Tier 3 - 2QU CoRE ¦ 4QU LoRE | Red Flag Warning - Destructive Fires | Equipment / facility failure | Aggregated | 2048 | 2.4704e-06 | 108.7427 | 0.00026864 | 2048 | Mitigation | 0.95 | 45 | 0 | esc | 0.00097009 | 2.3965e-09 | 0.00097009 | 2.3965e-09 | 0.0027816 | 1.8412e-08 | 0 | 0
[120 empty] | 7.3.3.17.5 (Remote Grid) Updates to grid topology to minimize risk of ignition in HFTDs Remote GridWLDFREquipment / facility failureAggregated | WLDFR | HFTD - Distribution - Tier 3 - 2QU CoRE ¦ 4QU LoRE | Red Flag Warning - Destructive Fires | Equipment / facility failure | Aggregated | 2049 | 2.4704e-06 | 108.7427 | 0.00026864 | 2049 | Mitigation | 0.95 | 45 | 0 | esc | 0.00097009 | 2.3965e-09 | 0.00097009 | 2.3965e-09 | 0.0027816 | 1.8412e-08 | 0 | 0
[120 empty] | 7.3.3.17.5 (Remote Grid) Updates to grid topology to minimize risk of ignition in HFTDs Remote GridWLDFREquipment / facility failureAggregated | WLDFR | HFTD - Distribution - Tier 3 - 2QU CoRE ¦ 4QU LoRE | Red Flag Warning - Destructive Fires | Equipment / facility failure | Aggregated | 2050 | 2.4704e-06 | 108.7427 | 0.00026864 | 2050 | Mitigation | 0.95 | 45 | 0 | esc | 0.00097009 | 2.3965e-09 | 0.00097009 | 2.3965e-09 | 0.0027816 | 1.8412e-08 | 0.010957 | 1.3393e-06
[120 empty] | 7.3.3.17.5 (Remote Grid) Updates to grid topology to minimize risk of ignition in HFTDs Remote GridWLDFREquipment / facility failureAggregated | WLDFR | HFTD - Distribution - Tier 3 - 2QU CoRE ¦ 4QU LoRE | Red Flag Warning - Destructive Fires | Equipment / facility failure | Aggregated | 2051 | 2.4704e-06 | 108.7427 | 0.00026864 | 2051 | Mitigation | 0.95 | 45 | 0 | esc | 0.00097009 | 2.3965e-09 | 0.00097009 | 2.3965e-09 | 0.0027816 | 1.8412e-08 | 0.010957 | 1.3393e-06
[120 empty] | 7.3.3.17.5 (Remote Grid) Updates to grid topology to minimize risk of ignition in HFTDs Remote GridWLDFREquipment / facility failureAggregated | WLDFR | HFTD - Distribution - Tier 3 - 2QU CoRE ¦ 4QU LoRE | Red Flag Warning - Destructive Fires | Equipment / facility failure | Aggregated | 2052 | 2.4704e-06 | 108.7427 | 0.00026864 | 2052 | Mitigation | 0.95 | 45 | 0 | esc | 0.00097009 | 2.3965e-09 | 0.00097009 | 2.3965e-09 | 0 | 0 | 0.010957 | 1.3393e-06
[120 empty] | 7.3.3.17.5 (Remote Grid) Updates to grid topology to minimize risk of ignition in HFTDs Remote GridWLDFREquipment / facility failureAggregated | WLDFR | HFTD - Distribution - Tier 3 - 2QU CoRE ¦ 4QU LoRE | Red Flag Warning - Destructive Fires | Equipment / facility failure | Aggregated | 2053 | 2.4704e-06 | 108.7427 | 0.00026864 | 2053 | Mitigation | 0.95 | 45 | 0 | esc | 0.00097009 | 2.3965e-09 | 0.00097009 | 2.3965e-09 | 0.0027816 | 8.1973e-08 | 0.010957 | 1.3393e-06
[120 empty] | 7.3.3.17.5 (Remote Grid) Updates to grid topology to minimize risk of ignition in HFTDs Remote GridWLDFREquipment / facility failureAggregated | WLDFR | HFTD - Distribution - Tier 3 - 2QU CoRE ¦ 4QU LoRE | Red Flag Warning - Destructive Fires | Equipment / facility failure | Aggregated | 2054 | 2.4704e-06 | 108.7427 | 0.00026864 | 2054 | Mitigation | 0.95 | 45 | 0 | esc | 0.00097009 | 2.3965e-09 | 0.00097009 | 2.3965e-09 | 0.0027816 | 8.1973e-08 | 0.010957 | 1.3393e-06
[120 empty] | 7.3.3.17.5 (Remote Grid) Updates to grid topology to minimize risk of ignition in HFTDs Remote GridWLDFREquipment / facility failureAggregated | WLDFR | HFTD - Distribution - Tier 3 - 2QU CoRE ¦ 4QU LoRE | Red Flag Warning - Destructive Fires | Equipment / facility failure | Aggregated | 2055 | 2.4704e-06 | 108.7427 | 0.00026864 | 2055 | Mitigation | 0.95 | 45 | 0 | esc | 0.00097009 | 2.3965e-09 | 0.00097009 | 2.3965e-09 | 0.0027816 | 8.1973e-08 | 0.010957 | 1.3393e-06
[120 empty] | 7.3.3.17.5 (Remote Grid) Updates to grid topology to minimize risk of ignition in HFTDs Remote GridWLDFREquipment / facility failureAggregated | WLDFR | HFTD - Distribution - Tier 3 - 2QU CoRE ¦ 4QU LoRE | Red Flag Warning - Destructive Fires | Equipment / facility failure | Aggregated | 2056 | 2.4704e-06 | 108.7427 | 0.00026864 | 2056 | Mitigation | 0.95 | 45 | 0 | esc | 0.00097009 | 2.3965e-09 | 0.00097009 | 2.3965e-09 | 0.0027816 | 8.1973e-08 | 0.010957 | 1.3393e-06
[120 empty] | 7.3.3.17.5 (Remote Grid) Updates to grid topology to minimize risk of ignition in HFTDs Remote GridWLDFREquipment / facility failureAggregated | WLDFR | HFTD - Distribution - Tier 3 - 2QU CoRE ¦ 4QU LoRE | Red Flag Warning - Destructive Fires | Equipment / facility failure | Aggregated | 2057 | 2.4704e-06 | 108.7427 | 0.00026864 | 2057 | Mitigation | 0.95 | 45 | 0 | esc | 0.00097009 | 2.3965e-09 | 0.00097009 | 2.3965e-09 | 0.0027816 | 8.1973e-08 | 0.010957 | 1.3393e-06
[120 empty] | 7.3.3.17.5 (Remote Grid) Updates to grid topology to minimize risk of ignition in HFTDs Remote GridWLDFREquipment / facility failureAggregated | WLDFR | HFTD - Distribution - Tier 3 - 2QU CoRE ¦ 4QU LoRE | Red Flag Warning - Destructive Fires | Equipment / facility failure | Aggregated | 2058 | 2.4704e-06 | 108.7427 | 0.00026864 | 2058 | Mitigation | 0.95 | 45 | 0 | esc | 0.00097009 | 2.3965e-09 | 0.00097009 | 2.3965e-09 | 0.0027816 | 8.1973e-08 | 0.010957 | 1.3393e-06
[120 empty] | 7.3.3.17.5 (Remote Grid) Updates to grid topology to minimize risk of ignition in HFTDs Remote GridWLDFREquipment / facility failureAggregated | WLDFR | HFTD - Distribution - Tier 3 - 2QU CoRE ¦ 4QU LoRE | Red Flag Warning - Destructive Fires | Equipment / facility failure | Aggregated | 2059 | 2.4704e-06 | 108.7427 | 0.00026864 | 2059 | Mitigation | 0.95 | 45 | 0 | esc | 0.00097009 | 2.3965e-09 | 0.00097009 | 2.3965e-09 | 0.0027816 | 8.1973e-08 | 0.010957 | 1.3393e-06
[120 empty] | 7.3.3.17.5 (Remote Grid) Updates to grid topology to minimize risk of ignition in HFTDs Remote GridWLDFREquipment / facility failureAggregated | WLDFR | HFTD - Distribution - Tier 3 - 2QU CoRE ¦ 4QU LoRE | Red Flag Warning - Destructive Fires | Equipment / facility failure | Aggregated | 2060 | 2.4704e-06 | 108.7427 | 0.00026864 | 2060 | Mitigation | 0.95 | 45 | 0 | esc | 0.00097009 | 2.3965e-09 | 0.00097009 | 2.3965e-09 | 0.0027816 | 8.1973e-08 | 0.010957 | 1.3393e-06
[120 empty] | 7.3.3.17.5 (Remote Grid) Updates to grid topology to minimize risk of ignition in HFTDs Remote GridWLDFREquipment / facility failureAggregated | WLDFR | HFTD - Distribution - Tier 3 - 2QU CoRE ¦ 4QU LoRE | Red Flag Warning - Destructive Fires | Equipment / facility failure | Aggregated | 2061 | 2.4704e-06 | 108.7427 | 0.00026864 | 2061 | Mitigation | 0.95 | 45 | 0 | esc | 0.00097009 | 2.3965e-09 | 0.00097009 | 2.3965e-09 | 0.0027816 | 8.1973e-08 | 0.010957 | 1.3393e-06
[120 empty] | 7.3.3.17.5 (Remote Grid) Updates to grid topology to minimize risk of ignition in HFTDs Remote GridWLDFREquipment / facility failureAggregated | WLDFR | HFTD - Distribution - Tier 3 - 2QU CoRE ¦ 4QU LoRE | Red Flag Warning - Destructive Fires | Equipment / facility failure | Aggregated | 2062 | 2.4704e-06 | 108.7427 | 0.00026864 | 2062 | Mitigation | 0.95 | 45 | 0 | esc | 0.00097009 | 2.3965e-09 | 0.00097009 | 2.3965e-09 | 0.0027816 | 8.1973e-08 | 0.010957 | 1.3393e-06
[120 empty] | 7.3.3.17.5 (Remote Grid) Updates to grid topology to minimize risk of ignition in HFTDs Remote GridWLDFREquipment / facility failureAggregated | WLDFR | HFTD - Distribution - Tier 3 - 2QU CoRE ¦ 4QU LoRE | Red Flag Warning - Destructive Fires | Equipment / facility failure | Aggregated | 2063 | 2.4704e-06 | 108.7427 | 0.00026864 | 2063 | Mitigation | 0.95 | 45 | 0 | esc | 0.00097009 | 2.3965e-09 | 0.00097009 | 2.3965e-09 | 0.0027816 | 8.1973e-08 | 0.010957 | 1.3393e-06
[120 empty] | 7.3.3.17.5 (Remote Grid) Updates to grid topology to minimize risk of ignition in HFTDs Remote GridWLDFREquipment / facility failureAggregated | WLDFR | HFTD - Distribution - Tier 3 - 2QU CoRE ¦ 4QU LoRE | Red Flag Warning - Destructive Fires | Equipment / facility failure | Aggregated | 2064 | 2.4704e-06 | 108.7427 | 0.00026864 | 2064 | Mitigation | 0.95 | 45 | 0 | esc | 0.00097009 | 2.3965e-09 | 0.00097009 | 2.3965e-09 | 0.0027816 | 8.1973e-08 | 0.010957 | 1.3393e-06
[120 empty] | 7.3.3.17.5 (Remote Grid) Updates to grid topology to minimize risk of ignition in HFTDs Remote GridWLDFREquipment / facility failureAggregated | WLDFR | HFTD - Distribution - Tier 3 - 2QU CoRE ¦ 4QU LoRE | Red Flag Warning - Destructive Fires | Equipment / facility failure | Aggregated | 2065 | 2.4704e-06 | 108.7427 | 0.00026864 | 2065 | Mitigation | 0.95 | 45 | 0 | esc | 0.00097009 | 2.3965e-09 | 0.00097009 | 2.3965e-09 | 0.0027816 | 8.1973e-08 | 0.010957 | 1.3393e-06
[120 empty] | 7.3.3.17.5 (Remote Grid) Updates to grid topology to minimize risk of ignition in HFTDs Remote GridWLDFREquipment / facility failureAggregated | WLDFR | HFTD - Distribution - Tier 3 - 2QU CoRE ¦ 4QU LoRE | Red Flag Warning - Destructive Fires | Equipment / facility failure | Aggregated | 2066 | 2.4704e-06 | 108.7427 | 0.00026864 | 2066 | Mitigation | 0.95 | 45 | 0 | esc | 0.00097009 | 2.3965e-09 | 0.00097009 | 2.3965e-09 | 0.0027816 | 8.1973e-08 | 0.010957 | 1.3393e-06
[120 empty] | 7.3.3.17.5 (Remote Grid) Updates to grid topology to minimize risk of ignition in HFTDs Remote GridWLDFREquipment / facility failureAggregated | WLDFR | HFTD - Distribution - Tier 3 - 2QU CoRE ¦ 4QU LoRE | Red Flag Warning - Destructive Fires | Equipment / facility failure | Aggregated | 2067 | 2.4704e-06 | 108.7427 | 0.00026864 | 2067 | Mitigation | 0.95 | 45 | 0 | esc | 0 | 0 | 0.00097009 | 2.3965e-09 | 0.0027816 | 8.1973e-08 | 0.010957 | 1.3393e-06
[120 empty] | 7.3.3.17.5 (Remote Grid) Updates to grid topology to minimize risk of ignition in HFTDs Remote GridWLDFRVegetation ContactAggregated | WLDFR | HFTD - Distribution - Tier 3 - 2QU CoRE ¦ 4QU LoRE | Red Flag Warning - Destructive Fires | Vegetation Contact | Aggregated | 2022 | 4.8432e-06 | 108.7427 | 0.00052666 | 2022 | Mitigation | 0.95 | 45 | 0 | esc | 0.00097009 | 4.6983e-09 | 0 | 0 | 0.0027816 | 8.1973e-08 | 0.010957 | 1.3393e-06
[120 empty] | 7.3.3.17.5 (Remote Grid) Updates to grid topology to minimize risk of ignition in HFTDs Remote GridWLDFRVegetation ContactAggregated | WLDFR | HFTD - Distribution - Tier 3 - 2QU CoRE ¦ 4QU LoRE | Red Flag Warning - Destructive Fires | Vegetation Contact | Aggregated | 2023 | 4.8432e-06 | 108.7427 | 0.00052666 | 2023 | Mitigation | 0.95 | 45 | 0 | esc | 0.00097009 | 4.6983e-09 | 0.00097009 | 4.6983e-09 | 0.0027816 | 8.1973e-08 | 0.010957 | 1.3393e-06
[120 empty] | 7.3.3.17.5 (Remote Grid) Updates to grid topology to minimize risk of ignition in HFTDs Remote GridWLDFRVegetation ContactAggregated | WLDFR | HFTD - Distribution - Tier 3 - 2QU CoRE ¦ 4QU LoRE | Red Flag Warning - Destructive Fires | Vegetation Contact | Aggregated | 2024 | 4.8432e-06 | 108.7427 | 0.00052666 | 2024 | Mitigation | 0.95 | 45 | 0 | esc | 0.00097009 | 4.6983e-09 | 0.00097009 | 4.6983e-09 | 0.0027816 | 8.1973e-08 | 0.010957 | 1.3393e-06
[120 empty] | 7.3.3.17.5 (Remote Grid) Updates to grid topology to minimize risk of ignition in HFTDs Remote GridWLDFRVegetation ContactAggregated | WLDFR | HFTD - Distribution - Tier 3 - 2QU CoRE ¦ 4QU LoRE | Red Flag Warning - Destructive Fires | Vegetation Contact | Aggregated | 2025 | 4.8432e-06 | 108.7427 | 0.00052666 | 2025 | Mitigation | 0.95 | 45 | 0 | esc | 0.00097009 | 4.6983e-09 | 0.00097009 | 4.6983e-09 | 0.0027816 | 8.1973e-08 | 0.010957 | 1.3393e-06
[120 empty] | 7.3.3.17.5 (Remote Grid) Updates to grid topology to minimize risk of ignition in HFTDs Remote GridWLDFRVegetation ContactAggregated | WLDFR | HFTD - Distribution - Tier 3 - 2QU CoRE ¦ 4QU LoRE | Red Flag Warning - Destructive Fires | Vegetation Contact | Aggregated | 2026 | 4.8432e-06 | 108.7427 | 0.00052666 | 2026 | Mitigation | 0.95 | 45 | 0 | esc | 0.00097009 | 4.6983e-09 | 0.00097009 | 4.6983e-09 | 0.0027816 | 8.1973e-08 | 0.010957 | 1.3393e-06
[120 empty] | 7.3.3.17.5 (Remote Grid) Updates to grid topology to minimize risk of ignition in HFTDs Remote GridWLDFRVegetation ContactAggregated | WLDFR | HFTD - Distribution - Tier 3 - 2QU CoRE ¦ 4QU LoRE | Red Flag Warning - Destructive Fires | Vegetation Contact | Aggregated | 2027 | 4.8432e-06 | 108.7427 | 0.00052666 | 2027 | Mitigation | 0.95 | 45 | 0 | esc | 0.00097009 | 4.6983e-09 | 0.00097009 | 4.6983e-09 | 0.0027816 | 8.1973e-08 | 0.010957 | 1.3393e-06
[120 empty] | 7.3.3.17.5 (Remote Grid) Updates to grid topology to minimize risk of ignition in HFTDs Remote GridWLDFRVegetation ContactAggregated | WLDFR | HFTD - Distribution - Tier 3 - 2QU CoRE ¦ 4QU LoRE | Red Flag Warning - Destructive Fires | Vegetation Contact | Aggregated | 2028 | 4.8432e-06 | 108.7427 | 0.00052666 | 2028 | Mitigation | 0.95 | 45 | 0 | esc | 0.00097009 | 4.6983e-09 | 0.00097009 | 4.6983e-09 | 0.0027816 | 8.1973e-08 | 0.010957 | 1.3393e-06
[120 empty] | 7.3.3.17.5 (Remote Grid) Updates to grid topology to minimize risk of ignition in HFTDs Remote GridWLDFRVegetation ContactAggregated | WLDFR | HFTD - Distribution - Tier 3 - 2QU CoRE ¦ 4QU LoRE | Red Flag Warning - Destructive Fires | Vegetation Contact | Aggregated | 2029 | 4.8432e-06 | 108.7427 | 0.00052666 | 2029 | Mitigation | 0.95 | 45 | 0 | esc | 0.00097009 | 4.6983e-09 | 0.00097009 | 4.6983e-09 | 0.0027816 | 8.1973e-08 | 0.010957 | 1.3393e-06
[120 empty] | 7.3.3.17.5 (Remote Grid) Updates to grid topology to minimize risk of ignition in HFTDs Remote GridWLDFRVegetation ContactAggregated | WLDFR | HFTD - Distribution - Tier 3 - 2QU CoRE ¦ 4QU LoRE | Red Flag Warning - Destructive Fires | Vegetation Contact | Aggregated | 2030 | 4.8432e-06 | 108.7427 | 0.00052666 | 2030 | Mitigation | 0.95 | 45 | 0 | esc | 0.00097009 | 4.6983e-09 | 0.00097009 | 4.6983e-09 | 0.0027816 | 8.1973e-08 | 0.010957 | 1.3393e-06
[120 empty] | 7.3.3.17.5 (Remote Grid) Updates to grid topology to minimize risk of ignition in HFTDs Remote GridWLDFRVegetation ContactAggregated | WLDFR | HFTD - Distribution - Tier 3 - 2QU CoRE ¦ 4QU LoRE | Red Flag Warning - Destructive Fires | Vegetation Contact | Aggregated | 2031 | 4.8432e-06 | 108.7427 | 0.00052666 | 2031 | Mitigation | 0.95 | 45 | 0 | esc | 0.00097009 | 4.6983e-09 | 0.00097009 | 4.6983e-09 | 0.0027816 | 8.1973e-08 | 0.010957 | 1.3393e-06
[120 empty] | 7.3.3.17.5 (Remote Grid) Updates to grid topology to minimize risk of ignition in HFTDs Remote GridWLDFRVegetation ContactAggregated | WLDFR | HFTD - Distribution - Tier 3 - 2QU CoRE ¦ 4QU LoRE | Red Flag Warning - Destructive Fires | Vegetation Contact | Aggregated | 2032 | 4.8432e-06 | 108.7427 | 0.00052666 | 2032 | Mitigation | 0.95 | 45 | 0 | esc | 0.00097009 | 4.6983e-09 | 0.00097009 | 4.6983e-09 | 0.0027816 | 8.1973e-08 | 0.010957 | 1.3393e-06
[120 empty] | 7.3.3.17.5 (Remote Grid) Updates to grid topology to minimize risk of ignition in HFTDs Remote GridWLDFRVegetation ContactAggregated | WLDFR | HFTD - Distribution - Tier 3 - 2QU CoRE ¦ 4QU LoRE | Red Flag Warning - Destructive Fires | Vegetation Contact | Aggregated | 2033 | 4.8432e-06 | 108.7427 | 0.00052666 | 2033 | Mitigation | 0.95 | 45 | 0 | esc | 0.00097009 | 4.6983e-09 | 0.00097009 | 4.6983e-09 | 0.0027816 | 8.1973e-08 | 0.010957 | 1.3393e-06
[120 empty] | 7.3.3.17.5 (Remote Grid) Updates to grid topology to minimize risk of ignition in HFTDs Remote GridWLDFRVegetation ContactAggregated | WLDFR | HFTD - Distribution - Tier 3 - 2QU CoRE ¦ 4QU LoRE | Red Flag Warning - Destructive Fires | Vegetation Contact | Aggregated | 2034 | 4.8432e-06 | 108.7427 | 0.00052666 | 2034 | Mitigation | 0.95 | 45 | 0 | esc | 0.00097009 | 4.6983e-09 | 0.00097009 | 4.6983e-09 | 0.0027816 | 8.1973e-08 | 0 | 0
[120 empty] | 7.3.3.17.5 (Remote Grid) Updates to grid topology to minimize risk of ignition in HFTDs Remote GridWLDFRVegetation ContactAggregated | WLDFR | HFTD - Distribution - Tier 3 - 2QU CoRE ¦ 4QU LoRE | Red Flag Warning - Destructive Fires | Vegetation Contact | Aggregated | 2035 | 4.8432e-06 | 108.7427 | 0.00052666 | 2035 | Mitigation | 0.95 | 45 | 0 | esc | 0.00097009 | 4.6983e-09 | 0.00097009 | 4.6983e-09 | 0.0027816 | 8.1973e-08 | 0 | 0
[120 empty] | 7.3.3.17.5 (Remote Grid) Updates to grid topology to minimize risk of ignition in HFTDs Remote GridWLDFRVegetation ContactAggregated | WLDFR | HFTD - Distribution - Tier 3 - 2QU CoRE ¦ 4QU LoRE | Red Flag Warning - Destructive Fires | Vegetation Contact | Aggregated | 2036 | 4.8432e-06 | 108.7427 | 0.00052666 | 2036 | Mitigation | 0.95 | 45 | 0 | esc | 0.00097009 | 4.6983e-09 | 0.00097009 | 4.6983e-09 | 0.0027816 | 8.1973e-08 | 0.012004 | 1.4017e-07
[120 empty] | 7.3.3.17.5 (Remote Grid) Updates to grid topology to minimize risk of ignition in HFTDs Remote GridWLDFRVegetation ContactAggregated | WLDFR | HFTD - Distribution - Tier 3 - 2QU CoRE ¦ 4QU LoRE | Red Flag Warning - Destructive Fires | Vegetation Contact | Aggregated | 2037 | 4.8432e-06 | 108.7427 | 0.00052666 | 2037 | Mitigation | 0.95 | 45 | 0 | esc | 0.00097009 | 4.6983e-09 | 0.00097009 | 4.6983e-09 | 0.0027816 | 8.1973e-08 | 0.012004 | 1.4017e-07
[120 empty] | 7.3.3.17.5 (Remote Grid) Updates to grid topology to minimize risk of ignition in HFTDs Remote GridWLDFRVegetation ContactAggregated | WLDFR | HFTD - Distribution - Tier 3 - 2QU CoRE ¦ 4QU LoRE | Red Flag Warning - Destructive Fires | Vegetation Contact | Aggregated | 2038 | 4.8432e-06 | 108.7427 | 0.00052666 | 2038 | Mitigation | 0.95 | 45 | 0 | esc | 0.00097009 | 4.6983e-09 | 0.00097009 | 4.6983e-09 | 0.0027816 | 8.1973e-08 | 0.012004 | 1.4017e-07
[120 empty] | 7.3.3.17.5 (Remote Grid) Updates to grid topology to minimize risk of ignition in HFTDs Remote GridWLDFRVegetation ContactAggregated | WLDFR | HFTD - Distribution - Tier 3 - 2QU CoRE ¦ 4QU LoRE | Red Flag Warning - Destructive Fires | Vegetation Contact | Aggregated | 2039 | 4.8432e-06 | 108.7427 | 0.00052666 | 2039 | Mitigation | 0.95 | 45 | 0 | esc | 0.00097009 | 4.6983e-09 | 0.00097009 | 4.6983e-09 | 0.0027816 | 8.1973e-08 | 0.012004 | 1.4017e-07
[120 empty] | 7.3.3.17.5 (Remote Grid) Updates to grid topology to minimize risk of ignition in HFTDs Remote GridWLDFRVegetation ContactAggregated | WLDFR | HFTD - Distribution - Tier 3 - 2QU CoRE ¦ 4QU LoRE | Red Flag Warning - Destructive Fires | Vegetation Contact | Aggregated | 2040 | 4.8432e-06 | 108.7427 | 0.00052666 | 2040 | Mitigation | 0.95 | 45 | 0 | esc | 0.00097009 | 4.6983e-09 | 0.00097009 | 4.6983e-09 | 0.0027816 | 8.1973e-08 | 0.012004 | 1.4017e-07
[120 empty] | 7.3.3.17.5 (Remote Grid) Updates to grid topology to minimize risk of ignition in HFTDs Remote GridWLDFRVegetation ContactAggregated | WLDFR | HFTD - Distribution - Tier 3 - 2QU CoRE ¦ 4QU LoRE | Red Flag Warning - Destructive Fires | Vegetation Contact | Aggregated | 2041 | 4.8432e-06 | 108.7427 | 0.00052666 | 2041 | Mitigation | 0.95 | 45 | 0 | esc | 0.00097009 | 4.6983e-09 | 0.00097009 | 4.6983e-09 | 0.0027816 | 8.1973e-08 | 0.012004 | 1.4017e-07
[120 empty] | 7.3.3.17.5 (Remote Grid) Updates to grid topology to minimize risk of ignition in HFTDs Remote GridWLDFRVegetation ContactAggregated | WLDFR | HFTD - Distribution - Tier 3 - 2QU CoRE ¦ 4QU LoRE | Red Flag Warning - Destructive Fires | Vegetation Contact | Aggregated | 2042 | 4.8432e-06 | 108.7427 | 0.00052666 | 2042 | Mitigation | 0.95 | 45 | 0 | esc | 0.00097009 | 4.6983e-09 | 0.00097009 | 4.6983e-09 | 0.0027816 | 8.1973e-08 | 0.012004 | 1.4017e-07
[120 empty] | 7.3.3.17.5 (Remote Grid) Updates to grid topology to minimize risk of ignition in HFTDs Remote GridWLDFRVegetation ContactAggregated | WLDFR | HFTD - Distribution - Tier 3 - 2QU CoRE ¦ 4QU LoRE | Red Flag Warning - Destructive Fires | Vegetation Contact | Aggregated | 2043 | 4.8432e-06 | 108.7427 | 0.00052666 | 2043 | Mitigation | 0.95 | 45 | 0 | esc | 0.00097009 | 4.6983e-09 | 0.00097009 | 4.6983e-09 | 0.0027816 | 8.1973e-08 | 0.012004 | 1.4017e-07
[120 empty] | 7.3.3.17.5 (Remote Grid) Updates to grid topology to minimize risk of ignition in HFTDs Remote GridWLDFRVegetation ContactAggregated | WLDFR | HFTD - Distribution - Tier 3 - 2QU CoRE ¦ 4QU LoRE | Red Flag Warning - Destructive Fires | Vegetation Contact | Aggregated | 2044 | 4.8432e-06 | 108.7427 | 0.00052666 | 2044 | Mitigation | 0.95 | 45 | 0 | esc | 0.00097009 | 4.6983e-09 | 0.00097009 | 4.6983e-09 | 0.0027816 | 8.1973e-08 | 0.012004 | 1.4017e-07
[120 empty] | 7.3.3.17.5 (Remote Grid) Updates to grid topology to minimize risk of ignition in HFTDs Remote GridWLDFRVegetation ContactAggregated | WLDFR | HFTD - Distribution - Tier 3 - 2QU CoRE ¦ 4QU LoRE | Red Flag Warning - Destructive Fires | Vegetation Contact | Aggregated | 2045 | 4.8432e-06 | 108.7427 | 0.00052666 | 2045 | Mitigation | 0.95 | 45 | 0 | esc | 0.00097009 | 4.6983e-09 | 0.00097009 | 4.6983e-09 | 0.0027816 | 8.1973e-08 | 0.012004 | 1.4017e-07
[120 empty] | 7.3.3.17.5 (Remote Grid) Updates to grid topology to minimize risk of ignition in HFTDs Remote GridWLDFRVegetation ContactAggregated | WLDFR | HFTD - Distribution - Tier 3 - 2QU CoRE ¦ 4QU LoRE | Red Flag Warning - Destructive Fires | Vegetation Contact | Aggregated | 2046 | 4.8432e-06 | 108.7427 | 0.00052666 | 2046 | Mitigation | 0.95 | 45 | 0 | esc | 0.00097009 | 4.6983e-09 | 0.00097009 | 4.6983e-09 | 0.0027816 | 8.1973e-08 | 0.012004 | 1.4017e-07
[120 empty] | 7.3.3.17.5 (Remote Grid) Updates to grid topology to minimize risk of ignition in HFTDs Remote GridWLDFRVegetation ContactAggregated | WLDFR | HFTD - Distribution - Tier 3 - 2QU CoRE ¦ 4QU LoRE | Red Flag Warning - Destructive Fires | Vegetation Contact | Aggregated | 2047 | 4.8432e-06 | 108.7427 | 0.00052666 | 2047 | Mitigation | 0.95 | 45 | 0 | esc | 0.00097009 | 4.6983e-09 | 0.00097009 | 4.6983e-09 | 0.0027816 | 8.1973e-08 | 0.012004 | 1.4017e-07
[120 empty] | 7.3.3.17.5 (Remote Grid) Updates to grid topology to minimize risk of ignition in HFTDs Remote GridWLDFRVegetation ContactAggregated | WLDFR | HFTD - Distribution - Tier 3 - 2QU CoRE ¦ 4QU LoRE | Red Flag Warning - Destructive Fires | Vegetation Contact | Aggregated | 2048 | 4.8432e-06 | 108.7427 | 0.00052666 | 2048 | Mitigation | 0.95 | 45 | 0 | esc | 0.00097009 | 4.6983e-09 | 0.00097009 | 4.6983e-09 | 0.0027816 | 8.1973e-08 | 0.012004 | 1.4017e-07
[120 empty] | 7.3.3.17.5 (Remote Grid) Updates to grid topology to minimize risk of ignition in HFTDs Remote GridWLDFRVegetation ContactAggregated | WLDFR | HFTD - Distribution - Tier 3 - 2QU CoRE ¦ 4QU LoRE | Red Flag Warning - Destructive Fires | Vegetation Contact | Aggregated | 2049 | 4.8432e-06 | 108.7427 | 0.00052666 | 2049 | Mitigation | 0.95 | 45 | 0 | esc | 0.00097009 | 4.6983e-09 | 0.00097009 | 4.6983e-09 | 0.0027816 | 8.1973e-08 | 0.012004 | 1.4017e-07
[120 empty] | 7.3.3.17.5 (Remote Grid) Updates to grid topology to minimize risk of ignition in HFTDs Remote GridWLDFRVegetation ContactAggregated | WLDFR | HFTD - Distribution - Tier 3 - 2QU CoRE ¦ 4QU LoRE | Red Flag Warning - Destructive Fires | Vegetation Contact | Aggregated | 2050 | 4.8432e-06 | 108.7427 | 0.00052666 | 2050 | Mitigation | 0.95 | 45 | 0 | esc | 0.00097009 | 4.6983e-09 | 0.00097009 | 4.6983e-09 | 0.0027816 | 8.1973e-08 | 0.012004 | 1.4017e-07
[120 empty] | 7.3.3.17.5 (Remote Grid) Updates to grid topology to minimize risk of ignition in HFTDs Remote GridWLDFRVegetation ContactAggregated | WLDFR | HFTD - Distribution - Tier 3 - 2QU CoRE ¦ 4QU LoRE | Red Flag Warning - Destructive Fires | Vegetation Contact | Aggregated | 2051 | 4.8432e-06 | 108.7427 | 0.00052666 | 2051 | Mitigation | 0.95 | 45 | 0 | esc | 0.00097009 | 4.6983e-09 | 0.00097009 | 4.6983e-09 | 0.0027816 | 8.1973e-08 | 0.012004 | 1.4017e-07
[120 empty] | 7.3.3.17.5 (Remote Grid) Updates to grid topology to minimize risk of ignition in HFTDs Remote GridWLDFRVegetation ContactAggregated | WLDFR | HFTD - Distribution - Tier 3 - 2QU CoRE ¦ 4QU LoRE | Red Flag Warning - Destructive Fires | Vegetation Contact | Aggregated | 2052 | 4.8432e-06 | 108.7427 | 0.00052666 | 2052 | Mitigation | 0.95 | 45 | 0 | esc | 0.00097009 | 4.6983e-09 | 0.00097009 | 4.6983e-09 | 0.0027816 | 8.1973e-08 | 0.012004 | 1.4017e-07
[120 empty] | 7.3.3.17.5 (Remote Grid) Updates to grid topology to minimize risk of ignition in HFTDs Remote GridWLDFRVegetation ContactAggregated | WLDFR | HFTD - Distribution - Tier 3 - 2QU CoRE ¦ 4QU LoRE | Red Flag Warning - Destructive Fires | Vegetation Contact | Aggregated | 2053 | 4.8432e-06 | 108.7427 | 0.00052666 | 2053 | Mitigation | 0.95 | 45 | 0 | esc | 0.00097009 | 4.6983e-09 | 0.00097009 | 4.6983e-09 | 0.0027816 | 8.1973e-08 | 0.012004 | 1.4017e-07
[120 empty] | 7.3.3.17.5 (Remote Grid) Updates to grid topology to minimize risk of ignition in HFTDs Remote GridWLDFRVegetation ContactAggregated | WLDFR | HFTD - Distribution - Tier 3 - 2QU CoRE ¦ 4QU LoRE | Red Flag Warning - Destructive Fires | Vegetation Contact | Aggregated | 2054 | 4.8432e-06 | 108.7427 | 0.00052666 | 2054 | Mitigation | 0.95 | 45 | 0 | esc | 0.00097009 | 4.6983e-09 | 0.00097009 | 4.6983e-09 | 0.0027816 | 8.1973e-08 | 0.012004 | 1.4017e-07
[120 empty] | 7.3.3.17.5 (Remote Grid) Updates to grid topology to minimize risk of ignition in HFTDs Remote GridWLDFRVegetation ContactAggregated | WLDFR | HFTD - Distribution - Tier 3 - 2QU CoRE ¦ 4QU LoRE | Red Flag Warning - Destructive Fires | Vegetation Contact | Aggregated | 2055 | 4.8432e-06 | 108.7427 | 0.00052666 | 2055 | Mitigation | 0.95 | 45 | 0 | esc | 0.00097009 | 4.6983e-09 | 0.00097009 | 4.6983e-09 | 0.0027816 | 8.1973e-08 | 0.012004 | 1.4017e-07
[120 empty] | 7.3.3.17.5 (Remote Grid) Updates to grid topology to minimize risk of ignition in HFTDs Remote GridWLDFRVegetation ContactAggregated | WLDFR | HFTD - Distribution - Tier 3 - 2QU CoRE ¦ 4QU LoRE | Red Flag Warning - Destructive Fires | Vegetation Contact | Aggregated | 2056 | 4.8432e-06 | 108.7427 | 0.00052666 | 2056 | Mitigation | 0.95 | 45 | 0 | esc | 0.00097009 | 4.6983e-09 | 0.00097009 | 4.6983e-09 | 0 | 0 | 0.012004 | 1.4017e-07
[120 empty] | 7.3.3.17.5 (Remote Grid) Updates to grid topology to minimize risk of ignition in HFTDs Remote GridWLDFRVegetation ContactAggregated | WLDFR | HFTD - Distribution - Tier 3 - 2QU CoRE ¦ 4QU LoRE | Red Flag Warning - Destructive Fires | Vegetation Contact | Aggregated | 2057 | 4.8432e-06 | 108.7427 | 0.00052666 | 2057 | Mitigation | 0.95 | 45 | 0 | esc | 0.00097009 | 4.6983e-09 | 0.00097009 | 4.6983e-09 | 0.0027816 | 1.8273e-09 | 0.012004 | 1.4017e-07
[120 empty] | 7.3.3.17.5 (Remote Grid) Updates to grid topology to minimize risk of ignition in HFTDs Remote GridWLDFRVegetation ContactAggregated | WLDFR | HFTD - Distribution - Tier 3 - 2QU CoRE ¦ 4QU LoRE | Red Flag Warning - Destructive Fires | Vegetation Contact | Aggregated | 2058 | 4.8432e-06 | 108.7427 | 0.00052666 | 2058 | Mitigation | 0.95 | 45 | 0 | esc | 0.00097009 | 4.6983e-09 | 0.00097009 | 4.6983e-09 | 0.0027816 | 1.8273e-09 | 0.012004 | 1.4017e-07
[120 empty] | 7.3.3.17.5 (Remote Grid) Updates to grid topology to minimize risk of ignition in HFTDs Remote GridWLDFRVegetation ContactAggregated | WLDFR | HFTD - Distribution - Tier 3 - 2QU CoRE ¦ 4QU LoRE | Red Flag Warning - Destructive Fires | Vegetation Contact | Aggregated | 2059 | 4.8432e-06 | 108.7427 | 0.00052666 | 2059 | Mitigation | 0.95 | 45 | 0 | esc | 0.00097009 | 4.6983e-09 | 0.00097009 | 4.6983e-09 | 0.0027816 | 1.8273e-09 | 0.012004 | 1.4017e-07
[120 empty] | 7.3.3.17.5 (Remote Grid) Updates to grid topology to minimize risk of ignition in HFTDs Remote GridWLDFRVegetation ContactAggregated | WLDFR | HFTD - Distribution - Tier 3 - 2QU CoRE ¦ 4QU LoRE | Red Flag Warning - Destructive Fires | Vegetation Contact | Aggregated | 2060 | 4.8432e-06 | 108.7427 | 0.00052666 | 2060 | Mitigation | 0.95 | 45 | 0 | esc | 0.00097009 | 4.6983e-09 | 0.00097009 | 4.6983e-09 | 0.0027816 | 1.8273e-09 | 0.012004 | 1.4017e-07
[120 empty] | 7.3.3.17.5 (Remote Grid) Updates to grid topology to minimize risk of ignition in HFTDs Remote GridWLDFRVegetation ContactAggregated | WLDFR | HFTD - Distribution - Tier 3 - 2QU CoRE ¦ 4QU LoRE | Red Flag Warning - Destructive Fires | Vegetation Contact | Aggregated | 2061 | 4.8432e-06 | 108.7427 | 0.00052666 | 2061 | Mitigation | 0.95 | 45 | 0 | esc | 0.00097009 | 4.6983e-09 | 0.00097009 | 4.6983e-09 | 0.0027816 | 1.8273e-09 | 0.012004 | 1.4017e-07
[120 empty] | 7.3.3.17.5 (Remote Grid) Updates to grid topology to minimize risk of ignition in HFTDs Remote GridWLDFRVegetation ContactAggregated | WLDFR | HFTD - Distribution - Tier 3 - 2QU CoRE ¦ 4QU LoRE | Red Flag Warning - Destructive Fires | Vegetation Contact | Aggregated | 2062 | 4.8432e-06 | 108.7427 | 0.00052666 | 2062 | Mitigation | 0.95 | 45 | 0 | esc | 0.00097009 | 4.6983e-09 | 0.00097009 | 4.6983e-09 | 0.0027816 | 1.8273e-09 | 0.012004 | 1.4017e-07
[120 empty] | 7.3.3.17.5 (Remote Grid) Updates to grid topology to minimize risk of ignition in HFTDs Remote GridWLDFRVegetation ContactAggregated | WLDFR | HFTD - Distribution - Tier 3 - 2QU CoRE ¦ 4QU LoRE | Red Flag Warning - Destructive Fires | Vegetation Contact | Aggregated | 2063 | 4.8432e-06 | 108.7427 | 0.00052666 | 2063 | Mitigation | 0.95 | 45 | 0 | esc | 0.00097009 | 4.6983e-09 | 0.00097009 | 4.6983e-09 | 0.0027816 | 1.8273e-09 | 0.012004 | 1.4017e-07
[120 empty] | 7.3.3.17.5 (Remote Grid) Updates to grid topology to minimize risk of ignition in HFTDs Remote GridWLDFRVegetation ContactAggregated | WLDFR | HFTD - Distribution - Tier 3 - 2QU CoRE ¦ 4QU LoRE | Red Flag Warning - Destructive Fires | Vegetation Contact | Aggregated | 2064 | 4.8432e-06 | 108.7427 | 0.00052666 | 2064 | Mitigation | 0.95 | 45 | 0 | esc | 0.00097009 | 4.6983e-09 | 0.00097009 | 4.6983e-09 | 0.0027816 | 1.8273e-09 | 0.012004 | 1.4017e-07
[120 empty] | 7.3.3.17.5 (Remote Grid) Updates to grid topology to minimize risk of ignition in HFTDs Remote GridWLDFRVegetation ContactAggregated | WLDFR | HFTD - Distribution - Tier 3 - 2QU CoRE ¦ 4QU LoRE | Red Flag Warning - Destructive Fires | Vegetation Contact | Aggregated | 2065 | 4.8432e-06 | 108.7427 | 0.00052666 | 2065 | Mitigation | 0.95 | 45 | 0 | esc | 0.00097009 | 4.6983e-09 | 0.00097009 | 4.6983e-09 | 0.0027816 | 1.8273e-09 | 0.012004 | 1.4017e-07
[120 empty] | 7.3.3.17.5 (Remote Grid) Updates to grid topology to minimize risk of ignition in HFTDs Remote GridWLDFRVegetation ContactAggregated | WLDFR | HFTD - Distribution - Tier 3 - 2QU CoRE ¦ 4QU LoRE | Red Flag Warning - Destructive Fires | Vegetation Contact | Aggregated | 2066 | 4.8432e-06 | 108.7427 | 0.00052666 | 2066 | Mitigation | 0.95 | 45 | 0 | esc | 0.00097009 | 4.6983e-09 | 0.00097009 | 4.6983e-09 | 0.0027816 | 1.8273e-09 | 0 | 0
[120 empty] | 7.3.3.17.5 (Remote Grid) Updates to grid topology to minimize risk of ignition in HFTDs Remote GridWLDFRVegetation ContactAggregated | WLDFR | HFTD - Distribution - Tier 3 - 2QU CoRE ¦ 4QU LoRE | Red Flag Warning - Destructive Fires | Vegetation Contact | Aggregated | 2067 | 4.8432e-06 | 108.7427 | 0.00052666 | 2067 | Mitigation | 0.95 | 45 | 0 | esc | 0 | 0 | 0.00097009 | 4.6983e-09 | 0.0027816 | 1.8273e-09 | 0 | 0
[120 empty] | 7.3.3.17.5 (Remote Grid) Updates to grid topology to minimize risk of ignition in HFTDs Remote GridWLDFREquipment / facility failureAggregated | WLDFR | HFTD - Distribution - Tier 3 - 2QU CoRE ¦ 4QU LoRE | Red Flag Warning - Large Fires | Equipment / facility failure | Aggregated | 2022 | 1.3378e-05 | 108.7427 | 0.0014548 | 2022 | Mitigation | 0.95 | 45 | 0 | esc | 0.00097009 | 1.2978e-08 | 0 | 0 | 0.0027816 | 1.8273e-09 | 0.010025 | 2.9628e-07
[120 empty] | 7.3.3.17.5 (Remote Grid) Updates to grid topology to minimize risk of ignition in HFTDs Remote GridWLDFREquipment / facility failureAggregated | WLDFR | HFTD - Distribution - Tier 3 - 2QU CoRE ¦ 4QU LoRE | Red Flag Warning - Large Fires | Equipment / facility failure | Aggregated | 2023 | 1.3378e-05 | 108.7427 | 0.0014548 | 2023 | Mitigation | 0.95 | 45 | 0 | esc | 0.00097009 | 1.2978e-08 | 0.00097009 | 1.2978e-08 | 0.0027816 | 1.8273e-09 | 0.010025 | 2.9628e-07
[120 empty] | 7.3.3.17.5 (Remote Grid) Updates to grid topology to minimize risk of ignition in HFTDs Remote GridWLDFREquipment / facility failureAggregated | WLDFR | HFTD - Distribution - Tier 3 - 2QU CoRE ¦ 4QU LoRE | Red Flag Warning - Large Fires | Equipment / facility failure | Aggregated | 2024 | 1.3378e-05 | 108.7427 | 0.0014548 | 2024 | Mitigation | 0.95 | 45 | 0 | esc | 0.00097009 | 1.2978e-08 | 0.00097009 | 1.2978e-08 | 0.0027816 | 1.8273e-09 | 0.010025 | 2.9628e-07
[120 empty] | 7.3.3.17.5 (Remote Grid) Updates to grid topology to minimize risk of ignition in HFTDs Remote GridWLDFREquipment / facility failureAggregated | WLDFR | HFTD - Distribution - Tier 3 - 2QU CoRE ¦ 4QU LoRE | Red Flag Warning - Large Fires | Equipment / facility failure | Aggregated | 2025 | 1.3378e-05 | 108.7427 | 0.0014548 | 2025 | Mitigation | 0.95 | 45 | 0 | esc | 0.00097009 | 1.2978e-08 | 0.00097009 | 1.2978e-08 | 0.0027816 | 1.8273e-09 | 0.010025 | 2.9628e-07
[120 empty] | 7.3.3.17.5 (Remote Grid) Updates to grid topology to minimize risk of ignition in HFTDs Remote GridWLDFREquipment / facility failureAggregated | WLDFR | HFTD - Distribution - Tier 3 - 2QU CoRE ¦ 4QU LoRE | Red Flag Warning - Large Fires | Equipment / facility failure | Aggregated | 2026 | 1.3378e-05 | 108.7427 | 0.0014548 | 2026 | Mitigation | 0.95 | 45 | 0 | esc | 0.00097009 | 1.2978e-08 | 0.00097009 | 1.2978e-08 | 0.0027816 | 1.8273e-09 | 0.010025 | 2.9628e-07
[120 empty] | 7.3.3.17.5 (Remote Grid) Updates to grid topology to minimize risk of ignition in HFTDs Remote GridWLDFREquipment / facility failureAggregated | WLDFR | HFTD - Distribution - Tier 3 - 2QU CoRE ¦ 4QU LoRE | Red Flag Warning - Large Fires | Equipment / facility failure | Aggregated | 2027 | 1.3378e-05 | 108.7427 | 0.0014548 | 2027 | Mitigation | 0.95 | 45 | 0 | esc | 0.00097009 | 1.2978e-08 | 0.00097009 | 1.2978e-08 | 0.0027816 | 1.8273e-09 | 0.010025 | 2.9628e-07
[120 empty] | 7.3.3.17.5 (Remote Grid) Updates to grid topology to minimize risk of ignition in HFTDs Remote GridWLDFREquipment / facility failureAggregated | WLDFR | HFTD - Distribution - Tier 3 - 2QU CoRE ¦ 4QU LoRE | Red Flag Warning - Large Fires | Equipment / facility failure | Aggregated | 2028 | 1.3378e-05 | 108.7427 | 0.0014548 | 2028 | Mitigation | 0.95 | 45 | 0 | esc | 0.00097009 | 1.2978e-08 | 0.00097009 | 1.2978e-08 | 0.0027816 | 1.8273e-09 | 0.010025 | 2.9628e-07
[120 empty] | 7.3.3.17.5 (Remote Grid) Updates to grid topology to minimize risk of ignition in HFTDs Remote GridWLDFREquipment / facility failureAggregated | WLDFR | HFTD - Distribution - Tier 3 - 2QU CoRE ¦ 4QU LoRE | Red Flag Warning - Large Fires | Equipment / facility failure | Aggregated | 2029 | 1.3378e-05 | 108.7427 | 0.0014548 | 2029 | Mitigation | 0.95 | 45 | 0 | esc | 0.00097009 | 1.2978e-08 | 0.00097009 | 1.2978e-08 | 0.0027816 | 1.8273e-09 | 0.010025 | 2.9628e-07
[120 empty] | 7.3.3.17.5 (Remote Grid) Updates to grid topology to minimize risk of ignition in HFTDs Remote GridWLDFREquipment / facility failureAggregated | WLDFR | HFTD - Distribution - Tier 3 - 2QU CoRE ¦ 4QU LoRE | Red Flag Warning - Large Fires | Equipment / facility failure | Aggregated | 2030 | 1.3378e-05 | 108.7427 | 0.0014548 | 2030 | Mitigation | 0.95 | 45 | 0 | esc | 0.00097009 | 1.2978e-08 | 0.00097009 | 1.2978e-08 | 0.0027816 | 1.8273e-09 | 0.010025 | 2.9628e-07
[120 empty] | 7.3.3.17.5 (Remote Grid) Updates to grid topology to minimize risk of ignition in HFTDs Remote GridWLDFREquipment / facility failureAggregated | WLDFR | HFTD - Distribution - Tier 3 - 2QU CoRE ¦ 4QU LoRE | Red Flag Warning - Large Fires | Equipment / facility failure | Aggregated | 2031 | 1.3378e-05 | 108.7427 | 0.0014548 | 2031 | Mitigation | 0.95 | 45 | 0 | esc | 0.00097009 | 1.2978e-08 | 0.00097009 | 1.2978e-08 | 0.0027816 | 1.8273e-09 | 0.010025 | 2.9628e-07
[120 empty] | 7.3.3.17.5 (Remote Grid) Updates to grid topology to minimize risk of ignition in HFTDs Remote GridWLDFREquipment / facility failureAggregated | WLDFR | HFTD - Distribution - Tier 3 - 2QU CoRE ¦ 4QU LoRE | Red Flag Warning - Large Fires | Equipment / facility failure | Aggregated | 2032 | 1.3378e-05 | 108.7427 | 0.0014548 | 2032 | Mitigation | 0.95 | 45 | 0 | esc | 0.00097009 | 1.2978e-08 | 0.00097009 | 1.2978e-08 | 0.0027816 | 1.8273e-09 | 0.010025 | 2.9628e-07
[120 empty] | 7.3.3.17.5 (Remote Grid) Updates to grid topology to minimize risk of ignition in HFTDs Remote GridWLDFREquipment / facility failureAggregated | WLDFR | HFTD - Distribution - Tier 3 - 2QU CoRE ¦ 4QU LoRE | Red Flag Warning - Large Fires | Equipment / facility failure | Aggregated | 2033 | 1.3378e-05 | 108.7427 | 0.0014548 | 2033 | Mitigation | 0.95 | 45 | 0 | esc | 0.00097009 | 1.2978e-08 | 0.00097009 | 1.2978e-08 | 0.0027816 | 1.8273e-09 | 0.010025 | 2.9628e-07
[120 empty] | 7.3.3.17.5 (Remote Grid) Updates to grid topology to minimize risk of ignition in HFTDs Remote GridWLDFREquipment / facility failureAggregated | WLDFR | HFTD - Distribution - Tier 3 - 2QU CoRE ¦ 4QU LoRE | Red Flag Warning - Large Fires | Equipment / facility failure | Aggregated | 2034 | 1.3378e-05 | 108.7427 | 0.0014548 | 2034 | Mitigation | 0.95 | 45 | 0 | esc | 0.00097009 | 1.2978e-08 | 0.00097009 | 1.2978e-08 | 0.0027816 | 1.8273e-09 | 0.010025 | 2.9628e-07
[120 empty] | 7.3.3.17.5 (Remote Grid) Updates to grid topology to minimize risk of ignition in HFTDs Remote GridWLDFREquipment / facility failureAggregated | WLDFR | HFTD - Distribution - Tier 3 - 2QU CoRE ¦ 4QU LoRE | Red Flag Warning - Large Fires | Equipment / facility failure | Aggregated | 2035 | 1.3378e-05 | 108.7427 | 0.0014548 | 2035 | Mitigation | 0.95 | 45 | 0 | esc | 0.00097009 | 1.2978e-08 | 0.00097009 | 1.2978e-08 | 0.0027816 | 1.8273e-09 | 0.010025 | 2.9628e-07
[120 empty] | 7.3.3.17.5 (Remote Grid) Updates to grid topology to minimize risk of ignition in HFTDs Remote GridWLDFREquipment / facility failureAggregated | WLDFR | HFTD - Distribution - Tier 3 - 2QU CoRE ¦ 4QU LoRE | Red Flag Warning - Large Fires | Equipment / facility failure | Aggregated | 2036 | 1.3378e-05 | 108.7427 | 0.0014548 | 2036 | Mitigation | 0.95 | 45 | 0 | esc | 0.00097009 | 1.2978e-08 | 0.00097009 | 1.2978e-08 | 0.0027816 | 1.8273e-09 | 0.010025 | 2.9628e-07
[120 empty] | 7.3.3.17.5 (Remote Grid) Updates to grid topology to minimize risk of ignition in HFTDs Remote GridWLDFREquipment / facility failureAggregated | WLDFR | HFTD - Distribution - Tier 3 - 2QU CoRE ¦ 4QU LoRE | Red Flag Warning - Large Fires | Equipment / facility failure | Aggregated | 2037 | 1.3378e-05 | 108.7427 | 0.0014548 | 2037 | Mitigation | 0.95 | 45 | 0 | esc | 0.00097009 | 1.2978e-08 | 0.00097009 | 1.2978e-08 | 0.0027816 | 1.8273e-09 | 0.010025 | 2.9628e-07
[120 empty] | 7.3.3.17.5 (Remote Grid) Updates to grid topology to minimize risk of ignition in HFTDs Remote GridWLDFREquipment / facility failureAggregated | WLDFR | HFTD - Distribution - Tier 3 - 2QU CoRE ¦ 4QU LoRE | Red Flag Warning - Large Fires | Equipment / facility failure | Aggregated | 2038 | 1.3378e-05 | 108.7427 | 0.0014548 | 2038 | Mitigation | 0.95 | 45 | 0 | esc | 0.00097009 | 1.2978e-08 | 0.00097009 | 1.2978e-08 | 0.0027816 | 1.8273e-09 | 0.010025 | 2.9628e-07
[120 empty] | 7.3.3.17.5 (Remote Grid) Updates to grid topology to minimize risk of ignition in HFTDs Remote GridWLDFREquipment / facility failureAggregated | WLDFR | HFTD - Distribution - Tier 3 - 2QU CoRE ¦ 4QU LoRE | Red Flag Warning - Large Fires | Equipment / facility failure | Aggregated | 2039 | 1.3378e-05 | 108.7427 | 0.0014548 | 2039 | Mitigation | 0.95 | 45 | 0 | esc | 0.00097009 | 1.2978e-08 | 0.00097009 | 1.2978e-08 | 0.0027816 | 1.8273e-09 | 0.010025 | 2.9628e-07
[120 empty] | 7.3.3.17.5 (Remote Grid) Updates to grid topology to minimize risk of ignition in HFTDs Remote GridWLDFREquipment / facility failureAggregated | WLDFR | HFTD - Distribution - Tier 3 - 2QU CoRE ¦ 4QU LoRE | Red Flag Warning - Large Fires | Equipment / facility failure | Aggregated | 2040 | 1.3378e-05 | 108.7427 | 0.0014548 | 2040 | Mitigation | 0.95 | 45 | 0 | esc | 0.00097009 | 1.2978e-08 | 0.00097009 | 1.2978e-08 | 0.0027816 | 1.8273e-09 | 0.010025 | 2.9628e-07
[120 empty] | 7.3.3.17.5 (Remote Grid) Updates to grid topology to minimize risk of ignition in HFTDs Remote GridWLDFREquipment / facility failureAggregated | WLDFR | HFTD - Distribution - Tier 3 - 2QU CoRE ¦ 4QU LoRE | Red Flag Warning - Large Fires | Equipment / facility failure | Aggregated | 2041 | 1.3378e-05 | 108.7427 | 0.0014548 | 2041 | Mitigation | 0.95 | 45 | 0 | esc | 0.00097009 | 1.2978e-08 | 0.00097009 | 1.2978e-08 | 0.0027816 | 1.8273e-09 | 0.010025 | 2.9628e-07
[120 empty] | 7.3.3.17.5 (Remote Grid) Updates to grid topology to minimize risk of ignition in HFTDs Remote GridWLDFREquipment / facility failureAggregated | WLDFR | HFTD - Distribution - Tier 3 - 2QU CoRE ¦ 4QU LoRE | Red Flag Warning - Large Fires | Equipment / facility failure | Aggregated | 2042 | 1.3378e-05 | 108.7427 | 0.0014548 | 2042 | Mitigation | 0.95 | 45 | 0 | esc | 0.00097009 | 1.2978e-08 | 0.00097009 | 1.2978e-08 | 0.0027816 | 1.8273e-09 | 0.010025 | 2.9628e-07
[120 empty] | 7.3.3.17.5 (Remote Grid) Updates to grid topology to minimize risk of ignition in HFTDs Remote GridWLDFREquipment / facility failureAggregated | WLDFR | HFTD - Distribution - Tier 3 - 2QU CoRE ¦ 4QU LoRE | Red Flag Warning - Large Fires | Equipment / facility failure | Aggregated | 2043 | 1.3378e-05 | 108.7427 | 0.0014548 | 2043 | Mitigation | 0.95 | 45 | 0 | esc | 0.00097009 | 1.2978e-08 | 0.00097009 | 1.2978e-08 | 0.0027816 | 1.8273e-09 | 0.010025 | 2.9628e-07
[120 empty] | 7.3.3.17.5 (Remote Grid) Updates to grid topology to minimize risk of ignition in HFTDs Remote GridWLDFREquipment / facility failureAggregated | WLDFR | HFTD - Distribution - Tier 3 - 2QU CoRE ¦ 4QU LoRE | Red Flag Warning - Large Fires | Equipment / facility failure | Aggregated | 2044 | 1.3378e-05 | 108.7427 | 0.0014548 | 2044 | Mitigation | 0.95 | 45 | 0 | esc | 0.00097009 | 1.2978e-08 | 0.00097009 | 1.2978e-08 | 0.0027816 | 1.8273e-09 | 0.010025 | 2.9628e-07
[120 empty] | 7.3.3.17.5 (Remote Grid) Updates to grid topology to minimize risk of ignition in HFTDs Remote GridWLDFREquipment / facility failureAggregated | WLDFR | HFTD - Distribution - Tier 3 - 2QU CoRE ¦ 4QU LoRE | Red Flag Warning - Large Fires | Equipment / facility failure | Aggregated | 2045 | 1.3378e-05 | 108.7427 | 0.0014548 | 2045 | Mitigation | 0.95 | 45 | 0 | esc | 0.00097009 | 1.2978e-08 | 0.00097009 | 1.2978e-08 | 0.0027816 | 1.8273e-09 | 0.010025 | 2.9628e-07
[120 empty] | 7.3.3.17.5 (Remote Grid) Updates to grid topology to minimize risk of ignition in HFTDs Remote GridWLDFREquipment / facility failureAggregated | WLDFR | HFTD - Distribution - Tier 3 - 2QU CoRE ¦ 4QU LoRE | Red Flag Warning - Large Fires | Equipment / facility failure | Aggregated | 2046 | 1.3378e-05 | 108.7427 | 0.0014548 | 2046 | Mitigation | 0.95 | 45 | 0 | esc | 0.00097009 | 1.2978e-08 | 0.00097009 | 1.2978e-08 | 0.0027816 | 1.8273e-09 | 0.010025 | 2.9628e-07
[120 empty] | 7.3.3.17.5 (Remote Grid) Updates to grid topology to minimize risk of ignition in HFTDs Remote GridWLDFREquipment / facility failureAggregated | WLDFR | HFTD - Distribution - Tier 3 - 2QU CoRE ¦ 4QU LoRE | Red Flag Warning - Large Fires | Equipment / facility failure | Aggregated | 2047 | 1.3378e-05 | 108.7427 | 0.0014548 | 2047 | Mitigation | 0.95 | 45 | 0 | esc | 0.00097009 | 1.2978e-08 | 0.00097009 | 1.2978e-08 | 0.0027816 | 1.8273e-09 | 0.010025 | 2.9628e-07
[120 empty] | 7.3.3.17.5 (Remote Grid) Updates to grid topology to minimize risk of ignition in HFTDs Remote GridWLDFREquipment / facility failureAggregated | WLDFR | HFTD - Distribution - Tier 3 - 2QU CoRE ¦ 4QU LoRE | Red Flag Warning - Large Fires | Equipment / facility failure | Aggregated | 2048 | 1.3378e-05 | 108.7427 | 0.0014548 | 2048 | Mitigation | 0.95 | 45 | 0 | esc | 0.00097009 | 1.2978e-08 | 0.00097009 | 1.2978e-08 | 0.0027816 | 1.8273e-09 | 0.010025 | 2.9628e-07
[120 empty] | 7.3.3.17.5 (Remote Grid) Updates to grid topology to minimize risk of ignition in HFTDs Remote GridWLDFREquipment / facility failureAggregated | WLDFR | HFTD - Distribution - Tier 3 - 2QU CoRE ¦ 4QU LoRE | Red Flag Warning - Large Fires | Equipment / facility failure | Aggregated | 2049 | 1.3378e-05 | 108.7427 | 0.0014548 | 2049 | Mitigation | 0.95 | 45 | 0 | esc | 0.00097009 | 1.2978e-08 | 0.00097009 | 1.2978e-08 | 0.0027816 | 1.8273e-09 | 0.010025 | 2.9628e-07
[120 empty] | 7.3.3.17.5 (Remote Grid) Updates to grid topology to minimize risk of ignition in HFTDs Remote GridWLDFREquipment / facility failureAggregated | WLDFR | HFTD - Distribution - Tier 3 - 2QU CoRE ¦ 4QU LoRE | Red Flag Warning - Large Fires | Equipment / facility failure | Aggregated | 2050 | 1.3378e-05 | 108.7427 | 0.0014548 | 2050 | Mitigation | 0.95 | 45 | 0 | esc | 0.00097009 | 1.2978e-08 | 0.00097009 | 1.2978e-08 | 0.0027816 | 1.8273e-09 | 0.010025 | 2.9628e-07
[120 empty] | 7.3.3.17.5 (Remote Grid) Updates to grid topology to minimize risk of ignition in HFTDs Remote GridWLDFREquipment / facility failureAggregated | WLDFR | HFTD - Distribution - Tier 3 - 2QU CoRE ¦ 4QU LoRE | Red Flag Warning - Large Fires | Equipment / facility failure | Aggregated | 2051 | 1.3378e-05 | 108.7427 | 0.0014548 | 2051 | Mitigation | 0.95 | 45 | 0 | esc | 0.00097009 | 1.2978e-08 | 0.00097009 | 1.2978e-08 | 0.0027816 | 1.8273e-09 | 0.010025 | 2.9628e-07
[120 empty] | 7.3.3.17.5 (Remote Grid) Updates to grid topology to minimize risk of ignition in HFTDs Remote GridWLDFREquipment / facility failureAggregated | WLDFR | HFTD - Distribution - Tier 3 - 2QU CoRE ¦ 4QU LoRE | Red Flag Warning - Large Fires | Equipment / facility failure | Aggregated | 2052 | 1.3378e-05 | 108.7427 | 0.0014548 | 2052 | Mitigation | 0.95 | 45 | 0 | esc | 0.00097009 | 1.2978e-08 | 0.00097009 | 1.2978e-08 | 0.0027816 | 1.8273e-09 | 0 | 0
[120 empty] | 7.3.3.17.5 (Remote Grid) Updates to grid topology to minimize risk of ignition in HFTDs Remote GridWLDFREquipment / facility failureAggregated | WLDFR | HFTD - Distribution - Tier 3 - 2QU CoRE ¦ 4QU LoRE | Red Flag Warning - Large Fires | Equipment / facility failure | Aggregated | 2053 | 1.3378e-05 | 108.7427 | 0.0014548 | 2053 | Mitigation | 0.95 | 45 | 0 | esc | 0.00097009 | 1.2978e-08 | 0.00097009 | 1.2978e-08 | 0.0027816 | 1.8273e-09 | 0 | 0
[120 empty] | 7.3.3.17.5 (Remote Grid) Updates to grid topology to minimize risk of ignition in HFTDs Remote GridWLDFREquipment / facility failureAggregated | WLDFR | HFTD - Distribution - Tier 3 - 2QU CoRE ¦ 4QU LoRE | Red Flag Warning - Large Fires | Equipment / facility failure | Aggregated | 2054 | 1.3378e-05 | 108.7427 | 0.0014548 | 2054 | Mitigation | 0.95 | 45 | 0 | esc | 0.00097009 | 1.2978e-08 | 0.00097009 | 1.2978e-08 | 0.0027816 | 1.8273e-09 | 0.0094681 | 9.5522e-07
[120 empty] | 7.3.3.17.5 (Remote Grid) Updates to grid topology to minimize risk of ignition in HFTDs Remote GridWLDFREquipment / facility failureAggregated | WLDFR | HFTD - Distribution - Tier 3 - 2QU CoRE ¦ 4QU LoRE | Red Flag Warning - Large Fires | Equipment / facility failure | Aggregated | 2055 | 1.3378e-05 | 108.7427 | 0.0014548 | 2055 | Mitigation | 0.95 | 45 | 0 | esc | 0.00097009 | 1.2978e-08 | 0.00097009 | 1.2978e-08 | 0.0027816 | 1.8273e-09 | 0.0094681 | 9.5522e-07
[120 empty] | 7.3.3.17.5 (Remote Grid) Updates to grid topology to minimize risk of ignition in HFTDs Remote GridWLDFREquipment / facility failureAggregated | WLDFR | HFTD - Distribution - Tier 3 - 2QU CoRE ¦ 4QU LoRE | Red Flag Warning - Large Fires | Equipment / facility failure | Aggregated | 2056 | 1.3378e-05 | 108.7427 | 0.0014548 | 2056 | Mitigation | 0.95 | 45 | 0 | esc | 0.00097009 | 1.2978e-08 | 0.00097009 | 1.2978e-08 | 0.0027816 | 1.8273e-09 | 0.0094681 | 9.5522e-07
[120 empty] | 7.3.3.17.5 (Remote Grid) Updates to grid topology to minimize risk of ignition in HFTDs Remote GridWLDFREquipment / facility failureAggregated | WLDFR | HFTD - Distribution - Tier 3 - 2QU CoRE ¦ 4QU LoRE | Red Flag Warning - Large Fires | Equipment / facility failure | Aggregated | 2057 | 1.3378e-05 | 108.7427 | 0.0014548 | 2057 | Mitigation | 0.95 | 45 | 0 | esc | 0.00097009 | 1.2978e-08 | 0.00097009 | 1.2978e-08 | 0.0027816 | 1.8273e-09 | 0.0094681 | 9.5522e-07
[120 empty] | 7.3.3.17.5 (Remote Grid) Updates to grid topology to minimize risk of ignition in HFTDs Remote GridWLDFREquipment / facility failureAggregated | WLDFR | HFTD - Distribution - Tier 3 - 2QU CoRE ¦ 4QU LoRE | Red Flag Warning - Large Fires | Equipment / facility failure | Aggregated | 2058 | 1.3378e-05 | 108.7427 | 0.0014548 | 2058 | Mitigation | 0.95 | 45 | 0 | esc | 0.00097009 | 1.2978e-08 | 0.00097009 | 1.2978e-08 | 0.0027816 | 1.8273e-09 | 0.0094681 | 9.5522e-07
[120 empty] | 7.3.3.17.5 (Remote Grid) Updates to grid topology to minimize risk of ignition in HFTDs Remote GridWLDFREquipment / facility failureAggregated | WLDFR | HFTD - Distribution - Tier 3 - 2QU CoRE ¦ 4QU LoRE | Red Flag Warning - Large Fires | Equipment / facility failure | Aggregated | 2059 | 1.3378e-05 | 108.7427 | 0.0014548 | 2059 | Mitigation | 0.95 | 45 | 0 | esc | 0.00097009 | 1.2978e-08 | 0.00097009 | 1.2978e-08 | 0.0027816 | 1.8273e-09 | 0.0094681 | 9.5522e-07
[120 empty] | 7.3.3.17.5 (Remote Grid) Updates to grid topology to minimize risk of ignition in HFTDs Remote GridWLDFREquipment / facility failureAggregated | WLDFR | HFTD - Distribution - Tier 3 - 2QU CoRE ¦ 4QU LoRE | Red Flag Warning - Large Fires | Equipment / facility failure | Aggregated | 2060 | 1.3378e-05 | 108.7427 | 0.0014548 | 2060 | Mitigation | 0.95 | 45 | 0 | esc | 0.00097009 | 1.2978e-08 | 0.00097009 | 1.2978e-08 | 0 | 0 | 0.0094681 | 9.5522e-07
[120 empty] | 7.3.3.17.5 (Remote Grid) Updates to grid topology to minimize risk of ignition in HFTDs Remote GridWLDFREquipment / facility failureAggregated | WLDFR | HFTD - Distribution - Tier 3 - 2QU CoRE ¦ 4QU LoRE | Red Flag Warning - Large Fires | Equipment / facility failure | Aggregated | 2061 | 1.3378e-05 | 108.7427 | 0.0014548 | 2061 | Mitigation | 0.95 | 45 | 0 | esc | 0.00097009 | 1.2978e-08 | 0.00097009 | 1.2978e-08 | 0.0027816 | 1.7796e-06 | 0.0094681 | 9.5522e-07
[120 empty] | 7.3.3.17.5 (Remote Grid) Updates to grid topology to minimize risk of ignition in HFTDs Remote GridWLDFREquipment / facility failureAggregated | WLDFR | HFTD - Distribution - Tier 3 - 2QU CoRE ¦ 4QU LoRE | Red Flag Warning - Large Fires | Equipment / facility failure | Aggregated | 2062 | 1.3378e-05 | 108.7427 | 0.0014548 | 2062 | Mitigation | 0.95 | 45 | 0 | esc | 0.00097009 | 1.2978e-08 | 0.00097009 | 1.2978e-08 | 0.0027816 | 1.7796e-06 | 0.0094681 | 9.5522e-07
[120 empty] | 7.3.3.17.5 (Remote Grid) Updates to grid topology to minimize risk of ignition in HFTDs Remote GridWLDFREquipment / facility failureAggregated | WLDFR | HFTD - Distribution - Tier 3 - 2QU CoRE ¦ 4QU LoRE | Red Flag Warning - Large Fires | Equipment / facility failure | Aggregated | 2063 | 1.3378e-05 | 108.7427 | 0.0014548 | 2063 | Mitigation | 0.95 | 45 | 0 | esc | 0.00097009 | 1.2978e-08 | 0.00097009 | 1.2978e-08 | 0.0027816 | 1.7796e-06 | 0.0094681 | 9.5522e-07
[120 empty] | 7.3.3.17.5 (Remote Grid) Updates to grid topology to minimize risk of ignition in HFTDs Remote GridWLDFREquipment / facility failureAggregated | WLDFR | HFTD - Distribution - Tier 3 - 2QU CoRE ¦ 4QU LoRE | Red Flag Warning - Large Fires | Equipment / facility failure | Aggregated | 2064 | 1.3378e-05 | 108.7427 | 0.0014548 | 2064 | Mitigation | 0.95 | 45 | 0 | esc | 0.00097009 | 1.2978e-08 | 0.00097009 | 1.2978e-08 | 0.0027816 | 1.7796e-06 | 0.0094681 | 9.5522e-07
[120 empty] | 7.3.3.17.5 (Remote Grid) Updates to grid topology to minimize risk of ignition in HFTDs Remote GridWLDFREquipment / facility failureAggregated | WLDFR | HFTD - Distribution - Tier 3 - 2QU CoRE ¦ 4QU LoRE | Red Flag Warning - Large Fires | Equipment / facility failure | Aggregated | 2065 | 1.3378e-05 | 108.7427 | 0.0014548 | 2065 | Mitigation | 0.95 | 45 | 0 | esc | 0.00097009 | 1.2978e-08 | 0.00097009 | 1.2978e-08 | 0.0027816 | 1.7796e-06 | 0.0094681 | 9.5522e-07
[120 empty] | 7.3.3.17.5 (Remote Grid) Updates to grid topology to minimize risk of ignition in HFTDs Remote GridWLDFREquipment / facility failureAggregated | WLDFR | HFTD - Distribution - Tier 3 - 2QU CoRE ¦ 4QU LoRE | Red Flag Warning - Large Fires | Equipment / facility failure | Aggregated | 2066 | 1.3378e-05 | 108.7427 | 0.0014548 | 2066 | Mitigation | 0.95 | 45 | 0 | esc | 0.00097009 | 1.2978e-08 | 0.00097009 | 1.2978e-08 | 0.0027816 | 1.7796e-06 | 0.0094681 | 9.5522e-07
[120 empty] | 7.3.3.17.5 (Remote Grid) Updates to grid topology to minimize risk of ignition in HFTDs Remote GridWLDFREquipment / facility failureAggregated | WLDFR | HFTD - Distribution - Tier 3 - 2QU CoRE ¦ 4QU LoRE | Red Flag Warning - Large Fires | Equipment / facility failure | Aggregated | 2067 | 1.3378e-05 | 108.7427 | 0.0014548 | 2067 | Mitigation | 0.95 | 45 | 0 | esc | 0 | 0 | 0.00097009 | 1.2978e-08 | 0.0027816 | 1.7796e-06 | 0.0094681 | 9.5522e-07
[120 empty] | 7.3.3.17.5 (Remote Grid) Updates to grid topology to minimize risk of ignition in HFTDs Remote GridWLDFRVegetation ContactAggregated | WLDFR | HFTD - Distribution - Tier 3 - 2QU CoRE ¦ 4QU LoRE | Red Flag Warning - Large Fires | Vegetation Contact | Aggregated | 2022 | 2.3618e-05 | 108.7427 | 0.0025682 | 2022 | Mitigation | 0.95 | 45 | 0 | esc | 0.00097009 | 2.2911e-08 | 0 | 0 | 0.0027816 | 1.7796e-06 | 0.0094681 | 9.5522e-07
[120 empty] | 7.3.3.17.5 (Remote Grid) Updates to grid topology to minimize risk of ignition in HFTDs Remote GridWLDFRVegetation ContactAggregated | WLDFR | HFTD - Distribution - Tier 3 - 2QU CoRE ¦ 4QU LoRE | Red Flag Warning - Large Fires | Vegetation Contact | Aggregated | 2023 | 2.3618e-05 | 108.7427 | 0.0025682 | 2023 | Mitigation | 0.95 | 45 | 0 | esc | 0.00097009 | 2.2911e-08 | 0.00097009 | 2.2911e-08 | 0.0027816 | 1.7796e-06 | 0.0094681 | 9.5522e-07
[120 empty] | 7.3.3.17.5 (Remote Grid) Updates to grid topology to minimize risk of ignition in HFTDs Remote GridWLDFRVegetation ContactAggregated | WLDFR | HFTD - Distribution - Tier 3 - 2QU CoRE ¦ 4QU LoRE | Red Flag Warning - Large Fires | Vegetation Contact | Aggregated | 2024 | 2.3618e-05 | 108.7427 | 0.0025682 | 2024 | Mitigation | 0.95 | 45 | 0 | esc | 0.00097009 | 2.2911e-08 | 0.00097009 | 2.2911e-08 | 0.0027816 | 1.7796e-06 | 0.0094681 | 9.5522e-07
[120 empty] | 7.3.3.17.5 (Remote Grid) Updates to grid topology to minimize risk of ignition in HFTDs Remote GridWLDFRVegetation ContactAggregated | WLDFR | HFTD - Distribution - Tier 3 - 2QU CoRE ¦ 4QU LoRE | Red Flag Warning - Large Fires | Vegetation Contact | Aggregated | 2025 | 2.3618e-05 | 108.7427 | 0.0025682 | 2025 | Mitigation | 0.95 | 45 | 0 | esc | 0.00097009 | 2.2911e-08 | 0.00097009 | 2.2911e-08 | 0.0027816 | 1.7796e-06 | 0.0094681 | 9.5522e-07
[120 empty] | 7.3.3.17.5 (Remote Grid) Updates to grid topology to minimize risk of ignition in HFTDs Remote GridWLDFRVegetation ContactAggregated | WLDFR | HFTD - Distribution - Tier 3 - 2QU CoRE ¦ 4QU LoRE | Red Flag Warning - Large Fires | Vegetation Contact | Aggregated | 2026 | 2.3618e-05 | 108.7427 | 0.0025682 | 2026 | Mitigation | 0.95 | 45 | 0 | esc | 0.00097009 | 2.2911e-08 | 0.00097009 | 2.2911e-08 | 0.0027816 | 1.7796e-06 | 0.0094681 | 9.5522e-07
[120 empty] | 7.3.3.17.5 (Remote Grid) Updates to grid topology to minimize risk of ignition in HFTDs Remote GridWLDFRVegetation ContactAggregated | WLDFR | HFTD - Distribution - Tier 3 - 2QU CoRE ¦ 4QU LoRE | Red Flag Warning - Large Fires | Vegetation Contact | Aggregated | 2027 | 2.3618e-05 | 108.7427 | 0.0025682 | 2027 | Mitigation | 0.95 | 45 | 0 | esc | 0.00097009 | 2.2911e-08 | 0.00097009 | 2.2911e-08 | 0.0027816 | 1.7796e-06 | 0.0094681 | 9.5522e-07
[120 empty] | 7.3.3.17.5 (Remote Grid) Updates to grid topology to minimize risk of ignition in HFTDs Remote GridWLDFRVegetation ContactAggregated | WLDFR | HFTD - Distribution - Tier 3 - 2QU CoRE ¦ 4QU LoRE | Red Flag Warning - Large Fires | Vegetation Contact | Aggregated | 2028 | 2.3618e-05 | 108.7427 | 0.0025682 | 2028 | Mitigation | 0.95 | 45 | 0 | esc | 0.00097009 | 2.2911e-08 | 0.00097009 | 2.2911e-08 | 0.0027816 | 1.7796e-06 | 0.0094681 | 9.5522e-07
[120 empty] | 7.3.3.17.5 (Remote Grid) Updates to grid topology to minimize risk of ignition in HFTDs Remote GridWLDFRVegetation ContactAggregated | WLDFR | HFTD - Distribution - Tier 3 - 2QU CoRE ¦ 4QU LoRE | Red Flag Warning - Large Fires | Vegetation Contact | Aggregated | 2029 | 2.3618e-05 | 108.7427 | 0.0025682 | 2029 | Mitigation | 0.95 | 45 | 0 | esc | 0.00097009 | 2.2911e-08 | 0.00097009 | 2.2911e-08 | 0.0027816 | 1.7796e-06 | 0.0094681 | 9.5522e-07
[120 empty] | 7.3.3.17.5 (Remote Grid) Updates to grid topology to minimize risk of ignition in HFTDs Remote GridWLDFRVegetation ContactAggregated | WLDFR | HFTD - Distribution - Tier 3 - 2QU CoRE ¦ 4QU LoRE | Red Flag Warning - Large Fires | Vegetation Contact | Aggregated | 2030 | 2.3618e-05 | 108.7427 | 0.0025682 | 2030 | Mitigation | 0.95 | 45 | 0 | esc | 0.00097009 | 2.2911e-08 | 0.00097009 | 2.2911e-08 | 0.0027816 | 1.7796e-06 | 0.0094681 | 9.5522e-07
[120 empty] | 7.3.3.17.5 (Remote Grid) Updates to grid topology to minimize risk of ignition in HFTDs Remote GridWLDFRVegetation ContactAggregated | WLDFR | HFTD - Distribution - Tier 3 - 2QU CoRE ¦ 4QU LoRE | Red Flag Warning - Large Fires | Vegetation Contact | Aggregated | 2031 | 2.3618e-05 | 108.7427 | 0.0025682 | 2031 | Mitigation | 0.95 | 45 | 0 | esc | 0.00097009 | 2.2911e-08 | 0.00097009 | 2.2911e-08 | 0.0027816 | 1.7796e-06 | 0.0094681 | 9.5522e-07
[120 empty] | 7.3.3.17.5 (Remote Grid) Updates to grid topology to minimize risk of ignition in HFTDs Remote GridWLDFRVegetation ContactAggregated | WLDFR | HFTD - Distribution - Tier 3 - 2QU CoRE ¦ 4QU LoRE | Red Flag Warning - Large Fires | Vegetation Contact | Aggregated | 2032 | 2.3618e-05 | 108.7427 | 0.0025682 | 2032 | Mitigation | 0.95 | 45 | 0 | esc | 0.00097009 | 2.2911e-08 | 0.00097009 | 2.2911e-08 | 0.0027816 | 1.7796e-06 | 0.0094681 | 9.5522e-07
[120 empty] | 7.3.3.17.5 (Remote Grid) Updates to grid topology to minimize risk of ignition in HFTDs Remote GridWLDFRVegetation ContactAggregated | WLDFR | HFTD - Distribution - Tier 3 - 2QU CoRE ¦ 4QU LoRE | Red Flag Warning - Large Fires | Vegetation Contact | Aggregated | 2033 | 2.3618e-05 | 108.7427 | 0.0025682 | 2033 | Mitigation | 0.95 | 45 | 0 | esc | 0.00097009 | 2.2911e-08 | 0.00097009 | 2.2911e-08 | 0.0027816 | 1.7796e-06 | 0.0094681 | 9.5522e-07
[120 empty] | 7.3.3.17.5 (Remote Grid) Updates to grid topology to minimize risk of ignition in HFTDs Remote GridWLDFRVegetation ContactAggregated | WLDFR | HFTD - Distribution - Tier 3 - 2QU CoRE ¦ 4QU LoRE | Red Flag Warning - Large Fires | Vegetation Contact | Aggregated | 2034 | 2.3618e-05 | 108.7427 | 0.0025682 | 2034 | Mitigation | 0.95 | 45 | 0 | esc | 0.00097009 | 2.2911e-08 | 0.00097009 | 2.2911e-08 | 0.0027816 | 1.7796e-06 | 0.0094681 | 9.5522e-07
[120 empty] | 7.3.3.17.5 (Remote Grid) Updates to grid topology to minimize risk of ignition in HFTDs Remote GridWLDFRVegetation ContactAggregated | WLDFR | HFTD - Distribution - Tier 3 - 2QU CoRE ¦ 4QU LoRE | Red Flag Warning - Large Fires | Vegetation Contact | Aggregated | 2035 | 2.3618e-05 | 108.7427 | 0.0025682 | 2035 | Mitigation | 0.95 | 45 | 0 | esc | 0.00097009 | 2.2911e-08 | 0.00097009 | 2.2911e-08 | 0.0027816 | 1.7796e-06 | 0.0094681 | 9.5522e-07
[120 empty] | 7.3.3.17.5 (Remote Grid) Updates to grid topology to minimize risk of ignition in HFTDs Remote GridWLDFRVegetation ContactAggregated | WLDFR | HFTD - Distribution - Tier 3 - 2QU CoRE ¦ 4QU LoRE | Red Flag Warning - Large Fires | Vegetation Contact | Aggregated | 2036 | 2.3618e-05 | 108.7427 | 0.0025682 | 2036 | Mitigation | 0.95 | 45 | 0 | esc | 0.00097009 | 2.2911e-08 | 0.00097009 | 2.2911e-08 | 0.0027816 | 1.7796e-06 | 0.0094681 | 9.5522e-07
[120 empty] | 7.3.3.17.5 (Remote Grid) Updates to grid topology to minimize risk of ignition in HFTDs Remote GridWLDFRVegetation ContactAggregated | WLDFR | HFTD - Distribution - Tier 3 - 2QU CoRE ¦ 4QU LoRE | Red Flag Warning - Large Fires | Vegetation Contact | Aggregated | 2037 | 2.3618e-05 | 108.7427 | 0.0025682 | 2037 | Mitigation | 0.95 | 45 | 0 | esc | 0.00097009 | 2.2911e-08 | 0.00097009 | 2.2911e-08 | 0.0027816 | 1.7796e-06 | 0.0094681 | 9.5522e-07
[120 empty] | 7.3.3.17.5 (Remote Grid) Updates to grid topology to minimize risk of ignition in HFTDs Remote GridWLDFRVegetation ContactAggregated | WLDFR | HFTD - Distribution - Tier 3 - 2QU CoRE ¦ 4QU LoRE | Red Flag Warning - Large Fires | Vegetation Contact | Aggregated | 2038 | 2.3618e-05 | 108.7427 | 0.0025682 | 2038 | Mitigation | 0.95 | 45 | 0 | esc | 0.00097009 | 2.2911e-08 | 0.00097009 | 2.2911e-08 | 0.0027816 | 1.7796e-06 | 0 | 0
[120 empty] | 7.3.3.17.5 (Remote Grid) Updates to grid topology to minimize risk of ignition in HFTDs Remote GridWLDFRVegetation ContactAggregated | WLDFR | HFTD - Distribution - Tier 3 - 2QU CoRE ¦ 4QU LoRE | Red Flag Warning - Large Fires | Vegetation Contact | Aggregated | 2039 | 2.3618e-05 | 108.7427 | 0.0025682 | 2039 | Mitigation | 0.95 | 45 | 0 | esc | 0.00097009 | 2.2911e-08 | 0.00097009 | 2.2911e-08 | 0.0027816 | 1.7796e-06 | 0 | 0
[120 empty] | 7.3.3.17.5 (Remote Grid) Updates to grid topology to minimize risk of ignition in HFTDs Remote GridWLDFRVegetation ContactAggregated | WLDFR | HFTD - Distribution - Tier 3 - 2QU CoRE ¦ 4QU LoRE | Red Flag Warning - Large Fires | Vegetation Contact | Aggregated | 2040 | 2.3618e-05 | 108.7427 | 0.0025682 | 2040 | Mitigation | 0.95 | 45 | 0 | esc | 0.00097009 | 2.2911e-08 | 0.00097009 | 2.2911e-08 | 0.0027816 | 1.7796e-06 | 0.010598 | 4.9752e-08
[120 empty] | 7.3.3.17.5 (Remote Grid) Updates to grid topology to minimize risk of ignition in HFTDs Remote GridWLDFRVegetation ContactAggregated | WLDFR | HFTD - Distribution - Tier 3 - 2QU CoRE ¦ 4QU LoRE | Red Flag Warning - Large Fires | Vegetation Contact | Aggregated | 2041 | 2.3618e-05 | 108.7427 | 0.0025682 | 2041 | Mitigation | 0.95 | 45 | 0 | esc | 0.00097009 | 2.2911e-08 | 0.00097009 | 2.2911e-08 | 0.0027816 | 1.7796e-06 | 0.010598 | 4.9752e-08
[120 empty] | 7.3.3.17.5 (Remote Grid) Updates to grid topology to minimize risk of ignition in HFTDs Remote GridWLDFRVegetation ContactAggregated | WLDFR | HFTD - Distribution - Tier 3 - 2QU CoRE ¦ 4QU LoRE | Red Flag Warning - Large Fires | Vegetation Contact | Aggregated | 2042 | 2.3618e-05 | 108.7427 | 0.0025682 | 2042 | Mitigation | 0.95 | 45 | 0 | esc | 0.00097009 | 2.2911e-08 | 0.00097009 | 2.2911e-08 | 0.0027816 | 1.7796e-06 | 0.010598 | 4.9752e-08
[120 empty] | 7.3.3.17.5 (Remote Grid) Updates to grid topology to minimize risk of ignition in HFTDs Remote GridWLDFRVegetation ContactAggregated | WLDFR | HFTD - Distribution - Tier 3 - 2QU CoRE ¦ 4QU LoRE | Red Flag Warning - Large Fires | Vegetation Contact | Aggregated | 2043 | 2.3618e-05 | 108.7427 | 0.0025682 | 2043 | Mitigation | 0.95 | 45 | 0 | esc | 0.00097009 | 2.2911e-08 | 0.00097009 | 2.2911e-08 | 0.0027816 | 1.7796e-06 | 0.010598 | 4.9752e-08
[120 empty] | 7.3.3.17.5 (Remote Grid) Updates to grid topology to minimize risk of ignition in HFTDs Remote GridWLDFRVegetation ContactAggregated | WLDFR | HFTD - Distribution - Tier 3 - 2QU CoRE ¦ 4QU LoRE | Red Flag Warning - Large Fires | Vegetation Contact | Aggregated | 2044 | 2.3618e-05 | 108.7427 | 0.0025682 | 2044 | Mitigation | 0.95 | 45 | 0 | esc | 0.00097009 | 2.2911e-08 | 0.00097009 | 2.2911e-08 | 0.0027816 | 1.7796e-06 | 0.010598 | 4.9752e-08
[120 empty] | 7.3.3.17.5 (Remote Grid) Updates to grid topology to minimize risk of ignition in HFTDs Remote GridWLDFRVegetation ContactAggregated | WLDFR | HFTD - Distribution - Tier 3 - 2QU CoRE ¦ 4QU LoRE | Red Flag Warning - Large Fires | Vegetation Contact | Aggregated | 2045 | 2.3618e-05 | 108.7427 | 0.0025682 | 2045 | Mitigation | 0.95 | 45 | 0 | esc | 0.00097009 | 2.2911e-08 | 0.00097009 | 2.2911e-08 | 0.0027816 | 1.7796e-06 | 0.010598 | 4.9752e-08
[120 empty] | 7.3.3.17.5 (Remote Grid) Updates to grid topology to minimize risk of ignition in HFTDs Remote GridWLDFRVegetation ContactAggregated | WLDFR | HFTD - Distribution - Tier 3 - 2QU CoRE ¦ 4QU LoRE | Red Flag Warning - Large Fires | Vegetation Contact | Aggregated | 2046 | 2.3618e-05 | 108.7427 | 0.0025682 | 2046 | Mitigation | 0.95 | 45 | 0 | esc | 0.00097009 | 2.2911e-08 | 0.00097009 | 2.2911e-08 | 0.0027816 | 1.7796e-06 | 0.010598 | 4.9752e-08
[120 empty] | 7.3.3.17.5 (Remote Grid) Updates to grid topology to minimize risk of ignition in HFTDs Remote GridWLDFRVegetation ContactAggregated | WLDFR | HFTD - Distribution - Tier 3 - 2QU CoRE ¦ 4QU LoRE | Red Flag Warning - Large Fires | Vegetation Contact | Aggregated | 2047 | 2.3618e-05 | 108.7427 | 0.0025682 | 2047 | Mitigation | 0.95 | 45 | 0 | esc | 0.00097009 | 2.2911e-08 | 0.00097009 | 2.2911e-08 | 0.0027816 | 1.7796e-06 | 0.010598 | 4.9752e-08
[120 empty] | 7.3.3.17.5 (Remote Grid) Updates to grid topology to minimize risk of ignition in HFTDs Remote GridWLDFRVegetation ContactAggregated | WLDFR | HFTD - Distribution - Tier 3 - 2QU CoRE ¦ 4QU LoRE | Red Flag Warning - Large Fires | Vegetation Contact | Aggregated | 2048 | 2.3618e-05 | 108.7427 | 0.0025682 | 2048 | Mitigation | 0.95 | 45 | 0 | esc | 0.00097009 | 2.2911e-08 | 0.00097009 | 2.2911e-08 | 0.0027816 | 1.7796e-06 | 0.010598 | 4.9752e-08
[120 empty] | 7.3.3.17.5 (Remote Grid) Updates to grid topology to minimize risk of ignition in HFTDs Remote GridWLDFRVegetation ContactAggregated | WLDFR | HFTD - Distribution - Tier 3 - 2QU CoRE ¦ 4QU LoRE | Red Flag Warning - Large Fires | Vegetation Contact | Aggregated | 2049 | 2.3618e-05 | 108.7427 | 0.0025682 | 2049 | Mitigation | 0.95 | 45 | 0 | esc | 0.00097009 | 2.2911e-08 | 0.00097009 | 2.2911e-08 | 0.0027816 | 1.7796e-06 | 0.010598 | 4.9752e-08
[120 empty] | 7.3.3.17.5 (Remote Grid) Updates to grid topology to minimize risk of ignition in HFTDs Remote GridWLDFRVegetation ContactAggregated | WLDFR | HFTD - Distribution - Tier 3 - 2QU CoRE ¦ 4QU LoRE | Red Flag Warning - Large Fires | Vegetation Contact | Aggregated | 2050 | 2.3618e-05 | 108.7427 | 0.0025682 | 2050 | Mitigation | 0.95 | 45 | 0 | esc | 0.00097009 | 2.2911e-08 | 0.00097009 | 2.2911e-08 | 0.0027816 | 1.7796e-06 | 0.010598 | 4.9752e-08
[120 empty] | 7.3.3.17.5 (Remote Grid) Updates to grid topology to minimize risk of ignition in HFTDs Remote GridWLDFRVegetation ContactAggregated | WLDFR | HFTD - Distribution - Tier 3 - 2QU CoRE ¦ 4QU LoRE | Red Flag Warning - Large Fires | Vegetation Contact | Aggregated | 2051 | 2.3618e-05 | 108.7427 | 0.0025682 | 2051 | Mitigation | 0.95 | 45 | 0 | esc | 0.00097009 | 2.2911e-08 | 0.00097009 | 2.2911e-08 | 0.0027816 | 1.7796e-06 | 0.010598 | 4.9752e-08
[120 empty] | 7.3.3.17.5 (Remote Grid) Updates to grid topology to minimize risk of ignition in HFTDs Remote GridWLDFRVegetation ContactAggregated | WLDFR | HFTD - Distribution - Tier 3 - 2QU CoRE ¦ 4QU LoRE | Red Flag Warning - Large Fires | Vegetation Contact | Aggregated | 2052 | 2.3618e-05 | 108.7427 | 0.0025682 | 2052 | Mitigation | 0.95 | 45 | 0 | esc | 0.00097009 | 2.2911e-08 | 0.00097009 | 2.2911e-08 | 0.0027816 | 1.7796e-06 | 0.010598 | 4.9752e-08
[120 empty] | 7.3.3.17.5 (Remote Grid) Updates to grid topology to minimize risk of ignition in HFTDs Remote GridWLDFRVegetation ContactAggregated | WLDFR | HFTD - Distribution - Tier 3 - 2QU CoRE ¦ 4QU LoRE | Red Flag Warning - Large Fires | Vegetation Contact | Aggregated | 2053 | 2.3618e-05 | 108.7427 | 0.0025682 | 2053 | Mitigation | 0.95 | 45 | 0 | esc | 0.00097009 | 2.2911e-08 | 0.00097009 | 2.2911e-08 | 0.0027816 | 1.7796e-06 | 0.010598 | 4.9752e-08
[120 empty] | 7.3.3.17.5 (Remote Grid) Updates to grid topology to minimize risk of ignition in HFTDs Remote GridWLDFRVegetation ContactAggregated | WLDFR | HFTD - Distribution - Tier 3 - 2QU CoRE ¦ 4QU LoRE | Red Flag Warning - Large Fires | Vegetation Contact | Aggregated | 2054 | 2.3618e-05 | 108.7427 | 0.0025682 | 2054 | Mitigation | 0.95 | 45 | 0 | esc | 0.00097009 | 2.2911e-08 | 0.00097009 | 2.2911e-08 | 0.0027816 | 1.7796e-06 | 0.010598 | 4.9752e-08
[120 empty] | 7.3.3.17.5 (Remote Grid) Updates to grid topology to minimize risk of ignition in HFTDs Remote GridWLDFRVegetation ContactAggregated | WLDFR | HFTD - Distribution - Tier 3 - 2QU CoRE ¦ 4QU LoRE | Red Flag Warning - Large Fires | Vegetation Contact | Aggregated | 2055 | 2.3618e-05 | 108.7427 | 0.0025682 | 2055 | Mitigation | 0.95 | 45 | 0 | esc | 0.00097009 | 2.2911e-08 | 0.00097009 | 2.2911e-08 | 0.0027816 | 1.7796e-06 | 0.010598 | 4.9752e-08
[120 empty] | 7.3.3.17.5 (Remote Grid) Updates to grid topology to minimize risk of ignition in HFTDs Remote GridWLDFRVegetation ContactAggregated | WLDFR | HFTD - Distribution - Tier 3 - 2QU CoRE ¦ 4QU LoRE | Red Flag Warning - Large Fires | Vegetation Contact | Aggregated | 2056 | 2.3618e-05 | 108.7427 | 0.0025682 | 2056 | Mitigation | 0.95 | 45 | 0 | esc | 0.00097009 | 2.2911e-08 | 0.00097009 | 2.2911e-08 | 0.0027816 | 1.7796e-06 | 0.010598 | 4.9752e-08
[120 empty] | 7.3.3.17.5 (Remote Grid) Updates to grid topology to minimize risk of ignition in HFTDs Remote GridWLDFRVegetation ContactAggregated | WLDFR | HFTD - Distribution - Tier 3 - 2QU CoRE ¦ 4QU LoRE | Red Flag Warning - Large Fires | Vegetation Contact | Aggregated | 2057 | 2.3618e-05 | 108.7427 | 0.0025682 | 2057 | Mitigation | 0.95 | 45 | 0 | esc | 0.00097009 | 2.2911e-08 | 0.00097009 | 2.2911e-08 | 0.0027816 | 1.7796e-06 | 0.010598 | 4.9752e-08
[120 empty] | 7.3.3.17.5 (Remote Grid) Updates to grid topology to minimize risk of ignition in HFTDs Remote GridWLDFRVegetation ContactAggregated | WLDFR | HFTD - Distribution - Tier 3 - 2QU CoRE ¦ 4QU LoRE | Red Flag Warning - Large Fires | Vegetation Contact | Aggregated | 2058 | 2.3618e-05 | 108.7427 | 0.0025682 | 2058 | Mitigation | 0.95 | 45 | 0 | esc | 0.00097009 | 2.2911e-08 | 0.00097009 | 2.2911e-08 | 0.0027816 | 1.7796e-06 | 0.010598 | 4.9752e-08
[120 empty] | 7.3.3.17.5 (Remote Grid) Updates to grid topology to minimize risk of ignition in HFTDs Remote GridWLDFRVegetation ContactAggregated | WLDFR | HFTD - Distribution - Tier 3 - 2QU CoRE ¦ 4QU LoRE | Red Flag Warning - Large Fires | Vegetation Contact | Aggregated | 2059 | 2.3618e-05 | 108.7427 | 0.0025682 | 2059 | Mitigation | 0.95 | 45 | 0 | esc | 0.00097009 | 2.2911e-08 | 0.00097009 | 2.2911e-08 | 0.0027816 | 1.7796e-06 | 0.010598 | 4.9752e-08
[120 empty] | 7.3.3.17.5 (Remote Grid) Updates to grid topology to minimize risk of ignition in HFTDs Remote GridWLDFRVegetation ContactAggregated | WLDFR | HFTD - Distribution - Tier 3 - 2QU CoRE ¦ 4QU LoRE | Red Flag Warning - Large Fires | Vegetation Contact | Aggregated | 2060 | 2.3618e-05 | 108.7427 | 0.0025682 | 2060 | Mitigation | 0.95 | 45 | 0 | esc | 0.00097009 | 2.2911e-08 | 0.00097009 | 2.2911e-08 | 0.0027816 | 1.7796e-06 | 0.010598 | 4.9752e-08
[120 empty] | 7.3.3.17.5 (Remote Grid) Updates to grid topology to minimize risk of ignition in HFTDs Remote GridWLDFRVegetation ContactAggregated | WLDFR | HFTD - Distribution - Tier 3 - 2QU CoRE ¦ 4QU LoRE | Red Flag Warning - Large Fires | Vegetation Contact | Aggregated | 2061 | 2.3618e-05 | 108.7427 | 0.0025682 | 2061 | Mitigation | 0.95 | 45 | 0 | esc | 0.00097009 | 2.2911e-08 | 0.00097009 | 2.2911e-08 | 0.0027816 | 1.7796e-06 | 0.010598 | 4.9752e-08
[120 empty] | 7.3.3.17.5 (Remote Grid) Updates to grid topology to minimize risk of ignition in HFTDs Remote GridWLDFRVegetation ContactAggregated | WLDFR | HFTD - Distribution - Tier 3 - 2QU CoRE ¦ 4QU LoRE | Red Flag Warning - Large Fires | Vegetation Contact | Aggregated | 2062 | 2.3618e-05 | 108.7427 | 0.0025682 | 2062 | Mitigation | 0.95 | 45 | 0 | esc | 0.00097009 | 2.2911e-08 | 0.00097009 | 2.2911e-08 | 0.0027816 | 1.7796e-06 | 0.010598 | 4.9752e-08
[120 empty] | 7.3.3.17.5 (Remote Grid) Updates to grid topology to minimize risk of ignition in HFTDs Remote GridWLDFRVegetation ContactAggregated | WLDFR | HFTD - Distribution - Tier 3 - 2QU CoRE ¦ 4QU LoRE | Red Flag Warning - Large Fires | Vegetation Contact | Aggregated | 2063 | 2.3618e-05 | 108.7427 | 0.0025682 | 2063 | Mitigation | 0.95 | 45 | 0 | esc | 0.00097009 | 2.2911e-08 | 0.00097009 | 2.2911e-08 | 0.0027816 | 1.7796e-06 | 0.010598 | 4.9752e-08
[120 empty] | 7.3.3.17.5 (Remote Grid) Updates to grid topology to minimize risk of ignition in HFTDs Remote GridWLDFRVegetation ContactAggregated | WLDFR | HFTD - Distribution - Tier 3 - 2QU CoRE ¦ 4QU LoRE | Red Flag Warning - Large Fires | Vegetation Contact | Aggregated | 2064 | 2.3618e-05 | 108.7427 | 0.0025682 | 2064 | Mitigation | 0.95 | 45 | 0 | esc | 0.00097009 | 2.2911e-08 | 0.00097009 | 2.2911e-08 | 0 | 0 | 0.010598 | 4.9752e-08
[120 empty] | 7.3.3.17.5 (Remote Grid) Updates to grid topology to minimize risk of ignition in HFTDs Remote GridWLDFRVegetation ContactAggregated | WLDFR | HFTD - Distribution - Tier 3 - 2QU CoRE ¦ 4QU LoRE | Red Flag Warning - Large Fires | Vegetation Contact | Aggregated | 2065 | 2.3618e-05 | 108.7427 | 0.0025682 | 2065 | Mitigation | 0.95 | 45 | 0 | esc | 0.00097009 | 2.2911e-08 | 0.00097009 | 2.2911e-08 | 0.0027816 | 7.7585e-08 | 0.010598 | 4.9752e-08
[120 empty] | 7.3.3.17.5 (Remote Grid) Updates to grid topology to minimize risk of ignition in HFTDs Remote GridWLDFRVegetation ContactAggregated | WLDFR | HFTD - Distribution - Tier 3 - 2QU CoRE ¦ 4QU LoRE | Red Flag Warning - Large Fires | Vegetation Contact | Aggregated | 2066 | 2.3618e-05 | 108.7427 | 0.0025682 | 2066 | Mitigation | 0.95 | 45 | 0 | esc | 0.00097009 | 2.2911e-08 | 0.00097009 | 2.2911e-08 | 0.0027816 | 7.7585e-08 | 0.010598 | 4.9752e-08
[120 empty] | 7.3.3.17.5 (Remote Grid) Updates to grid topology to minimize risk of ignition in HFTDs Remote GridWLDFRVegetation ContactAggregated | WLDFR | HFTD - Distribution - Tier 3 - 2QU CoRE ¦ 4QU LoRE | Red Flag Warning - Large Fires | Vegetation Contact | Aggregated | 2067 | 2.3618e-05 | 108.7427 | 0.0025682 | 2067 | Mitigation | 0.95 | 45 | 0 | esc | 0 | 0 | 0.00097009 | 2.2911e-08 | 0.0027816 | 7.7585e-08 | 0.010598 | 4.9752e-08
[120 empty] | 7.3.3.17.5 (Remote Grid) Updates to grid topology to minimize risk of ignition in HFTDs Remote GridWLDFRContact from objectAggregated | WLDFR | HFTD - Distribution - Tier 3 - 2QU CoRE ¦ 4QU LoRE | Red Flag Warning - Small Fires | Contact from object | Aggregated | 2022 | 1.6818e-05 | 108.7427 | 0.0018289 | 2022 | Mitigation | 0.95 | 45 | 0 | esc | 0.00097009 | 1.6315e-08 | 0 | 0 | 0.0027816 | 7.7585e-08 | 0.010598 | 4.9752e-08
[120 empty] | 7.3.3.17.5 (Remote Grid) Updates to grid topology to minimize risk of ignition in HFTDs Remote GridWLDFRContact from objectAggregated | WLDFR | HFTD - Distribution - Tier 3 - 2QU CoRE ¦ 4QU LoRE | Red Flag Warning - Small Fires | Contact from object | Aggregated | 2023 | 1.6818e-05 | 108.7427 | 0.0018289 | 2023 | Mitigation | 0.95 | 45 | 0 | esc | 0.00097009 | 1.6315e-08 | 0.00097009 | 1.6315e-08 | 0.0027816 | 7.7585e-08 | 0.010598 | 4.9752e-08
[120 empty] | 7.3.3.17.5 (Remote Grid) Updates to grid topology to minimize risk of ignition in HFTDs Remote GridWLDFRContact from objectAggregated | WLDFR | HFTD - Distribution - Tier 3 - 2QU CoRE ¦ 4QU LoRE | Red Flag Warning - Small Fires | Contact from object | Aggregated | 2024 | 1.6818e-05 | 108.7427 | 0.0018289 | 2024 | Mitigation | 0.95 | 45 | 0 | esc | 0.00097009 | 1.6315e-08 | 0.00097009 | 1.6315e-08 | 0.0027816 | 7.7585e-08 | 0 | 0
[120 empty] | 7.3.3.17.5 (Remote Grid) Updates to grid topology to minimize risk of ignition in HFTDs Remote GridWLDFRContact from objectAggregated | WLDFR | HFTD - Distribution - Tier 3 - 2QU CoRE ¦ 4QU LoRE | Red Flag Warning - Small Fires | Contact from object | Aggregated | 2025 | 1.6818e-05 | 108.7427 | 0.0018289 | 2025 | Mitigation | 0.95 | 45 | 0 | esc | 0.00097009 | 1.6315e-08 | 0.00097009 | 1.6315e-08 | 0.0027816 | 7.7585e-08 | 0 | 0
[120 empty] | 7.3.3.17.5 (Remote Grid) Updates to grid topology to minimize risk of ignition in HFTDs Remote GridWLDFRContact from objectAggregated | WLDFR | HFTD - Distribution - Tier 3 - 2QU CoRE ¦ 4QU LoRE | Red Flag Warning - Small Fires | Contact from object | Aggregated | 2026 | 1.6818e-05 | 108.7427 | 0.0018289 | 2026 | Mitigation | 0.95 | 45 | 0 | esc | 0.00097009 | 1.6315e-08 | 0.00097009 | 1.6315e-08 | 0.0027816 | 7.7585e-08 | 0.0087991 | 1.8382e-06
[120 empty] | 7.3.3.17.5 (Remote Grid) Updates to grid topology to minimize risk of ignition in HFTDs Remote GridWLDFRContact from objectAggregated | WLDFR | HFTD - Distribution - Tier 3 - 2QU CoRE ¦ 4QU LoRE | Red Flag Warning - Small Fires | Contact from object | Aggregated | 2027 | 1.6818e-05 | 108.7427 | 0.0018289 | 2027 | Mitigation | 0.95 | 45 | 0 | esc | 0.00097009 | 1.6315e-08 | 0.00097009 | 1.6315e-08 | 0.0027816 | 7.7585e-08 | 0.0087991 | 1.8382e-06
[120 empty] | 7.3.3.17.5 (Remote Grid) Updates to grid topology to minimize risk of ignition in HFTDs Remote GridWLDFRContact from objectAggregated | WLDFR | HFTD - Distribution - Tier 3 - 2QU CoRE ¦ 4QU LoRE | Red Flag Warning - Small Fires | Contact from object | Aggregated | 2028 | 1.6818e-05 | 108.7427 | 0.0018289 | 2028 | Mitigation | 0.95 | 45 | 0 | esc | 0.00097009 | 1.6315e-08 | 0.00097009 | 1.6315e-08 | 0.0027816 | 7.7585e-08 | 0.0087991 | 1.8382e-06
[120 empty] | 7.3.3.17.5 (Remote Grid) Updates to grid topology to minimize risk of ignition in HFTDs Remote GridWLDFRContact from objectAggregated | WLDFR | HFTD - Distribution - Tier 3 - 2QU CoRE ¦ 4QU LoRE | Red Flag Warning - Small Fires | Contact from object | Aggregated | 2029 | 1.6818e-05 | 108.7427 | 0.0018289 | 2029 | Mitigation | 0.95 | 45 | 0 | esc | 0.00097009 | 1.6315e-08 | 0.00097009 | 1.6315e-08 | 0.0027816 | 7.7585e-08 | 0.0087991 | 1.8382e-06
[120 empty] | 7.3.3.17.5 (Remote Grid) Updates to grid topology to minimize risk of ignition in HFTDs Remote GridWLDFRContact from objectAggregated | WLDFR | HFTD - Distribution - Tier 3 - 2QU CoRE ¦ 4QU LoRE | Red Flag Warning - Small Fires | Contact from object | Aggregated | 2030 | 1.6818e-05 | 108.7427 | 0.0018289 | 2030 | Mitigation | 0.95 | 45 | 0 | esc | 0.00097009 | 1.6315e-08 | 0.00097009 | 1.6315e-08 | 0.0027816 | 7.7585e-08 | 0.0087991 | 1.8382e-06
[120 empty] | 7.3.3.17.5 (Remote Grid) Updates to grid topology to minimize risk of ignition in HFTDs Remote GridWLDFRContact from objectAggregated | WLDFR | HFTD - Distribution - Tier 3 - 2QU CoRE ¦ 4QU LoRE | Red Flag Warning - Small Fires | Contact from object | Aggregated | 2031 | 1.6818e-05 | 108.7427 | 0.0018289 | 2031 | Mitigation | 0.95 | 45 | 0 | esc | 0.00097009 | 1.6315e-08 | 0.00097009 | 1.6315e-08 | 0.0027816 | 7.7585e-08 | 0.0087991 | 1.8382e-06
[120 empty] | 7.3.3.17.5 (Remote Grid) Updates to grid topology to minimize risk of ignition in HFTDs Remote GridWLDFRContact from objectAggregated | WLDFR | HFTD - Distribution - Tier 3 - 2QU CoRE ¦ 4QU LoRE | Red Flag Warning - Small Fires | Contact from object | Aggregated | 2032 | 1.6818e-05 | 108.7427 | 0.0018289 | 2032 | Mitigation | 0.95 | 45 | 0 | esc | 0.00097009 | 1.6315e-08 | 0.00097009 | 1.6315e-08 | 0.0027816 | 7.7585e-08 | 0.0087991 | 1.8382e-06
[120 empty] | 7.3.3.17.5 (Remote Grid) Updates to grid topology to minimize risk of ignition in HFTDs Remote GridWLDFRContact from objectAggregated | WLDFR | HFTD - Distribution - Tier 3 - 2QU CoRE ¦ 4QU LoRE | Red Flag Warning - Small Fires | Contact from object | Aggregated | 2033 | 1.6818e-05 | 108.7427 | 0.0018289 | 2033 | Mitigation | 0.95 | 45 | 0 | esc | 0.00097009 | 1.6315e-08 | 0.00097009 | 1.6315e-08 | 0.0027816 | 7.7585e-08 | 0.0087991 | 1.8382e-06
[120 empty] | 7.3.3.17.5 (Remote Grid) Updates to grid topology to minimize risk of ignition in HFTDs Remote GridWLDFRContact from objectAggregated | WLDFR | HFTD - Distribution - Tier 3 - 2QU CoRE ¦ 4QU LoRE | Red Flag Warning - Small Fires | Contact from object | Aggregated | 2034 | 1.6818e-05 | 108.7427 | 0.0018289 | 2034 | Mitigation | 0.95 | 45 | 0 | esc | 0.00097009 | 1.6315e-08 | 0.00097009 | 1.6315e-08 | 0.0027816 | 7.7585e-08 | 0.0087991 | 1.8382e-06
[120 empty] | 7.3.3.17.5 (Remote Grid) Updates to grid topology to minimize risk of ignition in HFTDs Remote GridWLDFRContact from objectAggregated | WLDFR | HFTD - Distribution - Tier 3 - 2QU CoRE ¦ 4QU LoRE | Red Flag Warning - Small Fires | Contact from object | Aggregated | 2035 | 1.6818e-05 | 108.7427 | 0.0018289 | 2035 | Mitigation | 0.95 | 45 | 0 | esc | 0.00097009 | 1.6315e-08 | 0.00097009 | 1.6315e-08 | 0.0027816 | 7.7585e-08 | 0.0087991 | 1.8382e-06
[120 empty] | 7.3.3.17.5 (Remote Grid) Updates to grid topology to minimize risk of ignition in HFTDs Remote GridWLDFRContact from objectAggregated | WLDFR | HFTD - Distribution - Tier 3 - 2QU CoRE ¦ 4QU LoRE | Red Flag Warning - Small Fires | Contact from object | Aggregated | 2036 | 1.6818e-05 | 108.7427 | 0.0018289 | 2036 | Mitigation | 0.95 | 45 | 0 | esc | 0.00097009 | 1.6315e-08 | 0.00097009 | 1.6315e-08 | 0.0027816 | 7.7585e-08 | 0.0087991 | 1.8382e-06
[120 empty] | 7.3.3.17.5 (Remote Grid) Updates to grid topology to minimize risk of ignition in HFTDs Remote GridWLDFRContact from objectAggregated | WLDFR | HFTD - Distribution - Tier 3 - 2QU CoRE ¦ 4QU LoRE | Red Flag Warning - Small Fires | Contact from object | Aggregated | 2037 | 1.6818e-05 | 108.7427 | 0.0018289 | 2037 | Mitigation | 0.95 | 45 | 0 | esc | 0.00097009 | 1.6315e-08 | 0.00097009 | 1.6315e-08 | 0.0027816 | 7.7585e-08 | 0.0087991 | 1.8382e-06
[120 empty] | 7.3.3.17.5 (Remote Grid) Updates to grid topology to minimize risk of ignition in HFTDs Remote GridWLDFRContact from objectAggregated | WLDFR | HFTD - Distribution - Tier 3 - 2QU CoRE ¦ 4QU LoRE | Red Flag Warning - Small Fires | Contact from object | Aggregated | 2038 | 1.6818e-05 | 108.7427 | 0.0018289 | 2038 | Mitigation | 0.95 | 45 | 0 | esc | 0.00097009 | 1.6315e-08 | 0.00097009 | 1.6315e-08 | 0.0027816 | 7.7585e-08 | 0.0087991 | 1.8382e-06
[120 empty] | 7.3.3.17.5 (Remote Grid) Updates to grid topology to minimize risk of ignition in HFTDs Remote GridWLDFRContact from objectAggregated | WLDFR | HFTD - Distribution - Tier 3 - 2QU CoRE ¦ 4QU LoRE | Red Flag Warning - Small Fires | Contact from object | Aggregated | 2039 | 1.6818e-05 | 108.7427 | 0.0018289 | 2039 | Mitigation | 0.95 | 45 | 0 | esc | 0.00097009 | 1.6315e-08 | 0.00097009 | 1.6315e-08 | 0.0027816 | 7.7585e-08 | 0.0087991 | 1.8382e-06
[120 empty] | 7.3.3.17.5 (Remote Grid) Updates to grid topology to minimize risk of ignition in HFTDs Remote GridWLDFRContact from objectAggregated | WLDFR | HFTD - Distribution - Tier 3 - 2QU CoRE ¦ 4QU LoRE | Red Flag Warning - Small Fires | Contact from object | Aggregated | 2040 | 1.6818e-05 | 108.7427 | 0.0018289 | 2040 | Mitigation | 0.95 | 45 | 0 | esc | 0.00097009 | 1.6315e-08 | 0.00097009 | 1.6315e-08 | 0.0027816 | 7.7585e-08 | 0.0087991 | 1.8382e-06
[120 empty] | 7.3.3.17.5 (Remote Grid) Updates to grid topology to minimize risk of ignition in HFTDs Remote GridWLDFRContact from objectAggregated | WLDFR | HFTD - Distribution - Tier 3 - 2QU CoRE ¦ 4QU LoRE | Red Flag Warning - Small Fires | Contact from object | Aggregated | 2041 | 1.6818e-05 | 108.7427 | 0.0018289 | 2041 | Mitigation | 0.95 | 45 | 0 | esc | 0.00097009 | 1.6315e-08 | 0.00097009 | 1.6315e-08 | 0.0027816 | 7.7585e-08 | 0.0087991 | 1.8382e-06
[120 empty] | 7.3.3.17.5 (Remote Grid) Updates to grid topology to minimize risk of ignition in HFTDs Remote GridWLDFRContact from objectAggregated | WLDFR | HFTD - Distribution - Tier 3 - 2QU CoRE ¦ 4QU LoRE | Red Flag Warning - Small Fires | Contact from object | Aggregated | 2042 | 1.6818e-05 | 108.7427 | 0.0018289 | 2042 | Mitigation | 0.95 | 45 | 0 | esc | 0.00097009 | 1.6315e-08 | 0.00097009 | 1.6315e-08 | 0.0027816 | 7.7585e-08 | 0.0087991 | 1.8382e-06
[120 empty] | 7.3.3.17.5 (Remote Grid) Updates to grid topology to minimize risk of ignition in HFTDs Remote GridWLDFRContact from objectAggregated | WLDFR | HFTD - Distribution - Tier 3 - 2QU CoRE ¦ 4QU LoRE | Red Flag Warning - Small Fires | Contact from object | Aggregated | 2043 | 1.6818e-05 | 108.7427 | 0.0018289 | 2043 | Mitigation | 0.95 | 45 | 0 | esc | 0.00097009 | 1.6315e-08 | 0.00097009 | 1.6315e-08 | 0.0027816 | 7.7585e-08 | 0.0087991 | 1.8382e-06
[120 empty] | 7.3.3.17.5 (Remote Grid) Updates to grid topology to minimize risk of ignition in HFTDs Remote GridWLDFRContact from objectAggregated | WLDFR | HFTD - Distribution - Tier 3 - 2QU CoRE ¦ 4QU LoRE | Red Flag Warning - Small Fires | Contact from object | Aggregated | 2044 | 1.6818e-05 | 108.7427 | 0.0018289 | 2044 | Mitigation | 0.95 | 45 | 0 | esc | 0.00097009 | 1.6315e-08 | 0.00097009 | 1.6315e-08 | 0.0027816 | 7.7585e-08 | 0.0087991 | 1.8382e-06
[120 empty] | 7.3.3.17.5 (Remote Grid) Updates to grid topology to minimize risk of ignition in HFTDs Remote GridWLDFRContact from objectAggregated | WLDFR | HFTD - Distribution - Tier 3 - 2QU CoRE ¦ 4QU LoRE | Red Flag Warning - Small Fires | Contact from object | Aggregated | 2045 | 1.6818e-05 | 108.7427 | 0.0018289 | 2045 | Mitigation | 0.95 | 45 | 0 | esc | 0.00097009 | 1.6315e-08 | 0.00097009 | 1.6315e-08 | 0.0027816 | 7.7585e-08 | 0.0087991 | 1.8382e-06
[120 empty] | 7.3.3.17.5 (Remote Grid) Updates to grid topology to minimize risk of ignition in HFTDs Remote GridWLDFRContact from objectAggregated | WLDFR | HFTD - Distribution - Tier 3 - 2QU CoRE ¦ 4QU LoRE | Red Flag Warning - Small Fires | Contact from object | Aggregated | 2046 | 1.6818e-05 | 108.7427 | 0.0018289 | 2046 | Mitigation | 0.95 | 45 | 0 | esc | 0.00097009 | 1.6315e-08 | 0.00097009 | 1.6315e-08 | 0.0027816 | 7.7585e-08 | 0.0087991 | 1.8382e-06
[120 empty] | 7.3.3.17.5 (Remote Grid) Updates to grid topology to minimize risk of ignition in HFTDs Remote GridWLDFRContact from objectAggregated | WLDFR | HFTD - Distribution - Tier 3 - 2QU CoRE ¦ 4QU LoRE | Red Flag Warning - Small Fires | Contact from object | Aggregated | 2047 | 1.6818e-05 | 108.7427 | 0.0018289 | 2047 | Mitigation | 0.95 | 45 | 0 | esc | 0.00097009 | 1.6315e-08 | 0.00097009 | 1.6315e-08 | 0.0027816 | 7.7585e-08 | 0.0087991 | 1.8382e-06
[120 empty] | 7.3.3.17.5 (Remote Grid) Updates to grid topology to minimize risk of ignition in HFTDs Remote GridWLDFRContact from objectAggregated | WLDFR | HFTD - Distribution - Tier 3 - 2QU CoRE ¦ 4QU LoRE | Red Flag Warning - Small Fires | Contact from object | Aggregated | 2048 | 1.6818e-05 | 108.7427 | 0.0018289 | 2048 | Mitigation | 0.95 | 45 | 0 | esc | 0.00097009 | 1.6315e-08 | 0.00097009 | 1.6315e-08 | 0.0027816 | 7.7585e-08 | 0.0087991 | 1.8382e-06
[120 empty] | 7.3.3.17.5 (Remote Grid) Updates to grid topology to minimize risk of ignition in HFTDs Remote GridWLDFRContact from objectAggregated | WLDFR | HFTD - Distribution - Tier 3 - 2QU CoRE ¦ 4QU LoRE | Red Flag Warning - Small Fires | Contact from object | Aggregated | 2049 | 1.6818e-05 | 108.7427 | 0.0018289 | 2049 | Mitigation | 0.95 | 45 | 0 | esc | 0.00097009 | 1.6315e-08 | 0.00097009 | 1.6315e-08 | 0.0027816 | 7.7585e-08 | 0.0087991 | 1.8382e-06
[120 empty] | 7.3.3.17.5 (Remote Grid) Updates to grid topology to minimize risk of ignition in HFTDs Remote GridWLDFRContact from objectAggregated | WLDFR | HFTD - Distribution - Tier 3 - 2QU CoRE ¦ 4QU LoRE | Red Flag Warning - Small Fires | Contact from object | Aggregated | 2050 | 1.6818e-05 | 108.7427 | 0.0018289 | 2050 | Mitigation | 0.95 | 45 | 0 | esc | 0.00097009 | 1.6315e-08 | 0.00097009 | 1.6315e-08 | 0.0027816 | 7.7585e-08 | 0.0087991 | 1.8382e-06
[120 empty] | 7.3.3.17.5 (Remote Grid) Updates to grid topology to minimize risk of ignition in HFTDs Remote GridWLDFRContact from objectAggregated | WLDFR | HFTD - Distribution - Tier 3 - 2QU CoRE ¦ 4QU LoRE | Red Flag Warning - Small Fires | Contact from object | Aggregated | 2051 | 1.6818e-05 | 108.7427 | 0.0018289 | 2051 | Mitigation | 0.95 | 45 | 0 | esc | 0.00097009 | 1.6315e-08 | 0.00097009 | 1.6315e-08 | 0.0027816 | 7.7585e-08 | 0.0087991 | 1.8382e-06
[120 empty] | 7.3.3.17.5 (Remote Grid) Updates to grid topology to minimize risk of ignition in HFTDs Remote GridWLDFRContact from objectAggregated | WLDFR | HFTD - Distribution - Tier 3 - 2QU CoRE ¦ 4QU LoRE | Red Flag Warning - Small Fires | Contact from object | Aggregated | 2052 | 1.6818e-05 | 108.7427 | 0.0018289 | 2052 | Mitigation | 0.95 | 45 | 0 | esc | 0.00097009 | 1.6315e-08 | 0.00097009 | 1.6315e-08 | 0.0027816 | 7.7585e-08 | 0.0087991 | 1.8382e-06
[120 empty] | 7.3.3.17.5 (Remote Grid) Updates to grid topology to minimize risk of ignition in HFTDs Remote GridWLDFRContact from objectAggregated | WLDFR | HFTD - Distribution - Tier 3 - 2QU CoRE ¦ 4QU LoRE | Red Flag Warning - Small Fires | Contact from object | Aggregated | 2053 | 1.6818e-05 | 108.7427 | 0.0018289 | 2053 | Mitigation | 0.95 | 45 | 0 | esc | 0.00097009 | 1.6315e-08 | 0.00097009 | 1.6315e-08 | 0.0027816 | 7.7585e-08 | 0.0087991 | 1.8382e-06
[120 empty] | 7.3.3.17.5 (Remote Grid) Updates to grid topology to minimize risk of ignition in HFTDs Remote GridWLDFRContact from objectAggregated | WLDFR | HFTD - Distribution - Tier 3 - 2QU CoRE ¦ 4QU LoRE | Red Flag Warning - Small Fires | Contact from object | Aggregated | 2054 | 1.6818e-05 | 108.7427 | 0.0018289 | 2054 | Mitigation | 0.95 | 45 | 0 | esc | 0.00097009 | 1.6315e-08 | 0.00097009 | 1.6315e-08 | 0.0027816 | 7.7585e-08 | 0.0087991 | 1.8382e-06
[120 empty] | 7.3.3.17.5 (Remote Grid) Updates to grid topology to minimize risk of ignition in HFTDs Remote GridWLDFRContact from objectAggregated | WLDFR | HFTD - Distribution - Tier 3 - 2QU CoRE ¦ 4QU LoRE | Red Flag Warning - Small Fires | Contact from object | Aggregated | 2055 | 1.6818e-05 | 108.7427 | 0.0018289 | 2055 | Mitigation | 0.95 | 45 | 0 | esc | 0.00097009 | 1.6315e-08 | 0.00097009 | 1.6315e-08 | 0.0027816 | 7.7585e-08 | 0.0087991 | 1.8382e-06
[120 empty] | 7.3.3.17.5 (Remote Grid) Updates to grid topology to minimize risk of ignition in HFTDs Remote GridWLDFRContact from objectAggregated | WLDFR | HFTD - Distribution - Tier 3 - 2QU CoRE ¦ 4QU LoRE | Red Flag Warning - Small Fires | Contact from object | Aggregated | 2056 | 1.6818e-05 | 108.7427 | 0.0018289 | 2056 | Mitigation | 0.95 | 45 | 0 | esc | 0.00097009 | 1.6315e-08 | 0.00097009 | 1.6315e-08 | 0.0027816 | 7.7585e-08 | 0 | 0
[120 empty] | 7.3.3.17.5 (Remote Grid) Updates to grid topology to minimize risk of ignition in HFTDs Remote GridWLDFRContact from objectAggregated | WLDFR | HFTD - Distribution - Tier 3 - 2QU CoRE ¦ 4QU LoRE | Red Flag Warning - Small Fires | Contact from object | Aggregated | 2057 | 1.6818e-05 | 108.7427 | 0.0018289 | 2057 | Mitigation | 0.95 | 45 | 0 | esc | 0.00097009 | 1.6315e-08 | 0.00097009 | 1.6315e-08 | 0.0027816 | 7.7585e-08 | 0 | 0
[120 empty] | 7.3.3.17.5 (Remote Grid) Updates to grid topology to minimize risk of ignition in HFTDs Remote GridWLDFRContact from objectAggregated | WLDFR | HFTD - Distribution - Tier 3 - 2QU CoRE ¦ 4QU LoRE | Red Flag Warning - Small Fires | Contact from object | Aggregated | 2058 | 1.6818e-05 | 108.7427 | 0.0018289 | 2058 | Mitigation | 0.95 | 45 | 0 | esc | 0.00097009 | 1.6315e-08 | 0.00097009 | 1.6315e-08 | 0.0027816 | 7.7585e-08 | 0.00988 | 1.0605e-06
[120 empty] | 7.3.3.17.5 (Remote Grid) Updates to grid topology to minimize risk of ignition in HFTDs Remote GridWLDFRContact from objectAggregated | WLDFR | HFTD - Distribution - Tier 3 - 2QU CoRE ¦ 4QU LoRE | Red Flag Warning - Small Fires | Contact from object | Aggregated | 2059 | 1.6818e-05 | 108.7427 | 0.0018289 | 2059 | Mitigation | 0.95 | 45 | 0 | esc | 0.00097009 | 1.6315e-08 | 0.00097009 | 1.6315e-08 | 0.0027816 | 7.7585e-08 | 0.00988 | 1.0605e-06
[120 empty] | 7.3.3.17.5 (Remote Grid) Updates to grid topology to minimize risk of ignition in HFTDs Remote GridWLDFRContact from objectAggregated | WLDFR | HFTD - Distribution - Tier 3 - 2QU CoRE ¦ 4QU LoRE | Red Flag Warning - Small Fires | Contact from object | Aggregated | 2060 | 1.6818e-05 | 108.7427 | 0.0018289 | 2060 | Mitigation | 0.95 | 45 | 0 | esc | 0.00097009 | 1.6315e-08 | 0.00097009 | 1.6315e-08 | 0.0027816 | 7.7585e-08 | 0.00988 | 1.0605e-06
[120 empty] | 7.3.3.17.5 (Remote Grid) Updates to grid topology to minimize risk of ignition in HFTDs Remote GridWLDFRContact from objectAggregated | WLDFR | HFTD - Distribution - Tier 3 - 2QU CoRE ¦ 4QU LoRE | Red Flag Warning - Small Fires | Contact from object | Aggregated | 2061 | 1.6818e-05 | 108.7427 | 0.0018289 | 2061 | Mitigation | 0.95 | 45 | 0 | esc | 0.00097009 | 1.6315e-08 | 0.00097009 | 1.6315e-08 | 0.0027816 | 7.7585e-08 | 0.00988 | 1.0605e-06
[120 empty] | 7.3.3.17.5 (Remote Grid) Updates to grid topology to minimize risk of ignition in HFTDs Remote GridWLDFRContact from objectAggregated | WLDFR | HFTD - Distribution - Tier 3 - 2QU CoRE ¦ 4QU LoRE | Red Flag Warning - Small Fires | Contact from object | Aggregated | 2062 | 1.6818e-05 | 108.7427 | 0.0018289 | 2062 | Mitigation | 0.95 | 45 | 0 | esc | 0.00097009 | 1.6315e-08 | 0.00097009 | 1.6315e-08 | 0.0027816 | 7.7585e-08 | 0.00988 | 1.0605e-06
[120 empty] | 7.3.3.17.5 (Remote Grid) Updates to grid topology to minimize risk of ignition in HFTDs Remote GridWLDFRContact from objectAggregated | WLDFR | HFTD - Distribution - Tier 3 - 2QU CoRE ¦ 4QU LoRE | Red Flag Warning - Small Fires | Contact from object | Aggregated | 2063 | 1.6818e-05 | 108.7427 | 0.0018289 | 2063 | Mitigation | 0.95 | 45 | 0 | esc | 0.00097009 | 1.6315e-08 | 0.00097009 | 1.6315e-08 | 0.0027816 | 7.7585e-08 | 0.00988 | 1.0605e-06
[120 empty] | 7.3.3.17.5 (Remote Grid) Updates to grid topology to minimize risk of ignition in HFTDs Remote GridWLDFRContact from objectAggregated | WLDFR | HFTD - Distribution - Tier 3 - 2QU CoRE ¦ 4QU LoRE | Red Flag Warning - Small Fires | Contact from object | Aggregated | 2064 | 1.6818e-05 | 108.7427 | 0.0018289 | 2064 | Mitigation | 0.95 | 45 | 0 | esc | 0.00097009 | 1.6315e-08 | 0.00097009 | 1.6315e-08 | 0.0027816 | 7.7585e-08 | 0.00988 | 1.0605e-06
[120 empty] | 7.3.3.17.5 (Remote Grid) Updates to grid topology to minimize risk of ignition in HFTDs Remote GridWLDFRContact from objectAggregated | WLDFR | HFTD - Distribution - Tier 3 - 2QU CoRE ¦ 4QU LoRE | Red Flag Warning - Small Fires | Contact from object | Aggregated | 2065 | 1.6818e-05 | 108.7427 | 0.0018289 | 2065 | Mitigation | 0.95 | 45 | 0 | esc | 0.00097009 | 1.6315e-08 | 0.00097009 | 1.6315e-08 | 0.0027816 | 7.7585e-08 | 0.00988 | 1.0605e-06
[120 empty] | 7.3.3.17.5 (Remote Grid) Updates to grid topology to minimize risk of ignition in HFTDs Remote GridWLDFRContact from objectAggregated | WLDFR | HFTD - Distribution - Tier 3 - 2QU CoRE ¦ 4QU LoRE | Red Flag Warning - Small Fires | Contact from object | Aggregated | 2066 | 1.6818e-05 | 108.7427 | 0.0018289 | 2066 | Mitigation | 0.95 | 45 | 0 | esc | 0.00097009 | 1.6315e-08 | 0.00097009 | 1.6315e-08 | 0.0027816 | 7.7585e-08 | 0.00988 | 1.0605e-06
[120 empty] | 7.3.3.17.5 (Remote Grid) Updates to grid topology to minimize risk of ignition in HFTDs Remote GridWLDFRContact from objectAggregated | WLDFR | HFTD - Distribution - Tier 3 - 2QU CoRE ¦ 4QU LoRE | Red Flag Warning - Small Fires | Contact from object | Aggregated | 2067 | 1.6818e-05 | 108.7427 | 0.0018289 | 2067 | Mitigation | 0.95 | 45 | 0 | esc | 0 | 0 | 0.00097009 | 1.6315e-08 | 0.0027816 | 7.7585e-08 | 0.00988 | 1.0605e-06
[120 empty] | 7.3.3.17.5 (Remote Grid) Updates to grid topology to minimize risk of ignition in HFTDs Remote GridWLDFRContaminationAggregated | WLDFR | HFTD - Distribution - Tier 3 - 2QU CoRE ¦ 4QU LoRE | Red Flag Warning - Small Fires | Contamination | Aggregated | 2022 | 1.0061e-07 | 108.7427 | 1.0941e-05 | 2022 | Mitigation | 0.95 | 45 | 0 | esc | 0.00097009 | 9.7601e-11 | 0 | 0 | 0 | 0 | 0.00988 | 1.0605e-06
[120 empty] | 7.3.3.17.5 (Remote Grid) Updates to grid topology to minimize risk of ignition in HFTDs Remote GridWLDFRContaminationAggregated | WLDFR | HFTD - Distribution - Tier 3 - 2QU CoRE ¦ 4QU LoRE | Red Flag Warning - Small Fires | Contamination | Aggregated | 2023 | 1.0061e-07 | 108.7427 | 1.0941e-05 | 2023 | Mitigation | 0.95 | 45 | 0 | esc | 0.00097009 | 9.7601e-11 | 0.00097009 | 9.7601e-11 | 0.0027785 | 1.537e-10 | 0.00988 | 1.0605e-06
[120 empty] | 7.3.3.17.5 (Remote Grid) Updates to grid topology to minimize risk of ignition in HFTDs Remote GridWLDFRContaminationAggregated | WLDFR | HFTD - Distribution - Tier 3 - 2QU CoRE ¦ 4QU LoRE | Red Flag Warning - Small Fires | Contamination | Aggregated | 2024 | 1.0061e-07 | 108.7427 | 1.0941e-05 | 2024 | Mitigation | 0.95 | 45 | 0 | esc | 0.00097009 | 9.7601e-11 | 0.00097009 | 9.7601e-11 | 0.0027785 | 1.537e-10 | 0.00988 | 1.0605e-06
[120 empty] | 7.3.3.17.5 (Remote Grid) Updates to grid topology to minimize risk of ignition in HFTDs Remote GridWLDFRContaminationAggregated | WLDFR | HFTD - Distribution - Tier 3 - 2QU CoRE ¦ 4QU LoRE | Red Flag Warning - Small Fires | Contamination | Aggregated | 2025 | 1.0061e-07 | 108.7427 | 1.0941e-05 | 2025 | Mitigation | 0.95 | 45 | 0 | esc | 0.00097009 | 9.7601e-11 | 0.00097009 | 9.7601e-11 | 0.0027785 | 1.537e-10 | 0.00988 | 1.0605e-06
[120 empty] | 7.3.3.17.5 (Remote Grid) Updates to grid topology to minimize risk of ignition in HFTDs Remote GridWLDFRContaminationAggregated | WLDFR | HFTD - Distribution - Tier 3 - 2QU CoRE ¦ 4QU LoRE | Red Flag Warning - Small Fires | Contamination | Aggregated | 2026 | 1.0061e-07 | 108.7427 | 1.0941e-05 | 2026 | Mitigation | 0.95 | 45 | 0 | esc | 0.00097009 | 9.7601e-11 | 0.00097009 | 9.7601e-11 | 0.0027785 | 1.537e-10 | 0.00988 | 1.0605e-06
[120 empty] | 7.3.3.17.5 (Remote Grid) Updates to grid topology to minimize risk of ignition in HFTDs Remote GridWLDFRContaminationAggregated | WLDFR | HFTD - Distribution - Tier 3 - 2QU CoRE ¦ 4QU LoRE | Red Flag Warning - Small Fires | Contamination | Aggregated | 2027 | 1.0061e-07 | 108.7427 | 1.0941e-05 | 2027 | Mitigation | 0.95 | 45 | 0 | esc | 0.00097009 | 9.7601e-11 | 0.00097009 | 9.7601e-11 | 0.0027785 | 1.537e-10 | 0.00988 | 1.0605e-06
[120 empty] | 7.3.3.17.5 (Remote Grid) Updates to grid topology to minimize risk of ignition in HFTDs Remote GridWLDFRContaminationAggregated | WLDFR | HFTD - Distribution - Tier 3 - 2QU CoRE ¦ 4QU LoRE | Red Flag Warning - Small Fires | Contamination | Aggregated | 2028 | 1.0061e-07 | 108.7427 | 1.0941e-05 | 2028 | Mitigation | 0.95 | 45 | 0 | esc | 0.00097009 | 9.7601e-11 | 0.00097009 | 9.7601e-11 | 0.0027785 | 1.537e-10 | 0.00988 | 1.0605e-06
[120 empty] | 7.3.3.17.5 (Remote Grid) Updates to grid topology to minimize risk of ignition in HFTDs Remote GridWLDFRContaminationAggregated | WLDFR | HFTD - Distribution - Tier 3 - 2QU CoRE ¦ 4QU LoRE | Red Flag Warning - Small Fires | Contamination | Aggregated | 2029 | 1.0061e-07 | 108.7427 | 1.0941e-05 | 2029 | Mitigation | 0.95 | 45 | 0 | esc | 0.00097009 | 9.7601e-11 | 0.00097009 | 9.7601e-11 | 0.0027785 | 1.537e-10 | 0.00988 | 1.0605e-06
[120 empty] | 7.3.3.17.5 (Remote Grid) Updates to grid topology to minimize risk of ignition in HFTDs Remote GridWLDFRContaminationAggregated | WLDFR | HFTD - Distribution - Tier 3 - 2QU CoRE ¦ 4QU LoRE | Red Flag Warning - Small Fires | Contamination | Aggregated | 2030 | 1.0061e-07 | 108.7427 | 1.0941e-05 | 2030 | Mitigation | 0.95 | 45 | 0 | esc | 0.00097009 | 9.7601e-11 | 0.00097009 | 9.7601e-11 | 0.0027785 | 1.537e-10 | 0.00988 | 1.0605e-06
[120 empty] | 7.3.3.17.5 (Remote Grid) Updates to grid topology to minimize risk of ignition in HFTDs Remote GridWLDFRContaminationAggregated | WLDFR | HFTD - Distribution - Tier 3 - 2QU CoRE ¦ 4QU LoRE | Red Flag Warning - Small Fires | Contamination | Aggregated | 2031 | 1.0061e-07 | 108.7427 | 1.0941e-05 | 2031 | Mitigation | 0.95 | 45 | 0 | esc | 0.00097009 | 9.7601e-11 | 0.00097009 | 9.7601e-11 | 0.0027785 | 1.537e-10 | 0.00988 | 1.0605e-06
[120 empty] | 7.3.3.17.5 (Remote Grid) Updates to grid topology to minimize risk of ignition in HFTDs Remote GridWLDFRContaminationAggregated | WLDFR | HFTD - Distribution - Tier 3 - 2QU CoRE ¦ 4QU LoRE | Red Flag Warning - Small Fires | Contamination | Aggregated | 2032 | 1.0061e-07 | 108.7427 | 1.0941e-05 | 2032 | Mitigation | 0.95 | 45 | 0 | esc | 0.00097009 | 9.7601e-11 | 0.00097009 | 9.7601e-11 | 0.0027785 | 1.537e-10 | 0.00988 | 1.0605e-06
[120 empty] | 7.3.3.17.5 (Remote Grid) Updates to grid topology to minimize risk of ignition in HFTDs Remote GridWLDFRContaminationAggregated | WLDFR | HFTD - Distribution - Tier 3 - 2QU CoRE ¦ 4QU LoRE | Red Flag Warning - Small Fires | Contamination | Aggregated | 2033 | 1.0061e-07 | 108.7427 | 1.0941e-05 | 2033 | Mitigation | 0.95 | 45 | 0 | esc | 0.00097009 | 9.7601e-11 | 0.00097009 | 9.7601e-11 | 0.0027785 | 1.537e-10 | 0.00988 | 1.0605e-06
[120 empty] | 7.3.3.17.5 (Remote Grid) Updates to grid topology to minimize risk of ignition in HFTDs Remote GridWLDFRContaminationAggregated | WLDFR | HFTD - Distribution - Tier 3 - 2QU CoRE ¦ 4QU LoRE | Red Flag Warning - Small Fires | Contamination | Aggregated | 2034 | 1.0061e-07 | 108.7427 | 1.0941e-05 | 2034 | Mitigation | 0.95 | 45 | 0 | esc | 0.00097009 | 9.7601e-11 | 0.00097009 | 9.7601e-11 | 0.0027785 | 1.537e-10 | 0.00988 | 1.0605e-06
[120 empty] | 7.3.3.17.5 (Remote Grid) Updates to grid topology to minimize risk of ignition in HFTDs Remote GridWLDFRContaminationAggregated | WLDFR | HFTD - Distribution - Tier 3 - 2QU CoRE ¦ 4QU LoRE | Red Flag Warning - Small Fires | Contamination | Aggregated | 2035 | 1.0061e-07 | 108.7427 | 1.0941e-05 | 2035 | Mitigation | 0.95 | 45 | 0 | esc | 0.00097009 | 9.7601e-11 | 0.00097009 | 9.7601e-11 | 0.0027785 | 1.537e-10 | 0.00988 | 1.0605e-06
[120 empty] | 7.3.3.17.5 (Remote Grid) Updates to grid topology to minimize risk of ignition in HFTDs Remote GridWLDFRContaminationAggregated | WLDFR | HFTD - Distribution - Tier 3 - 2QU CoRE ¦ 4QU LoRE | Red Flag Warning - Small Fires | Contamination | Aggregated | 2036 | 1.0061e-07 | 108.7427 | 1.0941e-05 | 2036 | Mitigation | 0.95 | 45 | 0 | esc | 0.00097009 | 9.7601e-11 | 0.00097009 | 9.7601e-11 | 0.0027785 | 1.537e-10 | 0.00988 | 1.0605e-06
[120 empty] | 7.3.3.17.5 (Remote Grid) Updates to grid topology to minimize risk of ignition in HFTDs Remote GridWLDFRContaminationAggregated | WLDFR | HFTD - Distribution - Tier 3 - 2QU CoRE ¦ 4QU LoRE | Red Flag Warning - Small Fires | Contamination | Aggregated | 2037 | 1.0061e-07 | 108.7427 | 1.0941e-05 | 2037 | Mitigation | 0.95 | 45 | 0 | esc | 0.00097009 | 9.7601e-11 | 0.00097009 | 9.7601e-11 | 0.0027785 | 1.537e-10 | 0.00988 | 1.0605e-06
[120 empty] | 7.3.3.17.5 (Remote Grid) Updates to grid topology to minimize risk of ignition in HFTDs Remote GridWLDFRContaminationAggregated | WLDFR | HFTD - Distribution - Tier 3 - 2QU CoRE ¦ 4QU LoRE | Red Flag Warning - Small Fires | Contamination | Aggregated | 2038 | 1.0061e-07 | 108.7427 | 1.0941e-05 | 2038 | Mitigation | 0.95 | 45 | 0 | esc | 0.00097009 | 9.7601e-11 | 0.00097009 | 9.7601e-11 | 0.0027785 | 1.537e-10 | 0.00988 | 1.0605e-06
[120 empty] | 7.3.3.17.5 (Remote Grid) Updates to grid topology to minimize risk of ignition in HFTDs Remote GridWLDFRContaminationAggregated | WLDFR | HFTD - Distribution - Tier 3 - 2QU CoRE ¦ 4QU LoRE | Red Flag Warning - Small Fires | Contamination | Aggregated | 2039 | 1.0061e-07 | 108.7427 | 1.0941e-05 | 2039 | Mitigation | 0.95 | 45 | 0 | esc | 0.00097009 | 9.7601e-11 | 0.00097009 | 9.7601e-11 | 0.0027785 | 1.537e-10 | 0.00988 | 1.0605e-06
[120 empty] | 7.3.3.17.5 (Remote Grid) Updates to grid topology to minimize risk of ignition in HFTDs Remote GridWLDFRContaminationAggregated | WLDFR | HFTD - Distribution - Tier 3 - 2QU CoRE ¦ 4QU LoRE | Red Flag Warning - Small Fires | Contamination | Aggregated | 2040 | 1.0061e-07 | 108.7427 | 1.0941e-05 | 2040 | Mitigation | 0.95 | 45 | 0 | esc | 0.00097009 | 9.7601e-11 | 0.00097009 | 9.7601e-11 | 0.0027785 | 1.537e-10 | 0.00988 | 1.0605e-06
[120 empty] | 7.3.3.17.5 (Remote Grid) Updates to grid topology to minimize risk of ignition in HFTDs Remote GridWLDFRContaminationAggregated | WLDFR | HFTD - Distribution - Tier 3 - 2QU CoRE ¦ 4QU LoRE | Red Flag Warning - Small Fires | Contamination | Aggregated | 2041 | 1.0061e-07 | 108.7427 | 1.0941e-05 | 2041 | Mitigation | 0.95 | 45 | 0 | esc | 0.00097009 | 9.7601e-11 | 0.00097009 | 9.7601e-11 | 0.0027785 | 1.537e-10 | 0.00988 | 1.0605e-06
[120 empty] | 7.3.3.17.5 (Remote Grid) Updates to grid topology to minimize risk of ignition in HFTDs Remote GridWLDFRContaminationAggregated | WLDFR | HFTD - Distribution - Tier 3 - 2QU CoRE ¦ 4QU LoRE | Red Flag Warning - Small Fires | Contamination | Aggregated | 2042 | 1.0061e-07 | 108.7427 | 1.0941e-05 | 2042 | Mitigation | 0.95 | 45 | 0 | esc | 0.00097009 | 9.7601e-11 | 0.00097009 | 9.7601e-11 | 0.0027785 | 1.537e-10 | 0 | 0
[120 empty] | 7.3.3.17.5 (Remote Grid) Updates to grid topology to minimize risk of ignition in HFTDs Remote GridWLDFRContaminationAggregated | WLDFR | HFTD - Distribution - Tier 3 - 2QU CoRE ¦ 4QU LoRE | Red Flag Warning - Small Fires | Contamination | Aggregated | 2043 | 1.0061e-07 | 108.7427 | 1.0941e-05 | 2043 | Mitigation | 0.95 | 45 | 0 | esc | 0.00097009 | 9.7601e-11 | 0.00097009 | 9.7601e-11 | 0.0027785 | 1.537e-10 | 0 | 0
[120 empty] | 7.3.3.17.5 (Remote Grid) Updates to grid topology to minimize risk of ignition in HFTDs Remote GridWLDFRContaminationAggregated | WLDFR | HFTD - Distribution - Tier 3 - 2QU CoRE ¦ 4QU LoRE | Red Flag Warning - Small Fires | Contamination | Aggregated | 2044 | 1.0061e-07 | 108.7427 | 1.0941e-05 | 2044 | Mitigation | 0.95 | 45 | 0 | esc | 0.00097009 | 9.7601e-11 | 0.00097009 | 9.7601e-11 | 0.0027785 | 1.537e-10 | 0.0085129 | 1.0451e-06
[120 empty] | 7.3.3.17.5 (Remote Grid) Updates to grid topology to minimize risk of ignition in HFTDs Remote GridWLDFRContaminationAggregated | WLDFR | HFTD - Distribution - Tier 3 - 2QU CoRE ¦ 4QU LoRE | Red Flag Warning - Small Fires | Contamination | Aggregated | 2045 | 1.0061e-07 | 108.7427 | 1.0941e-05 | 2045 | Mitigation | 0.95 | 45 | 0 | esc | 0.00097009 | 9.7601e-11 | 0.00097009 | 9.7601e-11 | 0.0027785 | 1.537e-10 | 0.0085129 | 1.0451e-06
[120 empty] | 7.3.3.17.5 (Remote Grid) Updates to grid topology to minimize risk of ignition in HFTDs Remote GridWLDFRContaminationAggregated | WLDFR | HFTD - Distribution - Tier 3 - 2QU CoRE ¦ 4QU LoRE | Red Flag Warning - Small Fires | Contamination | Aggregated | 2046 | 1.0061e-07 | 108.7427 | 1.0941e-05 | 2046 | Mitigation | 0.95 | 45 | 0 | esc | 0.00097009 | 9.7601e-11 | 0.00097009 | 9.7601e-11 | 0.0027785 | 1.537e-10 | 0.0085129 | 1.0451e-06
[120 empty] | 7.3.3.17.5 (Remote Grid) Updates to grid topology to minimize risk of ignition in HFTDs Remote GridWLDFRContaminationAggregated | WLDFR | HFTD - Distribution - Tier 3 - 2QU CoRE ¦ 4QU LoRE | Red Flag Warning - Small Fires | Contamination | Aggregated | 2047 | 1.0061e-07 | 108.7427 | 1.0941e-05 | 2047 | Mitigation | 0.95 | 45 | 0 | esc | 0.00097009 | 9.7601e-11 | 0.00097009 | 9.7601e-11 | 0.0027785 | 1.537e-10 | 0.0085129 | 1.0451e-06
[120 empty] | 7.3.3.17.5 (Remote Grid) Updates to grid topology to minimize risk of ignition in HFTDs Remote GridWLDFRContaminationAggregated | WLDFR | HFTD - Distribution - Tier 3 - 2QU CoRE ¦ 4QU LoRE | Red Flag Warning - Small Fires | Contamination | Aggregated | 2048 | 1.0061e-07 | 108.7427 | 1.0941e-05 | 2048 | Mitigation | 0.95 | 45 | 0 | esc | 0.00097009 | 9.7601e-11 | 0.00097009 | 9.7601e-11 | 0.0027785 | 1.537e-10 | 0.0085129 | 1.0451e-06
[120 empty] | 7.3.3.17.5 (Remote Grid) Updates to grid topology to minimize risk of ignition in HFTDs Remote GridWLDFRContaminationAggregated | WLDFR | HFTD - Distribution - Tier 3 - 2QU CoRE ¦ 4QU LoRE | Red Flag Warning - Small Fires | Contamination | Aggregated | 2049 | 1.0061e-07 | 108.7427 | 1.0941e-05 | 2049 | Mitigation | 0.95 | 45 | 0 | esc | 0.00097009 | 9.7601e-11 | 0.00097009 | 9.7601e-11 | 0.0027785 | 1.537e-10 | 0.0085129 | 1.0451e-06
[120 empty] | 7.3.3.17.5 (Remote Grid) Updates to grid topology to minimize risk of ignition in HFTDs Remote GridWLDFRContaminationAggregated | WLDFR | HFTD - Distribution - Tier 3 - 2QU CoRE ¦ 4QU LoRE | Red Flag Warning - Small Fires | Contamination | Aggregated | 2050 | 1.0061e-07 | 108.7427 | 1.0941e-05 | 2050 | Mitigation | 0.95 | 45 | 0 | esc | 0.00097009 | 9.7601e-11 | 0.00097009 | 9.7601e-11 | 0.0027785 | 1.537e-10 | 0.0085129 | 1.0451e-06
[120 empty] | 7.3.3.17.5 (Remote Grid) Updates to grid topology to minimize risk of ignition in HFTDs Remote GridWLDFRContaminationAggregated | WLDFR | HFTD - Distribution - Tier 3 - 2QU CoRE ¦ 4QU LoRE | Red Flag Warning - Small Fires | Contamination | Aggregated | 2051 | 1.0061e-07 | 108.7427 | 1.0941e-05 | 2051 | Mitigation | 0.95 | 45 | 0 | esc | 0.00097009 | 9.7601e-11 | 0.00097009 | 9.7601e-11 | 0.0027785 | 1.537e-10 | 0.0085129 | 1.0451e-06
[120 empty] | 7.3.3.17.5 (Remote Grid) Updates to grid topology to minimize risk of ignition in HFTDs Remote GridWLDFRContaminationAggregated | WLDFR | HFTD - Distribution - Tier 3 - 2QU CoRE ¦ 4QU LoRE | Red Flag Warning - Small Fires | Contamination | Aggregated | 2052 | 1.0061e-07 | 108.7427 | 1.0941e-05 | 2052 | Mitigation | 0.95 | 45 | 0 | esc | 0.00097009 | 9.7601e-11 | 0.00097009 | 9.7601e-11 | 0.0027785 | 1.537e-10 | 0.0085129 | 1.0451e-06
[120 empty] | 7.3.3.17.5 (Remote Grid) Updates to grid topology to minimize risk of ignition in HFTDs Remote GridWLDFRContaminationAggregated | WLDFR | HFTD - Distribution - Tier 3 - 2QU CoRE ¦ 4QU LoRE | Red Flag Warning - Small Fires | Contamination | Aggregated | 2053 | 1.0061e-07 | 108.7427 | 1.0941e-05 | 2053 | Mitigation | 0.95 | 45 | 0 | esc | 0.00097009 | 9.7601e-11 | 0.00097009 | 9.7601e-11 | 0.0027785 | 1.537e-10 | 0.0085129 | 1.0451e-06
[120 empty] | 7.3.3.17.5 (Remote Grid) Updates to grid topology to minimize risk of ignition in HFTDs Remote GridWLDFRContaminationAggregated | WLDFR | HFTD - Distribution - Tier 3 - 2QU CoRE ¦ 4QU LoRE | Red Flag Warning - Small Fires | Contamination | Aggregated | 2054 | 1.0061e-07 | 108.7427 | 1.0941e-05 | 2054 | Mitigation | 0.95 | 45 | 0 | esc | 0.00097009 | 9.7601e-11 | 0.00097009 | 9.7601e-11 | 0.0027785 | 1.537e-10 | 0.0085129 | 1.0451e-06
[120 empty] | 7.3.3.17.5 (Remote Grid) Updates to grid topology to minimize risk of ignition in HFTDs Remote GridWLDFRContaminationAggregated | WLDFR | HFTD - Distribution - Tier 3 - 2QU CoRE ¦ 4QU LoRE | Red Flag Warning - Small Fires | Contamination | Aggregated | 2055 | 1.0061e-07 | 108.7427 | 1.0941e-05 | 2055 | Mitigation | 0.95 | 45 | 0 | esc | 0.00097009 | 9.7601e-11 | 0.00097009 | 9.7601e-11 | 0.0027785 | 1.537e-10 | 0.0085129 | 1.0451e-06
[120 empty] | 7.3.3.17.5 (Remote Grid) Updates to grid topology to minimize risk of ignition in HFTDs Remote GridWLDFRContaminationAggregated | WLDFR | HFTD - Distribution - Tier 3 - 2QU CoRE ¦ 4QU LoRE | Red Flag Warning - Small Fires | Contamination | Aggregated | 2056 | 1.0061e-07 | 108.7427 | 1.0941e-05 | 2056 | Mitigation | 0.95 | 45 | 0 | esc | 0.00097009 | 9.7601e-11 | 0.00097009 | 9.7601e-11 | 0.0027785 | 1.537e-10 | 0.0085129 | 1.0451e-06
[120 empty] | 7.3.3.17.5 (Remote Grid) Updates to grid topology to minimize risk of ignition in HFTDs Remote GridWLDFRContaminationAggregated | WLDFR | HFTD - Distribution - Tier 3 - 2QU CoRE ¦ 4QU LoRE | Red Flag Warning - Small Fires | Contamination | Aggregated | 2057 | 1.0061e-07 | 108.7427 | 1.0941e-05 | 2057 | Mitigation | 0.95 | 45 | 0 | esc | 0.00097009 | 9.7601e-11 | 0.00097009 | 9.7601e-11 | 0.0027785 | 1.537e-10 | 0.0085129 | 1.0451e-06
[120 empty] | 7.3.3.17.5 (Remote Grid) Updates to grid topology to minimize risk of ignition in HFTDs Remote GridWLDFRContaminationAggregated | WLDFR | HFTD - Distribution - Tier 3 - 2QU CoRE ¦ 4QU LoRE | Red Flag Warning - Small Fires | Contamination | Aggregated | 2058 | 1.0061e-07 | 108.7427 | 1.0941e-05 | 2058 | Mitigation | 0.95 | 45 | 0 | esc | 0.00097009 | 9.7601e-11 | 0.00097009 | 9.7601e-11 | 0.0027785 | 1.537e-10 | 0.0085129 | 1.0451e-06
[120 empty] | 7.3.3.17.5 (Remote Grid) Updates to grid topology to minimize risk of ignition in HFTDs Remote GridWLDFRContaminationAggregated | WLDFR | HFTD - Distribution - Tier 3 - 2QU CoRE ¦ 4QU LoRE | Red Flag Warning - Small Fires | Contamination | Aggregated | 2059 | 1.0061e-07 | 108.7427 | 1.0941e-05 | 2059 | Mitigation | 0.95 | 45 | 0 | esc | 0.00097009 | 9.7601e-11 | 0.00097009 | 9.7601e-11 | 0.0027785 | 1.537e-10 | 0.0085129 | 1.0451e-06
[120 empty] | 7.3.3.17.5 (Remote Grid) Updates to grid topology to minimize risk of ignition in HFTDs Remote GridWLDFRContaminationAggregated | WLDFR | HFTD - Distribution - Tier 3 - 2QU CoRE ¦ 4QU LoRE | Red Flag Warning - Small Fires | Contamination | Aggregated | 2060 | 1.0061e-07 | 108.7427 | 1.0941e-05 | 2060 | Mitigation | 0.95 | 45 | 0 | esc | 0.00097009 | 9.7601e-11 | 0.00097009 | 9.7601e-11 | 0.0027785 | 1.537e-10 | 0.0085129 | 1.0451e-06
[120 empty] | 7.3.3.17.5 (Remote Grid) Updates to grid topology to minimize risk of ignition in HFTDs Remote GridWLDFRContaminationAggregated | WLDFR | HFTD - Distribution - Tier 3 - 2QU CoRE ¦ 4QU LoRE | Red Flag Warning - Small Fires | Contamination | Aggregated | 2061 | 1.0061e-07 | 108.7427 | 1.0941e-05 | 2061 | Mitigation | 0.95 | 45 | 0 | esc | 0.00097009 | 9.7601e-11 | 0.00097009 | 9.7601e-11 | 0.0027785 | 1.537e-10 | 0.0085129 | 1.0451e-06
[120 empty] | 7.3.3.17.5 (Remote Grid) Updates to grid topology to minimize risk of ignition in HFTDs Remote GridWLDFRContaminationAggregated | WLDFR | HFTD - Distribution - Tier 3 - 2QU CoRE ¦ 4QU LoRE | Red Flag Warning - Small Fires | Contamination | Aggregated | 2062 | 1.0061e-07 | 108.7427 | 1.0941e-05 | 2062 | Mitigation | 0.95 | 45 | 0 | esc | 0.00097009 | 9.7601e-11 | 0.00097009 | 9.7601e-11 | 0.0027785 | 1.537e-10 | 0.0085129 | 1.0451e-06
[120 empty] | 7.3.3.17.5 (Remote Grid) Updates to grid topology to minimize risk of ignition in HFTDs Remote GridWLDFRContaminationAggregated | WLDFR | HFTD - Distribution - Tier 3 - 2QU CoRE ¦ 4QU LoRE | Red Flag Warning - Small Fires | Contamination | Aggregated | 2063 | 1.0061e-07 | 108.7427 | 1.0941e-05 | 2063 | Mitigation | 0.95 | 45 | 0 | esc | 0.00097009 | 9.7601e-11 | 0.00097009 | 9.7601e-11 | 0.0027785 | 1.537e-10 | 0.0085129 | 1.0451e-06
[120 empty] | 7.3.3.17.5 (Remote Grid) Updates to grid topology to minimize risk of ignition in HFTDs Remote GridWLDFRContaminationAggregated | WLDFR | HFTD - Distribution - Tier 3 - 2QU CoRE ¦ 4QU LoRE | Red Flag Warning - Small Fires | Contamination | Aggregated | 2064 | 1.0061e-07 | 108.7427 | 1.0941e-05 | 2064 | Mitigation | 0.95 | 45 | 0 | esc | 0.00097009 | 9.7601e-11 | 0.00097009 | 9.7601e-11 | 0.0027785 | 1.537e-10 | 0.0085129 | 1.0451e-06
[120 empty] | 7.3.3.17.5 (Remote Grid) Updates to grid topology to minimize risk of ignition in HFTDs Remote GridWLDFRContaminationAggregated | WLDFR | HFTD - Distribution - Tier 3 - 2QU CoRE ¦ 4QU LoRE | Red Flag Warning - Small Fires | Contamination | Aggregated | 2065 | 1.0061e-07 | 108.7427 | 1.0941e-05 | 2065 | Mitigation | 0.95 | 45 | 0 | esc | 0.00097009 | 9.7601e-11 | 0.00097009 | 9.7601e-11 | 0.0027785 | 1.537e-10 | 0.0085129 | 1.0451e-06
[120 empty] | 7.3.3.17.5 (Remote Grid) Updates to grid topology to minimize risk of ignition in HFTDs Remote GridWLDFRContaminationAggregated | WLDFR | HFTD - Distribution - Tier 3 - 2QU CoRE ¦ 4QU LoRE | Red Flag Warning - Small Fires | Contamination | Aggregated | 2066 | 1.0061e-07 | 108.7427 | 1.0941e-05 | 2066 | Mitigation | 0.95 | 45 | 0 | esc | 0.00097009 | 9.7601e-11 | 0.00097009 | 9.7601e-11 | 0.0027785 | 1.537e-10 | 0.0085129 | 1.0451e-06
[120 empty] | 7.3.3.17.5 (Remote Grid) Updates to grid topology to minimize risk of ignition in HFTDs Remote GridWLDFRContaminationAggregated | WLDFR | HFTD - Distribution - Tier 3 - 2QU CoRE ¦ 4QU LoRE | Red Flag Warning - Small Fires | Contamination | Aggregated | 2067 | 1.0061e-07 | 108.7427 | 1.0941e-05 | 2067 | Mitigation | 0.95 | 45 | 0 | esc | 0 | 0 | 0.00097009 | 9.7601e-11 | 0.0027785 | 1.537e-10 | 0.0085129 | 1.0451e-06
[120 empty] | 7.3.3.17.5 (Remote Grid) Updates to grid topology to minimize risk of ignition in HFTDs Remote GridWLDFREquipment / facility failureAggregated | WLDFR | HFTD - Distribution - Tier 3 - 2QU CoRE ¦ 4QU LoRE | Red Flag Warning - Small Fires | Equipment / facility failure | Aggregated | 2022 | 6.5325e-05 | 108.7427 | 0.0071036 | 2022 | Mitigation | 0.95 | 45 | 0 | esc | 0.00097009 | 6.3371e-08 | 0 | 0 | 0.0027785 | 1.537e-10 | 0.0085129 | 1.0451e-06
[120 empty] | 7.3.3.17.5 (Remote Grid) Updates to grid topology to minimize risk of ignition in HFTDs Remote GridWLDFREquipment / facility failureAggregated | WLDFR | HFTD - Distribution - Tier 3 - 2QU CoRE ¦ 4QU LoRE | Red Flag Warning - Small Fires | Equipment / facility failure | Aggregated | 2023 | 6.5325e-05 | 108.7427 | 0.0071036 | 2023 | Mitigation | 0.95 | 45 | 0 | esc | 0.00097009 | 6.3371e-08 | 0.00097009 | 6.3371e-08 | 0.0027785 | 1.537e-10 | 0.0085129 | 1.0451e-06
[120 empty] | 7.3.3.17.5 (Remote Grid) Updates to grid topology to minimize risk of ignition in HFTDs Remote GridWLDFREquipment / facility failureAggregated | WLDFR | HFTD - Distribution - Tier 3 - 2QU CoRE ¦ 4QU LoRE | Red Flag Warning - Small Fires | Equipment / facility failure | Aggregated | 2024 | 6.5325e-05 | 108.7427 | 0.0071036 | 2024 | Mitigation | 0.95 | 45 | 0 | esc | 0.00097009 | 6.3371e-08 | 0.00097009 | 6.3371e-08 | 0.0027785 | 1.537e-10 | 0.0085129 | 1.0451e-06
[120 empty] | 7.3.3.17.5 (Remote Grid) Updates to grid topology to minimize risk of ignition in HFTDs Remote GridWLDFREquipment / facility failureAggregated | WLDFR | HFTD - Distribution - Tier 3 - 2QU CoRE ¦ 4QU LoRE | Red Flag Warning - Small Fires | Equipment / facility failure | Aggregated | 2025 | 6.5325e-05 | 108.7427 | 0.0071036 | 2025 | Mitigation | 0.95 | 45 | 0 | esc | 0.00097009 | 6.3371e-08 | 0.00097009 | 6.3371e-08 | 0.0027785 | 1.537e-10 | 0.0085129 | 1.0451e-06
[120 empty] | 7.3.3.17.5 (Remote Grid) Updates to grid topology to minimize risk of ignition in HFTDs Remote GridWLDFREquipment / facility failureAggregated | WLDFR | HFTD - Distribution - Tier 3 - 2QU CoRE ¦ 4QU LoRE | Red Flag Warning - Small Fires | Equipment / facility failure | Aggregated | 2026 | 6.5325e-05 | 108.7427 | 0.0071036 | 2026 | Mitigation | 0.95 | 45 | 0 | esc | 0.00097009 | 6.3371e-08 | 0.00097009 | 6.3371e-08 | 0 | 0 | 0.0085129 | 1.0451e-06
[120 empty] | 7.3.3.17.5 (Remote Grid) Updates to grid topology to minimize risk of ignition in HFTDs Remote GridWLDFREquipment / facility failureAggregated | WLDFR | HFTD - Distribution - Tier 3 - 2QU CoRE ¦ 4QU LoRE | Red Flag Warning - Small Fires | Equipment / facility failure | Aggregated | 2027 | 6.5325e-05 | 108.7427 | 0.0071036 | 2027 | Mitigation | 0.95 | 45 | 0 | esc | 0.00097009 | 6.3371e-08 | 0.00097009 | 6.3371e-08 | 0.0027785 | 3.1621e-12 | 0.0085129 | 1.0451e-06
[120 empty] | 7.3.3.17.5 (Remote Grid) Updates to grid topology to minimize risk of ignition in HFTDs Remote GridWLDFREquipment / facility failureAggregated | WLDFR | HFTD - Distribution - Tier 3 - 2QU CoRE ¦ 4QU LoRE | Red Flag Warning - Small Fires | Equipment / facility failure | Aggregated | 2028 | 6.5325e-05 | 108.7427 | 0.0071036 | 2028 | Mitigation | 0.95 | 45 | 0 | esc | 0.00097009 | 6.3371e-08 | 0.00097009 | 6.3371e-08 | 0.0027785 | 3.1621e-12 | 0 | 0
[120 empty] | 7.3.3.17.5 (Remote Grid) Updates to grid topology to minimize risk of ignition in HFTDs Remote GridWLDFREquipment / facility failureAggregated | WLDFR | HFTD - Distribution - Tier 3 - 2QU CoRE ¦ 4QU LoRE | Red Flag Warning - Small Fires | Equipment / facility failure | Aggregated | 2029 | 6.5325e-05 | 108.7427 | 0.0071036 | 2029 | Mitigation | 0.95 | 45 | 0 | esc | 0.00097009 | 6.3371e-08 | 0.00097009 | 6.3371e-08 | 0.0027785 | 3.1621e-12 | 0 | 0
[120 empty] | 7.3.3.17.5 (Remote Grid) Updates to grid topology to minimize risk of ignition in HFTDs Remote GridWLDFREquipment / facility failureAggregated | WLDFR | HFTD - Distribution - Tier 3 - 2QU CoRE ¦ 4QU LoRE | Red Flag Warning - Small Fires | Equipment / facility failure | Aggregated | 2030 | 6.5325e-05 | 108.7427 | 0.0071036 | 2030 | Mitigation | 0.95 | 45 | 0 | esc | 0.00097009 | 6.3371e-08 | 0.00097009 | 6.3371e-08 | 0.0027785 | 3.1621e-12 | 0.0093087 | 6.7315e-06
[120 empty] | 7.3.3.17.5 (Remote Grid) Updates to grid topology to minimize risk of ignition in HFTDs Remote GridWLDFREquipment / facility failureAggregated | WLDFR | HFTD - Distribution - Tier 3 - 2QU CoRE ¦ 4QU LoRE | Red Flag Warning - Small Fires | Equipment / facility failure | Aggregated | 2031 | 6.5325e-05 | 108.7427 | 0.0071036 | 2031 | Mitigation | 0.95 | 45 | 0 | esc | 0.00097009 | 6.3371e-08 | 0.00097009 | 6.3371e-08 | 0.0027785 | 3.1621e-12 | 0.0093087 | 6.7315e-06
[120 empty] | 7.3.3.17.5 (Remote Grid) Updates to grid topology to minimize risk of ignition in HFTDs Remote GridWLDFREquipment / facility failureAggregated | WLDFR | HFTD - Distribution - Tier 3 - 2QU CoRE ¦ 4QU LoRE | Red Flag Warning - Small Fires | Equipment / facility failure | Aggregated | 2032 | 6.5325e-05 | 108.7427 | 0.0071036 | 2032 | Mitigation | 0.95 | 45 | 0 | esc | 0.00097009 | 6.3371e-08 | 0.00097009 | 6.3371e-08 | 0.0027785 | 3.1621e-12 | 0.0093087 | 6.7315e-06
[120 empty] | 7.3.3.17.5 (Remote Grid) Updates to grid topology to minimize risk of ignition in HFTDs Remote GridWLDFREquipment / facility failureAggregated | WLDFR | HFTD - Distribution - Tier 3 - 2QU CoRE ¦ 4QU LoRE | Red Flag Warning - Small Fires | Equipment / facility failure | Aggregated | 2033 | 6.5325e-05 | 108.7427 | 0.0071036 | 2033 | Mitigation | 0.95 | 45 | 0 | esc | 0.00097009 | 6.3371e-08 | 0.00097009 | 6.3371e-08 | 0.0027785 | 3.1621e-12 | 0.0093087 | 6.7315e-06
[120 empty] | 7.3.3.17.5 (Remote Grid) Updates to grid topology to minimize risk of ignition in HFTDs Remote GridWLDFREquipment / facility failureAggregated | WLDFR | HFTD - Distribution - Tier 3 - 2QU CoRE ¦ 4QU LoRE | Red Flag Warning - Small Fires | Equipment / facility failure | Aggregated | 2034 | 6.5325e-05 | 108.7427 | 0.0071036 | 2034 | Mitigation | 0.95 | 45 | 0 | esc | 0.00097009 | 6.3371e-08 | 0.00097009 | 6.3371e-08 | 0.0027785 | 3.1621e-12 | 0.0093087 | 6.7315e-06
[120 empty] | 7.3.3.17.5 (Remote Grid) Updates to grid topology to minimize risk of ignition in HFTDs Remote GridWLDFREquipment / facility failureAggregated | WLDFR | HFTD - Distribution - Tier 3 - 2QU CoRE ¦ 4QU LoRE | Red Flag Warning - Small Fires | Equipment / facility failure | Aggregated | 2035 | 6.5325e-05 | 108.7427 | 0.0071036 | 2035 | Mitigation | 0.95 | 45 | 0 | esc | 0.00097009 | 6.3371e-08 | 0.00097009 | 6.3371e-08 | 0.0027785 | 3.1621e-12 | 0.0093087 | 6.7315e-06
[120 empty] | 7.3.3.17.5 (Remote Grid) Updates to grid topology to minimize risk of ignition in HFTDs Remote GridWLDFREquipment / facility failureAggregated | WLDFR | HFTD - Distribution - Tier 3 - 2QU CoRE ¦ 4QU LoRE | Red Flag Warning - Small Fires | Equipment / facility failure | Aggregated | 2036 | 6.5325e-05 | 108.7427 | 0.0071036 | 2036 | Mitigation | 0.95 | 45 | 0 | esc | 0.00097009 | 6.3371e-08 | 0.00097009 | 6.3371e-08 | 0.0027785 | 3.1621e-12 | 0.0093087 | 6.7315e-06
[120 empty] | 7.3.3.17.5 (Remote Grid) Updates to grid topology to minimize risk of ignition in HFTDs Remote GridWLDFREquipment / facility failureAggregated | WLDFR | HFTD - Distribution - Tier 3 - 2QU CoRE ¦ 4QU LoRE | Red Flag Warning - Small Fires | Equipment / facility failure | Aggregated | 2037 | 6.5325e-05 | 108.7427 | 0.0071036 | 2037 | Mitigation | 0.95 | 45 | 0 | esc | 0.00097009 | 6.3371e-08 | 0.00097009 | 6.3371e-08 | 0.0027785 | 3.1621e-12 | 0.0093087 | 6.7315e-06
[120 empty] | 7.3.3.17.5 (Remote Grid) Updates to grid topology to minimize risk of ignition in HFTDs Remote GridWLDFREquipment / facility failureAggregated | WLDFR | HFTD - Distribution - Tier 3 - 2QU CoRE ¦ 4QU LoRE | Red Flag Warning - Small Fires | Equipment / facility failure | Aggregated | 2038 | 6.5325e-05 | 108.7427 | 0.0071036 | 2038 | Mitigation | 0.95 | 45 | 0 | esc | 0.00097009 | 6.3371e-08 | 0.00097009 | 6.3371e-08 | 0.0027785 | 3.1621e-12 | 0.0093087 | 6.7315e-06
[120 empty] | 7.3.3.17.5 (Remote Grid) Updates to grid topology to minimize risk of ignition in HFTDs Remote GridWLDFREquipment / facility failureAggregated | WLDFR | HFTD - Distribution - Tier 3 - 2QU CoRE ¦ 4QU LoRE | Red Flag Warning - Small Fires | Equipment / facility failure | Aggregated | 2039 | 6.5325e-05 | 108.7427 | 0.0071036 | 2039 | Mitigation | 0.95 | 45 | 0 | esc | 0.00097009 | 6.3371e-08 | 0.00097009 | 6.3371e-08 | 0.0027785 | 3.1621e-12 | 0.0093087 | 6.7315e-06
[120 empty] | 7.3.3.17.5 (Remote Grid) Updates to grid topology to minimize risk of ignition in HFTDs Remote GridWLDFREquipment / facility failureAggregated | WLDFR | HFTD - Distribution - Tier 3 - 2QU CoRE ¦ 4QU LoRE | Red Flag Warning - Small Fires | Equipment / facility failure | Aggregated | 2040 | 6.5325e-05 | 108.7427 | 0.0071036 | 2040 | Mitigation | 0.95 | 45 | 0 | esc | 0.00097009 | 6.3371e-08 | 0.00097009 | 6.3371e-08 | 0.0027785 | 3.1621e-12 | 0.0093087 | 6.7315e-06
[120 empty] | 7.3.3.17.5 (Remote Grid) Updates to grid topology to minimize risk of ignition in HFTDs Remote GridWLDFREquipment / facility failureAggregated | WLDFR | HFTD - Distribution - Tier 3 - 2QU CoRE ¦ 4QU LoRE | Red Flag Warning - Small Fires | Equipment / facility failure | Aggregated | 2041 | 6.5325e-05 | 108.7427 | 0.0071036 | 2041 | Mitigation | 0.95 | 45 | 0 | esc | 0.00097009 | 6.3371e-08 | 0.00097009 | 6.3371e-08 | 0.0027785 | 3.1621e-12 | 0.0093087 | 6.7315e-06
[120 empty] | 7.3.3.17.5 (Remote Grid) Updates to grid topology to minimize risk of ignition in HFTDs Remote GridWLDFREquipment / facility failureAggregated | WLDFR | HFTD - Distribution - Tier 3 - 2QU CoRE ¦ 4QU LoRE | Red Flag Warning - Small Fires | Equipment / facility failure | Aggregated | 2042 | 6.5325e-05 | 108.7427 | 0.0071036 | 2042 | Mitigation | 0.95 | 45 | 0 | esc | 0.00097009 | 6.3371e-08 | 0.00097009 | 6.3371e-08 | 0.0027785 | 3.1621e-12 | 0.0093087 | 6.7315e-06
[120 empty] | 7.3.3.17.5 (Remote Grid) Updates to grid topology to minimize risk of ignition in HFTDs Remote GridWLDFREquipment / facility failureAggregated | WLDFR | HFTD - Distribution - Tier 3 - 2QU CoRE ¦ 4QU LoRE | Red Flag Warning - Small Fires | Equipment / facility failure | Aggregated | 2043 | 6.5325e-05 | 108.7427 | 0.0071036 | 2043 | Mitigation | 0.95 | 45 | 0 | esc | 0.00097009 | 6.3371e-08 | 0.00097009 | 6.3371e-08 | 0.0027785 | 3.1621e-12 | 0.0093087 | 6.7315e-06
[120 empty] | 7.3.3.17.5 (Remote Grid) Updates to grid topology to minimize risk of ignition in HFTDs Remote GridWLDFREquipment / facility failureAggregated | WLDFR | HFTD - Distribution - Tier 3 - 2QU CoRE ¦ 4QU LoRE | Red Flag Warning - Small Fires | Equipment / facility failure | Aggregated | 2044 | 6.5325e-05 | 108.7427 | 0.0071036 | 2044 | Mitigation | 0.95 | 45 | 0 | esc | 0.00097009 | 6.3371e-08 | 0.00097009 | 6.3371e-08 | 0.0027785 | 3.1621e-12 | 0.0093087 | 6.7315e-06
[120 empty] | 7.3.3.17.5 (Remote Grid) Updates to grid topology to minimize risk of ignition in HFTDs Remote GridWLDFREquipment / facility failureAggregated | WLDFR | HFTD - Distribution - Tier 3 - 2QU CoRE ¦ 4QU LoRE | Red Flag Warning - Small Fires | Equipment / facility failure | Aggregated | 2045 | 6.5325e-05 | 108.7427 | 0.0071036 | 2045 | Mitigation | 0.95 | 45 | 0 | esc | 0.00097009 | 6.3371e-08 | 0.00097009 | 6.3371e-08 | 0.0027785 | 3.1621e-12 | 0.0093087 | 6.7315e-06
[120 empty] | 7.3.3.17.5 (Remote Grid) Updates to grid topology to minimize risk of ignition in HFTDs Remote GridWLDFREquipment / facility failureAggregated | WLDFR | HFTD - Distribution - Tier 3 - 2QU CoRE ¦ 4QU LoRE | Red Flag Warning - Small Fires | Equipment / facility failure | Aggregated | 2046 | 6.5325e-05 | 108.7427 | 0.0071036 | 2046 | Mitigation | 0.95 | 45 | 0 | esc | 0.00097009 | 6.3371e-08 | 0.00097009 | 6.3371e-08 | 0.0027785 | 3.1621e-12 | 0.0093087 | 6.7315e-06
[120 empty] | 7.3.3.17.5 (Remote Grid) Updates to grid topology to minimize risk of ignition in HFTDs Remote GridWLDFREquipment / facility failureAggregated | WLDFR | HFTD - Distribution - Tier 3 - 2QU CoRE ¦ 4QU LoRE | Red Flag Warning - Small Fires | Equipment / facility failure | Aggregated | 2047 | 6.5325e-05 | 108.7427 | 0.0071036 | 2047 | Mitigation | 0.95 | 45 | 0 | esc | 0.00097009 | 6.3371e-08 | 0.00097009 | 6.3371e-08 | 0.0027785 | 3.1621e-12 | 0.0093087 | 6.7315e-06
[120 empty] | 7.3.3.17.5 (Remote Grid) Updates to grid topology to minimize risk of ignition in HFTDs Remote GridWLDFREquipment / facility failureAggregated | WLDFR | HFTD - Distribution - Tier 3 - 2QU CoRE ¦ 4QU LoRE | Red Flag Warning - Small Fires | Equipment / facility failure | Aggregated | 2048 | 6.5325e-05 | 108.7427 | 0.0071036 | 2048 | Mitigation | 0.95 | 45 | 0 | esc | 0.00097009 | 6.3371e-08 | 0.00097009 | 6.3371e-08 | 0.0027785 | 3.1621e-12 | 0.0093087 | 6.7315e-06
[120 empty] | 7.3.3.17.5 (Remote Grid) Updates to grid topology to minimize risk of ignition in HFTDs Remote GridWLDFREquipment / facility failureAggregated | WLDFR | HFTD - Distribution - Tier 3 - 2QU CoRE ¦ 4QU LoRE | Red Flag Warning - Small Fires | Equipment / facility failure | Aggregated | 2049 | 6.5325e-05 | 108.7427 | 0.0071036 | 2049 | Mitigation | 0.95 | 45 | 0 | esc | 0.00097009 | 6.3371e-08 | 0.00097009 | 6.3371e-08 | 0.0027785 | 3.1621e-12 | 0.0093087 | 6.7315e-06
[120 empty] | 7.3.3.17.5 (Remote Grid) Updates to grid topology to minimize risk of ignition in HFTDs Remote GridWLDFREquipment / facility failureAggregated | WLDFR | HFTD - Distribution - Tier 3 - 2QU CoRE ¦ 4QU LoRE | Red Flag Warning - Small Fires | Equipment / facility failure | Aggregated | 2050 | 6.5325e-05 | 108.7427 | 0.0071036 | 2050 | Mitigation | 0.95 | 45 | 0 | esc | 0.00097009 | 6.3371e-08 | 0.00097009 | 6.3371e-08 | 0.0027785 | 3.1621e-12 | 0.0093087 | 6.7315e-06
[120 empty] | 7.3.3.17.5 (Remote Grid) Updates to grid topology to minimize risk of ignition in HFTDs Remote GridWLDFREquipment / facility failureAggregated | WLDFR | HFTD - Distribution - Tier 3 - 2QU CoRE ¦ 4QU LoRE | Red Flag Warning - Small Fires | Equipment / facility failure | Aggregated | 2051 | 6.5325e-05 | 108.7427 | 0.0071036 | 2051 | Mitigation | 0.95 | 45 | 0 | esc | 0.00097009 | 6.3371e-08 | 0.00097009 | 6.3371e-08 | 0.0027785 | 3.1621e-12 | 0.0093087 | 6.7315e-06
[120 empty] | 7.3.3.17.5 (Remote Grid) Updates to grid topology to minimize risk of ignition in HFTDs Remote GridWLDFREquipment / facility failureAggregated | WLDFR | HFTD - Distribution - Tier 3 - 2QU CoRE ¦ 4QU LoRE | Red Flag Warning - Small Fires | Equipment / facility failure | Aggregated | 2052 | 6.5325e-05 | 108.7427 | 0.0071036 | 2052 | Mitigation | 0.95 | 45 | 0 | esc | 0.00097009 | 6.3371e-08 | 0.00097009 | 6.3371e-08 | 0.0027785 | 3.1621e-12 | 0.0093087 | 6.7315e-06
[120 empty] | 7.3.3.17.5 (Remote Grid) Updates to grid topology to minimize risk of ignition in HFTDs Remote GridWLDFREquipment / facility failureAggregated | WLDFR | HFTD - Distribution - Tier 3 - 2QU CoRE ¦ 4QU LoRE | Red Flag Warning - Small Fires | Equipment / facility failure | Aggregated | 2053 | 6.5325e-05 | 108.7427 | 0.0071036 | 2053 | Mitigation | 0.95 | 45 | 0 | esc | 0.00097009 | 6.3371e-08 | 0.00097009 | 6.3371e-08 | 0.0027785 | 3.1621e-12 | 0.0093087 | 6.7315e-06
[120 empty] | 7.3.3.17.5 (Remote Grid) Updates to grid topology to minimize risk of ignition in HFTDs Remote GridWLDFREquipment / facility failureAggregated | WLDFR | HFTD - Distribution - Tier 3 - 2QU CoRE ¦ 4QU LoRE | Red Flag Warning - Small Fires | Equipment / facility failure | Aggregated | 2054 | 6.5325e-05 | 108.7427 | 0.0071036 | 2054 | Mitigation | 0.95 | 45 | 0 | esc | 0.00097009 | 6.3371e-08 | 0.00097009 | 6.3371e-08 | 0.0027785 | 3.1621e-12 | 0.0093087 | 6.7315e-06
[120 empty] | 7.3.3.17.5 (Remote Grid) Updates to grid topology to minimize risk of ignition in HFTDs Remote GridWLDFREquipment / facility failureAggregated | WLDFR | HFTD - Distribution - Tier 3 - 2QU CoRE ¦ 4QU LoRE | Red Flag Warning - Small Fires | Equipment / facility failure | Aggregated | 2055 | 6.5325e-05 | 108.7427 | 0.0071036 | 2055 | Mitigation | 0.95 | 45 | 0 | esc | 0.00097009 | 6.3371e-08 | 0.00097009 | 6.3371e-08 | 0.0027785 | 3.1621e-12 | 0.0093087 | 6.7315e-06
[120 empty] | 7.3.3.17.5 (Remote Grid) Updates to grid topology to minimize risk of ignition in HFTDs Remote GridWLDFREquipment / facility failureAggregated | WLDFR | HFTD - Distribution - Tier 3 - 2QU CoRE ¦ 4QU LoRE | Red Flag Warning - Small Fires | Equipment / facility failure | Aggregated | 2056 | 6.5325e-05 | 108.7427 | 0.0071036 | 2056 | Mitigation | 0.95 | 45 | 0 | esc | 0.00097009 | 6.3371e-08 | 0.00097009 | 6.3371e-08 | 0.0027785 | 3.1621e-12 | 0.0093087 | 6.7315e-06
[120 empty] | 7.3.3.17.5 (Remote Grid) Updates to grid topology to minimize risk of ignition in HFTDs Remote GridWLDFREquipment / facility failureAggregated | WLDFR | HFTD - Distribution - Tier 3 - 2QU CoRE ¦ 4QU LoRE | Red Flag Warning - Small Fires | Equipment / facility failure | Aggregated | 2057 | 6.5325e-05 | 108.7427 | 0.0071036 | 2057 | Mitigation | 0.95 | 45 | 0 | esc | 0.00097009 | 6.3371e-08 | 0.00097009 | 6.3371e-08 | 0.0027785 | 3.1621e-12 | 0.0093087 | 6.7315e-06
[120 empty] | 7.3.3.17.5 (Remote Grid) Updates to grid topology to minimize risk of ignition in HFTDs Remote GridWLDFREquipment / facility failureAggregated | WLDFR | HFTD - Distribution - Tier 3 - 2QU CoRE ¦ 4QU LoRE | Red Flag Warning - Small Fires | Equipment / facility failure | Aggregated | 2058 | 6.5325e-05 | 108.7427 | 0.0071036 | 2058 | Mitigation | 0.95 | 45 | 0 | esc | 0.00097009 | 6.3371e-08 | 0.00097009 | 6.3371e-08 | 0.0027785 | 3.1621e-12 | 0.0093087 | 6.7315e-06
[120 empty] | 7.3.3.17.5 (Remote Grid) Updates to grid topology to minimize risk of ignition in HFTDs Remote GridWLDFREquipment / facility failureAggregated | WLDFR | HFTD - Distribution - Tier 3 - 2QU CoRE ¦ 4QU LoRE | Red Flag Warning - Small Fires | Equipment / facility failure | Aggregated | 2059 | 6.5325e-05 | 108.7427 | 0.0071036 | 2059 | Mitigation | 0.95 | 45 | 0 | esc | 0.00097009 | 6.3371e-08 | 0.00097009 | 6.3371e-08 | 0.0027785 | 3.1621e-12 | 0.0093087 | 6.7315e-06
[120 empty] | 7.3.3.17.5 (Remote Grid) Updates to grid topology to minimize risk of ignition in HFTDs Remote GridWLDFREquipment / facility failureAggregated | WLDFR | HFTD - Distribution - Tier 3 - 2QU CoRE ¦ 4QU LoRE | Red Flag Warning - Small Fires | Equipment / facility failure | Aggregated | 2060 | 6.5325e-05 | 108.7427 | 0.0071036 | 2060 | Mitigation | 0.95 | 45 | 0 | esc | 0.00097009 | 6.3371e-08 | 0.00097009 | 6.3371e-08 | 0.0027785 | 3.1621e-12 | 0 | 0
[120 empty] | 7.3.3.17.5 (Remote Grid) Updates to grid topology to minimize risk of ignition in HFTDs Remote GridWLDFREquipment / facility failureAggregated | WLDFR | HFTD - Distribution - Tier 3 - 2QU CoRE ¦ 4QU LoRE | Red Flag Warning - Small Fires | Equipment / facility failure | Aggregated | 2061 | 6.5325e-05 | 108.7427 | 0.0071036 | 2061 | Mitigation | 0.95 | 45 | 0 | esc | 0.00097009 | 6.3371e-08 | 0.00097009 | 6.3371e-08 | 0.0027785 | 3.1621e-12 | 0 | 0
[120 empty] | 7.3.3.17.5 (Remote Grid) Updates to grid topology to minimize risk of ignition in HFTDs Remote GridWLDFREquipment / facility failureAggregated | WLDFR | HFTD - Distribution - Tier 3 - 2QU CoRE ¦ 4QU LoRE | Red Flag Warning - Small Fires | Equipment / facility failure | Aggregated | 2062 | 6.5325e-05 | 108.7427 | 0.0071036 | 2062 | Mitigation | 0.95 | 45 | 0 | esc | 0.00097009 | 6.3371e-08 | 0.00097009 | 6.3371e-08 | 0.0027785 | 3.1621e-12 | 0.0083522 | 1.2676e-06
[120 empty] | 7.3.3.17.5 (Remote Grid) Updates to grid topology to minimize risk of ignition in HFTDs Remote GridWLDFREquipment / facility failureAggregated | WLDFR | HFTD - Distribution - Tier 3 - 2QU CoRE ¦ 4QU LoRE | Red Flag Warning - Small Fires | Equipment / facility failure | Aggregated | 2063 | 6.5325e-05 | 108.7427 | 0.0071036 | 2063 | Mitigation | 0.95 | 45 | 0 | esc | 0.00097009 | 6.3371e-08 | 0.00097009 | 6.3371e-08 | 0.0027785 | 3.1621e-12 | 0.0083522 | 1.2676e-06
[120 empty] | 7.3.3.17.5 (Remote Grid) Updates to grid topology to minimize risk of ignition in HFTDs Remote GridWLDFREquipment / facility failureAggregated | WLDFR | HFTD - Distribution - Tier 3 - 2QU CoRE ¦ 4QU LoRE | Red Flag Warning - Small Fires | Equipment / facility failure | Aggregated | 2064 | 6.5325e-05 | 108.7427 | 0.0071036 | 2064 | Mitigation | 0.95 | 45 | 0 | esc | 0.00097009 | 6.3371e-08 | 0.00097009 | 6.3371e-08 | 0.0027785 | 3.1621e-12 | 0.0083522 | 1.2676e-06
[120 empty] | 7.3.3.17.5 (Remote Grid) Updates to grid topology to minimize risk of ignition in HFTDs Remote GridWLDFREquipment / facility failureAggregated | WLDFR | HFTD - Distribution - Tier 3 - 2QU CoRE ¦ 4QU LoRE | Red Flag Warning - Small Fires | Equipment / facility failure | Aggregated | 2065 | 6.5325e-05 | 108.7427 | 0.0071036 | 2065 | Mitigation | 0.95 | 45 | 0 | esc | 0.00097009 | 6.3371e-08 | 0.00097009 | 6.3371e-08 | 0.0027785 | 3.1621e-12 | 0.0083522 | 1.2676e-06
[120 empty] | 7.3.3.17.5 (Remote Grid) Updates to grid topology to minimize risk of ignition in HFTDs Remote GridWLDFREquipment / facility failureAggregated | WLDFR | HFTD - Distribution - Tier 3 - 2QU CoRE ¦ 4QU LoRE | Red Flag Warning - Small Fires | Equipment / facility failure | Aggregated | 2066 | 6.5325e-05 | 108.7427 | 0.0071036 | 2066 | Mitigation | 0.95 | 45 | 0 | esc | 0.00097009 | 6.3371e-08 | 0.00097009 | 6.3371e-08 | 0.0027785 | 3.1621e-12 | 0.0083522 | 1.2676e-06
[120 empty] | 7.3.3.17.5 (Remote Grid) Updates to grid topology to minimize risk of ignition in HFTDs Remote GridWLDFREquipment / facility failureAggregated | WLDFR | HFTD - Distribution - Tier 3 - 2QU CoRE ¦ 4QU LoRE | Red Flag Warning - Small Fires | Equipment / facility failure | Aggregated | 2067 | 6.5325e-05 | 108.7427 | 0.0071036 | 2067 | Mitigation | 0.95 | 45 | 0 | esc | 0 | 0 | 0.00097009 | 6.3371e-08 | 0.0027785 | 3.1621e-12 | 0.0083522 | 1.2676e-06
[120 empty] | 7.3.3.17.5 (Remote Grid) Updates to grid topology to minimize risk of ignition in HFTDs Remote GridWLDFRVegetation ContactAggregated | WLDFR | HFTD - Distribution - Tier 3 - 2QU CoRE ¦ 4QU LoRE | Red Flag Warning - Small Fires | Vegetation Contact | Aggregated | 2022 | 0.00039397 | 108.7427 | 0.042842 | 2022 | Mitigation | 0.95 | 45 | 0 | esc | 0.00097009 | 3.8219e-07 | 0 | 0 | 0.0027785 | 3.1621e-12 | 0.0083522 | 1.2676e-06
[120 empty] | 7.3.3.17.5 (Remote Grid) Updates to grid topology to minimize risk of ignition in HFTDs Remote GridWLDFRVegetation ContactAggregated | WLDFR | HFTD - Distribution - Tier 3 - 2QU CoRE ¦ 4QU LoRE | Red Flag Warning - Small Fires | Vegetation Contact | Aggregated | 2023 | 0.00039397 | 108.7427 | 0.042842 | 2023 | Mitigation | 0.95 | 45 | 0 | esc | 0.00097009 | 3.8219e-07 | 0.00097009 | 3.8219e-07 | 0.0027785 | 3.1621e-12 | 0.0083522 | 1.2676e-06
[120 empty] | 7.3.3.17.5 (Remote Grid) Updates to grid topology to minimize risk of ignition in HFTDs Remote GridWLDFRVegetation ContactAggregated | WLDFR | HFTD - Distribution - Tier 3 - 2QU CoRE ¦ 4QU LoRE | Red Flag Warning - Small Fires | Vegetation Contact | Aggregated | 2024 | 0.00039397 | 108.7427 | 0.042842 | 2024 | Mitigation | 0.95 | 45 | 0 | esc | 0.00097009 | 3.8219e-07 | 0.00097009 | 3.8219e-07 | 0.0027785 | 3.1621e-12 | 0.0083522 | 1.2676e-06
[120 empty] | 7.3.3.17.5 (Remote Grid) Updates to grid topology to minimize risk of ignition in HFTDs Remote GridWLDFRVegetation ContactAggregated | WLDFR | HFTD - Distribution - Tier 3 - 2QU CoRE ¦ 4QU LoRE | Red Flag Warning - Small Fires | Vegetation Contact | Aggregated | 2025 | 0.00039397 | 108.7427 | 0.042842 | 2025 | Mitigation | 0.95 | 45 | 0 | esc | 0.00097009 | 3.8219e-07 | 0.00097009 | 3.8219e-07 | 0.0027785 | 3.1621e-12 | 0.0083522 | 1.2676e-06
[120 empty] | 7.3.3.17.5 (Remote Grid) Updates to grid topology to minimize risk of ignition in HFTDs Remote GridWLDFRVegetation ContactAggregated | WLDFR | HFTD - Distribution - Tier 3 - 2QU CoRE ¦ 4QU LoRE | Red Flag Warning - Small Fires | Vegetation Contact | Aggregated | 2026 | 0.00039397 | 108.7427 | 0.042842 | 2026 | Mitigation | 0.95 | 45 | 0 | esc | 0.00097009 | 3.8219e-07 | 0.00097009 | 3.8219e-07 | 0.0027785 | 3.1621e-12 | 0.0083522 | 1.2676e-06
[120 empty] | 7.3.3.17.5 (Remote Grid) Updates to grid topology to minimize risk of ignition in HFTDs Remote GridWLDFRVegetation ContactAggregated | WLDFR | HFTD - Distribution - Tier 3 - 2QU CoRE ¦ 4QU LoRE | Red Flag Warning - Small Fires | Vegetation Contact | Aggregated | 2027 | 0.00039397 | 108.7427 | 0.042842 | 2027 | Mitigation | 0.95 | 45 | 0 | esc | 0.00097009 | 3.8219e-07 | 0.00097009 | 3.8219e-07 | 0.0027785 | 3.1621e-12 | 0.0083522 | 1.2676e-06
[120 empty] | 7.3.3.17.5 (Remote Grid) Updates to grid topology to minimize risk of ignition in HFTDs Remote GridWLDFRVegetation ContactAggregated | WLDFR | HFTD - Distribution - Tier 3 - 2QU CoRE ¦ 4QU LoRE | Red Flag Warning - Small Fires | Vegetation Contact | Aggregated | 2028 | 0.00039397 | 108.7427 | 0.042842 | 2028 | Mitigation | 0.95 | 45 | 0 | esc | 0.00097009 | 3.8219e-07 | 0.00097009 | 3.8219e-07 | 0.0027785 | 3.1621e-12 | 0.0083522 | 1.2676e-06
[120 empty] | 7.3.3.17.5 (Remote Grid) Updates to grid topology to minimize risk of ignition in HFTDs Remote GridWLDFRVegetation ContactAggregated | WLDFR | HFTD - Distribution - Tier 3 - 2QU CoRE ¦ 4QU LoRE | Red Flag Warning - Small Fires | Vegetation Contact | Aggregated | 2029 | 0.00039397 | 108.7427 | 0.042842 | 2029 | Mitigation | 0.95 | 45 | 0 | esc | 0.00097009 | 3.8219e-07 | 0.00097009 | 3.8219e-07 | 0.0027785 | 3.1621e-12 | 0.0083522 | 1.2676e-06
[120 empty] | 7.3.3.17.5 (Remote Grid) Updates to grid topology to minimize risk of ignition in HFTDs Remote GridWLDFRVegetation ContactAggregated | WLDFR | HFTD - Distribution - Tier 3 - 2QU CoRE ¦ 4QU LoRE | Red Flag Warning - Small Fires | Vegetation Contact | Aggregated | 2030 | 0.00039397 | 108.7427 | 0.042842 | 2030 | Mitigation | 0.95 | 45 | 0 | esc | 0.00097009 | 3.8219e-07 | 0.00097009 | 3.8219e-07 | 0 | 0 | 0.0083522 | 1.2676e-06
[120 empty] | 7.3.3.17.5 (Remote Grid) Updates to grid topology to minimize risk of ignition in HFTDs Remote GridWLDFRVegetation ContactAggregated | WLDFR | HFTD - Distribution - Tier 3 - 2QU CoRE ¦ 4QU LoRE | Red Flag Warning - Small Fires | Vegetation Contact | Aggregated | 2031 | 0.00039397 | 108.7427 | 0.042842 | 2031 | Mitigation | 0.95 | 45 | 0 | esc | 0.00097009 | 3.8219e-07 | 0.00097009 | 3.8219e-07 | 0.0027785 | 6.7161e-12 | 0.0083522 | 1.2676e-06
[120 empty] | 7.3.3.17.5 (Remote Grid) Updates to grid topology to minimize risk of ignition in HFTDs Remote GridWLDFRVegetation ContactAggregated | WLDFR | HFTD - Distribution - Tier 3 - 2QU CoRE ¦ 4QU LoRE | Red Flag Warning - Small Fires | Vegetation Contact | Aggregated | 2032 | 0.00039397 | 108.7427 | 0.042842 | 2032 | Mitigation | 0.95 | 45 | 0 | esc | 0.00097009 | 3.8219e-07 | 0.00097009 | 3.8219e-07 | 0.0027785 | 6.7161e-12 | 0.0083522 | 1.2676e-06
[120 empty] | 7.3.3.17.5 (Remote Grid) Updates to grid topology to minimize risk of ignition in HFTDs Remote GridWLDFRVegetation ContactAggregated | WLDFR | HFTD - Distribution - Tier 3 - 2QU CoRE ¦ 4QU LoRE | Red Flag Warning - Small Fires | Vegetation Contact | Aggregated | 2033 | 0.00039397 | 108.7427 | 0.042842 | 2033 | Mitigation | 0.95 | 45 | 0 | esc | 0.00097009 | 3.8219e-07 | 0.00097009 | 3.8219e-07 | 0.0027785 | 6.7161e-12 | 0.0083522 | 1.2676e-06
[120 empty] | 7.3.3.17.5 (Remote Grid) Updates to grid topology to minimize risk of ignition in HFTDs Remote GridWLDFRVegetation ContactAggregated | WLDFR | HFTD - Distribution - Tier 3 - 2QU CoRE ¦ 4QU LoRE | Red Flag Warning - Small Fires | Vegetation Contact | Aggregated | 2034 | 0.00039397 | 108.7427 | 0.042842 | 2034 | Mitigation | 0.95 | 45 | 0 | esc | 0.00097009 | 3.8219e-07 | 0.00097009 | 3.8219e-07 | 0.0027785 | 6.7161e-12 | 0.0083522 | 1.2676e-06
[120 empty] | 7.3.3.17.5 (Remote Grid) Updates to grid topology to minimize risk of ignition in HFTDs Remote GridWLDFRVegetation ContactAggregated | WLDFR | HFTD - Distribution - Tier 3 - 2QU CoRE ¦ 4QU LoRE | Red Flag Warning - Small Fires | Vegetation Contact | Aggregated | 2035 | 0.00039397 | 108.7427 | 0.042842 | 2035 | Mitigation | 0.95 | 45 | 0 | esc | 0.00097009 | 3.8219e-07 | 0.00097009 | 3.8219e-07 | 0.0027785 | 6.7161e-12 | 0.0083522 | 1.2676e-06
[120 empty] | 7.3.3.17.5 (Remote Grid) Updates to grid topology to minimize risk of ignition in HFTDs Remote GridWLDFRVegetation ContactAggregated | WLDFR | HFTD - Distribution - Tier 3 - 2QU CoRE ¦ 4QU LoRE | Red Flag Warning - Small Fires | Vegetation Contact | Aggregated | 2036 | 0.00039397 | 108.7427 | 0.042842 | 2036 | Mitigation | 0.95 | 45 | 0 | esc | 0.00097009 | 3.8219e-07 | 0.00097009 | 3.8219e-07 | 0.0027785 | 6.7161e-12 | 0.0083522 | 1.2676e-06
[120 empty] | 7.3.3.17.5 (Remote Grid) Updates to grid topology to minimize risk of ignition in HFTDs Remote GridWLDFRVegetation ContactAggregated | WLDFR | HFTD - Distribution - Tier 3 - 2QU CoRE ¦ 4QU LoRE | Red Flag Warning - Small Fires | Vegetation Contact | Aggregated | 2037 | 0.00039397 | 108.7427 | 0.042842 | 2037 | Mitigation | 0.95 | 45 | 0 | esc | 0.00097009 | 3.8219e-07 | 0.00097009 | 3.8219e-07 | 0.0027785 | 6.7161e-12 | 0.0083522 | 1.2676e-06
[120 empty] | 7.3.3.17.5 (Remote Grid) Updates to grid topology to minimize risk of ignition in HFTDs Remote GridWLDFRVegetation ContactAggregated | WLDFR | HFTD - Distribution - Tier 3 - 2QU CoRE ¦ 4QU LoRE | Red Flag Warning - Small Fires | Vegetation Contact | Aggregated | 2038 | 0.00039397 | 108.7427 | 0.042842 | 2038 | Mitigation | 0.95 | 45 | 0 | esc | 0.00097009 | 3.8219e-07 | 0.00097009 | 3.8219e-07 | 0.0027785 | 6.7161e-12 | 0.0083522 | 1.2676e-06
[120 empty] | 7.3.3.17.5 (Remote Grid) Updates to grid topology to minimize risk of ignition in HFTDs Remote GridWLDFRVegetation ContactAggregated | WLDFR | HFTD - Distribution - Tier 3 - 2QU CoRE ¦ 4QU LoRE | Red Flag Warning - Small Fires | Vegetation Contact | Aggregated | 2039 | 0.00039397 | 108.7427 | 0.042842 | 2039 | Mitigation | 0.95 | 45 | 0 | esc | 0.00097009 | 3.8219e-07 | 0.00097009 | 3.8219e-07 | 0.0027785 | 6.7161e-12 | 0.0083522 | 1.2676e-06
[120 empty] | 7.3.3.17.5 (Remote Grid) Updates to grid topology to minimize risk of ignition in HFTDs Remote GridWLDFRVegetation ContactAggregated | WLDFR | HFTD - Distribution - Tier 3 - 2QU CoRE ¦ 4QU LoRE | Red Flag Warning - Small Fires | Vegetation Contact | Aggregated | 2040 | 0.00039397 | 108.7427 | 0.042842 | 2040 | Mitigation | 0.95 | 45 | 0 | esc | 0.00097009 | 3.8219e-07 | 0.00097009 | 3.8219e-07 | 0.0027785 | 6.7161e-12 | 0.0083522 | 1.2676e-06
[120 empty] | 7.3.3.17.5 (Remote Grid) Updates to grid topology to minimize risk of ignition in HFTDs Remote GridWLDFRVegetation ContactAggregated | WLDFR | HFTD - Distribution - Tier 3 - 2QU CoRE ¦ 4QU LoRE | Red Flag Warning - Small Fires | Vegetation Contact | Aggregated | 2041 | 0.00039397 | 108.7427 | 0.042842 | 2041 | Mitigation | 0.95 | 45 | 0 | esc | 0.00097009 | 3.8219e-07 | 0.00097009 | 3.8219e-07 | 0.0027785 | 6.7161e-12 | 0.0083522 | 1.2676e-06
[120 empty] | 7.3.3.17.5 (Remote Grid) Updates to grid topology to minimize risk of ignition in HFTDs Remote GridWLDFRVegetation ContactAggregated | WLDFR | HFTD - Distribution - Tier 3 - 2QU CoRE ¦ 4QU LoRE | Red Flag Warning - Small Fires | Vegetation Contact | Aggregated | 2042 | 0.00039397 | 108.7427 | 0.042842 | 2042 | Mitigation | 0.95 | 45 | 0 | esc | 0.00097009 | 3.8219e-07 | 0.00097009 | 3.8219e-07 | 0.0027785 | 6.7161e-12 | 0.0083522 | 1.2676e-06
[120 empty] | 7.3.3.17.5 (Remote Grid) Updates to grid topology to minimize risk of ignition in HFTDs Remote GridWLDFRVegetation ContactAggregated | WLDFR | HFTD - Distribution - Tier 3 - 2QU CoRE ¦ 4QU LoRE | Red Flag Warning - Small Fires | Vegetation Contact | Aggregated | 2043 | 0.00039397 | 108.7427 | 0.042842 | 2043 | Mitigation | 0.95 | 45 | 0 | esc | 0.00097009 | 3.8219e-07 | 0.00097009 | 3.8219e-07 | 0.0027785 | 6.7161e-12 | 0.0083522 | 1.2676e-06
[120 empty] | 7.3.3.17.5 (Remote Grid) Updates to grid topology to minimize risk of ignition in HFTDs Remote GridWLDFRVegetation ContactAggregated | WLDFR | HFTD - Distribution - Tier 3 - 2QU CoRE ¦ 4QU LoRE | Red Flag Warning - Small Fires | Vegetation Contact | Aggregated | 2044 | 0.00039397 | 108.7427 | 0.042842 | 2044 | Mitigation | 0.95 | 45 | 0 | esc | 0.00097009 | 3.8219e-07 | 0.00097009 | 3.8219e-07 | 0.0027785 | 6.7161e-12 | 0.0083522 | 1.2676e-06
[120 empty] | 7.3.3.17.5 (Remote Grid) Updates to grid topology to minimize risk of ignition in HFTDs Remote GridWLDFRVegetation ContactAggregated | WLDFR | HFTD - Distribution - Tier 3 - 2QU CoRE ¦ 4QU LoRE | Red Flag Warning - Small Fires | Vegetation Contact | Aggregated | 2045 | 0.00039397 | 108.7427 | 0.042842 | 2045 | Mitigation | 0.95 | 45 | 0 | esc | 0.00097009 | 3.8219e-07 | 0.00097009 | 3.8219e-07 | 0.0027785 | 6.7161e-12 | 0.0083522 | 1.2676e-06
[120 empty] | 7.3.3.17.5 (Remote Grid) Updates to grid topology to minimize risk of ignition in HFTDs Remote GridWLDFRVegetation ContactAggregated | WLDFR | HFTD - Distribution - Tier 3 - 2QU CoRE ¦ 4QU LoRE | Red Flag Warning - Small Fires | Vegetation Contact | Aggregated | 2046 | 0.00039397 | 108.7427 | 0.042842 | 2046 | Mitigation | 0.95 | 45 | 0 | esc | 0.00097009 | 3.8219e-07 | 0.00097009 | 3.8219e-07 | 0.0027785 | 6.7161e-12 | 0 | 0
[120 empty] | 7.3.3.17.5 (Remote Grid) Updates to grid topology to minimize risk of ignition in HFTDs Remote GridWLDFRVegetation ContactAggregated | WLDFR | HFTD - Distribution - Tier 3 - 2QU CoRE ¦ 4QU LoRE | Red Flag Warning - Small Fires | Vegetation Contact | Aggregated | 2047 | 0.00039397 | 108.7427 | 0.042842 | 2047 | Mitigation | 0.95 | 45 | 0 | esc | 0.00097009 | 3.8219e-07 | 0.00097009 | 3.8219e-07 | 0.0027785 | 6.7161e-12 | 0 | 0
[120 empty] | 7.3.3.17.5 (Remote Grid) Updates to grid topology to minimize risk of ignition in HFTDs Remote GridWLDFRVegetation ContactAggregated | WLDFR | HFTD - Distribution - Tier 3 - 2QU CoRE ¦ 4QU LoRE | Red Flag Warning - Small Fires | Vegetation Contact | Aggregated | 2048 | 0.00039397 | 108.7427 | 0.042842 | 2048 | Mitigation | 0.95 | 45 | 0 | esc | 0.00097009 | 3.8219e-07 | 0.00097009 | 3.8219e-07 | 0.0027785 | 6.7161e-12 | 0.0092336 | 1.213e-07
[120 empty] | 7.3.3.17.5 (Remote Grid) Updates to grid topology to minimize risk of ignition in HFTDs Remote GridWLDFRVegetation ContactAggregated | WLDFR | HFTD - Distribution - Tier 3 - 2QU CoRE ¦ 4QU LoRE | Red Flag Warning - Small Fires | Vegetation Contact | Aggregated | 2049 | 0.00039397 | 108.7427 | 0.042842 | 2049 | Mitigation | 0.95 | 45 | 0 | esc | 0.00097009 | 3.8219e-07 | 0.00097009 | 3.8219e-07 | 0.0027785 | 6.7161e-12 | 0.0092336 | 1.213e-07
[120 empty] | 7.3.3.17.5 (Remote Grid) Updates to grid topology to minimize risk of ignition in HFTDs Remote GridWLDFRVegetation ContactAggregated | WLDFR | HFTD - Distribution - Tier 3 - 2QU CoRE ¦ 4QU LoRE | Red Flag Warning - Small Fires | Vegetation Contact | Aggregated | 2050 | 0.00039397 | 108.7427 | 0.042842 | 2050 | Mitigation | 0.95 | 45 | 0 | esc | 0.00097009 | 3.8219e-07 | 0.00097009 | 3.8219e-07 | 0.0027785 | 6.7161e-12 | 0.0092336 | 1.213e-07
[120 empty] | 7.3.3.17.5 (Remote Grid) Updates to grid topology to minimize risk of ignition in HFTDs Remote GridWLDFRVegetation ContactAggregated | WLDFR | HFTD - Distribution - Tier 3 - 2QU CoRE ¦ 4QU LoRE | Red Flag Warning - Small Fires | Vegetation Contact | Aggregated | 2051 | 0.00039397 | 108.7427 | 0.042842 | 2051 | Mitigation | 0.95 | 45 | 0 | esc | 0.00097009 | 3.8219e-07 | 0.00097009 | 3.8219e-07 | 0.0027785 | 6.7161e-12 | 0.0092336 | 1.213e-07
[120 empty] | 7.3.3.17.5 (Remote Grid) Updates to grid topology to minimize risk of ignition in HFTDs Remote GridWLDFRVegetation ContactAggregated | WLDFR | HFTD - Distribution - Tier 3 - 2QU CoRE ¦ 4QU LoRE | Red Flag Warning - Small Fires | Vegetation Contact | Aggregated | 2052 | 0.00039397 | 108.7427 | 0.042842 | 2052 | Mitigation | 0.95 | 45 | 0 | esc | 0.00097009 | 3.8219e-07 | 0.00097009 | 3.8219e-07 | 0.0027785 | 6.7161e-12 | 0.0092336 | 1.213e-07
[120 empty] | 7.3.3.17.5 (Remote Grid) Updates to grid topology to minimize risk of ignition in HFTDs Remote GridWLDFRVegetation ContactAggregated | WLDFR | HFTD - Distribution - Tier 3 - 2QU CoRE ¦ 4QU LoRE | Red Flag Warning - Small Fires | Vegetation Contact | Aggregated | 2053 | 0.00039397 | 108.7427 | 0.042842 | 2053 | Mitigation | 0.95 | 45 | 0 | esc | 0.00097009 | 3.8219e-07 | 0.00097009 | 3.8219e-07 | 0.0027785 | 6.7161e-12 | 0.0092336 | 1.213e-07
[120 empty] | 7.3.3.17.5 (Remote Grid) Updates to grid topology to minimize risk of ignition in HFTDs Remote GridWLDFRVegetation ContactAggregated | WLDFR | HFTD - Distribution - Tier 3 - 2QU CoRE ¦ 4QU LoRE | Red Flag Warning - Small Fires | Vegetation Contact | Aggregated | 2054 | 0.00039397 | 108.7427 | 0.042842 | 2054 | Mitigation | 0.95 | 45 | 0 | esc | 0.00097009 | 3.8219e-07 | 0.00097009 | 3.8219e-07 | 0.0027785 | 6.7161e-12 | 0.0092336 | 1.213e-07
[120 empty] | 7.3.3.17.5 (Remote Grid) Updates to grid topology to minimize risk of ignition in HFTDs Remote GridWLDFRVegetation ContactAggregated | WLDFR | HFTD - Distribution - Tier 3 - 2QU CoRE ¦ 4QU LoRE | Red Flag Warning - Small Fires | Vegetation Contact | Aggregated | 2055 | 0.00039397 | 108.7427 | 0.042842 | 2055 | Mitigation | 0.95 | 45 | 0 | esc | 0.00097009 | 3.8219e-07 | 0.00097009 | 3.8219e-07 | 0.0027785 | 6.7161e-12 | 0.0092336 | 1.213e-07
[120 empty] | 7.3.3.17.5 (Remote Grid) Updates to grid topology to minimize risk of ignition in HFTDs Remote GridWLDFRVegetation ContactAggregated | WLDFR | HFTD - Distribution - Tier 3 - 2QU CoRE ¦ 4QU LoRE | Red Flag Warning - Small Fires | Vegetation Contact | Aggregated | 2056 | 0.00039397 | 108.7427 | 0.042842 | 2056 | Mitigation | 0.95 | 45 | 0 | esc | 0.00097009 | 3.8219e-07 | 0.00097009 | 3.8219e-07 | 0.0027785 | 6.7161e-12 | 0.0092336 | 1.213e-07
[120 empty] | 7.3.3.17.5 (Remote Grid) Updates to grid topology to minimize risk of ignition in HFTDs Remote GridWLDFRVegetation ContactAggregated | WLDFR | HFTD - Distribution - Tier 3 - 2QU CoRE ¦ 4QU LoRE | Red Flag Warning - Small Fires | Vegetation Contact | Aggregated | 2057 | 0.00039397 | 108.7427 | 0.042842 | 2057 | Mitigation | 0.95 | 45 | 0 | esc | 0.00097009 | 3.8219e-07 | 0.00097009 | 3.8219e-07 | 0.0027785 | 6.7161e-12 | 0.0092336 | 1.213e-07
[120 empty] | 7.3.3.17.5 (Remote Grid) Updates to grid topology to minimize risk of ignition in HFTDs Remote GridWLDFRVegetation ContactAggregated | WLDFR | HFTD - Distribution - Tier 3 - 2QU CoRE ¦ 4QU LoRE | Red Flag Warning - Small Fires | Vegetation Contact | Aggregated | 2058 | 0.00039397 | 108.7427 | 0.042842 | 2058 | Mitigation | 0.95 | 45 | 0 | esc | 0.00097009 | 3.8219e-07 | 0.00097009 | 3.8219e-07 | 0.0027785 | 6.7161e-12 | 0.0092336 | 1.213e-07
[120 empty] | 7.3.3.17.5 (Remote Grid) Updates to grid topology to minimize risk of ignition in HFTDs Remote GridWLDFRVegetation ContactAggregated | WLDFR | HFTD - Distribution - Tier 3 - 2QU CoRE ¦ 4QU LoRE | Red Flag Warning - Small Fires | Vegetation Contact | Aggregated | 2059 | 0.00039397 | 108.7427 | 0.042842 | 2059 | Mitigation | 0.95 | 45 | 0 | esc | 0.00097009 | 3.8219e-07 | 0.00097009 | 3.8219e-07 | 0.0027785 | 6.7161e-12 | 0.0092336 | 1.213e-07
[120 empty] | 7.3.3.17.5 (Remote Grid) Updates to grid topology to minimize risk of ignition in HFTDs Remote GridWLDFRVegetation ContactAggregated | WLDFR | HFTD - Distribution - Tier 3 - 2QU CoRE ¦ 4QU LoRE | Red Flag Warning - Small Fires | Vegetation Contact | Aggregated | 2060 | 0.00039397 | 108.7427 | 0.042842 | 2060 | Mitigation | 0.95 | 45 | 0 | esc | 0.00097009 | 3.8219e-07 | 0.00097009 | 3.8219e-07 | 0.0027785 | 6.7161e-12 | 0.0092336 | 1.213e-07
[120 empty] | 7.3.3.17.5 (Remote Grid) Updates to grid topology to minimize risk of ignition in HFTDs Remote GridWLDFRVegetation ContactAggregated | WLDFR | HFTD - Distribution - Tier 3 - 2QU CoRE ¦ 4QU LoRE | Red Flag Warning - Small Fires | Vegetation Contact | Aggregated | 2061 | 0.00039397 | 108.7427 | 0.042842 | 2061 | Mitigation | 0.95 | 45 | 0 | esc | 0.00097009 | 3.8219e-07 | 0.00097009 | 3.8219e-07 | 0.0027785 | 6.7161e-12 | 0.0092336 | 1.213e-07
[120 empty] | 7.3.3.17.5 (Remote Grid) Updates to grid topology to minimize risk of ignition in HFTDs Remote GridWLDFRVegetation ContactAggregated | WLDFR | HFTD - Distribution - Tier 3 - 2QU CoRE ¦ 4QU LoRE | Red Flag Warning - Small Fires | Vegetation Contact | Aggregated | 2062 | 0.00039397 | 108.7427 | 0.042842 | 2062 | Mitigation | 0.95 | 45 | 0 | esc | 0.00097009 | 3.8219e-07 | 0.00097009 | 3.8219e-07 | 0.0027785 | 6.7161e-12 | 0.0092336 | 1.213e-07
[120 empty] | 7.3.3.17.5 (Remote Grid) Updates to grid topology to minimize risk of ignition in HFTDs Remote GridWLDFRVegetation ContactAggregated | WLDFR | HFTD - Distribution - Tier 3 - 2QU CoRE ¦ 4QU LoRE | Red Flag Warning - Small Fires | Vegetation Contact | Aggregated | 2063 | 0.00039397 | 108.7427 | 0.042842 | 2063 | Mitigation | 0.95 | 45 | 0 | esc | 0.00097009 | 3.8219e-07 | 0.00097009 | 3.8219e-07 | 0.0027785 | 6.7161e-12 | 0.0092336 | 1.213e-07
[120 empty] | 7.3.3.17.5 (Remote Grid) Updates to grid topology to minimize risk of ignition in HFTDs Remote GridWLDFRVegetation ContactAggregated | WLDFR | HFTD - Distribution - Tier 3 - 2QU CoRE ¦ 4QU LoRE | Red Flag Warning - Small Fires | Vegetation Contact | Aggregated | 2064 | 0.00039397 | 108.7427 | 0.042842 | 2064 | Mitigation | 0.95 | 45 | 0 | esc | 0.00097009 | 3.8219e-07 | 0.00097009 | 3.8219e-07 | 0.0027785 | 6.7161e-12 | 0.0092336 | 1.213e-07
[120 empty] | 7.3.3.17.5 (Remote Grid) Updates to grid topology to minimize risk of ignition in HFTDs Remote GridWLDFRVegetation ContactAggregated | WLDFR | HFTD - Distribution - Tier 3 - 2QU CoRE ¦ 4QU LoRE | Red Flag Warning - Small Fires | Vegetation Contact | Aggregated | 2065 | 0.00039397 | 108.7427 | 0.042842 | 2065 | Mitigation | 0.95 | 45 | 0 | esc | 0.00097009 | 3.8219e-07 | 0.00097009 | 3.8219e-07 | 0.0027785 | 6.7161e-12 | 0.0092336 | 1.213e-07
[120 empty] | 7.3.3.17.5 (Remote Grid) Updates to grid topology to minimize risk of ignition in HFTDs Remote GridWLDFRVegetation ContactAggregated | WLDFR | HFTD - Distribution - Tier 3 - 2QU CoRE ¦ 4QU LoRE | Red Flag Warning - Small Fires | Vegetation Contact | Aggregated | 2066 | 0.00039397 | 108.7427 | 0.042842 | 2066 | Mitigation | 0.95 | 45 | 0 | esc | 0.00097009 | 3.8219e-07 | 0.00097009 | 3.8219e-07 | 0.0027785 | 6.7161e-12 | 0.0092336 | 1.213e-07
[120 empty] | 7.3.3.17.5 (Remote Grid) Updates to grid topology to minimize risk of ignition in HFTDs Remote GridWLDFRVegetation ContactAggregated | WLDFR | HFTD - Distribution - Tier 3 - 2QU CoRE ¦ 4QU LoRE | Red Flag Warning - Small Fires | Vegetation Contact | Aggregated | 2067 | 0.00039397 | 108.7427 | 0.042842 | 2067 | Mitigation | 0.95 | 45 | 0 | esc | 0 | 0 | 0.00097009 | 3.8219e-07 | 0.0027785 | 6.7161e-12 | 0.0092336 | 1.213e-07
[120 empty] | 7.3.3.17.5 (Remote Grid) Updates to grid topology to minimize risk of ignition in HFTDs Remote GridWLDFRWire-to-wire contactAggregated | WLDFR | HFTD - Distribution - Tier 3 - 2QU CoRE ¦ 4QU LoRE | Red Flag Warning - Small Fires | Wire-to-wire contact | Aggregated | 2022 | 2.675e-06 | 108.7427 | 0.00029089 | 2022 | Mitigation | 0.95 | 45 | 0 | esc | 0.00097009 | 2.595e-09 | 0 | 0 | 0.0027785 | 6.7161e-12 | 0.0092336 | 1.213e-07
[120 empty] | 7.3.3.17.5 (Remote Grid) Updates to grid topology to minimize risk of ignition in HFTDs Remote GridWLDFRWire-to-wire contactAggregated | WLDFR | HFTD - Distribution - Tier 3 - 2QU CoRE ¦ 4QU LoRE | Red Flag Warning - Small Fires | Wire-to-wire contact | Aggregated | 2023 | 2.675e-06 | 108.7427 | 0.00029089 | 2023 | Mitigation | 0.95 | 45 | 0 | esc | 0.00097009 | 2.595e-09 | 0.00097009 | 2.595e-09 | 0.0027785 | 6.7161e-12 | 0.0092336 | 1.213e-07
[120 empty] | 7.3.3.17.5 (Remote Grid) Updates to grid topology to minimize risk of ignition in HFTDs Remote GridWLDFRWire-to-wire contactAggregated | WLDFR | HFTD - Distribution - Tier 3 - 2QU CoRE ¦ 4QU LoRE | Red Flag Warning - Small Fires | Wire-to-wire contact | Aggregated | 2024 | 2.675e-06 | 108.7427 | 0.00029089 | 2024 | Mitigation | 0.95 | 45 | 0 | esc | 0.00097009 | 2.595e-09 | 0.00097009 | 2.595e-09 | 0.0027785 | 6.7161e-12 | 0.0092336 | 1.213e-07
[120 empty] | 7.3.3.17.5 (Remote Grid) Updates to grid topology to minimize risk of ignition in HFTDs Remote GridWLDFRWire-to-wire contactAggregated | WLDFR | HFTD - Distribution - Tier 3 - 2QU CoRE ¦ 4QU LoRE | Red Flag Warning - Small Fires | Wire-to-wire contact | Aggregated | 2025 | 2.675e-06 | 108.7427 | 0.00029089 | 2025 | Mitigation | 0.95 | 45 | 0 | esc | 0.00097009 | 2.595e-09 | 0.00097009 | 2.595e-09 | 0.0027785 | 6.7161e-12 | 0.0092336 | 1.213e-07
[120 empty] | 7.3.3.17.5 (Remote Grid) Updates to grid topology to minimize risk of ignition in HFTDs Remote GridWLDFRWire-to-wire contactAggregated | WLDFR | HFTD - Distribution - Tier 3 - 2QU CoRE ¦ 4QU LoRE | Red Flag Warning - Small Fires | Wire-to-wire contact | Aggregated | 2026 | 2.675e-06 | 108.7427 | 0.00029089 | 2026 | Mitigation | 0.95 | 45 | 0 | esc | 0.00097009 | 2.595e-09 | 0.00097009 | 2.595e-09 | 0.0027785 | 6.7161e-12 | 0.0092336 | 1.213e-07
[120 empty] | 7.3.3.17.5 (Remote Grid) Updates to grid topology to minimize risk of ignition in HFTDs Remote GridWLDFRWire-to-wire contactAggregated | WLDFR | HFTD - Distribution - Tier 3 - 2QU CoRE ¦ 4QU LoRE | Red Flag Warning - Small Fires | Wire-to-wire contact | Aggregated | 2027 | 2.675e-06 | 108.7427 | 0.00029089 | 2027 | Mitigation | 0.95 | 45 | 0 | esc | 0.00097009 | 2.595e-09 | 0.00097009 | 2.595e-09 | 0.0027785 | 6.7161e-12 | 0.0092336 | 1.213e-07
[120 empty] | 7.3.3.17.5 (Remote Grid) Updates to grid topology to minimize risk of ignition in HFTDs Remote GridWLDFRWire-to-wire contactAggregated | WLDFR | HFTD - Distribution - Tier 3 - 2QU CoRE ¦ 4QU LoRE | Red Flag Warning - Small Fires | Wire-to-wire contact | Aggregated | 2028 | 2.675e-06 | 108.7427 | 0.00029089 | 2028 | Mitigation | 0.95 | 45 | 0 | esc | 0.00097009 | 2.595e-09 | 0.00097009 | 2.595e-09 | 0.0027785 | 6.7161e-12 | 0.0092336 | 1.213e-07
[120 empty] | 7.3.3.17.5 (Remote Grid) Updates to grid topology to minimize risk of ignition in HFTDs Remote GridWLDFRWire-to-wire contactAggregated | WLDFR | HFTD - Distribution - Tier 3 - 2QU CoRE ¦ 4QU LoRE | Red Flag Warning - Small Fires | Wire-to-wire contact | Aggregated | 2029 | 2.675e-06 | 108.7427 | 0.00029089 | 2029 | Mitigation | 0.95 | 45 | 0 | esc | 0.00097009 | 2.595e-09 | 0.00097009 | 2.595e-09 | 0.0027785 | 6.7161e-12 | 0.0092336 | 1.213e-07
[120 empty] | 7.3.3.17.5 (Remote Grid) Updates to grid topology to minimize risk of ignition in HFTDs Remote GridWLDFRWire-to-wire contactAggregated | WLDFR | HFTD - Distribution - Tier 3 - 2QU CoRE ¦ 4QU LoRE | Red Flag Warning - Small Fires | Wire-to-wire contact | Aggregated | 2030 | 2.675e-06 | 108.7427 | 0.00029089 | 2030 | Mitigation | 0.95 | 45 | 0 | esc | 0.00097009 | 2.595e-09 | 0.00097009 | 2.595e-09 | 0.0027785 | 6.7161e-12 | 0.0092336 | 1.213e-07
[120 empty] | 7.3.3.17.5 (Remote Grid) Updates to grid topology to minimize risk of ignition in HFTDs Remote GridWLDFRWire-to-wire contactAggregated | WLDFR | HFTD - Distribution - Tier 3 - 2QU CoRE ¦ 4QU LoRE | Red Flag Warning - Small Fires | Wire-to-wire contact | Aggregated | 2031 | 2.675e-06 | 108.7427 | 0.00029089 | 2031 | Mitigation | 0.95 | 45 | 0 | esc | 0.00097009 | 2.595e-09 | 0.00097009 | 2.595e-09 | 0.0027785 | 6.7161e-12 | 0.0092336 | 1.213e-07
[120 empty] | 7.3.3.17.5 (Remote Grid) Updates to grid topology to minimize risk of ignition in HFTDs Remote GridWLDFRWire-to-wire contactAggregated | WLDFR | HFTD - Distribution - Tier 3 - 2QU CoRE ¦ 4QU LoRE | Red Flag Warning - Small Fires | Wire-to-wire contact | Aggregated | 2032 | 2.675e-06 | 108.7427 | 0.00029089 | 2032 | Mitigation | 0.95 | 45 | 0 | esc | 0.00097009 | 2.595e-09 | 0.00097009 | 2.595e-09 | 0.0027785 | 6.7161e-12 | 0 | 0
[120 empty] | 7.3.3.17.5 (Remote Grid) Updates to grid topology to minimize risk of ignition in HFTDs Remote GridWLDFRWire-to-wire contactAggregated | WLDFR | HFTD - Distribution - Tier 3 - 2QU CoRE ¦ 4QU LoRE | Red Flag Warning - Small Fires | Wire-to-wire contact | Aggregated | 2033 | 2.675e-06 | 108.7427 | 0.00029089 | 2033 | Mitigation | 0.95 | 45 | 0 | esc | 0.00097009 | 2.595e-09 | 0.00097009 | 2.595e-09 | 0.0027785 | 6.7161e-12 | 0 | 0
[120 empty] | 7.3.3.17.5 (Remote Grid) Updates to grid topology to minimize risk of ignition in HFTDs Remote GridWLDFRWire-to-wire contactAggregated | WLDFR | HFTD - Distribution - Tier 3 - 2QU CoRE ¦ 4QU LoRE | Red Flag Warning - Small Fires | Wire-to-wire contact | Aggregated | 2034 | 2.675e-06 | 108.7427 | 0.00029089 | 2034 | Mitigation | 0.95 | 45 | 0 | esc | 0.00097009 | 2.595e-09 | 0.00097009 | 2.595e-09 | 0 | 0 | 0.0033164 | 2.0659e-06
[120 empty] | 7.3.3.17.5 (Remote Grid) Updates to grid topology to minimize risk of ignition in HFTDs Remote GridWLDFRWire-to-wire contactAggregated | WLDFR | HFTD - Distribution - Tier 3 - 2QU CoRE ¦ 4QU LoRE | Red Flag Warning - Small Fires | Wire-to-wire contact | Aggregated | 2035 | 2.675e-06 | 108.7427 | 0.00029089 | 2035 | Mitigation | 0.95 | 45 | 0 | esc | 0.00097009 | 2.595e-09 | 0.00097009 | 2.595e-09 | 0.0027785 | 1.8265e-11 | 0.0033164 | 2.0659e-06
[120 empty] | 7.3.3.17.5 (Remote Grid) Updates to grid topology to minimize risk of ignition in HFTDs Remote GridWLDFRWire-to-wire contactAggregated | WLDFR | HFTD - Distribution - Tier 3 - 2QU CoRE ¦ 4QU LoRE | Red Flag Warning - Small Fires | Wire-to-wire contact | Aggregated | 2036 | 2.675e-06 | 108.7427 | 0.00029089 | 2036 | Mitigation | 0.95 | 45 | 0 | esc | 0.00097009 | 2.595e-09 | 0.00097009 | 2.595e-09 | 0.0027785 | 1.8265e-11 | 0.0033164 | 2.0659e-06
[120 empty] | 7.3.3.17.5 (Remote Grid) Updates to grid topology to minimize risk of ignition in HFTDs Remote GridWLDFRWire-to-wire contactAggregated | WLDFR | HFTD - Distribution - Tier 3 - 2QU CoRE ¦ 4QU LoRE | Red Flag Warning - Small Fires | Wire-to-wire contact | Aggregated | 2037 | 2.675e-06 | 108.7427 | 0.00029089 | 2037 | Mitigation | 0.95 | 45 | 0 | esc | 0.00097009 | 2.595e-09 | 0.00097009 | 2.595e-09 | 0.0027785 | 1.8265e-11 | 0.0033164 | 2.0659e-06
[120 empty] | 7.3.3.17.5 (Remote Grid) Updates to grid topology to minimize risk of ignition in HFTDs Remote GridWLDFRWire-to-wire contactAggregated | WLDFR | HFTD - Distribution - Tier 3 - 2QU CoRE ¦ 4QU LoRE | Red Flag Warning - Small Fires | Wire-to-wire contact | Aggregated | 2038 | 2.675e-06 | 108.7427 | 0.00029089 | 2038 | Mitigation | 0.95 | 45 | 0 | esc | 0.00097009 | 2.595e-09 | 0.00097009 | 2.595e-09 | 0.0027785 | 1.8265e-11 | 0.0033164 | 2.0659e-06
[120 empty] | 7.3.3.17.5 (Remote Grid) Updates to grid topology to minimize risk of ignition in HFTDs Remote GridWLDFRWire-to-wire contactAggregated | WLDFR | HFTD - Distribution - Tier 3 - 2QU CoRE ¦ 4QU LoRE | Red Flag Warning - Small Fires | Wire-to-wire contact | Aggregated | 2039 | 2.675e-06 | 108.7427 | 0.00029089 | 2039 | Mitigation | 0.95 | 45 | 0 | esc | 0.00097009 | 2.595e-09 | 0.00097009 | 2.595e-09 | 0.0027785 | 1.8265e-11 | 0.0033164 | 2.0659e-06
[120 empty] | 7.3.3.17.5 (Remote Grid) Updates to grid topology to minimize risk of ignition in HFTDs Remote GridWLDFRWire-to-wire contactAggregated | WLDFR | HFTD - Distribution - Tier 3 - 2QU CoRE ¦ 4QU LoRE | Red Flag Warning - Small Fires | Wire-to-wire contact | Aggregated | 2040 | 2.675e-06 | 108.7427 | 0.00029089 | 2040 | Mitigation | 0.95 | 45 | 0 | esc | 0.00097009 | 2.595e-09 | 0.00097009 | 2.595e-09 | 0.0027785 | 1.8265e-11 | 0.0033164 | 2.0659e-06
[120 empty] | 7.3.3.17.5 (Remote Grid) Updates to grid topology to minimize risk of ignition in HFTDs Remote GridWLDFRWire-to-wire contactAggregated | WLDFR | HFTD - Distribution - Tier 3 - 2QU CoRE ¦ 4QU LoRE | Red Flag Warning - Small Fires | Wire-to-wire contact | Aggregated | 2041 | 2.675e-06 | 108.7427 | 0.00029089 | 2041 | Mitigation | 0.95 | 45 | 0 | esc | 0.00097009 | 2.595e-09 | 0.00097009 | 2.595e-09 | 0.0027785 | 1.8265e-11 | 0.0033164 | 2.0659e-06
[120 empty] | 7.3.3.17.5 (Remote Grid) Updates to grid topology to minimize risk of ignition in HFTDs Remote GridWLDFRWire-to-wire contactAggregated | WLDFR | HFTD - Distribution - Tier 3 - 2QU CoRE ¦ 4QU LoRE | Red Flag Warning - Small Fires | Wire-to-wire contact | Aggregated | 2042 | 2.675e-06 | 108.7427 | 0.00029089 | 2042 | Mitigation | 0.95 | 45 | 0 | esc | 0.00097009 | 2.595e-09 | 0.00097009 | 2.595e-09 | 0.0027785 | 1.8265e-11 | 0.0033164 | 2.0659e-06
[120 empty] | 7.3.3.17.5 (Remote Grid) Updates to grid topology to minimize risk of ignition in HFTDs Remote GridWLDFRWire-to-wire contactAggregated | WLDFR | HFTD - Distribution - Tier 3 - 2QU CoRE ¦ 4QU LoRE | Red Flag Warning - Small Fires | Wire-to-wire contact | Aggregated | 2043 | 2.675e-06 | 108.7427 | 0.00029089 | 2043 | Mitigation | 0.95 | 45 | 0 | esc | 0.00097009 | 2.595e-09 | 0.00097009 | 2.595e-09 | 0.0027785 | 1.8265e-11 | 0.0033164 | 2.0659e-06
[120 empty] | 7.3.3.17.5 (Remote Grid) Updates to grid topology to minimize risk of ignition in HFTDs Remote GridWLDFRWire-to-wire contactAggregated | WLDFR | HFTD - Distribution - Tier 3 - 2QU CoRE ¦ 4QU LoRE | Red Flag Warning - Small Fires | Wire-to-wire contact | Aggregated | 2044 | 2.675e-06 | 108.7427 | 0.00029089 | 2044 | Mitigation | 0.95 | 45 | 0 | esc | 0.00097009 | 2.595e-09 | 0.00097009 | 2.595e-09 | 0.0027785 | 1.8265e-11 | 0.0033164 | 2.0659e-06
[120 empty] | 7.3.3.17.5 (Remote Grid) Updates to grid topology to minimize risk of ignition in HFTDs Remote GridWLDFRWire-to-wire contactAggregated | WLDFR | HFTD - Distribution - Tier 3 - 2QU CoRE ¦ 4QU LoRE | Red Flag Warning - Small Fires | Wire-to-wire contact | Aggregated | 2045 | 2.675e-06 | 108.7427 | 0.00029089 | 2045 | Mitigation | 0.95 | 45 | 0 | esc | 0.00097009 | 2.595e-09 | 0.00097009 | 2.595e-09 | 0.0027785 | 1.8265e-11 | 0.0033164 | 2.0659e-06
[120 empty] | 7.3.3.17.5 (Remote Grid) Updates to grid topology to minimize risk of ignition in HFTDs Remote GridWLDFRWire-to-wire contactAggregated | WLDFR | HFTD - Distribution - Tier 3 - 2QU CoRE ¦ 4QU LoRE | Red Flag Warning - Small Fires | Wire-to-wire contact | Aggregated | 2046 | 2.675e-06 | 108.7427 | 0.00029089 | 2046 | Mitigation | 0.95 | 45 | 0 | esc | 0.00097009 | 2.595e-09 | 0.00097009 | 2.595e-09 | 0.0027785 | 1.8265e-11 | 0.0033164 | 2.0659e-06
[120 empty] | 7.3.3.17.5 (Remote Grid) Updates to grid topology to minimize risk of ignition in HFTDs Remote GridWLDFRWire-to-wire contactAggregated | WLDFR | HFTD - Distribution - Tier 3 - 2QU CoRE ¦ 4QU LoRE | Red Flag Warning - Small Fires | Wire-to-wire contact | Aggregated | 2047 | 2.675e-06 | 108.7427 | 0.00029089 | 2047 | Mitigation | 0.95 | 45 | 0 | esc | 0.00097009 | 2.595e-09 | 0.00097009 | 2.595e-09 | 0.0027785 | 1.8265e-11 | 0.0033164 | 2.0659e-06
[120 empty] | 7.3.3.17.5 (Remote Grid) Updates to grid topology to minimize risk of ignition in HFTDs Remote GridWLDFRWire-to-wire contactAggregated | WLDFR | HFTD - Distribution - Tier 3 - 2QU CoRE ¦ 4QU LoRE | Red Flag Warning - Small Fires | Wire-to-wire contact | Aggregated | 2048 | 2.675e-06 | 108.7427 | 0.00029089 | 2048 | Mitigation | 0.95 | 45 | 0 | esc | 0.00097009 | 2.595e-09 | 0.00097009 | 2.595e-09 | 0.0027785 | 1.8265e-11 | 0.0033164 | 2.0659e-06
[120 empty] | 7.3.3.17.5 (Remote Grid) Updates to grid topology to minimize risk of ignition in HFTDs Remote GridWLDFRWire-to-wire contactAggregated | WLDFR | HFTD - Distribution - Tier 3 - 2QU CoRE ¦ 4QU LoRE | Red Flag Warning - Small Fires | Wire-to-wire contact | Aggregated | 2049 | 2.675e-06 | 108.7427 | 0.00029089 | 2049 | Mitigation | 0.95 | 45 | 0 | esc | 0.00097009 | 2.595e-09 | 0.00097009 | 2.595e-09 | 0.0027785 | 1.8265e-11 | 0.0033164 | 2.0659e-06
[120 empty] | 7.3.3.17.5 (Remote Grid) Updates to grid topology to minimize risk of ignition in HFTDs Remote GridWLDFRWire-to-wire contactAggregated | WLDFR | HFTD - Distribution - Tier 3 - 2QU CoRE ¦ 4QU LoRE | Red Flag Warning - Small Fires | Wire-to-wire contact | Aggregated | 2050 | 2.675e-06 | 108.7427 | 0.00029089 | 2050 | Mitigation | 0.95 | 45 | 0 | esc | 0.00097009 | 2.595e-09 | 0.00097009 | 2.595e-09 | 0.0027785 | 1.8265e-11 | 0.0033164 | 2.0659e-06
[120 empty] | 7.3.3.17.5 (Remote Grid) Updates to grid topology to minimize risk of ignition in HFTDs Remote GridWLDFRWire-to-wire contactAggregated | WLDFR | HFTD - Distribution - Tier 3 - 2QU CoRE ¦ 4QU LoRE | Red Flag Warning - Small Fires | Wire-to-wire contact | Aggregated | 2051 | 2.675e-06 | 108.7427 | 0.00029089 | 2051 | Mitigation | 0.95 | 45 | 0 | esc | 0.00097009 | 2.595e-09 | 0.00097009 | 2.595e-09 | 0.0027785 | 1.8265e-11 | 0.0033164 | 2.0659e-06
[120 empty] | 7.3.3.17.5 (Remote Grid) Updates to grid topology to minimize risk of ignition in HFTDs Remote GridWLDFRWire-to-wire contactAggregated | WLDFR | HFTD - Distribution - Tier 3 - 2QU CoRE ¦ 4QU LoRE | Red Flag Warning - Small Fires | Wire-to-wire contact | Aggregated | 2052 | 2.675e-06 | 108.7427 | 0.00029089 | 2052 | Mitigation | 0.95 | 45 | 0 | esc | 0.00097009 | 2.595e-09 | 0.00097009 | 2.595e-09 | 0.0027785 | 1.8265e-11 | 0.0033164 | 2.0659e-06
[120 empty] | 7.3.3.17.5 (Remote Grid) Updates to grid topology to minimize risk of ignition in HFTDs Remote GridWLDFRWire-to-wire contactAggregated | WLDFR | HFTD - Distribution - Tier 3 - 2QU CoRE ¦ 4QU LoRE | Red Flag Warning - Small Fires | Wire-to-wire contact | Aggregated | 2053 | 2.675e-06 | 108.7427 | 0.00029089 | 2053 | Mitigation | 0.95 | 45 | 0 | esc | 0.00097009 | 2.595e-09 | 0.00097009 | 2.595e-09 | 0.0027785 | 1.8265e-11 | 0.0033164 | 2.0659e-06
[120 empty] | 7.3.3.17.5 (Remote Grid) Updates to grid topology to minimize risk of ignition in HFTDs Remote GridWLDFRWire-to-wire contactAggregated | WLDFR | HFTD - Distribution - Tier 3 - 2QU CoRE ¦ 4QU LoRE | Red Flag Warning - Small Fires | Wire-to-wire contact | Aggregated | 2054 | 2.675e-06 | 108.7427 | 0.00029089 | 2054 | Mitigation | 0.95 | 45 | 0 | esc | 0.00097009 | 2.595e-09 | 0.00097009 | 2.595e-09 | 0.0027785 | 1.8265e-11 | 0.0033164 | 2.0659e-06
[120 empty] | 7.3.3.17.5 (Remote Grid) Updates to grid topology to minimize risk of ignition in HFTDs Remote GridWLDFRWire-to-wire contactAggregated | WLDFR | HFTD - Distribution - Tier 3 - 2QU CoRE ¦ 4QU LoRE | Red Flag Warning - Small Fires | Wire-to-wire contact | Aggregated | 2055 | 2.675e-06 | 108.7427 | 0.00029089 | 2055 | Mitigation | 0.95 | 45 | 0 | esc | 0.00097009 | 2.595e-09 | 0.00097009 | 2.595e-09 | 0.0027785 | 1.8265e-11 | 0.0033164 | 2.0659e-06
[120 empty] | 7.3.3.17.5 (Remote Grid) Updates to grid topology to minimize risk of ignition in HFTDs Remote GridWLDFRWire-to-wire contactAggregated | WLDFR | HFTD - Distribution - Tier 3 - 2QU CoRE ¦ 4QU LoRE | Red Flag Warning - Small Fires | Wire-to-wire contact | Aggregated | 2056 | 2.675e-06 | 108.7427 | 0.00029089 | 2056 | Mitigation | 0.95 | 45 | 0 | esc | 0.00097009 | 2.595e-09 | 0.00097009 | 2.595e-09 | 0.0027785 | 1.8265e-11 | 0.0033164 | 2.0659e-06
[120 empty] | 7.3.3.17.5 (Remote Grid) Updates to grid topology to minimize risk of ignition in HFTDs Remote GridWLDFRWire-to-wire contactAggregated | WLDFR | HFTD - Distribution - Tier 3 - 2QU CoRE ¦ 4QU LoRE | Red Flag Warning - Small Fires | Wire-to-wire contact | Aggregated | 2057 | 2.675e-06 | 108.7427 | 0.00029089 | 2057 | Mitigation | 0.95 | 45 | 0 | esc | 0.00097009 | 2.595e-09 | 0.00097009 | 2.595e-09 | 0.0027785 | 1.8265e-11 | 0.0033164 | 2.0659e-06
[120 empty] | 7.3.3.17.5 (Remote Grid) Updates to grid topology to minimize risk of ignition in HFTDs Remote GridWLDFRWire-to-wire contactAggregated | WLDFR | HFTD - Distribution - Tier 3 - 2QU CoRE ¦ 4QU LoRE | Red Flag Warning - Small Fires | Wire-to-wire contact | Aggregated | 2058 | 2.675e-06 | 108.7427 | 0.00029089 | 2058 | Mitigation | 0.95 | 45 | 0 | esc | 0.00097009 | 2.595e-09 | 0.00097009 | 2.595e-09 | 0.0027785 | 1.8265e-11 | 0.0033164 | 2.0659e-06
[120 empty] | 7.3.3.17.5 (Remote Grid) Updates to grid topology to minimize risk of ignition in HFTDs Remote GridWLDFRWire-to-wire contactAggregated | WLDFR | HFTD - Distribution - Tier 3 - 2QU CoRE ¦ 4QU LoRE | Red Flag Warning - Small Fires | Wire-to-wire contact | Aggregated | 2059 | 2.675e-06 | 108.7427 | 0.00029089 | 2059 | Mitigation | 0.95 | 45 | 0 | esc | 0.00097009 | 2.595e-09 | 0.00097009 | 2.595e-09 | 0.0027785 | 1.8265e-11 | 0.0033164 | 2.0659e-06
[120 empty] | 7.3.3.17.5 (Remote Grid) Updates to grid topology to minimize risk of ignition in HFTDs Remote GridWLDFRWire-to-wire contactAggregated | WLDFR | HFTD - Distribution - Tier 3 - 2QU CoRE ¦ 4QU LoRE | Red Flag Warning - Small Fires | Wire-to-wire contact | Aggregated | 2060 | 2.675e-06 | 108.7427 | 0.00029089 | 2060 | Mitigation | 0.95 | 45 | 0 | esc | 0.00097009 | 2.595e-09 | 0.00097009 | 2.595e-09 | 0.0027785 | 1.8265e-11 | 0.0033164 | 2.0659e-06
[120 empty] | 7.3.3.17.5 (Remote Grid) Updates to grid topology to minimize risk of ignition in HFTDs Remote GridWLDFRWire-to-wire contactAggregated | WLDFR | HFTD - Distribution - Tier 3 - 2QU CoRE ¦ 4QU LoRE | Red Flag Warning - Small Fires | Wire-to-wire contact | Aggregated | 2061 | 2.675e-06 | 108.7427 | 0.00029089 | 2061 | Mitigation | 0.95 | 45 | 0 | esc | 0.00097009 | 2.595e-09 | 0.00097009 | 2.595e-09 | 0.0027785 | 1.8265e-11 | 0.0033164 | 2.0659e-06
[120 empty] | 7.3.3.17.5 (Remote Grid) Updates to grid topology to minimize risk of ignition in HFTDs Remote GridWLDFRWire-to-wire contactAggregated | WLDFR | HFTD - Distribution - Tier 3 - 2QU CoRE ¦ 4QU LoRE | Red Flag Warning - Small Fires | Wire-to-wire contact | Aggregated | 2062 | 2.675e-06 | 108.7427 | 0.00029089 | 2062 | Mitigation | 0.95 | 45 | 0 | esc | 0.00097009 | 2.595e-09 | 0.00097009 | 2.595e-09 | 0.0027785 | 1.8265e-11 | 0.0033164 | 2.0659e-06
[120 empty] | 7.3.3.17.5 (Remote Grid) Updates to grid topology to minimize risk of ignition in HFTDs Remote GridWLDFRWire-to-wire contactAggregated | WLDFR | HFTD - Distribution - Tier 3 - 2QU CoRE ¦ 4QU LoRE | Red Flag Warning - Small Fires | Wire-to-wire contact | Aggregated | 2063 | 2.675e-06 | 108.7427 | 0.00029089 | 2063 | Mitigation | 0.95 | 45 | 0 | esc | 0.00097009 | 2.595e-09 | 0.00097009 | 2.595e-09 | 0.0027785 | 1.8265e-11 | 0.0033164 | 2.0659e-06
[120 empty] | 7.3.3.17.5 (Remote Grid) Updates to grid topology to minimize risk of ignition in HFTDs Remote GridWLDFRWire-to-wire contactAggregated | WLDFR | HFTD - Distribution - Tier 3 - 2QU CoRE ¦ 4QU LoRE | Red Flag Warning - Small Fires | Wire-to-wire contact | Aggregated | 2064 | 2.675e-06 | 108.7427 | 0.00029089 | 2064 | Mitigation | 0.95 | 45 | 0 | esc | 0.00097009 | 2.595e-09 | 0.00097009 | 2.595e-09 | 0.0027785 | 1.8265e-11 | 0 | 0
[120 empty] | 7.3.3.17.5 (Remote Grid) Updates to grid topology to minimize risk of ignition in HFTDs Remote GridWLDFRWire-to-wire contactAggregated | WLDFR | HFTD - Distribution - Tier 3 - 2QU CoRE ¦ 4QU LoRE | Red Flag Warning - Small Fires | Wire-to-wire contact | Aggregated | 2065 | 2.675e-06 | 108.7427 | 0.00029089 | 2065 | Mitigation | 0.95 | 45 | 0 | esc | 0.00097009 | 2.595e-09 | 0.00097009 | 2.595e-09 | 0.0027785 | 1.8265e-11 | 0 | 0
[120 empty] | 7.3.3.17.5 (Remote Grid) Updates to grid topology to minimize risk of ignition in HFTDs Remote GridWLDFRWire-to-wire contactAggregated | WLDFR | HFTD - Distribution - Tier 3 - 2QU CoRE ¦ 4QU LoRE | Red Flag Warning - Small Fires | Wire-to-wire contact | Aggregated | 2066 | 2.675e-06 | 108.7427 | 0.00029089 | 2066 | Mitigation | 0.95 | 45 | 0 | esc | 0.00097009 | 2.595e-09 | 0.00097009 | 2.595e-09 | 0.0027785 | 1.8265e-11 | 0.013543 | 2.452e-09
[120 empty] | 7.3.3.17.5 (Remote Grid) Updates to grid topology to minimize risk of ignition in HFTDs Remote GridWLDFRWire-to-wire contactAggregated | WLDFR | HFTD - Distribution - Tier 3 - 2QU CoRE ¦ 4QU LoRE | Red Flag Warning - Small Fires | Wire-to-wire contact | Aggregated | 2067 | 2.675e-06 | 108.7427 | 0.00029089 | 2067 | Mitigation | 0.95 | 45 | 0 | esc | 0 | 0 | 0.00097009 | 2.595e-09 | 0.0027785 | 1.8265e-11 | 0.013543 | 2.452e-09
[120 empty] | 7.3.3.17.5 (Remote Grid) Updates to grid topology to minimize risk of ignition in HFTDs Remote GridWLDFRContact from objectAggregated | WLDFR | HFTD - Distribution - Tier 3 - 2QU CoRE ¦ 5QU LoRE | Non-Red Flag Warning - Catastrophic Fires | Contact from object | Aggregated | 2022 | 2.7489e-07 | 22.7224 | 6.2461e-06 | 2022 | Mitigation | 0.95 | 45 | 0 | esc | 0.00097009 | 2.6667e-10 | 0 | 0 | 0.0027785 | 1.8265e-11 | 0.013543 | 2.452e-09
[120 empty] | 7.3.3.17.5 (Remote Grid) Updates to grid topology to minimize risk of ignition in HFTDs Remote GridWLDFRContact from objectAggregated | WLDFR | HFTD - Distribution - Tier 3 - 2QU CoRE ¦ 5QU LoRE | Non-Red Flag Warning - Catastrophic Fires | Contact from object | Aggregated | 2023 | 2.7489e-07 | 22.7224 | 6.2461e-06 | 2023 | Mitigation | 0.95 | 45 | 0 | esc | 0.00097009 | 2.6667e-10 | 0.00097009 | 2.6667e-10 | 0.0027785 | 1.8265e-11 | 0.013543 | 2.452e-09
[120 empty] | 7.3.3.17.5 (Remote Grid) Updates to grid topology to minimize risk of ignition in HFTDs Remote GridWLDFRContact from objectAggregated | WLDFR | HFTD - Distribution - Tier 3 - 2QU CoRE ¦ 5QU LoRE | Non-Red Flag Warning - Catastrophic Fires | Contact from object | Aggregated | 2024 | 2.7489e-07 | 22.7224 | 6.2461e-06 | 2024 | Mitigation | 0.95 | 45 | 0 | esc | 0.00097009 | 2.6667e-10 | 0.00097009 | 2.6667e-10 | 0.0027785 | 1.8265e-11 | 0.013543 | 2.452e-09
[120 empty] | 7.3.3.17.5 (Remote Grid) Updates to grid topology to minimize risk of ignition in HFTDs Remote GridWLDFRContact from objectAggregated | WLDFR | HFTD - Distribution - Tier 3 - 2QU CoRE ¦ 5QU LoRE | Non-Red Flag Warning - Catastrophic Fires | Contact from object | Aggregated | 2025 | 2.7489e-07 | 22.7224 | 6.2461e-06 | 2025 | Mitigation | 0.95 | 45 | 0 | esc | 0.00097009 | 2.6667e-10 | 0.00097009 | 2.6667e-10 | 0.0027785 | 1.8265e-11 | 0.013543 | 2.452e-09
[120 empty] | 7.3.3.17.5 (Remote Grid) Updates to grid topology to minimize risk of ignition in HFTDs Remote GridWLDFRContact from objectAggregated | WLDFR | HFTD - Distribution - Tier 3 - 2QU CoRE ¦ 5QU LoRE | Non-Red Flag Warning - Catastrophic Fires | Contact from object | Aggregated | 2026 | 2.7489e-07 | 22.7224 | 6.2461e-06 | 2026 | Mitigation | 0.95 | 45 | 0 | esc | 0.00097009 | 2.6667e-10 | 0.00097009 | 2.6667e-10 | 0.0027785 | 1.8265e-11 | 0.013543 | 2.452e-09
[120 empty] | 7.3.3.17.5 (Remote Grid) Updates to grid topology to minimize risk of ignition in HFTDs Remote GridWLDFRContact from objectAggregated | WLDFR | HFTD - Distribution - Tier 3 - 2QU CoRE ¦ 5QU LoRE | Non-Red Flag Warning - Catastrophic Fires | Contact from object | Aggregated | 2027 | 2.7489e-07 | 22.7224 | 6.2461e-06 | 2027 | Mitigation | 0.95 | 45 | 0 | esc | 0.00097009 | 2.6667e-10 | 0.00097009 | 2.6667e-10 | 0.0027785 | 1.8265e-11 | 0.013543 | 2.452e-09
[120 empty] | 7.3.3.17.5 (Remote Grid) Updates to grid topology to minimize risk of ignition in HFTDs Remote GridWLDFRContact from objectAggregated | WLDFR | HFTD - Distribution - Tier 3 - 2QU CoRE ¦ 5QU LoRE | Non-Red Flag Warning - Catastrophic Fires | Contact from object | Aggregated | 2028 | 2.7489e-07 | 22.7224 | 6.2461e-06 | 2028 | Mitigation | 0.95 | 45 | 0 | esc | 0.00097009 | 2.6667e-10 | 0.00097009 | 2.6667e-10 | 0.0027785 | 1.8265e-11 | 0.013543 | 2.452e-09
[120 empty] | 7.3.3.17.5 (Remote Grid) Updates to grid topology to minimize risk of ignition in HFTDs Remote GridWLDFRContact from objectAggregated | WLDFR | HFTD - Distribution - Tier 3 - 2QU CoRE ¦ 5QU LoRE | Non-Red Flag Warning - Catastrophic Fires | Contact from object | Aggregated | 2029 | 2.7489e-07 | 22.7224 | 6.2461e-06 | 2029 | Mitigation | 0.95 | 45 | 0 | esc | 0.00097009 | 2.6667e-10 | 0.00097009 | 2.6667e-10 | 0.0027785 | 1.8265e-11 | 0.013543 | 2.452e-09
[120 empty] | 7.3.3.17.5 (Remote Grid) Updates to grid topology to minimize risk of ignition in HFTDs Remote GridWLDFRContact from objectAggregated | WLDFR | HFTD - Distribution - Tier 3 - 2QU CoRE ¦ 5QU LoRE | Non-Red Flag Warning - Catastrophic Fires | Contact from object | Aggregated | 2030 | 2.7489e-07 | 22.7224 | 6.2461e-06 | 2030 | Mitigation | 0.95 | 45 | 0 | esc | 0.00097009 | 2.6667e-10 | 0.00097009 | 2.6667e-10 | 0.0027785 | 1.8265e-11 | 0.013543 | 2.452e-09
[120 empty] | 7.3.3.17.5 (Remote Grid) Updates to grid topology to minimize risk of ignition in HFTDs Remote GridWLDFRContact from objectAggregated | WLDFR | HFTD - Distribution - Tier 3 - 2QU CoRE ¦ 5QU LoRE | Non-Red Flag Warning - Catastrophic Fires | Contact from object | Aggregated | 2031 | 2.7489e-07 | 22.7224 | 6.2461e-06 | 2031 | Mitigation | 0.95 | 45 | 0 | esc | 0.00097009 | 2.6667e-10 | 0.00097009 | 2.6667e-10 | 0.0027785 | 1.8265e-11 | 0.013543 | 2.452e-09
[120 empty] | 7.3.3.17.5 (Remote Grid) Updates to grid topology to minimize risk of ignition in HFTDs Remote GridWLDFRContact from objectAggregated | WLDFR | HFTD - Distribution - Tier 3 - 2QU CoRE ¦ 5QU LoRE | Non-Red Flag Warning - Catastrophic Fires | Contact from object | Aggregated | 2032 | 2.7489e-07 | 22.7224 | 6.2461e-06 | 2032 | Mitigation | 0.95 | 45 | 0 | esc | 0.00097009 | 2.6667e-10 | 0.00097009 | 2.6667e-10 | 0.0027785 | 1.8265e-11 | 0.013543 | 2.452e-09
[120 empty] | 7.3.3.17.5 (Remote Grid) Updates to grid topology to minimize risk of ignition in HFTDs Remote GridWLDFRContact from objectAggregated | WLDFR | HFTD - Distribution - Tier 3 - 2QU CoRE ¦ 5QU LoRE | Non-Red Flag Warning - Catastrophic Fires | Contact from object | Aggregated | 2033 | 2.7489e-07 | 22.7224 | 6.2461e-06 | 2033 | Mitigation | 0.95 | 45 | 0 | esc | 0.00097009 | 2.6667e-10 | 0.00097009 | 2.6667e-10 | 0.0027785 | 1.8265e-11 | 0.013543 | 2.452e-09
[120 empty] | 7.3.3.17.5 (Remote Grid) Updates to grid topology to minimize risk of ignition in HFTDs Remote GridWLDFRContact from objectAggregated | WLDFR | HFTD - Distribution - Tier 3 - 2QU CoRE ¦ 5QU LoRE | Non-Red Flag Warning - Catastrophic Fires | Contact from object | Aggregated | 2034 | 2.7489e-07 | 22.7224 | 6.2461e-06 | 2034 | Mitigation | 0.95 | 45 | 0 | esc | 0.00097009 | 2.6667e-10 | 0.00097009 | 2.6667e-10 | 0.0027785 | 1.8265e-11 | 0.013543 | 2.452e-09
[120 empty] | 7.3.3.17.5 (Remote Grid) Updates to grid topology to minimize risk of ignition in HFTDs Remote GridWLDFRContact from objectAggregated | WLDFR | HFTD - Distribution - Tier 3 - 2QU CoRE ¦ 5QU LoRE | Non-Red Flag Warning - Catastrophic Fires | Contact from object | Aggregated | 2035 | 2.7489e-07 | 22.7224 | 6.2461e-06 | 2035 | Mitigation | 0.95 | 45 | 0 | esc | 0.00097009 | 2.6667e-10 | 0.00097009 | 2.6667e-10 | 0.0027785 | 1.8265e-11 | 0.013543 | 2.452e-09
[120 empty] | 7.3.3.17.5 (Remote Grid) Updates to grid topology to minimize risk of ignition in HFTDs Remote GridWLDFRContact from objectAggregated | WLDFR | HFTD - Distribution - Tier 3 - 2QU CoRE ¦ 5QU LoRE | Non-Red Flag Warning - Catastrophic Fires | Contact from object | Aggregated | 2036 | 2.7489e-07 | 22.7224 | 6.2461e-06 | 2036 | Mitigation | 0.95 | 45 | 0 | esc | 0.00097009 | 2.6667e-10 | 0.00097009 | 2.6667e-10 | 0.0027785 | 1.8265e-11 | 0.013543 | 2.452e-09
[120 empty] | 7.3.3.17.5 (Remote Grid) Updates to grid topology to minimize risk of ignition in HFTDs Remote GridWLDFRContact from objectAggregated | WLDFR | HFTD - Distribution - Tier 3 - 2QU CoRE ¦ 5QU LoRE | Non-Red Flag Warning - Catastrophic Fires | Contact from object | Aggregated | 2037 | 2.7489e-07 | 22.7224 | 6.2461e-06 | 2037 | Mitigation | 0.95 | 45 | 0 | esc | 0.00097009 | 2.6667e-10 | 0.00097009 | 2.6667e-10 | 0.0027785 | 1.8265e-11 | 0.013543 | 2.452e-09
[120 empty] | 7.3.3.17.5 (Remote Grid) Updates to grid topology to minimize risk of ignition in HFTDs Remote GridWLDFRContact from objectAggregated | WLDFR | HFTD - Distribution - Tier 3 - 2QU CoRE ¦ 5QU LoRE | Non-Red Flag Warning - Catastrophic Fires | Contact from object | Aggregated | 2038 | 2.7489e-07 | 22.7224 | 6.2461e-06 | 2038 | Mitigation | 0.95 | 45 | 0 | esc | 0.00097009 | 2.6667e-10 | 0.00097009 | 2.6667e-10 | 0 | 0 | 0.013543 | 2.452e-09
[120 empty] | 7.3.3.17.5 (Remote Grid) Updates to grid topology to minimize risk of ignition in HFTDs Remote GridWLDFRContact from objectAggregated | WLDFR | HFTD - Distribution - Tier 3 - 2QU CoRE ¦ 5QU LoRE | Non-Red Flag Warning - Catastrophic Fires | Contact from object | Aggregated | 2039 | 2.7489e-07 | 22.7224 | 6.2461e-06 | 2039 | Mitigation | 0.95 | 45 | 0 | esc | 0.00097009 | 2.6667e-10 | 0.00097009 | 2.6667e-10 | 0.0027785 | 2.6486e-11 | 0.013543 | 2.452e-09
[120 empty] | 7.3.3.17.5 (Remote Grid) Updates to grid topology to minimize risk of ignition in HFTDs Remote GridWLDFRContact from objectAggregated | WLDFR | HFTD - Distribution - Tier 3 - 2QU CoRE ¦ 5QU LoRE | Non-Red Flag Warning - Catastrophic Fires | Contact from object | Aggregated | 2040 | 2.7489e-07 | 22.7224 | 6.2461e-06 | 2040 | Mitigation | 0.95 | 45 | 0 | esc | 0.00097009 | 2.6667e-10 | 0.00097009 | 2.6667e-10 | 0.0027785 | 2.6486e-11 | 0.013543 | 2.452e-09
[120 empty] | 7.3.3.17.5 (Remote Grid) Updates to grid topology to minimize risk of ignition in HFTDs Remote GridWLDFRContact from objectAggregated | WLDFR | HFTD - Distribution - Tier 3 - 2QU CoRE ¦ 5QU LoRE | Non-Red Flag Warning - Catastrophic Fires | Contact from object | Aggregated | 2041 | 2.7489e-07 | 22.7224 | 6.2461e-06 | 2041 | Mitigation | 0.95 | 45 | 0 | esc | 0.00097009 | 2.6667e-10 | 0.00097009 | 2.6667e-10 | 0.0027785 | 2.6486e-11 | 0.013543 | 2.452e-09
[120 empty] | 7.3.3.17.5 (Remote Grid) Updates to grid topology to minimize risk of ignition in HFTDs Remote GridWLDFRContact from objectAggregated | WLDFR | HFTD - Distribution - Tier 3 - 2QU CoRE ¦ 5QU LoRE | Non-Red Flag Warning - Catastrophic Fires | Contact from object | Aggregated | 2042 | 2.7489e-07 | 22.7224 | 6.2461e-06 | 2042 | Mitigation | 0.95 | 45 | 0 | esc | 0.00097009 | 2.6667e-10 | 0.00097009 | 2.6667e-10 | 0.0027785 | 2.6486e-11 | 0.013543 | 2.452e-09
[120 empty] | 7.3.3.17.5 (Remote Grid) Updates to grid topology to minimize risk of ignition in HFTDs Remote GridWLDFRContact from objectAggregated | WLDFR | HFTD - Distribution - Tier 3 - 2QU CoRE ¦ 5QU LoRE | Non-Red Flag Warning - Catastrophic Fires | Contact from object | Aggregated | 2043 | 2.7489e-07 | 22.7224 | 6.2461e-06 | 2043 | Mitigation | 0.95 | 45 | 0 | esc | 0.00097009 | 2.6667e-10 | 0.00097009 | 2.6667e-10 | 0.0027785 | 2.6486e-11 | 0.013543 | 2.452e-09
[120 empty] | 7.3.3.17.5 (Remote Grid) Updates to grid topology to minimize risk of ignition in HFTDs Remote GridWLDFRContact from objectAggregated | WLDFR | HFTD - Distribution - Tier 3 - 2QU CoRE ¦ 5QU LoRE | Non-Red Flag Warning - Catastrophic Fires | Contact from object | Aggregated | 2044 | 2.7489e-07 | 22.7224 | 6.2461e-06 | 2044 | Mitigation | 0.95 | 45 | 0 | esc | 0.00097009 | 2.6667e-10 | 0.00097009 | 2.6667e-10 | 0.0027785 | 2.6486e-11 | 0.013543 | 2.452e-09
[120 empty] | 7.3.3.17.5 (Remote Grid) Updates to grid topology to minimize risk of ignition in HFTDs Remote GridWLDFRContact from objectAggregated | WLDFR | HFTD - Distribution - Tier 3 - 2QU CoRE ¦ 5QU LoRE | Non-Red Flag Warning - Catastrophic Fires | Contact from object | Aggregated | 2045 | 2.7489e-07 | 22.7224 | 6.2461e-06 | 2045 | Mitigation | 0.95 | 45 | 0 | esc | 0.00097009 | 2.6667e-10 | 0.00097009 | 2.6667e-10 | 0.0027785 | 2.6486e-11 | 0.013543 | 2.452e-09
[120 empty] | 7.3.3.17.5 (Remote Grid) Updates to grid topology to minimize risk of ignition in HFTDs Remote GridWLDFRContact from objectAggregated | WLDFR | HFTD - Distribution - Tier 3 - 2QU CoRE ¦ 5QU LoRE | Non-Red Flag Warning - Catastrophic Fires | Contact from object | Aggregated | 2046 | 2.7489e-07 | 22.7224 | 6.2461e-06 | 2046 | Mitigation | 0.95 | 45 | 0 | esc | 0.00097009 | 2.6667e-10 | 0.00097009 | 2.6667e-10 | 0.0027785 | 2.6486e-11 | 0.013543 | 2.452e-09
[120 empty] | 7.3.3.17.5 (Remote Grid) Updates to grid topology to minimize risk of ignition in HFTDs Remote GridWLDFRContact from objectAggregated | WLDFR | HFTD - Distribution - Tier 3 - 2QU CoRE ¦ 5QU LoRE | Non-Red Flag Warning - Catastrophic Fires | Contact from object | Aggregated | 2047 | 2.7489e-07 | 22.7224 | 6.2461e-06 | 2047 | Mitigation | 0.95 | 45 | 0 | esc | 0.00097009 | 2.6667e-10 | 0.00097009 | 2.6667e-10 | 0.0027785 | 2.6486e-11 | 0.013543 | 2.452e-09
[120 empty] | 7.3.3.17.5 (Remote Grid) Updates to grid topology to minimize risk of ignition in HFTDs Remote GridWLDFRContact from objectAggregated | WLDFR | HFTD - Distribution - Tier 3 - 2QU CoRE ¦ 5QU LoRE | Non-Red Flag Warning - Catastrophic Fires | Contact from object | Aggregated | 2048 | 2.7489e-07 | 22.7224 | 6.2461e-06 | 2048 | Mitigation | 0.95 | 45 | 0 | esc | 0.00097009 | 2.6667e-10 | 0.00097009 | 2.6667e-10 | 0.0027785 | 2.6486e-11 | 0.013543 | 2.452e-09
[120 empty] | 7.3.3.17.5 (Remote Grid) Updates to grid topology to minimize risk of ignition in HFTDs Remote GridWLDFRContact from objectAggregated | WLDFR | HFTD - Distribution - Tier 3 - 2QU CoRE ¦ 5QU LoRE | Non-Red Flag Warning - Catastrophic Fires | Contact from object | Aggregated | 2049 | 2.7489e-07 | 22.7224 | 6.2461e-06 | 2049 | Mitigation | 0.95 | 45 | 0 | esc | 0.00097009 | 2.6667e-10 | 0.00097009 | 2.6667e-10 | 0.0027785 | 2.6486e-11 | 0.013543 | 2.452e-09
[120 empty] | 7.3.3.17.5 (Remote Grid) Updates to grid topology to minimize risk of ignition in HFTDs Remote GridWLDFRContact from objectAggregated | WLDFR | HFTD - Distribution - Tier 3 - 2QU CoRE ¦ 5QU LoRE | Non-Red Flag Warning - Catastrophic Fires | Contact from object | Aggregated | 2050 | 2.7489e-07 | 22.7224 | 6.2461e-06 | 2050 | Mitigation | 0.95 | 45 | 0 | esc | 0.00097009 | 2.6667e-10 | 0.00097009 | 2.6667e-10 | 0.0027785 | 2.6486e-11 | 0 | 0
[120 empty] | 7.3.3.17.5 (Remote Grid) Updates to grid topology to minimize risk of ignition in HFTDs Remote GridWLDFRContact from objectAggregated | WLDFR | HFTD - Distribution - Tier 3 - 2QU CoRE ¦ 5QU LoRE | Non-Red Flag Warning - Catastrophic Fires | Contact from object | Aggregated | 2051 | 2.7489e-07 | 22.7224 | 6.2461e-06 | 2051 | Mitigation | 0.95 | 45 | 0 | esc | 0.00097009 | 2.6667e-10 | 0.00097009 | 2.6667e-10 | 0.0027785 | 2.6486e-11 | 0 | 0
[120 empty] | 7.3.3.17.5 (Remote Grid) Updates to grid topology to minimize risk of ignition in HFTDs Remote GridWLDFRContact from objectAggregated | WLDFR | HFTD - Distribution - Tier 3 - 2QU CoRE ¦ 5QU LoRE | Non-Red Flag Warning - Catastrophic Fires | Contact from object | Aggregated | 2052 | 2.7489e-07 | 22.7224 | 6.2461e-06 | 2052 | Mitigation | 0.95 | 45 | 0 | esc | 0.00097009 | 2.6667e-10 | 0.00097009 | 2.6667e-10 | 0.0027785 | 2.6486e-11 | 0.0013359 | 2.3191e-10
[120 empty] | 7.3.3.17.5 (Remote Grid) Updates to grid topology to minimize risk of ignition in HFTDs Remote GridWLDFRContact from objectAggregated | WLDFR | HFTD - Distribution - Tier 3 - 2QU CoRE ¦ 5QU LoRE | Non-Red Flag Warning - Catastrophic Fires | Contact from object | Aggregated | 2053 | 2.7489e-07 | 22.7224 | 6.2461e-06 | 2053 | Mitigation | 0.95 | 45 | 0 | esc | 0.00097009 | 2.6667e-10 | 0.00097009 | 2.6667e-10 | 0.0027785 | 2.6486e-11 | 0.0013359 | 2.3191e-10
[120 empty] | 7.3.3.17.5 (Remote Grid) Updates to grid topology to minimize risk of ignition in HFTDs Remote GridWLDFRContact from objectAggregated | WLDFR | HFTD - Distribution - Tier 3 - 2QU CoRE ¦ 5QU LoRE | Non-Red Flag Warning - Catastrophic Fires | Contact from object | Aggregated | 2054 | 2.7489e-07 | 22.7224 | 6.2461e-06 | 2054 | Mitigation | 0.95 | 45 | 0 | esc | 0.00097009 | 2.6667e-10 | 0.00097009 | 2.6667e-10 | 0.0027785 | 2.6486e-11 | 0.0013359 | 2.3191e-10
[120 empty] | 7.3.3.17.5 (Remote Grid) Updates to grid topology to minimize risk of ignition in HFTDs Remote GridWLDFRContact from objectAggregated | WLDFR | HFTD - Distribution - Tier 3 - 2QU CoRE ¦ 5QU LoRE | Non-Red Flag Warning - Catastrophic Fires | Contact from object | Aggregated | 2055 | 2.7489e-07 | 22.7224 | 6.2461e-06 | 2055 | Mitigation | 0.95 | 45 | 0 | esc | 0.00097009 | 2.6667e-10 | 0.00097009 | 2.6667e-10 | 0.0027785 | 2.6486e-11 | 0.0013359 | 2.3191e-10
[120 empty] | 7.3.3.17.5 (Remote Grid) Updates to grid topology to minimize risk of ignition in HFTDs Remote GridWLDFRContact from objectAggregated | WLDFR | HFTD - Distribution - Tier 3 - 2QU CoRE ¦ 5QU LoRE | Non-Red Flag Warning - Catastrophic Fires | Contact from object | Aggregated | 2056 | 2.7489e-07 | 22.7224 | 6.2461e-06 | 2056 | Mitigation | 0.95 | 45 | 0 | esc | 0.00097009 | 2.6667e-10 | 0.00097009 | 2.6667e-10 | 0.0027785 | 2.6486e-11 | 0.0013359 | 2.3191e-10
[120 empty] | 7.3.3.17.5 (Remote Grid) Updates to grid topology to minimize risk of ignition in HFTDs Remote GridWLDFRContact from objectAggregated | WLDFR | HFTD - Distribution - Tier 3 - 2QU CoRE ¦ 5QU LoRE | Non-Red Flag Warning - Catastrophic Fires | Contact from object | Aggregated | 2057 | 2.7489e-07 | 22.7224 | 6.2461e-06 | 2057 | Mitigation | 0.95 | 45 | 0 | esc | 0.00097009 | 2.6667e-10 | 0.00097009 | 2.6667e-10 | 0.0027785 | 2.6486e-11 | 0.0013359 | 2.3191e-10
[120 empty] | 7.3.3.17.5 (Remote Grid) Updates to grid topology to minimize risk of ignition in HFTDs Remote GridWLDFRContact from objectAggregated | WLDFR | HFTD - Distribution - Tier 3 - 2QU CoRE ¦ 5QU LoRE | Non-Red Flag Warning - Catastrophic Fires | Contact from object | Aggregated | 2058 | 2.7489e-07 | 22.7224 | 6.2461e-06 | 2058 | Mitigation | 0.95 | 45 | 0 | esc | 0.00097009 | 2.6667e-10 | 0.00097009 | 2.6667e-10 | 0.0027785 | 2.6486e-11 | 0.0013359 | 2.3191e-10
[120 empty] | 7.3.3.17.5 (Remote Grid) Updates to grid topology to minimize risk of ignition in HFTDs Remote GridWLDFRContact from objectAggregated | WLDFR | HFTD - Distribution - Tier 3 - 2QU CoRE ¦ 5QU LoRE | Non-Red Flag Warning - Catastrophic Fires | Contact from object | Aggregated | 2059 | 2.7489e-07 | 22.7224 | 6.2461e-06 | 2059 | Mitigation | 0.95 | 45 | 0 | esc | 0.00097009 | 2.6667e-10 | 0.00097009 | 2.6667e-10 | 0.0027785 | 2.6486e-11 | 0.0013359 | 2.3191e-10
[120 empty] | 7.3.3.17.5 (Remote Grid) Updates to grid topology to minimize risk of ignition in HFTDs Remote GridWLDFRContact from objectAggregated | WLDFR | HFTD - Distribution - Tier 3 - 2QU CoRE ¦ 5QU LoRE | Non-Red Flag Warning - Catastrophic Fires | Contact from object | Aggregated | 2060 | 2.7489e-07 | 22.7224 | 6.2461e-06 | 2060 | Mitigation | 0.95 | 45 | 0 | esc | 0.00097009 | 2.6667e-10 | 0.00097009 | 2.6667e-10 | 0.0027785 | 2.6486e-11 | 0.0013359 | 2.3191e-10
[120 empty] | 7.3.3.17.5 (Remote Grid) Updates to grid topology to minimize risk of ignition in HFTDs Remote GridWLDFRContact from objectAggregated | WLDFR | HFTD - Distribution - Tier 3 - 2QU CoRE ¦ 5QU LoRE | Non-Red Flag Warning - Catastrophic Fires | Contact from object | Aggregated | 2061 | 2.7489e-07 | 22.7224 | 6.2461e-06 | 2061 | Mitigation | 0.95 | 45 | 0 | esc | 0.00097009 | 2.6667e-10 | 0.00097009 | 2.6667e-10 | 0.0027785 | 2.6486e-11 | 0.0013359 | 2.3191e-10
[120 empty] | 7.3.3.17.5 (Remote Grid) Updates to grid topology to minimize risk of ignition in HFTDs Remote GridWLDFRContact from objectAggregated | WLDFR | HFTD - Distribution - Tier 3 - 2QU CoRE ¦ 5QU LoRE | Non-Red Flag Warning - Catastrophic Fires | Contact from object | Aggregated | 2062 | 2.7489e-07 | 22.7224 | 6.2461e-06 | 2062 | Mitigation | 0.95 | 45 | 0 | esc | 0.00097009 | 2.6667e-10 | 0.00097009 | 2.6667e-10 | 0.0027785 | 2.6486e-11 | 0.0013359 | 2.3191e-10
[120 empty] | 7.3.3.17.5 (Remote Grid) Updates to grid topology to minimize risk of ignition in HFTDs Remote GridWLDFRContact from objectAggregated | WLDFR | HFTD - Distribution - Tier 3 - 2QU CoRE ¦ 5QU LoRE | Non-Red Flag Warning - Catastrophic Fires | Contact from object | Aggregated | 2063 | 2.7489e-07 | 22.7224 | 6.2461e-06 | 2063 | Mitigation | 0.95 | 45 | 0 | esc | 0.00097009 | 2.6667e-10 | 0.00097009 | 2.6667e-10 | 0.0027785 | 2.6486e-11 | 0.0013359 | 2.3191e-10
[120 empty] | 7.3.3.17.5 (Remote Grid) Updates to grid topology to minimize risk of ignition in HFTDs Remote GridWLDFRContact from objectAggregated | WLDFR | HFTD - Distribution - Tier 3 - 2QU CoRE ¦ 5QU LoRE | Non-Red Flag Warning - Catastrophic Fires | Contact from object | Aggregated | 2064 | 2.7489e-07 | 22.7224 | 6.2461e-06 | 2064 | Mitigation | 0.95 | 45 | 0 | esc | 0.00097009 | 2.6667e-10 | 0.00097009 | 2.6667e-10 | 0.0027785 | 2.6486e-11 | 0.0013359 | 2.3191e-10
[120 empty] | 7.3.3.17.5 (Remote Grid) Updates to grid topology to minimize risk of ignition in HFTDs Remote GridWLDFRContact from objectAggregated | WLDFR | HFTD - Distribution - Tier 3 - 2QU CoRE ¦ 5QU LoRE | Non-Red Flag Warning - Catastrophic Fires | Contact from object | Aggregated | 2065 | 2.7489e-07 | 22.7224 | 6.2461e-06 | 2065 | Mitigation | 0.95 | 45 | 0 | esc | 0.00097009 | 2.6667e-10 | 0.00097009 | 2.6667e-10 | 0.0027785 | 2.6486e-11 | 0.0013359 | 2.3191e-10
[120 empty] | 7.3.3.17.5 (Remote Grid) Updates to grid topology to minimize risk of ignition in HFTDs Remote GridWLDFRContact from objectAggregated | WLDFR | HFTD - Distribution - Tier 3 - 2QU CoRE ¦ 5QU LoRE | Non-Red Flag Warning - Catastrophic Fires | Contact from object | Aggregated | 2066 | 2.7489e-07 | 22.7224 | 6.2461e-06 | 2066 | Mitigation | 0.95 | 45 | 0 | esc | 0.00097009 | 2.6667e-10 | 0.00097009 | 2.6667e-10 | 0.0027785 | 2.6486e-11 | 0.0013359 | 2.3191e-10
[120 empty] | 7.3.3.17.5 (Remote Grid) Updates to grid topology to minimize risk of ignition in HFTDs Remote GridWLDFRContact from objectAggregated | WLDFR | HFTD - Distribution - Tier 3 - 2QU CoRE ¦ 5QU LoRE | Non-Red Flag Warning - Catastrophic Fires | Contact from object | Aggregated | 2067 | 2.7489e-07 | 22.7224 | 6.2461e-06 | 2067 | Mitigation | 0.95 | 45 | 0 | esc | 0 | 0 | 0.00097009 | 2.6667e-10 | 0.0027785 | 2.6486e-11 | 0.0013359 | 2.3191e-10
[120 empty] | 7.3.3.17.5 (Remote Grid) Updates to grid topology to minimize risk of ignition in HFTDs Remote GridWLDFRContaminationAggregated | WLDFR | HFTD - Distribution - Tier 3 - 2QU CoRE ¦ 5QU LoRE | Non-Red Flag Warning - Catastrophic Fires | Contamination | Aggregated | 2022 | 5.6156e-09 | 22.7224 | 1.276e-07 | 2022 | Mitigation | 0.95 | 45 | 0 | esc | 0.00097009 | 5.4476e-12 | 0 | 0 | 0.0027785 | 2.6486e-11 | 0.0013359 | 2.3191e-10
[120 empty] | 7.3.3.17.5 (Remote Grid) Updates to grid topology to minimize risk of ignition in HFTDs Remote GridWLDFRContaminationAggregated | WLDFR | HFTD - Distribution - Tier 3 - 2QU CoRE ¦ 5QU LoRE | Non-Red Flag Warning - Catastrophic Fires | Contamination | Aggregated | 2023 | 5.6156e-09 | 22.7224 | 1.276e-07 | 2023 | Mitigation | 0.95 | 45 | 0 | esc | 0.00097009 | 5.4476e-12 | 0.00097009 | 5.4476e-12 | 0.0027785 | 2.6486e-11 | 0.0013359 | 2.3191e-10
[120 empty] | 7.3.3.17.5 (Remote Grid) Updates to grid topology to minimize risk of ignition in HFTDs Remote GridWLDFRContaminationAggregated | WLDFR | HFTD - Distribution - Tier 3 - 2QU CoRE ¦ 5QU LoRE | Non-Red Flag Warning - Catastrophic Fires | Contamination | Aggregated | 2024 | 5.6156e-09 | 22.7224 | 1.276e-07 | 2024 | Mitigation | 0.95 | 45 | 0 | esc | 0.00097009 | 5.4476e-12 | 0.00097009 | 5.4476e-12 | 0.0027785 | 2.6486e-11 | 0.0013359 | 2.3191e-10
[120 empty] | 7.3.3.17.5 (Remote Grid) Updates to grid topology to minimize risk of ignition in HFTDs Remote GridWLDFRContaminationAggregated | WLDFR | HFTD - Distribution - Tier 3 - 2QU CoRE ¦ 5QU LoRE | Non-Red Flag Warning - Catastrophic Fires | Contamination | Aggregated | 2025 | 5.6156e-09 | 22.7224 | 1.276e-07 | 2025 | Mitigation | 0.95 | 45 | 0 | esc | 0.00097009 | 5.4476e-12 | 0.00097009 | 5.4476e-12 | 0.0027785 | 2.6486e-11 | 0.0013359 | 2.3191e-10
[120 empty] | 7.3.3.17.5 (Remote Grid) Updates to grid topology to minimize risk of ignition in HFTDs Remote GridWLDFRContaminationAggregated | WLDFR | HFTD - Distribution - Tier 3 - 2QU CoRE ¦ 5QU LoRE | Non-Red Flag Warning - Catastrophic Fires | Contamination | Aggregated | 2026 | 5.6156e-09 | 22.7224 | 1.276e-07 | 2026 | Mitigation | 0.95 | 45 | 0 | esc | 0.00097009 | 5.4476e-12 | 0.00097009 | 5.4476e-12 | 0.0027785 | 2.6486e-11 | 0.0013359 | 2.3191e-10
[120 empty] | 7.3.3.17.5 (Remote Grid) Updates to grid topology to minimize risk of ignition in HFTDs Remote GridWLDFRContaminationAggregated | WLDFR | HFTD - Distribution - Tier 3 - 2QU CoRE ¦ 5QU LoRE | Non-Red Flag Warning - Catastrophic Fires | Contamination | Aggregated | 2027 | 5.6156e-09 | 22.7224 | 1.276e-07 | 2027 | Mitigation | 0.95 | 45 | 0 | esc | 0.00097009 | 5.4476e-12 | 0.00097009 | 5.4476e-12 | 0.0027785 | 2.6486e-11 | 0.0013359 | 2.3191e-10
[120 empty] | 7.3.3.17.5 (Remote Grid) Updates to grid topology to minimize risk of ignition in HFTDs Remote GridWLDFRContaminationAggregated | WLDFR | HFTD - Distribution - Tier 3 - 2QU CoRE ¦ 5QU LoRE | Non-Red Flag Warning - Catastrophic Fires | Contamination | Aggregated | 2028 | 5.6156e-09 | 22.7224 | 1.276e-07 | 2028 | Mitigation | 0.95 | 45 | 0 | esc | 0.00097009 | 5.4476e-12 | 0.00097009 | 5.4476e-12 | 0.0027785 | 2.6486e-11 | 0.0013359 | 2.3191e-10
[120 empty] | 7.3.3.17.5 (Remote Grid) Updates to grid topology to minimize risk of ignition in HFTDs Remote GridWLDFRContaminationAggregated | WLDFR | HFTD - Distribution - Tier 3 - 2QU CoRE ¦ 5QU LoRE | Non-Red Flag Warning - Catastrophic Fires | Contamination | Aggregated | 2029 | 5.6156e-09 | 22.7224 | 1.276e-07 | 2029 | Mitigation | 0.95 | 45 | 0 | esc | 0.00097009 | 5.4476e-12 | 0.00097009 | 5.4476e-12 | 0.0027785 | 2.6486e-11 | 0.0013359 | 2.3191e-10
[120 empty] | 7.3.3.17.5 (Remote Grid) Updates to grid topology to minimize risk of ignition in HFTDs Remote GridWLDFRContaminationAggregated | WLDFR | HFTD - Distribution - Tier 3 - 2QU CoRE ¦ 5QU LoRE | Non-Red Flag Warning - Catastrophic Fires | Contamination | Aggregated | 2030 | 5.6156e-09 | 22.7224 | 1.276e-07 | 2030 | Mitigation | 0.95 | 45 | 0 | esc | 0.00097009 | 5.4476e-12 | 0.00097009 | 5.4476e-12 | 0.0027785 | 2.6486e-11 | 0.0013359 | 2.3191e-10
[120 empty] | 7.3.3.17.5 (Remote Grid) Updates to grid topology to minimize risk of ignition in HFTDs Remote GridWLDFRContaminationAggregated | WLDFR | HFTD - Distribution - Tier 3 - 2QU CoRE ¦ 5QU LoRE | Non-Red Flag Warning - Catastrophic Fires | Contamination | Aggregated | 2031 | 5.6156e-09 | 22.7224 | 1.276e-07 | 2031 | Mitigation | 0.95 | 45 | 0 | esc | 0.00097009 | 5.4476e-12 | 0.00097009 | 5.4476e-12 | 0.0027785 | 2.6486e-11 | 0.0013359 | 2.3191e-10
[120 empty] | 7.3.3.17.5 (Remote Grid) Updates to grid topology to minimize risk of ignition in HFTDs Remote GridWLDFRContaminationAggregated | WLDFR | HFTD - Distribution - Tier 3 - 2QU CoRE ¦ 5QU LoRE | Non-Red Flag Warning - Catastrophic Fires | Contamination | Aggregated | 2032 | 5.6156e-09 | 22.7224 | 1.276e-07 | 2032 | Mitigation | 0.95 | 45 | 0 | esc | 0.00097009 | 5.4476e-12 | 0.00097009 | 5.4476e-12 | 0.0027785 | 2.6486e-11 | 0.0013359 | 2.3191e-10
[120 empty] | 7.3.3.17.5 (Remote Grid) Updates to grid topology to minimize risk of ignition in HFTDs Remote GridWLDFRContaminationAggregated | WLDFR | HFTD - Distribution - Tier 3 - 2QU CoRE ¦ 5QU LoRE | Non-Red Flag Warning - Catastrophic Fires | Contamination | Aggregated | 2033 | 5.6156e-09 | 22.7224 | 1.276e-07 | 2033 | Mitigation | 0.95 | 45 | 0 | esc | 0.00097009 | 5.4476e-12 | 0.00097009 | 5.4476e-12 | 0.0027785 | 2.6486e-11 | 0.0013359 | 2.3191e-10
[120 empty] | 7.3.3.17.5 (Remote Grid) Updates to grid topology to minimize risk of ignition in HFTDs Remote GridWLDFRContaminationAggregated | WLDFR | HFTD - Distribution - Tier 3 - 2QU CoRE ¦ 5QU LoRE | Non-Red Flag Warning - Catastrophic Fires | Contamination | Aggregated | 2034 | 5.6156e-09 | 22.7224 | 1.276e-07 | 2034 | Mitigation | 0.95 | 45 | 0 | esc | 0.00097009 | 5.4476e-12 | 0.00097009 | 5.4476e-12 | 0.0027785 | 2.6486e-11 | 0.0013359 | 2.3191e-10
[120 empty] | 7.3.3.17.5 (Remote Grid) Updates to grid topology to minimize risk of ignition in HFTDs Remote GridWLDFRContaminationAggregated | WLDFR | HFTD - Distribution - Tier 3 - 2QU CoRE ¦ 5QU LoRE | Non-Red Flag Warning - Catastrophic Fires | Contamination | Aggregated | 2035 | 5.6156e-09 | 22.7224 | 1.276e-07 | 2035 | Mitigation | 0.95 | 45 | 0 | esc | 0.00097009 | 5.4476e-12 | 0.00097009 | 5.4476e-12 | 0.0027785 | 2.6486e-11 | 0.0013359 | 2.3191e-10
[120 empty] | 7.3.3.17.5 (Remote Grid) Updates to grid topology to minimize risk of ignition in HFTDs Remote GridWLDFRContaminationAggregated | WLDFR | HFTD - Distribution - Tier 3 - 2QU CoRE ¦ 5QU LoRE | Non-Red Flag Warning - Catastrophic Fires | Contamination | Aggregated | 2036 | 5.6156e-09 | 22.7224 | 1.276e-07 | 2036 | Mitigation | 0.95 | 45 | 0 | esc | 0.00097009 | 5.4476e-12 | 0.00097009 | 5.4476e-12 | 0.0027785 | 2.6486e-11 | 0 | 0
[120 empty] | 7.3.3.17.5 (Remote Grid) Updates to grid topology to minimize risk of ignition in HFTDs Remote GridWLDFRContaminationAggregated | WLDFR | HFTD - Distribution - Tier 3 - 2QU CoRE ¦ 5QU LoRE | Non-Red Flag Warning - Catastrophic Fires | Contamination | Aggregated | 2037 | 5.6156e-09 | 22.7224 | 1.276e-07 | 2037 | Mitigation | 0.95 | 45 | 0 | esc | 0.00097009 | 5.4476e-12 | 0.00097009 | 5.4476e-12 | 0.0027785 | 2.6486e-11 | 0 | 0
[120 empty] | 7.3.3.17.5 (Remote Grid) Updates to grid topology to minimize risk of ignition in HFTDs Remote GridWLDFRContaminationAggregated | WLDFR | HFTD - Distribution - Tier 3 - 2QU CoRE ¦ 5QU LoRE | Non-Red Flag Warning - Catastrophic Fires | Contamination | Aggregated | 2038 | 5.6156e-09 | 22.7224 | 1.276e-07 | 2038 | Mitigation | 0.95 | 45 | 0 | esc | 0.00097009 | 5.4476e-12 | 0.00097009 | 5.4476e-12 | 0.0027785 | 2.6486e-11 | 0.0093813 | 5.3037e-08
[120 empty] | 7.3.3.17.5 (Remote Grid) Updates to grid topology to minimize risk of ignition in HFTDs Remote GridWLDFRContaminationAggregated | WLDFR | HFTD - Distribution - Tier 3 - 2QU CoRE ¦ 5QU LoRE | Non-Red Flag Warning - Catastrophic Fires | Contamination | Aggregated | 2039 | 5.6156e-09 | 22.7224 | 1.276e-07 | 2039 | Mitigation | 0.95 | 45 | 0 | esc | 0.00097009 | 5.4476e-12 | 0.00097009 | 5.4476e-12 | 0.0027785 | 2.6486e-11 | 0.0093813 | 5.3037e-08
[120 empty] | 7.3.3.17.5 (Remote Grid) Updates to grid topology to minimize risk of ignition in HFTDs Remote GridWLDFRContaminationAggregated | WLDFR | HFTD - Distribution - Tier 3 - 2QU CoRE ¦ 5QU LoRE | Non-Red Flag Warning - Catastrophic Fires | Contamination | Aggregated | 2040 | 5.6156e-09 | 22.7224 | 1.276e-07 | 2040 | Mitigation | 0.95 | 45 | 0 | esc | 0.00097009 | 5.4476e-12 | 0.00097009 | 5.4476e-12 | 0.0027785 | 2.6486e-11 | 0.0093813 | 5.3037e-08
[120 empty] | 7.3.3.17.5 (Remote Grid) Updates to grid topology to minimize risk of ignition in HFTDs Remote GridWLDFRContaminationAggregated | WLDFR | HFTD - Distribution - Tier 3 - 2QU CoRE ¦ 5QU LoRE | Non-Red Flag Warning - Catastrophic Fires | Contamination | Aggregated | 2041 | 5.6156e-09 | 22.7224 | 1.276e-07 | 2041 | Mitigation | 0.95 | 45 | 0 | esc | 0.00097009 | 5.4476e-12 | 0.00097009 | 5.4476e-12 | 0.0027785 | 2.6486e-11 | 0.0093813 | 5.3037e-08
[120 empty] | 7.3.3.17.5 (Remote Grid) Updates to grid topology to minimize risk of ignition in HFTDs Remote GridWLDFRContaminationAggregated | WLDFR | HFTD - Distribution - Tier 3 - 2QU CoRE ¦ 5QU LoRE | Non-Red Flag Warning - Catastrophic Fires | Contamination | Aggregated | 2042 | 5.6156e-09 | 22.7224 | 1.276e-07 | 2042 | Mitigation | 0.95 | 45 | 0 | esc | 0.00097009 | 5.4476e-12 | 0.00097009 | 5.4476e-12 | 0 | 0 | 0.0093813 | 5.3037e-08
[120 empty] | 7.3.3.17.5 (Remote Grid) Updates to grid topology to minimize risk of ignition in HFTDs Remote GridWLDFRContaminationAggregated | WLDFR | HFTD - Distribution - Tier 3 - 2QU CoRE ¦ 5QU LoRE | Non-Red Flag Warning - Catastrophic Fires | Contamination | Aggregated | 2043 | 5.6156e-09 | 22.7224 | 1.276e-07 | 2043 | Mitigation | 0.95 | 45 | 0 | esc | 0.00097009 | 5.4476e-12 | 0.00097009 | 5.4476e-12 | 0.0027785 | 5.9424e-12 | 0.0093813 | 5.3037e-08
[120 empty] | 7.3.3.17.5 (Remote Grid) Updates to grid topology to minimize risk of ignition in HFTDs Remote GridWLDFRContaminationAggregated | WLDFR | HFTD - Distribution - Tier 3 - 2QU CoRE ¦ 5QU LoRE | Non-Red Flag Warning - Catastrophic Fires | Contamination | Aggregated | 2044 | 5.6156e-09 | 22.7224 | 1.276e-07 | 2044 | Mitigation | 0.95 | 45 | 0 | esc | 0.00097009 | 5.4476e-12 | 0.00097009 | 5.4476e-12 | 0.0027785 | 5.9424e-12 | 0.0093813 | 5.3037e-08
[120 empty] | 7.3.3.17.5 (Remote Grid) Updates to grid topology to minimize risk of ignition in HFTDs Remote GridWLDFRContaminationAggregated | WLDFR | HFTD - Distribution - Tier 3 - 2QU CoRE ¦ 5QU LoRE | Non-Red Flag Warning - Catastrophic Fires | Contamination | Aggregated | 2045 | 5.6156e-09 | 22.7224 | 1.276e-07 | 2045 | Mitigation | 0.95 | 45 | 0 | esc | 0.00097009 | 5.4476e-12 | 0.00097009 | 5.4476e-12 | 0.0027785 | 5.9424e-12 | 0.0093813 | 5.3037e-08
[120 empty] | 7.3.3.17.5 (Remote Grid) Updates to grid topology to minimize risk of ignition in HFTDs Remote GridWLDFRContaminationAggregated | WLDFR | HFTD - Distribution - Tier 3 - 2QU CoRE ¦ 5QU LoRE | Non-Red Flag Warning - Catastrophic Fires | Contamination | Aggregated | 2046 | 5.6156e-09 | 22.7224 | 1.276e-07 | 2046 | Mitigation | 0.95 | 45 | 0 | esc | 0.00097009 | 5.4476e-12 | 0.00097009 | 5.4476e-12 | 0.0027785 | 5.9424e-12 | 0.0093813 | 5.3037e-08
[120 empty] | 7.3.3.17.5 (Remote Grid) Updates to grid topology to minimize risk of ignition in HFTDs Remote GridWLDFRContaminationAggregated | WLDFR | HFTD - Distribution - Tier 3 - 2QU CoRE ¦ 5QU LoRE | Non-Red Flag Warning - Catastrophic Fires | Contamination | Aggregated | 2047 | 5.6156e-09 | 22.7224 | 1.276e-07 | 2047 | Mitigation | 0.95 | 45 | 0 | esc | 0.00097009 | 5.4476e-12 | 0.00097009 | 5.4476e-12 | 0.0027785 | 5.9424e-12 | 0.0093813 | 5.3037e-08
[120 empty] | 7.3.3.17.5 (Remote Grid) Updates to grid topology to minimize risk of ignition in HFTDs Remote GridWLDFRContaminationAggregated | WLDFR | HFTD - Distribution - Tier 3 - 2QU CoRE ¦ 5QU LoRE | Non-Red Flag Warning - Catastrophic Fires | Contamination | Aggregated | 2048 | 5.6156e-09 | 22.7224 | 1.276e-07 | 2048 | Mitigation | 0.95 | 45 | 0 | esc | 0.00097009 | 5.4476e-12 | 0.00097009 | 5.4476e-12 | 0.0027785 | 5.9424e-12 | 0.0093813 | 5.3037e-08
[120 empty] | 7.3.3.17.5 (Remote Grid) Updates to grid topology to minimize risk of ignition in HFTDs Remote GridWLDFRContaminationAggregated | WLDFR | HFTD - Distribution - Tier 3 - 2QU CoRE ¦ 5QU LoRE | Non-Red Flag Warning - Catastrophic Fires | Contamination | Aggregated | 2049 | 5.6156e-09 | 22.7224 | 1.276e-07 | 2049 | Mitigation | 0.95 | 45 | 0 | esc | 0.00097009 | 5.4476e-12 | 0.00097009 | 5.4476e-12 | 0.0027785 | 5.9424e-12 | 0.0093813 | 5.3037e-08
[120 empty] | 7.3.3.17.5 (Remote Grid) Updates to grid topology to minimize risk of ignition in HFTDs Remote GridWLDFRContaminationAggregated | WLDFR | HFTD - Distribution - Tier 3 - 2QU CoRE ¦ 5QU LoRE | Non-Red Flag Warning - Catastrophic Fires | Contamination | Aggregated | 2050 | 5.6156e-09 | 22.7224 | 1.276e-07 | 2050 | Mitigation | 0.95 | 45 | 0 | esc | 0.00097009 | 5.4476e-12 | 0.00097009 | 5.4476e-12 | 0.0027785 | 5.9424e-12 | 0.0093813 | 5.3037e-08
[120 empty] | 7.3.3.17.5 (Remote Grid) Updates to grid topology to minimize risk of ignition in HFTDs Remote GridWLDFRContaminationAggregated | WLDFR | HFTD - Distribution - Tier 3 - 2QU CoRE ¦ 5QU LoRE | Non-Red Flag Warning - Catastrophic Fires | Contamination | Aggregated | 2051 | 5.6156e-09 | 22.7224 | 1.276e-07 | 2051 | Mitigation | 0.95 | 45 | 0 | esc | 0.00097009 | 5.4476e-12 | 0.00097009 | 5.4476e-12 | 0.0027785 | 5.9424e-12 | 0.0093813 | 5.3037e-08
[120 empty] | 7.3.3.17.5 (Remote Grid) Updates to grid topology to minimize risk of ignition in HFTDs Remote GridWLDFRContaminationAggregated | WLDFR | HFTD - Distribution - Tier 3 - 2QU CoRE ¦ 5QU LoRE | Non-Red Flag Warning - Catastrophic Fires | Contamination | Aggregated | 2052 | 5.6156e-09 | 22.7224 | 1.276e-07 | 2052 | Mitigation | 0.95 | 45 | 0 | esc | 0.00097009 | 5.4476e-12 | 0.00097009 | 5.4476e-12 | 0.0027785 | 5.9424e-12 | 0.0093813 | 5.3037e-08
[120 empty] | 7.3.3.17.5 (Remote Grid) Updates to grid topology to minimize risk of ignition in HFTDs Remote GridWLDFRContaminationAggregated | WLDFR | HFTD - Distribution - Tier 3 - 2QU CoRE ¦ 5QU LoRE | Non-Red Flag Warning - Catastrophic Fires | Contamination | Aggregated | 2053 | 5.6156e-09 | 22.7224 | 1.276e-07 | 2053 | Mitigation | 0.95 | 45 | 0 | esc | 0.00097009 | 5.4476e-12 | 0.00097009 | 5.4476e-12 | 0.0027785 | 5.9424e-12 | 0.0093813 | 5.3037e-08
[120 empty] | 7.3.3.17.5 (Remote Grid) Updates to grid topology to minimize risk of ignition in HFTDs Remote GridWLDFRContaminationAggregated | WLDFR | HFTD - Distribution - Tier 3 - 2QU CoRE ¦ 5QU LoRE | Non-Red Flag Warning - Catastrophic Fires | Contamination | Aggregated | 2054 | 5.6156e-09 | 22.7224 | 1.276e-07 | 2054 | Mitigation | 0.95 | 45 | 0 | esc | 0.00097009 | 5.4476e-12 | 0.00097009 | 5.4476e-12 | 0.0027785 | 5.9424e-12 | 0.0093813 | 5.3037e-08
[120 empty] | 7.3.3.17.5 (Remote Grid) Updates to grid topology to minimize risk of ignition in HFTDs Remote GridWLDFRContaminationAggregated | WLDFR | HFTD - Distribution - Tier 3 - 2QU CoRE ¦ 5QU LoRE | Non-Red Flag Warning - Catastrophic Fires | Contamination | Aggregated | 2055 | 5.6156e-09 | 22.7224 | 1.276e-07 | 2055 | Mitigation | 0.95 | 45 | 0 | esc | 0.00097009 | 5.4476e-12 | 0.00097009 | 5.4476e-12 | 0.0027785 | 5.9424e-12 | 0.0093813 | 5.3037e-08
[120 empty] | 7.3.3.17.5 (Remote Grid) Updates to grid topology to minimize risk of ignition in HFTDs Remote GridWLDFRContaminationAggregated | WLDFR | HFTD - Distribution - Tier 3 - 2QU CoRE ¦ 5QU LoRE | Non-Red Flag Warning - Catastrophic Fires | Contamination | Aggregated | 2056 | 5.6156e-09 | 22.7224 | 1.276e-07 | 2056 | Mitigation | 0.95 | 45 | 0 | esc | 0.00097009 | 5.4476e-12 | 0.00097009 | 5.4476e-12 | 0.0027785 | 5.9424e-12 | 0.0093813 | 5.3037e-08
[120 empty] | 7.3.3.17.5 (Remote Grid) Updates to grid topology to minimize risk of ignition in HFTDs Remote GridWLDFRContaminationAggregated | WLDFR | HFTD - Distribution - Tier 3 - 2QU CoRE ¦ 5QU LoRE | Non-Red Flag Warning - Catastrophic Fires | Contamination | Aggregated | 2057 | 5.6156e-09 | 22.7224 | 1.276e-07 | 2057 | Mitigation | 0.95 | 45 | 0 | esc | 0.00097009 | 5.4476e-12 | 0.00097009 | 5.4476e-12 | 0.0027785 | 5.9424e-12 | 0.0093813 | 5.3037e-08
[120 empty] | 7.3.3.17.5 (Remote Grid) Updates to grid topology to minimize risk of ignition in HFTDs Remote GridWLDFRContaminationAggregated | WLDFR | HFTD - Distribution - Tier 3 - 2QU CoRE ¦ 5QU LoRE | Non-Red Flag Warning - Catastrophic Fires | Contamination | Aggregated | 2058 | 5.6156e-09 | 22.7224 | 1.276e-07 | 2058 | Mitigation | 0.95 | 45 | 0 | esc | 0.00097009 | 5.4476e-12 | 0.00097009 | 5.4476e-12 | 0.0027785 | 5.9424e-12 | 0.0093813 | 5.3037e-08
[120 empty] | 7.3.3.17.5 (Remote Grid) Updates to grid topology to minimize risk of ignition in HFTDs Remote GridWLDFRContaminationAggregated | WLDFR | HFTD - Distribution - Tier 3 - 2QU CoRE ¦ 5QU LoRE | Non-Red Flag Warning - Catastrophic Fires | Contamination | Aggregated | 2059 | 5.6156e-09 | 22.7224 | 1.276e-07 | 2059 | Mitigation | 0.95 | 45 | 0 | esc | 0.00097009 | 5.4476e-12 | 0.00097009 | 5.4476e-12 | 0.0027785 | 5.9424e-12 | 0.0093813 | 5.3037e-08
[120 empty] | 7.3.3.17.5 (Remote Grid) Updates to grid topology to minimize risk of ignition in HFTDs Remote GridWLDFRContaminationAggregated | WLDFR | HFTD - Distribution - Tier 3 - 2QU CoRE ¦ 5QU LoRE | Non-Red Flag Warning - Catastrophic Fires | Contamination | Aggregated | 2060 | 5.6156e-09 | 22.7224 | 1.276e-07 | 2060 | Mitigation | 0.95 | 45 | 0 | esc | 0.00097009 | 5.4476e-12 | 0.00097009 | 5.4476e-12 | 0.0027785 | 5.9424e-12 | 0.0093813 | 5.3037e-08
[120 empty] | 7.3.3.17.5 (Remote Grid) Updates to grid topology to minimize risk of ignition in HFTDs Remote GridWLDFRContaminationAggregated | WLDFR | HFTD - Distribution - Tier 3 - 2QU CoRE ¦ 5QU LoRE | Non-Red Flag Warning - Catastrophic Fires | Contamination | Aggregated | 2061 | 5.6156e-09 | 22.7224 | 1.276e-07 | 2061 | Mitigation | 0.95 | 45 | 0 | esc | 0.00097009 | 5.4476e-12 | 0.00097009 | 5.4476e-12 | 0.0027785 | 5.9424e-12 | 0.0093813 | 5.3037e-08
[120 empty] | 7.3.3.17.5 (Remote Grid) Updates to grid topology to minimize risk of ignition in HFTDs Remote GridWLDFRContaminationAggregated | WLDFR | HFTD - Distribution - Tier 3 - 2QU CoRE ¦ 5QU LoRE | Non-Red Flag Warning - Catastrophic Fires | Contamination | Aggregated | 2062 | 5.6156e-09 | 22.7224 | 1.276e-07 | 2062 | Mitigation | 0.95 | 45 | 0 | esc | 0.00097009 | 5.4476e-12 | 0.00097009 | 5.4476e-12 | 0.0027785 | 5.9424e-12 | 0.0093813 | 5.3037e-08
[120 empty] | 7.3.3.17.5 (Remote Grid) Updates to grid topology to minimize risk of ignition in HFTDs Remote GridWLDFRContaminationAggregated | WLDFR | HFTD - Distribution - Tier 3 - 2QU CoRE ¦ 5QU LoRE | Non-Red Flag Warning - Catastrophic Fires | Contamination | Aggregated | 2063 | 5.6156e-09 | 22.7224 | 1.276e-07 | 2063 | Mitigation | 0.95 | 45 | 0 | esc | 0.00097009 | 5.4476e-12 | 0.00097009 | 5.4476e-12 | 0.0027785 | 5.9424e-12 | 0.0093813 | 5.3037e-08
[120 empty] | 7.3.3.17.5 (Remote Grid) Updates to grid topology to minimize risk of ignition in HFTDs Remote GridWLDFRContaminationAggregated | WLDFR | HFTD - Distribution - Tier 3 - 2QU CoRE ¦ 5QU LoRE | Non-Red Flag Warning - Catastrophic Fires | Contamination | Aggregated | 2064 | 5.6156e-09 | 22.7224 | 1.276e-07 | 2064 | Mitigation | 0.95 | 45 | 0 | esc | 0.00097009 | 5.4476e-12 | 0.00097009 | 5.4476e-12 | 0.0027785 | 5.9424e-12 | 0.0093813 | 5.3037e-08
[120 empty] | 7.3.3.17.5 (Remote Grid) Updates to grid topology to minimize risk of ignition in HFTDs Remote GridWLDFRContaminationAggregated | WLDFR | HFTD - Distribution - Tier 3 - 2QU CoRE ¦ 5QU LoRE | Non-Red Flag Warning - Catastrophic Fires | Contamination | Aggregated | 2065 | 5.6156e-09 | 22.7224 | 1.276e-07 | 2065 | Mitigation | 0.95 | 45 | 0 | esc | 0.00097009 | 5.4476e-12 | 0.00097009 | 5.4476e-12 | 0.0027785 | 5.9424e-12 | 0.0093813 | 5.3037e-08
[120 empty] | 7.3.3.17.5 (Remote Grid) Updates to grid topology to minimize risk of ignition in HFTDs Remote GridWLDFRContaminationAggregated | WLDFR | HFTD - Distribution - Tier 3 - 2QU CoRE ¦ 5QU LoRE | Non-Red Flag Warning - Catastrophic Fires | Contamination | Aggregated | 2066 | 5.6156e-09 | 22.7224 | 1.276e-07 | 2066 | Mitigation | 0.95 | 45 | 0 | esc | 0.00097009 | 5.4476e-12 | 0.00097009 | 5.4476e-12 | 0.0027785 | 5.9424e-12 | 0.0093813 | 5.3037e-08
[120 empty] | 7.3.3.17.5 (Remote Grid) Updates to grid topology to minimize risk of ignition in HFTDs Remote GridWLDFRContaminationAggregated | WLDFR | HFTD - Distribution - Tier 3 - 2QU CoRE ¦ 5QU LoRE | Non-Red Flag Warning - Catastrophic Fires | Contamination | Aggregated | 2067 | 5.6156e-09 | 22.7224 | 1.276e-07 | 2067 | Mitigation | 0.95 | 45 | 0 | esc | 0 | 0 | 0.00097009 | 5.4476e-12 | 0.0027785 | 5.9424e-12 | 0.0093813 | 5.3037e-08
[120 empty] | 7.3.3.17.5 (Remote Grid) Updates to grid topology to minimize risk of ignition in HFTDs Remote GridWLDFREquipment / facility failureAggregated | WLDFR | HFTD - Distribution - Tier 3 - 2QU CoRE ¦ 5QU LoRE | Non-Red Flag Warning - Catastrophic Fires | Equipment / facility failure | Aggregated | 2022 | 3.1924e-08 | 22.7224 | 7.254e-07 | 2022 | Mitigation | 0.95 | 45 | 0 | esc | 0.00097009 | 3.0969e-11 | 0 | 0 | 0.0027785 | 5.9424e-12 | 0 | 0
[120 empty] | 7.3.3.17.5 (Remote Grid) Updates to grid topology to minimize risk of ignition in HFTDs Remote GridWLDFREquipment / facility failureAggregated | WLDFR | HFTD - Distribution - Tier 3 - 2QU CoRE ¦ 5QU LoRE | Non-Red Flag Warning - Catastrophic Fires | Equipment / facility failure | Aggregated | 2023 | 3.1924e-08 | 22.7224 | 7.254e-07 | 2023 | Mitigation | 0.95 | 45 | 0 | esc | 0.00097009 | 3.0969e-11 | 0.00097009 | 3.0969e-11 | 0.0027785 | 5.9424e-12 | 0 | 0
[120 empty] | 7.3.3.17.5 (Remote Grid) Updates to grid topology to minimize risk of ignition in HFTDs Remote GridWLDFREquipment / facility failureAggregated | WLDFR | HFTD - Distribution - Tier 3 - 2QU CoRE ¦ 5QU LoRE | Non-Red Flag Warning - Catastrophic Fires | Equipment / facility failure | Aggregated | 2024 | 3.1924e-08 | 22.7224 | 7.254e-07 | 2024 | Mitigation | 0.95 | 45 | 0 | esc | 0.00097009 | 3.0969e-11 | 0.00097009 | 3.0969e-11 | 0.0027785 | 5.9424e-12 | 0.014004 | 2.8092e-08
[120 empty] | 7.3.3.17.5 (Remote Grid) Updates to grid topology to minimize risk of ignition in HFTDs Remote GridWLDFREquipment / facility failureAggregated | WLDFR | HFTD - Distribution - Tier 3 - 2QU CoRE ¦ 5QU LoRE | Non-Red Flag Warning - Catastrophic Fires | Equipment / facility failure | Aggregated | 2025 | 3.1924e-08 | 22.7224 | 7.254e-07 | 2025 | Mitigation | 0.95 | 45 | 0 | esc | 0.00097009 | 3.0969e-11 | 0.00097009 | 3.0969e-11 | 0.0027785 | 5.9424e-12 | 0.014004 | 2.8092e-08
[120 empty] | 7.3.3.17.5 (Remote Grid) Updates to grid topology to minimize risk of ignition in HFTDs Remote GridWLDFREquipment / facility failureAggregated | WLDFR | HFTD - Distribution - Tier 3 - 2QU CoRE ¦ 5QU LoRE | Non-Red Flag Warning - Catastrophic Fires | Equipment / facility failure | Aggregated | 2026 | 3.1924e-08 | 22.7224 | 7.254e-07 | 2026 | Mitigation | 0.95 | 45 | 0 | esc | 0.00097009 | 3.0969e-11 | 0.00097009 | 3.0969e-11 | 0.0027785 | 5.9424e-12 | 0.014004 | 2.8092e-08
[120 empty] | 7.3.3.17.5 (Remote Grid) Updates to grid topology to minimize risk of ignition in HFTDs Remote GridWLDFREquipment / facility failureAggregated | WLDFR | HFTD - Distribution - Tier 3 - 2QU CoRE ¦ 5QU LoRE | Non-Red Flag Warning - Catastrophic Fires | Equipment / facility failure | Aggregated | 2027 | 3.1924e-08 | 22.7224 | 7.254e-07 | 2027 | Mitigation | 0.95 | 45 | 0 | esc | 0.00097009 | 3.0969e-11 | 0.00097009 | 3.0969e-11 | 0.0027785 | 5.9424e-12 | 0.014004 | 2.8092e-08
[120 empty] | 7.3.3.17.5 (Remote Grid) Updates to grid topology to minimize risk of ignition in HFTDs Remote GridWLDFREquipment / facility failureAggregated | WLDFR | HFTD - Distribution - Tier 3 - 2QU CoRE ¦ 5QU LoRE | Non-Red Flag Warning - Catastrophic Fires | Equipment / facility failure | Aggregated | 2028 | 3.1924e-08 | 22.7224 | 7.254e-07 | 2028 | Mitigation | 0.95 | 45 | 0 | esc | 0.00097009 | 3.0969e-11 | 0.00097009 | 3.0969e-11 | 0.0027785 | 5.9424e-12 | 0.014004 | 2.8092e-08
[120 empty] | 7.3.3.17.5 (Remote Grid) Updates to grid topology to minimize risk of ignition in HFTDs Remote GridWLDFREquipment / facility failureAggregated | WLDFR | HFTD - Distribution - Tier 3 - 2QU CoRE ¦ 5QU LoRE | Non-Red Flag Warning - Catastrophic Fires | Equipment / facility failure | Aggregated | 2029 | 3.1924e-08 | 22.7224 | 7.254e-07 | 2029 | Mitigation | 0.95 | 45 | 0 | esc | 0.00097009 | 3.0969e-11 | 0.00097009 | 3.0969e-11 | 0.0027785 | 5.9424e-12 | 0.014004 | 2.8092e-08
[120 empty] | 7.3.3.17.5 (Remote Grid) Updates to grid topology to minimize risk of ignition in HFTDs Remote GridWLDFREquipment / facility failureAggregated | WLDFR | HFTD - Distribution - Tier 3 - 2QU CoRE ¦ 5QU LoRE | Non-Red Flag Warning - Catastrophic Fires | Equipment / facility failure | Aggregated | 2030 | 3.1924e-08 | 22.7224 | 7.254e-07 | 2030 | Mitigation | 0.95 | 45 | 0 | esc | 0.00097009 | 3.0969e-11 | 0.00097009 | 3.0969e-11 | 0.0027785 | 5.9424e-12 | 0.014004 | 2.8092e-08
[120 empty] | 7.3.3.17.5 (Remote Grid) Updates to grid topology to minimize risk of ignition in HFTDs Remote GridWLDFREquipment / facility failureAggregated | WLDFR | HFTD - Distribution - Tier 3 - 2QU CoRE ¦ 5QU LoRE | Non-Red Flag Warning - Catastrophic Fires | Equipment / facility failure | Aggregated | 2031 | 3.1924e-08 | 22.7224 | 7.254e-07 | 2031 | Mitigation | 0.95 | 45 | 0 | esc | 0.00097009 | 3.0969e-11 | 0.00097009 | 3.0969e-11 | 0.0027785 | 5.9424e-12 | 0.014004 | 2.8092e-08
[120 empty] | 7.3.3.17.5 (Remote Grid) Updates to grid topology to minimize risk of ignition in HFTDs Remote GridWLDFREquipment / facility failureAggregated | WLDFR | HFTD - Distribution - Tier 3 - 2QU CoRE ¦ 5QU LoRE | Non-Red Flag Warning - Catastrophic Fires | Equipment / facility failure | Aggregated | 2032 | 3.1924e-08 | 22.7224 | 7.254e-07 | 2032 | Mitigation | 0.95 | 45 | 0 | esc | 0.00097009 | 3.0969e-11 | 0.00097009 | 3.0969e-11 | 0.0027785 | 5.9424e-12 | 0.014004 | 2.8092e-08
[120 empty] | 7.3.3.17.5 (Remote Grid) Updates to grid topology to minimize risk of ignition in HFTDs Remote GridWLDFREquipment / facility failureAggregated | WLDFR | HFTD - Distribution - Tier 3 - 2QU CoRE ¦ 5QU LoRE | Non-Red Flag Warning - Catastrophic Fires | Equipment / facility failure | Aggregated | 2033 | 3.1924e-08 | 22.7224 | 7.254e-07 | 2033 | Mitigation | 0.95 | 45 | 0 | esc | 0.00097009 | 3.0969e-11 | 0.00097009 | 3.0969e-11 | 0.0027785 | 5.9424e-12 | 0.014004 | 2.8092e-08
[120 empty] | 7.3.3.17.5 (Remote Grid) Updates to grid topology to minimize risk of ignition in HFTDs Remote GridWLDFREquipment / facility failureAggregated | WLDFR | HFTD - Distribution - Tier 3 - 2QU CoRE ¦ 5QU LoRE | Non-Red Flag Warning - Catastrophic Fires | Equipment / facility failure | Aggregated | 2034 | 3.1924e-08 | 22.7224 | 7.254e-07 | 2034 | Mitigation | 0.95 | 45 | 0 | esc | 0.00097009 | 3.0969e-11 | 0.00097009 | 3.0969e-11 | 0.0027785 | 5.9424e-12 | 0.014004 | 2.8092e-08
[120 empty] | 7.3.3.17.5 (Remote Grid) Updates to grid topology to minimize risk of ignition in HFTDs Remote GridWLDFREquipment / facility failureAggregated | WLDFR | HFTD - Distribution - Tier 3 - 2QU CoRE ¦ 5QU LoRE | Non-Red Flag Warning - Catastrophic Fires | Equipment / facility failure | Aggregated | 2035 | 3.1924e-08 | 22.7224 | 7.254e-07 | 2035 | Mitigation | 0.95 | 45 | 0 | esc | 0.00097009 | 3.0969e-11 | 0.00097009 | 3.0969e-11 | 0.0027785 | 5.9424e-12 | 0.014004 | 2.8092e-08
[120 empty] | 7.3.3.17.5 (Remote Grid) Updates to grid topology to minimize risk of ignition in HFTDs Remote GridWLDFREquipment / facility failureAggregated | WLDFR | HFTD - Distribution - Tier 3 - 2QU CoRE ¦ 5QU LoRE | Non-Red Flag Warning - Catastrophic Fires | Equipment / facility failure | Aggregated | 2036 | 3.1924e-08 | 22.7224 | 7.254e-07 | 2036 | Mitigation | 0.95 | 45 | 0 | esc | 0.00097009 | 3.0969e-11 | 0.00097009 | 3.0969e-11 | 0.0027785 | 5.9424e-12 | 0.014004 | 2.8092e-08
[120 empty] | 7.3.3.17.5 (Remote Grid) Updates to grid topology to minimize risk of ignition in HFTDs Remote GridWLDFREquipment / facility failureAggregated | WLDFR | HFTD - Distribution - Tier 3 - 2QU CoRE ¦ 5QU LoRE | Non-Red Flag Warning - Catastrophic Fires | Equipment / facility failure | Aggregated | 2037 | 3.1924e-08 | 22.7224 | 7.254e-07 | 2037 | Mitigation | 0.95 | 45 | 0 | esc | 0.00097009 | 3.0969e-11 | 0.00097009 | 3.0969e-11 | 0.0027785 | 5.9424e-12 | 0.014004 | 2.8092e-08
[120 empty] | 7.3.3.17.5 (Remote Grid) Updates to grid topology to minimize risk of ignition in HFTDs Remote GridWLDFREquipment / facility failureAggregated | WLDFR | HFTD - Distribution - Tier 3 - 2QU CoRE ¦ 5QU LoRE | Non-Red Flag Warning - Catastrophic Fires | Equipment / facility failure | Aggregated | 2038 | 3.1924e-08 | 22.7224 | 7.254e-07 | 2038 | Mitigation | 0.95 | 45 | 0 | esc | 0.00097009 | 3.0969e-11 | 0.00097009 | 3.0969e-11 | 0.0027785 | 5.9424e-12 | 0.014004 | 2.8092e-08
[120 empty] | 7.3.3.17.5 (Remote Grid) Updates to grid topology to minimize risk of ignition in HFTDs Remote GridWLDFREquipment / facility failureAggregated | WLDFR | HFTD - Distribution - Tier 3 - 2QU CoRE ¦ 5QU LoRE | Non-Red Flag Warning - Catastrophic Fires | Equipment / facility failure | Aggregated | 2039 | 3.1924e-08 | 22.7224 | 7.254e-07 | 2039 | Mitigation | 0.95 | 45 | 0 | esc | 0.00097009 | 3.0969e-11 | 0.00097009 | 3.0969e-11 | 0.0027785 | 5.9424e-12 | 0.014004 | 2.8092e-08
[120 empty] | 7.3.3.17.5 (Remote Grid) Updates to grid topology to minimize risk of ignition in HFTDs Remote GridWLDFREquipment / facility failureAggregated | WLDFR | HFTD - Distribution - Tier 3 - 2QU CoRE ¦ 5QU LoRE | Non-Red Flag Warning - Catastrophic Fires | Equipment / facility failure | Aggregated | 2040 | 3.1924e-08 | 22.7224 | 7.254e-07 | 2040 | Mitigation | 0.95 | 45 | 0 | esc | 0.00097009 | 3.0969e-11 | 0.00097009 | 3.0969e-11 | 0.0027785 | 5.9424e-12 | 0.014004 | 2.8092e-08
[120 empty] | 7.3.3.17.5 (Remote Grid) Updates to grid topology to minimize risk of ignition in HFTDs Remote GridWLDFREquipment / facility failureAggregated | WLDFR | HFTD - Distribution - Tier 3 - 2QU CoRE ¦ 5QU LoRE | Non-Red Flag Warning - Catastrophic Fires | Equipment / facility failure | Aggregated | 2041 | 3.1924e-08 | 22.7224 | 7.254e-07 | 2041 | Mitigation | 0.95 | 45 | 0 | esc | 0.00097009 | 3.0969e-11 | 0.00097009 | 3.0969e-11 | 0.0027785 | 5.9424e-12 | 0.014004 | 2.8092e-08
[120 empty] | 7.3.3.17.5 (Remote Grid) Updates to grid topology to minimize risk of ignition in HFTDs Remote GridWLDFREquipment / facility failureAggregated | WLDFR | HFTD - Distribution - Tier 3 - 2QU CoRE ¦ 5QU LoRE | Non-Red Flag Warning - Catastrophic Fires | Equipment / facility failure | Aggregated | 2042 | 3.1924e-08 | 22.7224 | 7.254e-07 | 2042 | Mitigation | 0.95 | 45 | 0 | esc | 0.00097009 | 3.0969e-11 | 0.00097009 | 3.0969e-11 | 0.0027785 | 5.9424e-12 | 0.014004 | 2.8092e-08
[120 empty] | 7.3.3.17.5 (Remote Grid) Updates to grid topology to minimize risk of ignition in HFTDs Remote GridWLDFREquipment / facility failureAggregated | WLDFR | HFTD - Distribution - Tier 3 - 2QU CoRE ¦ 5QU LoRE | Non-Red Flag Warning - Catastrophic Fires | Equipment / facility failure | Aggregated | 2043 | 3.1924e-08 | 22.7224 | 7.254e-07 | 2043 | Mitigation | 0.95 | 45 | 0 | esc | 0.00097009 | 3.0969e-11 | 0.00097009 | 3.0969e-11 | 0.0027785 | 5.9424e-12 | 0.014004 | 2.8092e-08
[120 empty] | 7.3.3.17.5 (Remote Grid) Updates to grid topology to minimize risk of ignition in HFTDs Remote GridWLDFREquipment / facility failureAggregated | WLDFR | HFTD - Distribution - Tier 3 - 2QU CoRE ¦ 5QU LoRE | Non-Red Flag Warning - Catastrophic Fires | Equipment / facility failure | Aggregated | 2044 | 3.1924e-08 | 22.7224 | 7.254e-07 | 2044 | Mitigation | 0.95 | 45 | 0 | esc | 0.00097009 | 3.0969e-11 | 0.00097009 | 3.0969e-11 | 0.0027785 | 5.9424e-12 | 0.014004 | 2.8092e-08
[120 empty] | 7.3.3.17.5 (Remote Grid) Updates to grid topology to minimize risk of ignition in HFTDs Remote GridWLDFREquipment / facility failureAggregated | WLDFR | HFTD - Distribution - Tier 3 - 2QU CoRE ¦ 5QU LoRE | Non-Red Flag Warning - Catastrophic Fires | Equipment / facility failure | Aggregated | 2045 | 3.1924e-08 | 22.7224 | 7.254e-07 | 2045 | Mitigation | 0.95 | 45 | 0 | esc | 0.00097009 | 3.0969e-11 | 0.00097009 | 3.0969e-11 | 0.0027785 | 5.9424e-12 | 0.014004 | 2.8092e-08
[120 empty] | 7.3.3.17.5 (Remote Grid) Updates to grid topology to minimize risk of ignition in HFTDs Remote GridWLDFREquipment / facility failureAggregated | WLDFR | HFTD - Distribution - Tier 3 - 2QU CoRE ¦ 5QU LoRE | Non-Red Flag Warning - Catastrophic Fires | Equipment / facility failure | Aggregated | 2046 | 3.1924e-08 | 22.7224 | 7.254e-07 | 2046 | Mitigation | 0.95 | 45 | 0 | esc | 0.00097009 | 3.0969e-11 | 0.00097009 | 3.0969e-11 | 0 | 0 | 0.014004 | 2.8092e-08
[120 empty] | 7.3.3.17.5 (Remote Grid) Updates to grid topology to minimize risk of ignition in HFTDs Remote GridWLDFREquipment / facility failureAggregated | WLDFR | HFTD - Distribution - Tier 3 - 2QU CoRE ¦ 5QU LoRE | Non-Red Flag Warning - Catastrophic Fires | Equipment / facility failure | Aggregated | 2047 | 3.1924e-08 | 22.7224 | 7.254e-07 | 2047 | Mitigation | 0.95 | 45 | 0 | esc | 0.00097009 | 3.0969e-11 | 0.00097009 | 3.0969e-11 | 0.0027785 | 4.8542e-11 | 0.014004 | 2.8092e-08
[120 empty] | 7.3.3.17.5 (Remote Grid) Updates to grid topology to minimize risk of ignition in HFTDs Remote GridWLDFREquipment / facility failureAggregated | WLDFR | HFTD - Distribution - Tier 3 - 2QU CoRE ¦ 5QU LoRE | Non-Red Flag Warning - Catastrophic Fires | Equipment / facility failure | Aggregated | 2048 | 3.1924e-08 | 22.7224 | 7.254e-07 | 2048 | Mitigation | 0.95 | 45 | 0 | esc | 0.00097009 | 3.0969e-11 | 0.00097009 | 3.0969e-11 | 0.0027785 | 4.8542e-11 | 0.014004 | 2.8092e-08
[120 empty] | 7.3.3.17.5 (Remote Grid) Updates to grid topology to minimize risk of ignition in HFTDs Remote GridWLDFREquipment / facility failureAggregated | WLDFR | HFTD - Distribution - Tier 3 - 2QU CoRE ¦ 5QU LoRE | Non-Red Flag Warning - Catastrophic Fires | Equipment / facility failure | Aggregated | 2049 | 3.1924e-08 | 22.7224 | 7.254e-07 | 2049 | Mitigation | 0.95 | 45 | 0 | esc | 0.00097009 | 3.0969e-11 | 0.00097009 | 3.0969e-11 | 0.0027785 | 4.8542e-11 | 0.014004 | 2.8092e-08
[120 empty] | 7.3.3.17.5 (Remote Grid) Updates to grid topology to minimize risk of ignition in HFTDs Remote GridWLDFREquipment / facility failureAggregated | WLDFR | HFTD - Distribution - Tier 3 - 2QU CoRE ¦ 5QU LoRE | Non-Red Flag Warning - Catastrophic Fires | Equipment / facility failure | Aggregated | 2050 | 3.1924e-08 | 22.7224 | 7.254e-07 | 2050 | Mitigation | 0.95 | 45 | 0 | esc | 0.00097009 | 3.0969e-11 | 0.00097009 | 3.0969e-11 | 0.0027785 | 4.8542e-11 | 0.014004 | 2.8092e-08
[120 empty] | 7.3.3.17.5 (Remote Grid) Updates to grid topology to minimize risk of ignition in HFTDs Remote GridWLDFREquipment / facility failureAggregated | WLDFR | HFTD - Distribution - Tier 3 - 2QU CoRE ¦ 5QU LoRE | Non-Red Flag Warning - Catastrophic Fires | Equipment / facility failure | Aggregated | 2051 | 3.1924e-08 | 22.7224 | 7.254e-07 | 2051 | Mitigation | 0.95 | 45 | 0 | esc | 0.00097009 | 3.0969e-11 | 0.00097009 | 3.0969e-11 | 0.0027785 | 4.8542e-11 | 0.014004 | 2.8092e-08
[120 empty] | 7.3.3.17.5 (Remote Grid) Updates to grid topology to minimize risk of ignition in HFTDs Remote GridWLDFREquipment / facility failureAggregated | WLDFR | HFTD - Distribution - Tier 3 - 2QU CoRE ¦ 5QU LoRE | Non-Red Flag Warning - Catastrophic Fires | Equipment / facility failure | Aggregated | 2052 | 3.1924e-08 | 22.7224 | 7.254e-07 | 2052 | Mitigation | 0.95 | 45 | 0 | esc | 0.00097009 | 3.0969e-11 | 0.00097009 | 3.0969e-11 | 0.0027785 | 4.8542e-11 | 0.014004 | 2.8092e-08
[120 empty] | 7.3.3.17.5 (Remote Grid) Updates to grid topology to minimize risk of ignition in HFTDs Remote GridWLDFREquipment / facility failureAggregated | WLDFR | HFTD - Distribution - Tier 3 - 2QU CoRE ¦ 5QU LoRE | Non-Red Flag Warning - Catastrophic Fires | Equipment / facility failure | Aggregated | 2053 | 3.1924e-08 | 22.7224 | 7.254e-07 | 2053 | Mitigation | 0.95 | 45 | 0 | esc | 0.00097009 | 3.0969e-11 | 0.00097009 | 3.0969e-11 | 0.0027785 | 4.8542e-11 | 0.014004 | 2.8092e-08
[120 empty] | 7.3.3.17.5 (Remote Grid) Updates to grid topology to minimize risk of ignition in HFTDs Remote GridWLDFREquipment / facility failureAggregated | WLDFR | HFTD - Distribution - Tier 3 - 2QU CoRE ¦ 5QU LoRE | Non-Red Flag Warning - Catastrophic Fires | Equipment / facility failure | Aggregated | 2054 | 3.1924e-08 | 22.7224 | 7.254e-07 | 2054 | Mitigation | 0.95 | 45 | 0 | esc | 0.00097009 | 3.0969e-11 | 0.00097009 | 3.0969e-11 | 0.0027785 | 4.8542e-11 | 0 | 0
[120 empty] | 7.3.3.17.5 (Remote Grid) Updates to grid topology to minimize risk of ignition in HFTDs Remote GridWLDFREquipment / facility failureAggregated | WLDFR | HFTD - Distribution - Tier 3 - 2QU CoRE ¦ 5QU LoRE | Non-Red Flag Warning - Catastrophic Fires | Equipment / facility failure | Aggregated | 2055 | 3.1924e-08 | 22.7224 | 7.254e-07 | 2055 | Mitigation | 0.95 | 45 | 0 | esc | 0.00097009 | 3.0969e-11 | 0.00097009 | 3.0969e-11 | 0.0027785 | 4.8542e-11 | 0 | 0
[120 empty] | 7.3.3.17.5 (Remote Grid) Updates to grid topology to minimize risk of ignition in HFTDs Remote GridWLDFREquipment / facility failureAggregated | WLDFR | HFTD - Distribution - Tier 3 - 2QU CoRE ¦ 5QU LoRE | Non-Red Flag Warning - Catastrophic Fires | Equipment / facility failure | Aggregated | 2056 | 3.1924e-08 | 22.7224 | 7.254e-07 | 2056 | Mitigation | 0.95 | 45 | 0 | esc | 0.00097009 | 3.0969e-11 | 0.00097009 | 3.0969e-11 | 0.0027785 | 4.8542e-11 | 0.012777 | 2.3845e-08
[120 empty] | 7.3.3.17.5 (Remote Grid) Updates to grid topology to minimize risk of ignition in HFTDs Remote GridWLDFREquipment / facility failureAggregated | WLDFR | HFTD - Distribution - Tier 3 - 2QU CoRE ¦ 5QU LoRE | Non-Red Flag Warning - Catastrophic Fires | Equipment / facility failure | Aggregated | 2057 | 3.1924e-08 | 22.7224 | 7.254e-07 | 2057 | Mitigation | 0.95 | 45 | 0 | esc | 0.00097009 | 3.0969e-11 | 0.00097009 | 3.0969e-11 | 0.0027785 | 4.8542e-11 | 0.012777 | 2.3845e-08
[120 empty] | 7.3.3.17.5 (Remote Grid) Updates to grid topology to minimize risk of ignition in HFTDs Remote GridWLDFREquipment / facility failureAggregated | WLDFR | HFTD - Distribution - Tier 3 - 2QU CoRE ¦ 5QU LoRE | Non-Red Flag Warning - Catastrophic Fires | Equipment / facility failure | Aggregated | 2058 | 3.1924e-08 | 22.7224 | 7.254e-07 | 2058 | Mitigation | 0.95 | 45 | 0 | esc | 0.00097009 | 3.0969e-11 | 0.00097009 | 3.0969e-11 | 0.0027785 | 4.8542e-11 | 0.012777 | 2.3845e-08
[120 empty] | 7.3.3.17.5 (Remote Grid) Updates to grid topology to minimize risk of ignition in HFTDs Remote GridWLDFREquipment / facility failureAggregated | WLDFR | HFTD - Distribution - Tier 3 - 2QU CoRE ¦ 5QU LoRE | Non-Red Flag Warning - Catastrophic Fires | Equipment / facility failure | Aggregated | 2059 | 3.1924e-08 | 22.7224 | 7.254e-07 | 2059 | Mitigation | 0.95 | 45 | 0 | esc | 0.00097009 | 3.0969e-11 | 0.00097009 | 3.0969e-11 | 0.0027785 | 4.8542e-11 | 0.012777 | 2.3845e-08
[120 empty] | 7.3.3.17.5 (Remote Grid) Updates to grid topology to minimize risk of ignition in HFTDs Remote GridWLDFREquipment / facility failureAggregated | WLDFR | HFTD - Distribution - Tier 3 - 2QU CoRE ¦ 5QU LoRE | Non-Red Flag Warning - Catastrophic Fires | Equipment / facility failure | Aggregated | 2060 | 3.1924e-08 | 22.7224 | 7.254e-07 | 2060 | Mitigation | 0.95 | 45 | 0 | esc | 0.00097009 | 3.0969e-11 | 0.00097009 | 3.0969e-11 | 0.0027785 | 4.8542e-11 | 0.012777 | 2.3845e-08
[120 empty] | 7.3.3.17.5 (Remote Grid) Updates to grid topology to minimize risk of ignition in HFTDs Remote GridWLDFREquipment / facility failureAggregated | WLDFR | HFTD - Distribution - Tier 3 - 2QU CoRE ¦ 5QU LoRE | Non-Red Flag Warning - Catastrophic Fires | Equipment / facility failure | Aggregated | 2061 | 3.1924e-08 | 22.7224 | 7.254e-07 | 2061 | Mitigation | 0.95 | 45 | 0 | esc | 0.00097009 | 3.0969e-11 | 0.00097009 | 3.0969e-11 | 0.0027785 | 4.8542e-11 | 0.012777 | 2.3845e-08
[120 empty] | 7.3.3.17.5 (Remote Grid) Updates to grid topology to minimize risk of ignition in HFTDs Remote GridWLDFREquipment / facility failureAggregated | WLDFR | HFTD - Distribution - Tier 3 - 2QU CoRE ¦ 5QU LoRE | Non-Red Flag Warning - Catastrophic Fires | Equipment / facility failure | Aggregated | 2062 | 3.1924e-08 | 22.7224 | 7.254e-07 | 2062 | Mitigation | 0.95 | 45 | 0 | esc | 0.00097009 | 3.0969e-11 | 0.00097009 | 3.0969e-11 | 0.0027785 | 4.8542e-11 | 0.012777 | 2.3845e-08
[120 empty] | 7.3.3.17.5 (Remote Grid) Updates to grid topology to minimize risk of ignition in HFTDs Remote GridWLDFREquipment / facility failureAggregated | WLDFR | HFTD - Distribution - Tier 3 - 2QU CoRE ¦ 5QU LoRE | Non-Red Flag Warning - Catastrophic Fires | Equipment / facility failure | Aggregated | 2063 | 3.1924e-08 | 22.7224 | 7.254e-07 | 2063 | Mitigation | 0.95 | 45 | 0 | esc | 0.00097009 | 3.0969e-11 | 0.00097009 | 3.0969e-11 | 0.0027785 | 4.8542e-11 | 0.012777 | 2.3845e-08
[120 empty] | 7.3.3.17.5 (Remote Grid) Updates to grid topology to minimize risk of ignition in HFTDs Remote GridWLDFREquipment / facility failureAggregated | WLDFR | HFTD - Distribution - Tier 3 - 2QU CoRE ¦ 5QU LoRE | Non-Red Flag Warning - Catastrophic Fires | Equipment / facility failure | Aggregated | 2064 | 3.1924e-08 | 22.7224 | 7.254e-07 | 2064 | Mitigation | 0.95 | 45 | 0 | esc | 0.00097009 | 3.0969e-11 | 0.00097009 | 3.0969e-11 | 0.0027785 | 4.8542e-11 | 0.012777 | 2.3845e-08
[120 empty] | 7.3.3.17.5 (Remote Grid) Updates to grid topology to minimize risk of ignition in HFTDs Remote GridWLDFREquipment / facility failureAggregated | WLDFR | HFTD - Distribution - Tier 3 - 2QU CoRE ¦ 5QU LoRE | Non-Red Flag Warning - Catastrophic Fires | Equipment / facility failure | Aggregated | 2065 | 3.1924e-08 | 22.7224 | 7.254e-07 | 2065 | Mitigation | 0.95 | 45 | 0 | esc | 0.00097009 | 3.0969e-11 | 0.00097009 | 3.0969e-11 | 0.0027785 | 4.8542e-11 | 0.012777 | 2.3845e-08
[120 empty] | 7.3.3.17.5 (Remote Grid) Updates to grid topology to minimize risk of ignition in HFTDs Remote GridWLDFREquipment / facility failureAggregated | WLDFR | HFTD - Distribution - Tier 3 - 2QU CoRE ¦ 5QU LoRE | Non-Red Flag Warning - Catastrophic Fires | Equipment / facility failure | Aggregated | 2066 | 3.1924e-08 | 22.7224 | 7.254e-07 | 2066 | Mitigation | 0.95 | 45 | 0 | esc | 0.00097009 | 3.0969e-11 | 0.00097009 | 3.0969e-11 | 0.0027785 | 4.8542e-11 | 0.012777 | 2.3845e-08
[120 empty] | 7.3.3.17.5 (Remote Grid) Updates to grid topology to minimize risk of ignition in HFTDs Remote GridWLDFREquipment / facility failureAggregated | WLDFR | HFTD - Distribution - Tier 3 - 2QU CoRE ¦ 5QU LoRE | Non-Red Flag Warning - Catastrophic Fires | Equipment / facility failure | Aggregated | 2067 | 3.1924e-08 | 22.7224 | 7.254e-07 | 2067 | Mitigation | 0.95 | 45 | 0 | esc | 0 | 0 | 0.00097009 | 3.0969e-11 | 0.0027785 | 4.8542e-11 | 0.012777 | 2.3845e-08
[120 empty] | 7.3.3.17.5 (Remote Grid) Updates to grid topology to minimize risk of ignition in HFTDs Remote GridWLDFRVegetation ContactAggregated | WLDFR | HFTD - Distribution - Tier 3 - 2QU CoRE ¦ 5QU LoRE | Non-Red Flag Warning - Catastrophic Fires | Vegetation Contact | Aggregated | 2022 | 3.8301e-07 | 22.7224 | 8.703e-06 | 2022 | Mitigation | 0.95 | 45 | 0 | esc | 0.00097009 | 3.7156e-10 | 0 | 0 | 0.0027785 | 4.8542e-11 | 0.012777 | 2.3845e-08
[120 empty] | 7.3.3.17.5 (Remote Grid) Updates to grid topology to minimize risk of ignition in HFTDs Remote GridWLDFRVegetation ContactAggregated | WLDFR | HFTD - Distribution - Tier 3 - 2QU CoRE ¦ 5QU LoRE | Non-Red Flag Warning - Catastrophic Fires | Vegetation Contact | Aggregated | 2023 | 3.8301e-07 | 22.7224 | 8.703e-06 | 2023 | Mitigation | 0.95 | 45 | 0 | esc | 0.00097009 | 3.7156e-10 | 0.00097009 | 3.7156e-10 | 0.0027785 | 4.8542e-11 | 0.012777 | 2.3845e-08
[120 empty] | 7.3.3.17.5 (Remote Grid) Updates to grid topology to minimize risk of ignition in HFTDs Remote GridWLDFRVegetation ContactAggregated | WLDFR | HFTD - Distribution - Tier 3 - 2QU CoRE ¦ 5QU LoRE | Non-Red Flag Warning - Catastrophic Fires | Vegetation Contact | Aggregated | 2024 | 3.8301e-07 | 22.7224 | 8.703e-06 | 2024 | Mitigation | 0.95 | 45 | 0 | esc | 0.00097009 | 3.7156e-10 | 0.00097009 | 3.7156e-10 | 0.0027785 | 4.8542e-11 | 0.012777 | 2.3845e-08
[120 empty] | 7.3.3.17.5 (Remote Grid) Updates to grid topology to minimize risk of ignition in HFTDs Remote GridWLDFRVegetation ContactAggregated | WLDFR | HFTD - Distribution - Tier 3 - 2QU CoRE ¦ 5QU LoRE | Non-Red Flag Warning - Catastrophic Fires | Vegetation Contact | Aggregated | 2025 | 3.8301e-07 | 22.7224 | 8.703e-06 | 2025 | Mitigation | 0.95 | 45 | 0 | esc | 0.00097009 | 3.7156e-10 | 0.00097009 | 3.7156e-10 | 0.0027785 | 4.8542e-11 | 0.012777 | 2.3845e-08
[120 empty] | 7.3.3.17.5 (Remote Grid) Updates to grid topology to minimize risk of ignition in HFTDs Remote GridWLDFRVegetation ContactAggregated | WLDFR | HFTD - Distribution - Tier 3 - 2QU CoRE ¦ 5QU LoRE | Non-Red Flag Warning - Catastrophic Fires | Vegetation Contact | Aggregated | 2026 | 3.8301e-07 | 22.7224 | 8.703e-06 | 2026 | Mitigation | 0.95 | 45 | 0 | esc | 0.00097009 | 3.7156e-10 | 0.00097009 | 3.7156e-10 | 0.0027785 | 4.8542e-11 | 0.012777 | 2.3845e-08
[120 empty] | 7.3.3.17.5 (Remote Grid) Updates to grid topology to minimize risk of ignition in HFTDs Remote GridWLDFRVegetation ContactAggregated | WLDFR | HFTD - Distribution - Tier 3 - 2QU CoRE ¦ 5QU LoRE | Non-Red Flag Warning - Catastrophic Fires | Vegetation Contact | Aggregated | 2027 | 3.8301e-07 | 22.7224 | 8.703e-06 | 2027 | Mitigation | 0.95 | 45 | 0 | esc | 0.00097009 | 3.7156e-10 | 0.00097009 | 3.7156e-10 | 0.0027785 | 4.8542e-11 | 0.012777 | 2.3845e-08
[120 empty] | 7.3.3.17.5 (Remote Grid) Updates to grid topology to minimize risk of ignition in HFTDs Remote GridWLDFRVegetation ContactAggregated | WLDFR | HFTD - Distribution - Tier 3 - 2QU CoRE ¦ 5QU LoRE | Non-Red Flag Warning - Catastrophic Fires | Vegetation Contact | Aggregated | 2028 | 3.8301e-07 | 22.7224 | 8.703e-06 | 2028 | Mitigation | 0.95 | 45 | 0 | esc | 0.00097009 | 3.7156e-10 | 0.00097009 | 3.7156e-10 | 0.0027785 | 4.8542e-11 | 0.012777 | 2.3845e-08
[120 empty] | 7.3.3.17.5 (Remote Grid) Updates to grid topology to minimize risk of ignition in HFTDs Remote GridWLDFRVegetation ContactAggregated | WLDFR | HFTD - Distribution - Tier 3 - 2QU CoRE ¦ 5QU LoRE | Non-Red Flag Warning - Catastrophic Fires | Vegetation Contact | Aggregated | 2029 | 3.8301e-07 | 22.7224 | 8.703e-06 | 2029 | Mitigation | 0.95 | 45 | 0 | esc | 0.00097009 | 3.7156e-10 | 0.00097009 | 3.7156e-10 | 0.0027785 | 4.8542e-11 | 0.012777 | 2.3845e-08
[120 empty] | 7.3.3.17.5 (Remote Grid) Updates to grid topology to minimize risk of ignition in HFTDs Remote GridWLDFRVegetation ContactAggregated | WLDFR | HFTD - Distribution - Tier 3 - 2QU CoRE ¦ 5QU LoRE | Non-Red Flag Warning - Catastrophic Fires | Vegetation Contact | Aggregated | 2030 | 3.8301e-07 | 22.7224 | 8.703e-06 | 2030 | Mitigation | 0.95 | 45 | 0 | esc | 0.00097009 | 3.7156e-10 | 0.00097009 | 3.7156e-10 | 0.0027785 | 4.8542e-11 | 0.012777 | 2.3845e-08
[120 empty] | 7.3.3.17.5 (Remote Grid) Updates to grid topology to minimize risk of ignition in HFTDs Remote GridWLDFRVegetation ContactAggregated | WLDFR | HFTD - Distribution - Tier 3 - 2QU CoRE ¦ 5QU LoRE | Non-Red Flag Warning - Catastrophic Fires | Vegetation Contact | Aggregated | 2031 | 3.8301e-07 | 22.7224 | 8.703e-06 | 2031 | Mitigation | 0.95 | 45 | 0 | esc | 0.00097009 | 3.7156e-10 | 0.00097009 | 3.7156e-10 | 0.0027785 | 4.8542e-11 | 0.012777 | 2.3845e-08
[120 empty] | 7.3.3.17.5 (Remote Grid) Updates to grid topology to minimize risk of ignition in HFTDs Remote GridWLDFRVegetation ContactAggregated | WLDFR | HFTD - Distribution - Tier 3 - 2QU CoRE ¦ 5QU LoRE | Non-Red Flag Warning - Catastrophic Fires | Vegetation Contact | Aggregated | 2032 | 3.8301e-07 | 22.7224 | 8.703e-06 | 2032 | Mitigation | 0.95 | 45 | 0 | esc | 0.00097009 | 3.7156e-10 | 0.00097009 | 3.7156e-10 | 0.0027785 | 4.8542e-11 | 0.012777 | 2.3845e-08
[120 empty] | 7.3.3.17.5 (Remote Grid) Updates to grid topology to minimize risk of ignition in HFTDs Remote GridWLDFRVegetation ContactAggregated | WLDFR | HFTD - Distribution - Tier 3 - 2QU CoRE ¦ 5QU LoRE | Non-Red Flag Warning - Catastrophic Fires | Vegetation Contact | Aggregated | 2033 | 3.8301e-07 | 22.7224 | 8.703e-06 | 2033 | Mitigation | 0.95 | 45 | 0 | esc | 0.00097009 | 3.7156e-10 | 0.00097009 | 3.7156e-10 | 0.0027785 | 4.8542e-11 | 0.012777 | 2.3845e-08
[120 empty] | 7.3.3.17.5 (Remote Grid) Updates to grid topology to minimize risk of ignition in HFTDs Remote GridWLDFRVegetation ContactAggregated | WLDFR | HFTD - Distribution - Tier 3 - 2QU CoRE ¦ 5QU LoRE | Non-Red Flag Warning - Catastrophic Fires | Vegetation Contact | Aggregated | 2034 | 3.8301e-07 | 22.7224 | 8.703e-06 | 2034 | Mitigation | 0.95 | 45 | 0 | esc | 0.00097009 | 3.7156e-10 | 0.00097009 | 3.7156e-10 | 0.0027785 | 4.8542e-11 | 0.012777 | 2.3845e-08
[120 empty] | 7.3.3.17.5 (Remote Grid) Updates to grid topology to minimize risk of ignition in HFTDs Remote GridWLDFRVegetation ContactAggregated | WLDFR | HFTD - Distribution - Tier 3 - 2QU CoRE ¦ 5QU LoRE | Non-Red Flag Warning - Catastrophic Fires | Vegetation Contact | Aggregated | 2035 | 3.8301e-07 | 22.7224 | 8.703e-06 | 2035 | Mitigation | 0.95 | 45 | 0 | esc | 0.00097009 | 3.7156e-10 | 0.00097009 | 3.7156e-10 | 0.0027785 | 4.8542e-11 | 0.012777 | 2.3845e-08
[120 empty] | 7.3.3.17.5 (Remote Grid) Updates to grid topology to minimize risk of ignition in HFTDs Remote GridWLDFRVegetation ContactAggregated | WLDFR | HFTD - Distribution - Tier 3 - 2QU CoRE ¦ 5QU LoRE | Non-Red Flag Warning - Catastrophic Fires | Vegetation Contact | Aggregated | 2036 | 3.8301e-07 | 22.7224 | 8.703e-06 | 2036 | Mitigation | 0.95 | 45 | 0 | esc | 0.00097009 | 3.7156e-10 | 0.00097009 | 3.7156e-10 | 0.0027785 | 4.8542e-11 | 0.012777 | 2.3845e-08
[120 empty] | 7.3.3.17.5 (Remote Grid) Updates to grid topology to minimize risk of ignition in HFTDs Remote GridWLDFRVegetation ContactAggregated | WLDFR | HFTD - Distribution - Tier 3 - 2QU CoRE ¦ 5QU LoRE | Non-Red Flag Warning - Catastrophic Fires | Vegetation Contact | Aggregated | 2037 | 3.8301e-07 | 22.7224 | 8.703e-06 | 2037 | Mitigation | 0.95 | 45 | 0 | esc | 0.00097009 | 3.7156e-10 | 0.00097009 | 3.7156e-10 | 0.0027785 | 4.8542e-11 | 0.012777 | 2.3845e-08
[120 empty] | 7.3.3.17.5 (Remote Grid) Updates to grid topology to minimize risk of ignition in HFTDs Remote GridWLDFRVegetation ContactAggregated | WLDFR | HFTD - Distribution - Tier 3 - 2QU CoRE ¦ 5QU LoRE | Non-Red Flag Warning - Catastrophic Fires | Vegetation Contact | Aggregated | 2038 | 3.8301e-07 | 22.7224 | 8.703e-06 | 2038 | Mitigation | 0.95 | 45 | 0 | esc | 0.00097009 | 3.7156e-10 | 0.00097009 | 3.7156e-10 | 0.0027785 | 4.8542e-11 | 0.012777 | 2.3845e-08
[120 empty] | 7.3.3.17.5 (Remote Grid) Updates to grid topology to minimize risk of ignition in HFTDs Remote GridWLDFRVegetation ContactAggregated | WLDFR | HFTD - Distribution - Tier 3 - 2QU CoRE ¦ 5QU LoRE | Non-Red Flag Warning - Catastrophic Fires | Vegetation Contact | Aggregated | 2039 | 3.8301e-07 | 22.7224 | 8.703e-06 | 2039 | Mitigation | 0.95 | 45 | 0 | esc | 0.00097009 | 3.7156e-10 | 0.00097009 | 3.7156e-10 | 0.0027785 | 4.8542e-11 | 0.012777 | 2.3845e-08
[120 empty] | 7.3.3.17.5 (Remote Grid) Updates to grid topology to minimize risk of ignition in HFTDs Remote GridWLDFRVegetation ContactAggregated | WLDFR | HFTD - Distribution - Tier 3 - 2QU CoRE ¦ 5QU LoRE | Non-Red Flag Warning - Catastrophic Fires | Vegetation Contact | Aggregated | 2040 | 3.8301e-07 | 22.7224 | 8.703e-06 | 2040 | Mitigation | 0.95 | 45 | 0 | esc | 0.00097009 | 3.7156e-10 | 0.00097009 | 3.7156e-10 | 0.0027785 | 4.8542e-11 | 0 | 0
[120 empty] | 7.3.3.17.5 (Remote Grid) Updates to grid topology to minimize risk of ignition in HFTDs Remote GridWLDFRVegetation ContactAggregated | WLDFR | HFTD - Distribution - Tier 3 - 2QU CoRE ¦ 5QU LoRE | Non-Red Flag Warning - Catastrophic Fires | Vegetation Contact | Aggregated | 2041 | 3.8301e-07 | 22.7224 | 8.703e-06 | 2041 | Mitigation | 0.95 | 45 | 0 | esc | 0.00097009 | 3.7156e-10 | 0.00097009 | 3.7156e-10 | 0.0027785 | 4.8542e-11 | 0 | 0
[120 empty] | 7.3.3.17.5 (Remote Grid) Updates to grid topology to minimize risk of ignition in HFTDs Remote GridWLDFRVegetation ContactAggregated | WLDFR | HFTD - Distribution - Tier 3 - 2QU CoRE ¦ 5QU LoRE | Non-Red Flag Warning - Catastrophic Fires | Vegetation Contact | Aggregated | 2042 | 3.8301e-07 | 22.7224 | 8.703e-06 | 2042 | Mitigation | 0.95 | 45 | 0 | esc | 0.00097009 | 3.7156e-10 | 0.00097009 | 3.7156e-10 | 0.0027785 | 4.8542e-11 | 0.012705 | 2.5828e-08
[120 empty] | 7.3.3.17.5 (Remote Grid) Updates to grid topology to minimize risk of ignition in HFTDs Remote GridWLDFRVegetation ContactAggregated | WLDFR | HFTD - Distribution - Tier 3 - 2QU CoRE ¦ 5QU LoRE | Non-Red Flag Warning - Catastrophic Fires | Vegetation Contact | Aggregated | 2043 | 3.8301e-07 | 22.7224 | 8.703e-06 | 2043 | Mitigation | 0.95 | 45 | 0 | esc | 0.00097009 | 3.7156e-10 | 0.00097009 | 3.7156e-10 | 0.0027785 | 4.8542e-11 | 0.012705 | 2.5828e-08
[120 empty] | 7.3.3.17.5 (Remote Grid) Updates to grid topology to minimize risk of ignition in HFTDs Remote GridWLDFRVegetation ContactAggregated | WLDFR | HFTD - Distribution - Tier 3 - 2QU CoRE ¦ 5QU LoRE | Non-Red Flag Warning - Catastrophic Fires | Vegetation Contact | Aggregated | 2044 | 3.8301e-07 | 22.7224 | 8.703e-06 | 2044 | Mitigation | 0.95 | 45 | 0 | esc | 0.00097009 | 3.7156e-10 | 0.00097009 | 3.7156e-10 | 0.0027785 | 4.8542e-11 | 0.012705 | 2.5828e-08
[120 empty] | 7.3.3.17.5 (Remote Grid) Updates to grid topology to minimize risk of ignition in HFTDs Remote GridWLDFRVegetation ContactAggregated | WLDFR | HFTD - Distribution - Tier 3 - 2QU CoRE ¦ 5QU LoRE | Non-Red Flag Warning - Catastrophic Fires | Vegetation Contact | Aggregated | 2045 | 3.8301e-07 | 22.7224 | 8.703e-06 | 2045 | Mitigation | 0.95 | 45 | 0 | esc | 0.00097009 | 3.7156e-10 | 0.00097009 | 3.7156e-10 | 0.0027785 | 4.8542e-11 | 0.012705 | 2.5828e-08
[120 empty] | 7.3.3.17.5 (Remote Grid) Updates to grid topology to minimize risk of ignition in HFTDs Remote GridWLDFRVegetation ContactAggregated | WLDFR | HFTD - Distribution - Tier 3 - 2QU CoRE ¦ 5QU LoRE | Non-Red Flag Warning - Catastrophic Fires | Vegetation Contact | Aggregated | 2046 | 3.8301e-07 | 22.7224 | 8.703e-06 | 2046 | Mitigation | 0.95 | 45 | 0 | esc | 0.00097009 | 3.7156e-10 | 0.00097009 | 3.7156e-10 | 0.0027785 | 4.8542e-11 | 0.012705 | 2.5828e-08
[120 empty] | 7.3.3.17.5 (Remote Grid) Updates to grid topology to minimize risk of ignition in HFTDs Remote GridWLDFRVegetation ContactAggregated | WLDFR | HFTD - Distribution - Tier 3 - 2QU CoRE ¦ 5QU LoRE | Non-Red Flag Warning - Catastrophic Fires | Vegetation Contact | Aggregated | 2047 | 3.8301e-07 | 22.7224 | 8.703e-06 | 2047 | Mitigation | 0.95 | 45 | 0 | esc | 0.00097009 | 3.7156e-10 | 0.00097009 | 3.7156e-10 | 0.0027785 | 4.8542e-11 | 0.012705 | 2.5828e-08
[120 empty] | 7.3.3.17.5 (Remote Grid) Updates to grid topology to minimize risk of ignition in HFTDs Remote GridWLDFRVegetation ContactAggregated | WLDFR | HFTD - Distribution - Tier 3 - 2QU CoRE ¦ 5QU LoRE | Non-Red Flag Warning - Catastrophic Fires | Vegetation Contact | Aggregated | 2048 | 3.8301e-07 | 22.7224 | 8.703e-06 | 2048 | Mitigation | 0.95 | 45 | 0 | esc | 0.00097009 | 3.7156e-10 | 0.00097009 | 3.7156e-10 | 0.0027785 | 4.8542e-11 | 0.012705 | 2.5828e-08
[120 empty] | 7.3.3.17.5 (Remote Grid) Updates to grid topology to minimize risk of ignition in HFTDs Remote GridWLDFRVegetation ContactAggregated | WLDFR | HFTD - Distribution - Tier 3 - 2QU CoRE ¦ 5QU LoRE | Non-Red Flag Warning - Catastrophic Fires | Vegetation Contact | Aggregated | 2049 | 3.8301e-07 | 22.7224 | 8.703e-06 | 2049 | Mitigation | 0.95 | 45 | 0 | esc | 0.00097009 | 3.7156e-10 | 0.00097009 | 3.7156e-10 | 0.0027785 | 4.8542e-11 | 0.012705 | 2.5828e-08
[120 empty] | 7.3.3.17.5 (Remote Grid) Updates to grid topology to minimize risk of ignition in HFTDs Remote GridWLDFRVegetation ContactAggregated | WLDFR | HFTD - Distribution - Tier 3 - 2QU CoRE ¦ 5QU LoRE | Non-Red Flag Warning - Catastrophic Fires | Vegetation Contact | Aggregated | 2050 | 3.8301e-07 | 22.7224 | 8.703e-06 | 2050 | Mitigation | 0.95 | 45 | 0 | esc | 0.00097009 | 3.7156e-10 | 0.00097009 | 3.7156e-10 | 0 | 0 | 0.012705 | 2.5828e-08
[120 empty] | 7.3.3.17.5 (Remote Grid) Updates to grid topology to minimize risk of ignition in HFTDs Remote GridWLDFRVegetation ContactAggregated | WLDFR | HFTD - Distribution - Tier 3 - 2QU CoRE ¦ 5QU LoRE | Non-Red Flag Warning - Catastrophic Fires | Vegetation Contact | Aggregated | 2051 | 3.8301e-07 | 22.7224 | 8.703e-06 | 2051 | Mitigation | 0.95 | 45 | 0 | esc | 0.00097009 | 3.7156e-10 | 0.00097009 | 3.7156e-10 | 0.0027785 | 5.8525e-11 | 0.012705 | 2.5828e-08
[120 empty] | 7.3.3.17.5 (Remote Grid) Updates to grid topology to minimize risk of ignition in HFTDs Remote GridWLDFRVegetation ContactAggregated | WLDFR | HFTD - Distribution - Tier 3 - 2QU CoRE ¦ 5QU LoRE | Non-Red Flag Warning - Catastrophic Fires | Vegetation Contact | Aggregated | 2052 | 3.8301e-07 | 22.7224 | 8.703e-06 | 2052 | Mitigation | 0.95 | 45 | 0 | esc | 0.00097009 | 3.7156e-10 | 0.00097009 | 3.7156e-10 | 0.0027785 | 5.8525e-11 | 0.012705 | 2.5828e-08
[120 empty] | 7.3.3.17.5 (Remote Grid) Updates to grid topology to minimize risk of ignition in HFTDs Remote GridWLDFRVegetation ContactAggregated | WLDFR | HFTD - Distribution - Tier 3 - 2QU CoRE ¦ 5QU LoRE | Non-Red Flag Warning - Catastrophic Fires | Vegetation Contact | Aggregated | 2053 | 3.8301e-07 | 22.7224 | 8.703e-06 | 2053 | Mitigation | 0.95 | 45 | 0 | esc | 0.00097009 | 3.7156e-10 | 0.00097009 | 3.7156e-10 | 0.0027785 | 5.8525e-11 | 0.012705 | 2.5828e-08
[120 empty] | 7.3.3.17.5 (Remote Grid) Updates to grid topology to minimize risk of ignition in HFTDs Remote GridWLDFRVegetation ContactAggregated | WLDFR | HFTD - Distribution - Tier 3 - 2QU CoRE ¦ 5QU LoRE | Non-Red Flag Warning - Catastrophic Fires | Vegetation Contact | Aggregated | 2054 | 3.8301e-07 | 22.7224 | 8.703e-06 | 2054 | Mitigation | 0.95 | 45 | 0 | esc | 0.00097009 | 3.7156e-10 | 0.00097009 | 3.7156e-10 | 0.0027785 | 5.8525e-11 | 0.012705 | 2.5828e-08
[120 empty] | 7.3.3.17.5 (Remote Grid) Updates to grid topology to minimize risk of ignition in HFTDs Remote GridWLDFRVegetation ContactAggregated | WLDFR | HFTD - Distribution - Tier 3 - 2QU CoRE ¦ 5QU LoRE | Non-Red Flag Warning - Catastrophic Fires | Vegetation Contact | Aggregated | 2055 | 3.8301e-07 | 22.7224 | 8.703e-06 | 2055 | Mitigation | 0.95 | 45 | 0 | esc | 0.00097009 | 3.7156e-10 | 0.00097009 | 3.7156e-10 | 0.0027785 | 5.8525e-11 | 0.012705 | 2.5828e-08
[120 empty] | 7.3.3.17.5 (Remote Grid) Updates to grid topology to minimize risk of ignition in HFTDs Remote GridWLDFRVegetation ContactAggregated | WLDFR | HFTD - Distribution - Tier 3 - 2QU CoRE ¦ 5QU LoRE | Non-Red Flag Warning - Catastrophic Fires | Vegetation Contact | Aggregated | 2056 | 3.8301e-07 | 22.7224 | 8.703e-06 | 2056 | Mitigation | 0.95 | 45 | 0 | esc | 0.00097009 | 3.7156e-10 | 0.00097009 | 3.7156e-10 | 0.0027785 | 5.8525e-11 | 0.012705 | 2.5828e-08
[120 empty] | 7.3.3.17.5 (Remote Grid) Updates to grid topology to minimize risk of ignition in HFTDs Remote GridWLDFRVegetation ContactAggregated | WLDFR | HFTD - Distribution - Tier 3 - 2QU CoRE ¦ 5QU LoRE | Non-Red Flag Warning - Catastrophic Fires | Vegetation Contact | Aggregated | 2057 | 3.8301e-07 | 22.7224 | 8.703e-06 | 2057 | Mitigation | 0.95 | 45 | 0 | esc | 0.00097009 | 3.7156e-10 | 0.00097009 | 3.7156e-10 | 0.0027785 | 5.8525e-11 | 0.012705 | 2.5828e-08
[120 empty] | 7.3.3.17.5 (Remote Grid) Updates to grid topology to minimize risk of ignition in HFTDs Remote GridWLDFRVegetation ContactAggregated | WLDFR | HFTD - Distribution - Tier 3 - 2QU CoRE ¦ 5QU LoRE | Non-Red Flag Warning - Catastrophic Fires | Vegetation Contact | Aggregated | 2058 | 3.8301e-07 | 22.7224 | 8.703e-06 | 2058 | Mitigation | 0.95 | 45 | 0 | esc | 0.00097009 | 3.7156e-10 | 0.00097009 | 3.7156e-10 | 0.0027785 | 5.8525e-11 | 0.012705 | 2.5828e-08
[120 empty] | 7.3.3.17.5 (Remote Grid) Updates to grid topology to minimize risk of ignition in HFTDs Remote GridWLDFRVegetation ContactAggregated | WLDFR | HFTD - Distribution - Tier 3 - 2QU CoRE ¦ 5QU LoRE | Non-Red Flag Warning - Catastrophic Fires | Vegetation Contact | Aggregated | 2059 | 3.8301e-07 | 22.7224 | 8.703e-06 | 2059 | Mitigation | 0.95 | 45 | 0 | esc | 0.00097009 | 3.7156e-10 | 0.00097009 | 3.7156e-10 | 0.0027785 | 5.8525e-11 | 0.012705 | 2.5828e-08
[120 empty] | 7.3.3.17.5 (Remote Grid) Updates to grid topology to minimize risk of ignition in HFTDs Remote GridWLDFRVegetation ContactAggregated | WLDFR | HFTD - Distribution - Tier 3 - 2QU CoRE ¦ 5QU LoRE | Non-Red Flag Warning - Catastrophic Fires | Vegetation Contact | Aggregated | 2060 | 3.8301e-07 | 22.7224 | 8.703e-06 | 2060 | Mitigation | 0.95 | 45 | 0 | esc | 0.00097009 | 3.7156e-10 | 0.00097009 | 3.7156e-10 | 0.0027785 | 5.8525e-11 | 0.012705 | 2.5828e-08
[120 empty] | 7.3.3.17.5 (Remote Grid) Updates to grid topology to minimize risk of ignition in HFTDs Remote GridWLDFRVegetation ContactAggregated | WLDFR | HFTD - Distribution - Tier 3 - 2QU CoRE ¦ 5QU LoRE | Non-Red Flag Warning - Catastrophic Fires | Vegetation Contact | Aggregated | 2061 | 3.8301e-07 | 22.7224 | 8.703e-06 | 2061 | Mitigation | 0.95 | 45 | 0 | esc | 0.00097009 | 3.7156e-10 | 0.00097009 | 3.7156e-10 | 0.0027785 | 5.8525e-11 | 0.012705 | 2.5828e-08
[120 empty] | 7.3.3.17.5 (Remote Grid) Updates to grid topology to minimize risk of ignition in HFTDs Remote GridWLDFRVegetation ContactAggregated | WLDFR | HFTD - Distribution - Tier 3 - 2QU CoRE ¦ 5QU LoRE | Non-Red Flag Warning - Catastrophic Fires | Vegetation Contact | Aggregated | 2062 | 3.8301e-07 | 22.7224 | 8.703e-06 | 2062 | Mitigation | 0.95 | 45 | 0 | esc | 0.00097009 | 3.7156e-10 | 0.00097009 | 3.7156e-10 | 0.0027785 | 5.8525e-11 | 0.012705 | 2.5828e-08
[120 empty] | 7.3.3.17.5 (Remote Grid) Updates to grid topology to minimize risk of ignition in HFTDs Remote GridWLDFRVegetation ContactAggregated | WLDFR | HFTD - Distribution - Tier 3 - 2QU CoRE ¦ 5QU LoRE | Non-Red Flag Warning - Catastrophic Fires | Vegetation Contact | Aggregated | 2063 | 3.8301e-07 | 22.7224 | 8.703e-06 | 2063 | Mitigation | 0.95 | 45 | 0 | esc | 0.00097009 | 3.7156e-10 | 0.00097009 | 3.7156e-10 | 0.0027785 | 5.8525e-11 | 0.012705 | 2.5828e-08
[120 empty] | 7.3.3.17.5 (Remote Grid) Updates to grid topology to minimize risk of ignition in HFTDs Remote GridWLDFRVegetation ContactAggregated | WLDFR | HFTD - Distribution - Tier 3 - 2QU CoRE ¦ 5QU LoRE | Non-Red Flag Warning - Catastrophic Fires | Vegetation Contact | Aggregated | 2064 | 3.8301e-07 | 22.7224 | 8.703e-06 | 2064 | Mitigation | 0.95 | 45 | 0 | esc | 0.00097009 | 3.7156e-10 | 0.00097009 | 3.7156e-10 | 0.0027785 | 5.8525e-11 | 0.012705 | 2.5828e-08
[120 empty] | 7.3.3.17.5 (Remote Grid) Updates to grid topology to minimize risk of ignition in HFTDs Remote GridWLDFRVegetation ContactAggregated | WLDFR | HFTD - Distribution - Tier 3 - 2QU CoRE ¦ 5QU LoRE | Non-Red Flag Warning - Catastrophic Fires | Vegetation Contact | Aggregated | 2065 | 3.8301e-07 | 22.7224 | 8.703e-06 | 2065 | Mitigation | 0.95 | 45 | 0 | esc | 0.00097009 | 3.7156e-10 | 0.00097009 | 3.7156e-10 | 0.0027785 | 5.8525e-11 | 0.012705 | 2.5828e-08
[120 empty] | 7.3.3.17.5 (Remote Grid) Updates to grid topology to minimize risk of ignition in HFTDs Remote GridWLDFRVegetation ContactAggregated | WLDFR | HFTD - Distribution - Tier 3 - 2QU CoRE ¦ 5QU LoRE | Non-Red Flag Warning - Catastrophic Fires | Vegetation Contact | Aggregated | 2066 | 3.8301e-07 | 22.7224 | 8.703e-06 | 2066 | Mitigation | 0.95 | 45 | 0 | esc | 0.00097009 | 3.7156e-10 | 0.00097009 | 3.7156e-10 | 0.0027785 | 5.8525e-11 | 0.012705 | 2.5828e-08
[120 empty] | 7.3.3.17.5 (Remote Grid) Updates to grid topology to minimize risk of ignition in HFTDs Remote GridWLDFRVegetation ContactAggregated | WLDFR | HFTD - Distribution - Tier 3 - 2QU CoRE ¦ 5QU LoRE | Non-Red Flag Warning - Catastrophic Fires | Vegetation Contact | Aggregated | 2067 | 3.8301e-07 | 22.7224 | 8.703e-06 | 2067 | Mitigation | 0.95 | 45 | 0 | esc | 0 | 0 | 0.00097009 | 3.7156e-10 | 0.0027785 | 5.8525e-11 | 0.012705 | 2.5828e-08
[120 empty] | 7.3.3.17.5 (Remote Grid) Updates to grid topology to minimize risk of ignition in HFTDs Remote GridWLDFRWire-to-wire contactAggregated | WLDFR | HFTD - Distribution - Tier 3 - 2QU CoRE ¦ 5QU LoRE | Non-Red Flag Warning - Catastrophic Fires | Wire-to-wire contact | Aggregated | 2022 | 5.5004e-07 | 22.7224 | 1.2498e-05 | 2022 | Mitigation | 0.95 | 45 | 0 | esc | 0.00097009 | 5.3359e-10 | 0 | 0 | 0.0027785 | 5.8525e-11 | 0.012705 | 2.5828e-08
[120 empty] | 7.3.3.17.5 (Remote Grid) Updates to grid topology to minimize risk of ignition in HFTDs Remote GridWLDFRWire-to-wire contactAggregated | WLDFR | HFTD - Distribution - Tier 3 - 2QU CoRE ¦ 5QU LoRE | Non-Red Flag Warning - Catastrophic Fires | Wire-to-wire contact | Aggregated | 2023 | 5.5004e-07 | 22.7224 | 1.2498e-05 | 2023 | Mitigation | 0.95 | 45 | 0 | esc | 0.00097009 | 5.3359e-10 | 0.00097009 | 5.3359e-10 | 0.0027785 | 5.8525e-11 | 0.012705 | 2.5828e-08
[120 empty] | 7.3.3.17.5 (Remote Grid) Updates to grid topology to minimize risk of ignition in HFTDs Remote GridWLDFRWire-to-wire contactAggregated | WLDFR | HFTD - Distribution - Tier 3 - 2QU CoRE ¦ 5QU LoRE | Non-Red Flag Warning - Catastrophic Fires | Wire-to-wire contact | Aggregated | 2024 | 5.5004e-07 | 22.7224 | 1.2498e-05 | 2024 | Mitigation | 0.95 | 45 | 0 | esc | 0.00097009 | 5.3359e-10 | 0.00097009 | 5.3359e-10 | 0.0027785 | 5.8525e-11 | 0.012705 | 2.5828e-08
[120 empty] | 7.3.3.17.5 (Remote Grid) Updates to grid topology to minimize risk of ignition in HFTDs Remote GridWLDFRWire-to-wire contactAggregated | WLDFR | HFTD - Distribution - Tier 3 - 2QU CoRE ¦ 5QU LoRE | Non-Red Flag Warning - Catastrophic Fires | Wire-to-wire contact | Aggregated | 2025 | 5.5004e-07 | 22.7224 | 1.2498e-05 | 2025 | Mitigation | 0.95 | 45 | 0 | esc | 0.00097009 | 5.3359e-10 | 0.00097009 | 5.3359e-10 | 0.0027785 | 5.8525e-11 | 0.012705 | 2.5828e-08
[120 empty] | 7.3.3.17.5 (Remote Grid) Updates to grid topology to minimize risk of ignition in HFTDs Remote GridWLDFRWire-to-wire contactAggregated | WLDFR | HFTD - Distribution - Tier 3 - 2QU CoRE ¦ 5QU LoRE | Non-Red Flag Warning - Catastrophic Fires | Wire-to-wire contact | Aggregated | 2026 | 5.5004e-07 | 22.7224 | 1.2498e-05 | 2026 | Mitigation | 0.95 | 45 | 0 | esc | 0.00097009 | 5.3359e-10 | 0.00097009 | 5.3359e-10 | 0.0027785 | 5.8525e-11 | 0 | 0
[120 empty] | 7.3.3.17.5 (Remote Grid) Updates to grid topology to minimize risk of ignition in HFTDs Remote GridWLDFRWire-to-wire contactAggregated | WLDFR | HFTD - Distribution - Tier 3 - 2QU CoRE ¦ 5QU LoRE | Non-Red Flag Warning - Catastrophic Fires | Wire-to-wire contact | Aggregated | 2027 | 5.5004e-07 | 22.7224 | 1.2498e-05 | 2027 | Mitigation | 0.95 | 45 | 0 | esc | 0.00097009 | 5.3359e-10 | 0.00097009 | 5.3359e-10 | 0.0027785 | 5.8525e-11 | 0 | 0
[120 empty] | 7.3.3.17.5 (Remote Grid) Updates to grid topology to minimize risk of ignition in HFTDs Remote GridWLDFRWire-to-wire contactAggregated | WLDFR | HFTD - Distribution - Tier 3 - 2QU CoRE ¦ 5QU LoRE | Non-Red Flag Warning - Catastrophic Fires | Wire-to-wire contact | Aggregated | 2028 | 5.5004e-07 | 22.7224 | 1.2498e-05 | 2028 | Mitigation | 0.95 | 45 | 0 | esc | 0.00097009 | 5.3359e-10 | 0.00097009 | 5.3359e-10 | 0.0027785 | 5.8525e-11 | 0.01662 | 3.2973e-09
[120 empty] | 7.3.3.17.5 (Remote Grid) Updates to grid topology to minimize risk of ignition in HFTDs Remote GridWLDFRWire-to-wire contactAggregated | WLDFR | HFTD - Distribution - Tier 3 - 2QU CoRE ¦ 5QU LoRE | Non-Red Flag Warning - Catastrophic Fires | Wire-to-wire contact | Aggregated | 2029 | 5.5004e-07 | 22.7224 | 1.2498e-05 | 2029 | Mitigation | 0.95 | 45 | 0 | esc | 0.00097009 | 5.3359e-10 | 0.00097009 | 5.3359e-10 | 0.0027785 | 5.8525e-11 | 0.01662 | 3.2973e-09
[120 empty] | 7.3.3.17.5 (Remote Grid) Updates to grid topology to minimize risk of ignition in HFTDs Remote GridWLDFRWire-to-wire contactAggregated | WLDFR | HFTD - Distribution - Tier 3 - 2QU CoRE ¦ 5QU LoRE | Non-Red Flag Warning - Catastrophic Fires | Wire-to-wire contact | Aggregated | 2030 | 5.5004e-07 | 22.7224 | 1.2498e-05 | 2030 | Mitigation | 0.95 | 45 | 0 | esc | 0.00097009 | 5.3359e-10 | 0.00097009 | 5.3359e-10 | 0.0027785 | 5.8525e-11 | 0.01662 | 3.2973e-09
[120 empty] | 7.3.3.17.5 (Remote Grid) Updates to grid topology to minimize risk of ignition in HFTDs Remote GridWLDFRWire-to-wire contactAggregated | WLDFR | HFTD - Distribution - Tier 3 - 2QU CoRE ¦ 5QU LoRE | Non-Red Flag Warning - Catastrophic Fires | Wire-to-wire contact | Aggregated | 2031 | 5.5004e-07 | 22.7224 | 1.2498e-05 | 2031 | Mitigation | 0.95 | 45 | 0 | esc | 0.00097009 | 5.3359e-10 | 0.00097009 | 5.3359e-10 | 0.0027785 | 5.8525e-11 | 0.01662 | 3.2973e-09
[120 empty] | 7.3.3.17.5 (Remote Grid) Updates to grid topology to minimize risk of ignition in HFTDs Remote GridWLDFRWire-to-wire contactAggregated | WLDFR | HFTD - Distribution - Tier 3 - 2QU CoRE ¦ 5QU LoRE | Non-Red Flag Warning - Catastrophic Fires | Wire-to-wire contact | Aggregated | 2032 | 5.5004e-07 | 22.7224 | 1.2498e-05 | 2032 | Mitigation | 0.95 | 45 | 0 | esc | 0.00097009 | 5.3359e-10 | 0.00097009 | 5.3359e-10 | 0.0027785 | 5.8525e-11 | 0.01662 | 3.2973e-09
[120 empty] | 7.3.3.17.5 (Remote Grid) Updates to grid topology to minimize risk of ignition in HFTDs Remote GridWLDFRWire-to-wire contactAggregated | WLDFR | HFTD - Distribution - Tier 3 - 2QU CoRE ¦ 5QU LoRE | Non-Red Flag Warning - Catastrophic Fires | Wire-to-wire contact | Aggregated | 2033 | 5.5004e-07 | 22.7224 | 1.2498e-05 | 2033 | Mitigation | 0.95 | 45 | 0 | esc | 0.00097009 | 5.3359e-10 | 0.00097009 | 5.3359e-10 | 0.0027785 | 5.8525e-11 | 0.01662 | 3.2973e-09
[120 empty] | 7.3.3.17.5 (Remote Grid) Updates to grid topology to minimize risk of ignition in HFTDs Remote GridWLDFRWire-to-wire contactAggregated | WLDFR | HFTD - Distribution - Tier 3 - 2QU CoRE ¦ 5QU LoRE | Non-Red Flag Warning - Catastrophic Fires | Wire-to-wire contact | Aggregated | 2034 | 5.5004e-07 | 22.7224 | 1.2498e-05 | 2034 | Mitigation | 0.95 | 45 | 0 | esc | 0.00097009 | 5.3359e-10 | 0.00097009 | 5.3359e-10 | 0.0027785 | 5.8525e-11 | 0.01662 | 3.2973e-09
[120 empty] | 7.3.3.17.5 (Remote Grid) Updates to grid topology to minimize risk of ignition in HFTDs Remote GridWLDFRWire-to-wire contactAggregated | WLDFR | HFTD - Distribution - Tier 3 - 2QU CoRE ¦ 5QU LoRE | Non-Red Flag Warning - Catastrophic Fires | Wire-to-wire contact | Aggregated | 2035 | 5.5004e-07 | 22.7224 | 1.2498e-05 | 2035 | Mitigation | 0.95 | 45 | 0 | esc | 0.00097009 | 5.3359e-10 | 0.00097009 | 5.3359e-10 | 0.0027785 | 5.8525e-11 | 0.01662 | 3.2973e-09
[120 empty] | 7.3.3.17.5 (Remote Grid) Updates to grid topology to minimize risk of ignition in HFTDs Remote GridWLDFRWire-to-wire contactAggregated | WLDFR | HFTD - Distribution - Tier 3 - 2QU CoRE ¦ 5QU LoRE | Non-Red Flag Warning - Catastrophic Fires | Wire-to-wire contact | Aggregated | 2036 | 5.5004e-07 | 22.7224 | 1.2498e-05 | 2036 | Mitigation | 0.95 | 45 | 0 | esc | 0.00097009 | 5.3359e-10 | 0.00097009 | 5.3359e-10 | 0.0027785 | 5.8525e-11 | 0.01662 | 3.2973e-09
[120 empty] | 7.3.3.17.5 (Remote Grid) Updates to grid topology to minimize risk of ignition in HFTDs Remote GridWLDFRWire-to-wire contactAggregated | WLDFR | HFTD - Distribution - Tier 3 - 2QU CoRE ¦ 5QU LoRE | Non-Red Flag Warning - Catastrophic Fires | Wire-to-wire contact | Aggregated | 2037 | 5.5004e-07 | 22.7224 | 1.2498e-05 | 2037 | Mitigation | 0.95 | 45 | 0 | esc | 0.00097009 | 5.3359e-10 | 0.00097009 | 5.3359e-10 | 0.0027785 | 5.8525e-11 | 0.01662 | 3.2973e-09
[120 empty] | 7.3.3.17.5 (Remote Grid) Updates to grid topology to minimize risk of ignition in HFTDs Remote GridWLDFRWire-to-wire contactAggregated | WLDFR | HFTD - Distribution - Tier 3 - 2QU CoRE ¦ 5QU LoRE | Non-Red Flag Warning - Catastrophic Fires | Wire-to-wire contact | Aggregated | 2038 | 5.5004e-07 | 22.7224 | 1.2498e-05 | 2038 | Mitigation | 0.95 | 45 | 0 | esc | 0.00097009 | 5.3359e-10 | 0.00097009 | 5.3359e-10 | 0.0027785 | 5.8525e-11 | 0.01662 | 3.2973e-09
[120 empty] | 7.3.3.17.5 (Remote Grid) Updates to grid topology to minimize risk of ignition in HFTDs Remote GridWLDFRWire-to-wire contactAggregated | WLDFR | HFTD - Distribution - Tier 3 - 2QU CoRE ¦ 5QU LoRE | Non-Red Flag Warning - Catastrophic Fires | Wire-to-wire contact | Aggregated | 2039 | 5.5004e-07 | 22.7224 | 1.2498e-05 | 2039 | Mitigation | 0.95 | 45 | 0 | esc | 0.00097009 | 5.3359e-10 | 0.00097009 | 5.3359e-10 | 0.0027785 | 5.8525e-11 | 0.01662 | 3.2973e-09
[120 empty] | 7.3.3.17.5 (Remote Grid) Updates to grid topology to minimize risk of ignition in HFTDs Remote GridWLDFRWire-to-wire contactAggregated | WLDFR | HFTD - Distribution - Tier 3 - 2QU CoRE ¦ 5QU LoRE | Non-Red Flag Warning - Catastrophic Fires | Wire-to-wire contact | Aggregated | 2040 | 5.5004e-07 | 22.7224 | 1.2498e-05 | 2040 | Mitigation | 0.95 | 45 | 0 | esc | 0.00097009 | 5.3359e-10 | 0.00097009 | 5.3359e-10 | 0.0027785 | 5.8525e-11 | 0.01662 | 3.2973e-09
[120 empty] | 7.3.3.17.5 (Remote Grid) Updates to grid topology to minimize risk of ignition in HFTDs Remote GridWLDFRWire-to-wire contactAggregated | WLDFR | HFTD - Distribution - Tier 3 - 2QU CoRE ¦ 5QU LoRE | Non-Red Flag Warning - Catastrophic Fires | Wire-to-wire contact | Aggregated | 2041 | 5.5004e-07 | 22.7224 | 1.2498e-05 | 2041 | Mitigation | 0.95 | 45 | 0 | esc | 0.00097009 | 5.3359e-10 | 0.00097009 | 5.3359e-10 | 0.0027785 | 5.8525e-11 | 0.01662 | 3.2973e-09
[120 empty] | 7.3.3.17.5 (Remote Grid) Updates to grid topology to minimize risk of ignition in HFTDs Remote GridWLDFRWire-to-wire contactAggregated | WLDFR | HFTD - Distribution - Tier 3 - 2QU CoRE ¦ 5QU LoRE | Non-Red Flag Warning - Catastrophic Fires | Wire-to-wire contact | Aggregated | 2042 | 5.5004e-07 | 22.7224 | 1.2498e-05 | 2042 | Mitigation | 0.95 | 45 | 0 | esc | 0.00097009 | 5.3359e-10 | 0.00097009 | 5.3359e-10 | 0.0027785 | 5.8525e-11 | 0.01662 | 3.2973e-09
[120 empty] | 7.3.3.17.5 (Remote Grid) Updates to grid topology to minimize risk of ignition in HFTDs Remote GridWLDFRWire-to-wire contactAggregated | WLDFR | HFTD - Distribution - Tier 3 - 2QU CoRE ¦ 5QU LoRE | Non-Red Flag Warning - Catastrophic Fires | Wire-to-wire contact | Aggregated | 2043 | 5.5004e-07 | 22.7224 | 1.2498e-05 | 2043 | Mitigation | 0.95 | 45 | 0 | esc | 0.00097009 | 5.3359e-10 | 0.00097009 | 5.3359e-10 | 0.0027785 | 5.8525e-11 | 0.01662 | 3.2973e-09
[120 empty] | 7.3.3.17.5 (Remote Grid) Updates to grid topology to minimize risk of ignition in HFTDs Remote GridWLDFRWire-to-wire contactAggregated | WLDFR | HFTD - Distribution - Tier 3 - 2QU CoRE ¦ 5QU LoRE | Non-Red Flag Warning - Catastrophic Fires | Wire-to-wire contact | Aggregated | 2044 | 5.5004e-07 | 22.7224 | 1.2498e-05 | 2044 | Mitigation | 0.95 | 45 | 0 | esc | 0.00097009 | 5.3359e-10 | 0.00097009 | 5.3359e-10 | 0.0027785 | 5.8525e-11 | 0.01662 | 3.2973e-09
[120 empty] | 7.3.3.17.5 (Remote Grid) Updates to grid topology to minimize risk of ignition in HFTDs Remote GridWLDFRWire-to-wire contactAggregated | WLDFR | HFTD - Distribution - Tier 3 - 2QU CoRE ¦ 5QU LoRE | Non-Red Flag Warning - Catastrophic Fires | Wire-to-wire contact | Aggregated | 2045 | 5.5004e-07 | 22.7224 | 1.2498e-05 | 2045 | Mitigation | 0.95 | 45 | 0 | esc | 0.00097009 | 5.3359e-10 | 0.00097009 | 5.3359e-10 | 0.0027785 | 5.8525e-11 | 0.01662 | 3.2973e-09
[120 empty] | 7.3.3.17.5 (Remote Grid) Updates to grid topology to minimize risk of ignition in HFTDs Remote GridWLDFRWire-to-wire contactAggregated | WLDFR | HFTD - Distribution - Tier 3 - 2QU CoRE ¦ 5QU LoRE | Non-Red Flag Warning - Catastrophic Fires | Wire-to-wire contact | Aggregated | 2046 | 5.5004e-07 | 22.7224 | 1.2498e-05 | 2046 | Mitigation | 0.95 | 45 | 0 | esc | 0.00097009 | 5.3359e-10 | 0.00097009 | 5.3359e-10 | 0.0027785 | 5.8525e-11 | 0.01662 | 3.2973e-09
[120 empty] | 7.3.3.17.5 (Remote Grid) Updates to grid topology to minimize risk of ignition in HFTDs Remote GridWLDFRWire-to-wire contactAggregated | WLDFR | HFTD - Distribution - Tier 3 - 2QU CoRE ¦ 5QU LoRE | Non-Red Flag Warning - Catastrophic Fires | Wire-to-wire contact | Aggregated | 2047 | 5.5004e-07 | 22.7224 | 1.2498e-05 | 2047 | Mitigation | 0.95 | 45 | 0 | esc | 0.00097009 | 5.3359e-10 | 0.00097009 | 5.3359e-10 | 0.0027785 | 5.8525e-11 | 0.01662 | 3.2973e-09
[120 empty] | 7.3.3.17.5 (Remote Grid) Updates to grid topology to minimize risk of ignition in HFTDs Remote GridWLDFRWire-to-wire contactAggregated | WLDFR | HFTD - Distribution - Tier 3 - 2QU CoRE ¦ 5QU LoRE | Non-Red Flag Warning - Catastrophic Fires | Wire-to-wire contact | Aggregated | 2048 | 5.5004e-07 | 22.7224 | 1.2498e-05 | 2048 | Mitigation | 0.95 | 45 | 0 | esc | 0.00097009 | 5.3359e-10 | 0.00097009 | 5.3359e-10 | 0.0027785 | 5.8525e-11 | 0.01662 | 3.2973e-09
[120 empty] | 7.3.3.17.5 (Remote Grid) Updates to grid topology to minimize risk of ignition in HFTDs Remote GridWLDFRWire-to-wire contactAggregated | WLDFR | HFTD - Distribution - Tier 3 - 2QU CoRE ¦ 5QU LoRE | Non-Red Flag Warning - Catastrophic Fires | Wire-to-wire contact | Aggregated | 2049 | 5.5004e-07 | 22.7224 | 1.2498e-05 | 2049 | Mitigation | 0.95 | 45 | 0 | esc | 0.00097009 | 5.3359e-10 | 0.00097009 | 5.3359e-10 | 0.0027785 | 5.8525e-11 | 0.01662 | 3.2973e-09
[120 empty] | 7.3.3.17.5 (Remote Grid) Updates to grid topology to minimize risk of ignition in HFTDs Remote GridWLDFRWire-to-wire contactAggregated | WLDFR | HFTD - Distribution - Tier 3 - 2QU CoRE ¦ 5QU LoRE | Non-Red Flag Warning - Catastrophic Fires | Wire-to-wire contact | Aggregated | 2050 | 5.5004e-07 | 22.7224 | 1.2498e-05 | 2050 | Mitigation | 0.95 | 45 | 0 | esc | 0.00097009 | 5.3359e-10 | 0.00097009 | 5.3359e-10 | 0.0027785 | 5.8525e-11 | 0.01662 | 3.2973e-09
[120 empty] | 7.3.3.17.5 (Remote Grid) Updates to grid topology to minimize risk of ignition in HFTDs Remote GridWLDFRWire-to-wire contactAggregated | WLDFR | HFTD - Distribution - Tier 3 - 2QU CoRE ¦ 5QU LoRE | Non-Red Flag Warning - Catastrophic Fires | Wire-to-wire contact | Aggregated | 2051 | 5.5004e-07 | 22.7224 | 1.2498e-05 | 2051 | Mitigation | 0.95 | 45 | 0 | esc | 0.00097009 | 5.3359e-10 | 0.00097009 | 5.3359e-10 | 0.0027785 | 5.8525e-11 | 0.01662 | 3.2973e-09
[120 empty] | 7.3.3.17.5 (Remote Grid) Updates to grid topology to minimize risk of ignition in HFTDs Remote GridWLDFRWire-to-wire contactAggregated | WLDFR | HFTD - Distribution - Tier 3 - 2QU CoRE ¦ 5QU LoRE | Non-Red Flag Warning - Catastrophic Fires | Wire-to-wire contact | Aggregated | 2052 | 5.5004e-07 | 22.7224 | 1.2498e-05 | 2052 | Mitigation | 0.95 | 45 | 0 | esc | 0.00097009 | 5.3359e-10 | 0.00097009 | 5.3359e-10 | 0.0027785 | 5.8525e-11 | 0.01662 | 3.2973e-09
[120 empty] | 7.3.3.17.5 (Remote Grid) Updates to grid topology to minimize risk of ignition in HFTDs Remote GridWLDFRWire-to-wire contactAggregated | WLDFR | HFTD - Distribution - Tier 3 - 2QU CoRE ¦ 5QU LoRE | Non-Red Flag Warning - Catastrophic Fires | Wire-to-wire contact | Aggregated | 2053 | 5.5004e-07 | 22.7224 | 1.2498e-05 | 2053 | Mitigation | 0.95 | 45 | 0 | esc | 0.00097009 | 5.3359e-10 | 0.00097009 | 5.3359e-10 | 0.0027785 | 5.8525e-11 | 0.01662 | 3.2973e-09
[120 empty] | 7.3.3.17.5 (Remote Grid) Updates to grid topology to minimize risk of ignition in HFTDs Remote GridWLDFRWire-to-wire contactAggregated | WLDFR | HFTD - Distribution - Tier 3 - 2QU CoRE ¦ 5QU LoRE | Non-Red Flag Warning - Catastrophic Fires | Wire-to-wire contact | Aggregated | 2054 | 5.5004e-07 | 22.7224 | 1.2498e-05 | 2054 | Mitigation | 0.95 | 45 | 0 | esc | 0.00097009 | 5.3359e-10 | 0.00097009 | 5.3359e-10 | 0 | 0 | 0.01662 | 3.2973e-09
[120 empty] | 7.3.3.17.5 (Remote Grid) Updates to grid topology to minimize risk of ignition in HFTDs Remote GridWLDFRWire-to-wire contactAggregated | WLDFR | HFTD - Distribution - Tier 3 - 2QU CoRE ¦ 5QU LoRE | Non-Red Flag Warning - Catastrophic Fires | Wire-to-wire contact | Aggregated | 2055 | 5.5004e-07 | 22.7224 | 1.2498e-05 | 2055 | Mitigation | 0.95 | 45 | 0 | esc | 0.00097009 | 5.3359e-10 | 0.00097009 | 5.3359e-10 | 0.0027785 | 1.1775e-10 | 0.01662 | 3.2973e-09
[120 empty] | 7.3.3.17.5 (Remote Grid) Updates to grid topology to minimize risk of ignition in HFTDs Remote GridWLDFRWire-to-wire contactAggregated | WLDFR | HFTD - Distribution - Tier 3 - 2QU CoRE ¦ 5QU LoRE | Non-Red Flag Warning - Catastrophic Fires | Wire-to-wire contact | Aggregated | 2056 | 5.5004e-07 | 22.7224 | 1.2498e-05 | 2056 | Mitigation | 0.95 | 45 | 0 | esc | 0.00097009 | 5.3359e-10 | 0.00097009 | 5.3359e-10 | 0.0027785 | 1.1775e-10 | 0.01662 | 3.2973e-09
[120 empty] | 7.3.3.17.5 (Remote Grid) Updates to grid topology to minimize risk of ignition in HFTDs Remote GridWLDFRWire-to-wire contactAggregated | WLDFR | HFTD - Distribution - Tier 3 - 2QU CoRE ¦ 5QU LoRE | Non-Red Flag Warning - Catastrophic Fires | Wire-to-wire contact | Aggregated | 2057 | 5.5004e-07 | 22.7224 | 1.2498e-05 | 2057 | Mitigation | 0.95 | 45 | 0 | esc | 0.00097009 | 5.3359e-10 | 0.00097009 | 5.3359e-10 | 0.0027785 | 1.1775e-10 | 0.01662 | 3.2973e-09
[120 empty] | 7.3.3.17.5 (Remote Grid) Updates to grid topology to minimize risk of ignition in HFTDs Remote GridWLDFRWire-to-wire contactAggregated | WLDFR | HFTD - Distribution - Tier 3 - 2QU CoRE ¦ 5QU LoRE | Non-Red Flag Warning - Catastrophic Fires | Wire-to-wire contact | Aggregated | 2058 | 5.5004e-07 | 22.7224 | 1.2498e-05 | 2058 | Mitigation | 0.95 | 45 | 0 | esc | 0.00097009 | 5.3359e-10 | 0.00097009 | 5.3359e-10 | 0.0027785 | 1.1775e-10 | 0 | 0
[120 empty] | 7.3.3.17.5 (Remote Grid) Updates to grid topology to minimize risk of ignition in HFTDs Remote GridWLDFRWire-to-wire contactAggregated | WLDFR | HFTD - Distribution - Tier 3 - 2QU CoRE ¦ 5QU LoRE | Non-Red Flag Warning - Catastrophic Fires | Wire-to-wire contact | Aggregated | 2059 | 5.5004e-07 | 22.7224 | 1.2498e-05 | 2059 | Mitigation | 0.95 | 45 | 0 | esc | 0.00097009 | 5.3359e-10 | 0.00097009 | 5.3359e-10 | 0.0027785 | 1.1775e-10 | 0 | 0
[120 empty] | 7.3.3.17.5 (Remote Grid) Updates to grid topology to minimize risk of ignition in HFTDs Remote GridWLDFRWire-to-wire contactAggregated | WLDFR | HFTD - Distribution - Tier 3 - 2QU CoRE ¦ 5QU LoRE | Non-Red Flag Warning - Catastrophic Fires | Wire-to-wire contact | Aggregated | 2060 | 5.5004e-07 | 22.7224 | 1.2498e-05 | 2060 | Mitigation | 0.95 | 45 | 0 | esc | 0.00097009 | 5.3359e-10 | 0.00097009 | 5.3359e-10 | 0.0027785 | 1.1775e-10 | 0.0080352 | 2.5628e-08
[120 empty] | 7.3.3.17.5 (Remote Grid) Updates to grid topology to minimize risk of ignition in HFTDs Remote GridWLDFRWire-to-wire contactAggregated | WLDFR | HFTD - Distribution - Tier 3 - 2QU CoRE ¦ 5QU LoRE | Non-Red Flag Warning - Catastrophic Fires | Wire-to-wire contact | Aggregated | 2061 | 5.5004e-07 | 22.7224 | 1.2498e-05 | 2061 | Mitigation | 0.95 | 45 | 0 | esc | 0.00097009 | 5.3359e-10 | 0.00097009 | 5.3359e-10 | 0.0027785 | 1.1775e-10 | 0.0080352 | 2.5628e-08
[120 empty] | 7.3.3.17.5 (Remote Grid) Updates to grid topology to minimize risk of ignition in HFTDs Remote GridWLDFRWire-to-wire contactAggregated | WLDFR | HFTD - Distribution - Tier 3 - 2QU CoRE ¦ 5QU LoRE | Non-Red Flag Warning - Catastrophic Fires | Wire-to-wire contact | Aggregated | 2062 | 5.5004e-07 | 22.7224 | 1.2498e-05 | 2062 | Mitigation | 0.95 | 45 | 0 | esc | 0.00097009 | 5.3359e-10 | 0.00097009 | 5.3359e-10 | 0.0027785 | 1.1775e-10 | 0.0080352 | 2.5628e-08
[120 empty] | 7.3.3.17.5 (Remote Grid) Updates to grid topology to minimize risk of ignition in HFTDs Remote GridWLDFRWire-to-wire contactAggregated | WLDFR | HFTD - Distribution - Tier 3 - 2QU CoRE ¦ 5QU LoRE | Non-Red Flag Warning - Catastrophic Fires | Wire-to-wire contact | Aggregated | 2063 | 5.5004e-07 | 22.7224 | 1.2498e-05 | 2063 | Mitigation | 0.95 | 45 | 0 | esc | 0.00097009 | 5.3359e-10 | 0.00097009 | 5.3359e-10 | 0.0027785 | 1.1775e-10 | 0.0080352 | 2.5628e-08
[120 empty] | 7.3.3.17.5 (Remote Grid) Updates to grid topology to minimize risk of ignition in HFTDs Remote GridWLDFRWire-to-wire contactAggregated | WLDFR | HFTD - Distribution - Tier 3 - 2QU CoRE ¦ 5QU LoRE | Non-Red Flag Warning - Catastrophic Fires | Wire-to-wire contact | Aggregated | 2064 | 5.5004e-07 | 22.7224 | 1.2498e-05 | 2064 | Mitigation | 0.95 | 45 | 0 | esc | 0.00097009 | 5.3359e-10 | 0.00097009 | 5.3359e-10 | 0.0027785 | 1.1775e-10 | 0.0080352 | 2.5628e-08
[120 empty] | 7.3.3.17.5 (Remote Grid) Updates to grid topology to minimize risk of ignition in HFTDs Remote GridWLDFRWire-to-wire contactAggregated | WLDFR | HFTD - Distribution - Tier 3 - 2QU CoRE ¦ 5QU LoRE | Non-Red Flag Warning - Catastrophic Fires | Wire-to-wire contact | Aggregated | 2065 | 5.5004e-07 | 22.7224 | 1.2498e-05 | 2065 | Mitigation | 0.95 | 45 | 0 | esc | 0.00097009 | 5.3359e-10 | 0.00097009 | 5.3359e-10 | 0.0027785 | 1.1775e-10 | 0.0080352 | 2.5628e-08
[120 empty] | 7.3.3.17.5 (Remote Grid) Updates to grid topology to minimize risk of ignition in HFTDs Remote GridWLDFRWire-to-wire contactAggregated | WLDFR | HFTD - Distribution - Tier 3 - 2QU CoRE ¦ 5QU LoRE | Non-Red Flag Warning - Catastrophic Fires | Wire-to-wire contact | Aggregated | 2066 | 5.5004e-07 | 22.7224 | 1.2498e-05 | 2066 | Mitigation | 0.95 | 45 | 0 | esc | 0.00097009 | 5.3359e-10 | 0.00097009 | 5.3359e-10 | 0.0027785 | 1.1775e-10 | 0.0080352 | 2.5628e-08
[120 empty] | 7.3.3.17.5 (Remote Grid) Updates to grid topology to minimize risk of ignition in HFTDs Remote GridWLDFRWire-to-wire contactAggregated | WLDFR | HFTD - Distribution - Tier 3 - 2QU CoRE ¦ 5QU LoRE | Non-Red Flag Warning - Catastrophic Fires | Wire-to-wire contact | Aggregated | 2067 | 5.5004e-07 | 22.7224 | 1.2498e-05 | 2067 | Mitigation | 0.95 | 45 | 0 | esc | 0 | 0 | 0.00097009 | 5.3359e-10 | 0.0027785 | 1.1775e-10 | 0.0080352 | 2.5628e-08
[120 empty] | 7.3.3.17.5 (Remote Grid) Updates to grid topology to minimize risk of ignition in HFTDs Remote GridWLDFRContact from objectAggregated | WLDFR | HFTD - Distribution - Tier 3 - 2QU CoRE ¦ 5QU LoRE | Non-Red Flag Warning - Destructive Fires | Contact from object | Aggregated | 2022 | 1.7359e-07 | 22.7224 | 3.9444e-06 | 2022 | Mitigation | 0.95 | 45 | 0 | esc | 0.00097009 | 1.684e-10 | 0 | 0 | 0.0027785 | 1.1775e-10 | 0.0080352 | 2.5628e-08
[120 empty] | 7.3.3.17.5 (Remote Grid) Updates to grid topology to minimize risk of ignition in HFTDs Remote GridWLDFRContact from objectAggregated | WLDFR | HFTD - Distribution - Tier 3 - 2QU CoRE ¦ 5QU LoRE | Non-Red Flag Warning - Destructive Fires | Contact from object | Aggregated | 2023 | 1.7359e-07 | 22.7224 | 3.9444e-06 | 2023 | Mitigation | 0.95 | 45 | 0 | esc | 0.00097009 | 1.684e-10 | 0.00097009 | 1.684e-10 | 0.0027785 | 1.1775e-10 | 0.0080352 | 2.5628e-08
[120 empty] | 7.3.3.17.5 (Remote Grid) Updates to grid topology to minimize risk of ignition in HFTDs Remote GridWLDFRContact from objectAggregated | WLDFR | HFTD - Distribution - Tier 3 - 2QU CoRE ¦ 5QU LoRE | Non-Red Flag Warning - Destructive Fires | Contact from object | Aggregated | 2024 | 1.7359e-07 | 22.7224 | 3.9444e-06 | 2024 | Mitigation | 0.95 | 45 | 0 | esc | 0.00097009 | 1.684e-10 | 0.00097009 | 1.684e-10 | 0.0027785 | 1.1775e-10 | 0.0080352 | 2.5628e-08
[120 empty] | 7.3.3.17.5 (Remote Grid) Updates to grid topology to minimize risk of ignition in HFTDs Remote GridWLDFRContact from objectAggregated | WLDFR | HFTD - Distribution - Tier 3 - 2QU CoRE ¦ 5QU LoRE | Non-Red Flag Warning - Destructive Fires | Contact from object | Aggregated | 2025 | 1.7359e-07 | 22.7224 | 3.9444e-06 | 2025 | Mitigation | 0.95 | 45 | 0 | esc | 0.00097009 | 1.684e-10 | 0.00097009 | 1.684e-10 | 0.0027785 | 1.1775e-10 | 0.0080352 | 2.5628e-08
[120 empty] | 7.3.3.17.5 (Remote Grid) Updates to grid topology to minimize risk of ignition in HFTDs Remote GridWLDFRContact from objectAggregated | WLDFR | HFTD - Distribution - Tier 3 - 2QU CoRE ¦ 5QU LoRE | Non-Red Flag Warning - Destructive Fires | Contact from object | Aggregated | 2026 | 1.7359e-07 | 22.7224 | 3.9444e-06 | 2026 | Mitigation | 0.95 | 45 | 0 | esc | 0.00097009 | 1.684e-10 | 0.00097009 | 1.684e-10 | 0.0027785 | 1.1775e-10 | 0.0080352 | 2.5628e-08
[120 empty] | 7.3.3.17.5 (Remote Grid) Updates to grid topology to minimize risk of ignition in HFTDs Remote GridWLDFRContact from objectAggregated | WLDFR | HFTD - Distribution - Tier 3 - 2QU CoRE ¦ 5QU LoRE | Non-Red Flag Warning - Destructive Fires | Contact from object | Aggregated | 2027 | 1.7359e-07 | 22.7224 | 3.9444e-06 | 2027 | Mitigation | 0.95 | 45 | 0 | esc | 0.00097009 | 1.684e-10 | 0.00097009 | 1.684e-10 | 0.0027785 | 1.1775e-10 | 0.0080352 | 2.5628e-08
[120 empty] | 7.3.3.17.5 (Remote Grid) Updates to grid topology to minimize risk of ignition in HFTDs Remote GridWLDFRContact from objectAggregated | WLDFR | HFTD - Distribution - Tier 3 - 2QU CoRE ¦ 5QU LoRE | Non-Red Flag Warning - Destructive Fires | Contact from object | Aggregated | 2028 | 1.7359e-07 | 22.7224 | 3.9444e-06 | 2028 | Mitigation | 0.95 | 45 | 0 | esc | 0.00097009 | 1.684e-10 | 0.00097009 | 1.684e-10 | 0.0027785 | 1.1775e-10 | 0.0080352 | 2.5628e-08
[120 empty] | 7.3.3.17.5 (Remote Grid) Updates to grid topology to minimize risk of ignition in HFTDs Remote GridWLDFRContact from objectAggregated | WLDFR | HFTD - Distribution - Tier 3 - 2QU CoRE ¦ 5QU LoRE | Non-Red Flag Warning - Destructive Fires | Contact from object | Aggregated | 2029 | 1.7359e-07 | 22.7224 | 3.9444e-06 | 2029 | Mitigation | 0.95 | 45 | 0 | esc | 0.00097009 | 1.684e-10 | 0.00097009 | 1.684e-10 | 0.0027785 | 1.1775e-10 | 0.0080352 | 2.5628e-08
[120 empty] | 7.3.3.17.5 (Remote Grid) Updates to grid topology to minimize risk of ignition in HFTDs Remote GridWLDFRContact from objectAggregated | WLDFR | HFTD - Distribution - Tier 3 - 2QU CoRE ¦ 5QU LoRE | Non-Red Flag Warning - Destructive Fires | Contact from object | Aggregated | 2030 | 1.7359e-07 | 22.7224 | 3.9444e-06 | 2030 | Mitigation | 0.95 | 45 | 0 | esc | 0.00097009 | 1.684e-10 | 0.00097009 | 1.684e-10 | 0.0027785 | 1.1775e-10 | 0.0080352 | 2.5628e-08
[120 empty] | 7.3.3.17.5 (Remote Grid) Updates to grid topology to minimize risk of ignition in HFTDs Remote GridWLDFRContact from objectAggregated | WLDFR | HFTD - Distribution - Tier 3 - 2QU CoRE ¦ 5QU LoRE | Non-Red Flag Warning - Destructive Fires | Contact from object | Aggregated | 2031 | 1.7359e-07 | 22.7224 | 3.9444e-06 | 2031 | Mitigation | 0.95 | 45 | 0 | esc | 0.00097009 | 1.684e-10 | 0.00097009 | 1.684e-10 | 0.0027785 | 1.1775e-10 | 0.0080352 | 2.5628e-08
[120 empty] | 7.3.3.17.5 (Remote Grid) Updates to grid topology to minimize risk of ignition in HFTDs Remote GridWLDFRContact from objectAggregated | WLDFR | HFTD - Distribution - Tier 3 - 2QU CoRE ¦ 5QU LoRE | Non-Red Flag Warning - Destructive Fires | Contact from object | Aggregated | 2032 | 1.7359e-07 | 22.7224 | 3.9444e-06 | 2032 | Mitigation | 0.95 | 45 | 0 | esc | 0.00097009 | 1.684e-10 | 0.00097009 | 1.684e-10 | 0.0027785 | 1.1775e-10 | 0.0080352 | 2.5628e-08
[120 empty] | 7.3.3.17.5 (Remote Grid) Updates to grid topology to minimize risk of ignition in HFTDs Remote GridWLDFRContact from objectAggregated | WLDFR | HFTD - Distribution - Tier 3 - 2QU CoRE ¦ 5QU LoRE | Non-Red Flag Warning - Destructive Fires | Contact from object | Aggregated | 2033 | 1.7359e-07 | 22.7224 | 3.9444e-06 | 2033 | Mitigation | 0.95 | 45 | 0 | esc | 0.00097009 | 1.684e-10 | 0.00097009 | 1.684e-10 | 0.0027785 | 1.1775e-10 | 0.0080352 | 2.5628e-08
[120 empty] | 7.3.3.17.5 (Remote Grid) Updates to grid topology to minimize risk of ignition in HFTDs Remote GridWLDFRContact from objectAggregated | WLDFR | HFTD - Distribution - Tier 3 - 2QU CoRE ¦ 5QU LoRE | Non-Red Flag Warning - Destructive Fires | Contact from object | Aggregated | 2034 | 1.7359e-07 | 22.7224 | 3.9444e-06 | 2034 | Mitigation | 0.95 | 45 | 0 | esc | 0.00097009 | 1.684e-10 | 0.00097009 | 1.684e-10 | 0.0027785 | 1.1775e-10 | 0.0080352 | 2.5628e-08
[120 empty] | 7.3.3.17.5 (Remote Grid) Updates to grid topology to minimize risk of ignition in HFTDs Remote GridWLDFRContact from objectAggregated | WLDFR | HFTD - Distribution - Tier 3 - 2QU CoRE ¦ 5QU LoRE | Non-Red Flag Warning - Destructive Fires | Contact from object | Aggregated | 2035 | 1.7359e-07 | 22.7224 | 3.9444e-06 | 2035 | Mitigation | 0.95 | 45 | 0 | esc | 0.00097009 | 1.684e-10 | 0.00097009 | 1.684e-10 | 0.0027785 | 1.1775e-10 | 0.0080352 | 2.5628e-08
[120 empty] | 7.3.3.17.5 (Remote Grid) Updates to grid topology to minimize risk of ignition in HFTDs Remote GridWLDFRContact from objectAggregated | WLDFR | HFTD - Distribution - Tier 3 - 2QU CoRE ¦ 5QU LoRE | Non-Red Flag Warning - Destructive Fires | Contact from object | Aggregated | 2036 | 1.7359e-07 | 22.7224 | 3.9444e-06 | 2036 | Mitigation | 0.95 | 45 | 0 | esc | 0.00097009 | 1.684e-10 | 0.00097009 | 1.684e-10 | 0.0027785 | 1.1775e-10 | 0.0080352 | 2.5628e-08
[120 empty] | 7.3.3.17.5 (Remote Grid) Updates to grid topology to minimize risk of ignition in HFTDs Remote GridWLDFRContact from objectAggregated | WLDFR | HFTD - Distribution - Tier 3 - 2QU CoRE ¦ 5QU LoRE | Non-Red Flag Warning - Destructive Fires | Contact from object | Aggregated | 2037 | 1.7359e-07 | 22.7224 | 3.9444e-06 | 2037 | Mitigation | 0.95 | 45 | 0 | esc | 0.00097009 | 1.684e-10 | 0.00097009 | 1.684e-10 | 0.0027785 | 1.1775e-10 | 0.0080352 | 2.5628e-08
[120 empty] | 7.3.3.17.5 (Remote Grid) Updates to grid topology to minimize risk of ignition in HFTDs Remote GridWLDFRContact from objectAggregated | WLDFR | HFTD - Distribution - Tier 3 - 2QU CoRE ¦ 5QU LoRE | Non-Red Flag Warning - Destructive Fires | Contact from object | Aggregated | 2038 | 1.7359e-07 | 22.7224 | 3.9444e-06 | 2038 | Mitigation | 0.95 | 45 | 0 | esc | 0.00097009 | 1.684e-10 | 0.00097009 | 1.684e-10 | 0.0027785 | 1.1775e-10 | 0.0080352 | 2.5628e-08
[120 empty] | 7.3.3.17.5 (Remote Grid) Updates to grid topology to minimize risk of ignition in HFTDs Remote GridWLDFRContact from objectAggregated | WLDFR | HFTD - Distribution - Tier 3 - 2QU CoRE ¦ 5QU LoRE | Non-Red Flag Warning - Destructive Fires | Contact from object | Aggregated | 2039 | 1.7359e-07 | 22.7224 | 3.9444e-06 | 2039 | Mitigation | 0.95 | 45 | 0 | esc | 0.00097009 | 1.684e-10 | 0.00097009 | 1.684e-10 | 0.0027785 | 1.1775e-10 | 0.0080352 | 2.5628e-08
[120 empty] | 7.3.3.17.5 (Remote Grid) Updates to grid topology to minimize risk of ignition in HFTDs Remote GridWLDFRContact from objectAggregated | WLDFR | HFTD - Distribution - Tier 3 - 2QU CoRE ¦ 5QU LoRE | Non-Red Flag Warning - Destructive Fires | Contact from object | Aggregated | 2040 | 1.7359e-07 | 22.7224 | 3.9444e-06 | 2040 | Mitigation | 0.95 | 45 | 0 | esc | 0.00097009 | 1.684e-10 | 0.00097009 | 1.684e-10 | 0.0027785 | 1.1775e-10 | 0.0080352 | 2.5628e-08
[120 empty] | 7.3.3.17.5 (Remote Grid) Updates to grid topology to minimize risk of ignition in HFTDs Remote GridWLDFRContact from objectAggregated | WLDFR | HFTD - Distribution - Tier 3 - 2QU CoRE ¦ 5QU LoRE | Non-Red Flag Warning - Destructive Fires | Contact from object | Aggregated | 2041 | 1.7359e-07 | 22.7224 | 3.9444e-06 | 2041 | Mitigation | 0.95 | 45 | 0 | esc | 0.00097009 | 1.684e-10 | 0.00097009 | 1.684e-10 | 0.0027785 | 1.1775e-10 | 0.0080352 | 2.5628e-08
[120 empty] | 7.3.3.17.5 (Remote Grid) Updates to grid topology to minimize risk of ignition in HFTDs Remote GridWLDFRContact from objectAggregated | WLDFR | HFTD - Distribution - Tier 3 - 2QU CoRE ¦ 5QU LoRE | Non-Red Flag Warning - Destructive Fires | Contact from object | Aggregated | 2042 | 1.7359e-07 | 22.7224 | 3.9444e-06 | 2042 | Mitigation | 0.95 | 45 | 0 | esc | 0.00097009 | 1.684e-10 | 0.00097009 | 1.684e-10 | 0.0027785 | 1.1775e-10 | 0.0080352 | 2.5628e-08
[120 empty] | 7.3.3.17.5 (Remote Grid) Updates to grid topology to minimize risk of ignition in HFTDs Remote GridWLDFRContact from objectAggregated | WLDFR | HFTD - Distribution - Tier 3 - 2QU CoRE ¦ 5QU LoRE | Non-Red Flag Warning - Destructive Fires | Contact from object | Aggregated | 2043 | 1.7359e-07 | 22.7224 | 3.9444e-06 | 2043 | Mitigation | 0.95 | 45 | 0 | esc | 0.00097009 | 1.684e-10 | 0.00097009 | 1.684e-10 | 0.0027785 | 1.1775e-10 | 0.0080352 | 2.5628e-08
[120 empty] | 7.3.3.17.5 (Remote Grid) Updates to grid topology to minimize risk of ignition in HFTDs Remote GridWLDFRContact from objectAggregated | WLDFR | HFTD - Distribution - Tier 3 - 2QU CoRE ¦ 5QU LoRE | Non-Red Flag Warning - Destructive Fires | Contact from object | Aggregated | 2044 | 1.7359e-07 | 22.7224 | 3.9444e-06 | 2044 | Mitigation | 0.95 | 45 | 0 | esc | 0.00097009 | 1.684e-10 | 0.00097009 | 1.684e-10 | 0.0027785 | 1.1775e-10 | 0 | 0
[120 empty] | 7.3.3.17.5 (Remote Grid) Updates to grid topology to minimize risk of ignition in HFTDs Remote GridWLDFRContact from objectAggregated | WLDFR | HFTD - Distribution - Tier 3 - 2QU CoRE ¦ 5QU LoRE | Non-Red Flag Warning - Destructive Fires | Contact from object | Aggregated | 2045 | 1.7359e-07 | 22.7224 | 3.9444e-06 | 2045 | Mitigation | 0.95 | 45 | 0 | esc | 0.00097009 | 1.684e-10 | 0.00097009 | 1.684e-10 | 0.0027785 | 1.1775e-10 | 0 | 0
[120 empty] | 7.3.3.17.5 (Remote Grid) Updates to grid topology to minimize risk of ignition in HFTDs Remote GridWLDFRContact from objectAggregated | WLDFR | HFTD - Distribution - Tier 3 - 2QU CoRE ¦ 5QU LoRE | Non-Red Flag Warning - Destructive Fires | Contact from object | Aggregated | 2046 | 1.7359e-07 | 22.7224 | 3.9444e-06 | 2046 | Mitigation | 0.95 | 45 | 0 | esc | 0.00097009 | 1.684e-10 | 0.00097009 | 1.684e-10 | 0.0027785 | 1.1775e-10 | 0.010315 | 1.048e-08
[120 empty] | 7.3.3.17.5 (Remote Grid) Updates to grid topology to minimize risk of ignition in HFTDs Remote GridWLDFRContact from objectAggregated | WLDFR | HFTD - Distribution - Tier 3 - 2QU CoRE ¦ 5QU LoRE | Non-Red Flag Warning - Destructive Fires | Contact from object | Aggregated | 2047 | 1.7359e-07 | 22.7224 | 3.9444e-06 | 2047 | Mitigation | 0.95 | 45 | 0 | esc | 0.00097009 | 1.684e-10 | 0.00097009 | 1.684e-10 | 0.0027785 | 1.1775e-10 | 0.010315 | 1.048e-08
[120 empty] | 7.3.3.17.5 (Remote Grid) Updates to grid topology to minimize risk of ignition in HFTDs Remote GridWLDFRContact from objectAggregated | WLDFR | HFTD - Distribution - Tier 3 - 2QU CoRE ¦ 5QU LoRE | Non-Red Flag Warning - Destructive Fires | Contact from object | Aggregated | 2048 | 1.7359e-07 | 22.7224 | 3.9444e-06 | 2048 | Mitigation | 0.95 | 45 | 0 | esc | 0.00097009 | 1.684e-10 | 0.00097009 | 1.684e-10 | 0.0027785 | 1.1775e-10 | 0.010315 | 1.048e-08
[120 empty] | 7.3.3.17.5 (Remote Grid) Updates to grid topology to minimize risk of ignition in HFTDs Remote GridWLDFRContact from objectAggregated | WLDFR | HFTD - Distribution - Tier 3 - 2QU CoRE ¦ 5QU LoRE | Non-Red Flag Warning - Destructive Fires | Contact from object | Aggregated | 2049 | 1.7359e-07 | 22.7224 | 3.9444e-06 | 2049 | Mitigation | 0.95 | 45 | 0 | esc | 0.00097009 | 1.684e-10 | 0.00097009 | 1.684e-10 | 0.0027785 | 1.1775e-10 | 0.010315 | 1.048e-08
[120 empty] | 7.3.3.17.5 (Remote Grid) Updates to grid topology to minimize risk of ignition in HFTDs Remote GridWLDFRContact from objectAggregated | WLDFR | HFTD - Distribution - Tier 3 - 2QU CoRE ¦ 5QU LoRE | Non-Red Flag Warning - Destructive Fires | Contact from object | Aggregated | 2050 | 1.7359e-07 | 22.7224 | 3.9444e-06 | 2050 | Mitigation | 0.95 | 45 | 0 | esc | 0.00097009 | 1.684e-10 | 0.00097009 | 1.684e-10 | 0.0027785 | 1.1775e-10 | 0.010315 | 1.048e-08
[120 empty] | 7.3.3.17.5 (Remote Grid) Updates to grid topology to minimize risk of ignition in HFTDs Remote GridWLDFRContact from objectAggregated | WLDFR | HFTD - Distribution - Tier 3 - 2QU CoRE ¦ 5QU LoRE | Non-Red Flag Warning - Destructive Fires | Contact from object | Aggregated | 2051 | 1.7359e-07 | 22.7224 | 3.9444e-06 | 2051 | Mitigation | 0.95 | 45 | 0 | esc | 0.00097009 | 1.684e-10 | 0.00097009 | 1.684e-10 | 0.0027785 | 1.1775e-10 | 0.010315 | 1.048e-08
[120 empty] | 7.3.3.17.5 (Remote Grid) Updates to grid topology to minimize risk of ignition in HFTDs Remote GridWLDFRContact from objectAggregated | WLDFR | HFTD - Distribution - Tier 3 - 2QU CoRE ¦ 5QU LoRE | Non-Red Flag Warning - Destructive Fires | Contact from object | Aggregated | 2052 | 1.7359e-07 | 22.7224 | 3.9444e-06 | 2052 | Mitigation | 0.95 | 45 | 0 | esc | 0.00097009 | 1.684e-10 | 0.00097009 | 1.684e-10 | 0.0027785 | 1.1775e-10 | 0.010315 | 1.048e-08
[120 empty] | 7.3.3.17.5 (Remote Grid) Updates to grid topology to minimize risk of ignition in HFTDs Remote GridWLDFRContact from objectAggregated | WLDFR | HFTD - Distribution - Tier 3 - 2QU CoRE ¦ 5QU LoRE | Non-Red Flag Warning - Destructive Fires | Contact from object | Aggregated | 2053 | 1.7359e-07 | 22.7224 | 3.9444e-06 | 2053 | Mitigation | 0.95 | 45 | 0 | esc | 0.00097009 | 1.684e-10 | 0.00097009 | 1.684e-10 | 0.0027785 | 1.1775e-10 | 0.010315 | 1.048e-08
[120 empty] | 7.3.3.17.5 (Remote Grid) Updates to grid topology to minimize risk of ignition in HFTDs Remote GridWLDFRContact from objectAggregated | WLDFR | HFTD - Distribution - Tier 3 - 2QU CoRE ¦ 5QU LoRE | Non-Red Flag Warning - Destructive Fires | Contact from object | Aggregated | 2054 | 1.7359e-07 | 22.7224 | 3.9444e-06 | 2054 | Mitigation | 0.95 | 45 | 0 | esc | 0.00097009 | 1.684e-10 | 0.00097009 | 1.684e-10 | 0.0027785 | 1.1775e-10 | 0.010315 | 1.048e-08
[120 empty] | 7.3.3.17.5 (Remote Grid) Updates to grid topology to minimize risk of ignition in HFTDs Remote GridWLDFRContact from objectAggregated | WLDFR | HFTD - Distribution - Tier 3 - 2QU CoRE ¦ 5QU LoRE | Non-Red Flag Warning - Destructive Fires | Contact from object | Aggregated | 2055 | 1.7359e-07 | 22.7224 | 3.9444e-06 | 2055 | Mitigation | 0.95 | 45 | 0 | esc | 0.00097009 | 1.684e-10 | 0.00097009 | 1.684e-10 | 0.0027785 | 1.1775e-10 | 0.010315 | 1.048e-08
[120 empty] | 7.3.3.17.5 (Remote Grid) Updates to grid topology to minimize risk of ignition in HFTDs Remote GridWLDFRContact from objectAggregated | WLDFR | HFTD - Distribution - Tier 3 - 2QU CoRE ¦ 5QU LoRE | Non-Red Flag Warning - Destructive Fires | Contact from object | Aggregated | 2056 | 1.7359e-07 | 22.7224 | 3.9444e-06 | 2056 | Mitigation | 0.95 | 45 | 0 | esc | 0.00097009 | 1.684e-10 | 0.00097009 | 1.684e-10 | 0.0027785 | 1.1775e-10 | 0.010315 | 1.048e-08
[120 empty] | 7.3.3.17.5 (Remote Grid) Updates to grid topology to minimize risk of ignition in HFTDs Remote GridWLDFRContact from objectAggregated | WLDFR | HFTD - Distribution - Tier 3 - 2QU CoRE ¦ 5QU LoRE | Non-Red Flag Warning - Destructive Fires | Contact from object | Aggregated | 2057 | 1.7359e-07 | 22.7224 | 3.9444e-06 | 2057 | Mitigation | 0.95 | 45 | 0 | esc | 0.00097009 | 1.684e-10 | 0.00097009 | 1.684e-10 | 0.0027785 | 1.1775e-10 | 0.010315 | 1.048e-08
[120 empty] | 7.3.3.17.5 (Remote Grid) Updates to grid topology to minimize risk of ignition in HFTDs Remote GridWLDFRContact from objectAggregated | WLDFR | HFTD - Distribution - Tier 3 - 2QU CoRE ¦ 5QU LoRE | Non-Red Flag Warning - Destructive Fires | Contact from object | Aggregated | 2058 | 1.7359e-07 | 22.7224 | 3.9444e-06 | 2058 | Mitigation | 0.95 | 45 | 0 | esc | 0.00097009 | 1.684e-10 | 0.00097009 | 1.684e-10 | 0 | 0 | 0.010315 | 1.048e-08
[120 empty] | 7.3.3.17.5 (Remote Grid) Updates to grid topology to minimize risk of ignition in HFTDs Remote GridWLDFRContact from objectAggregated | WLDFR | HFTD - Distribution - Tier 3 - 2QU CoRE ¦ 5QU LoRE | Non-Red Flag Warning - Destructive Fires | Contact from object | Aggregated | 2059 | 1.7359e-07 | 22.7224 | 3.9444e-06 | 2059 | Mitigation | 0.95 | 45 | 0 | esc | 0.00097009 | 1.684e-10 | 0.00097009 | 1.684e-10 | 0.0027785 | 2.3554e-12 | 0.010315 | 1.048e-08
[120 empty] | 7.3.3.17.5 (Remote Grid) Updates to grid topology to minimize risk of ignition in HFTDs Remote GridWLDFRContact from objectAggregated | WLDFR | HFTD - Distribution - Tier 3 - 2QU CoRE ¦ 5QU LoRE | Non-Red Flag Warning - Destructive Fires | Contact from object | Aggregated | 2060 | 1.7359e-07 | 22.7224 | 3.9444e-06 | 2060 | Mitigation | 0.95 | 45 | 0 | esc | 0.00097009 | 1.684e-10 | 0.00097009 | 1.684e-10 | 0.0027785 | 2.3554e-12 | 0.010315 | 1.048e-08
[120 empty] | 7.3.3.17.5 (Remote Grid) Updates to grid topology to minimize risk of ignition in HFTDs Remote GridWLDFRContact from objectAggregated | WLDFR | HFTD - Distribution - Tier 3 - 2QU CoRE ¦ 5QU LoRE | Non-Red Flag Warning - Destructive Fires | Contact from object | Aggregated | 2061 | 1.7359e-07 | 22.7224 | 3.9444e-06 | 2061 | Mitigation | 0.95 | 45 | 0 | esc | 0.00097009 | 1.684e-10 | 0.00097009 | 1.684e-10 | 0.0027785 | 2.3554e-12 | 0.010315 | 1.048e-08
[120 empty] | 7.3.3.17.5 (Remote Grid) Updates to grid topology to minimize risk of ignition in HFTDs Remote GridWLDFRContact from objectAggregated | WLDFR | HFTD - Distribution - Tier 3 - 2QU CoRE ¦ 5QU LoRE | Non-Red Flag Warning - Destructive Fires | Contact from object | Aggregated | 2062 | 1.7359e-07 | 22.7224 | 3.9444e-06 | 2062 | Mitigation | 0.95 | 45 | 0 | esc | 0.00097009 | 1.684e-10 | 0.00097009 | 1.684e-10 | 0.0027785 | 2.3554e-12 | 0.010315 | 1.048e-08
[120 empty] | 7.3.3.17.5 (Remote Grid) Updates to grid topology to minimize risk of ignition in HFTDs Remote GridWLDFRContact from objectAggregated | WLDFR | HFTD - Distribution - Tier 3 - 2QU CoRE ¦ 5QU LoRE | Non-Red Flag Warning - Destructive Fires | Contact from object | Aggregated | 2063 | 1.7359e-07 | 22.7224 | 3.9444e-06 | 2063 | Mitigation | 0.95 | 45 | 0 | esc | 0.00097009 | 1.684e-10 | 0.00097009 | 1.684e-10 | 0.0027785 | 2.3554e-12 | 0.010315 | 1.048e-08
[120 empty] | 7.3.3.17.5 (Remote Grid) Updates to grid topology to minimize risk of ignition in HFTDs Remote GridWLDFRContact from objectAggregated | WLDFR | HFTD - Distribution - Tier 3 - 2QU CoRE ¦ 5QU LoRE | Non-Red Flag Warning - Destructive Fires | Contact from object | Aggregated | 2064 | 1.7359e-07 | 22.7224 | 3.9444e-06 | 2064 | Mitigation | 0.95 | 45 | 0 | esc | 0.00097009 | 1.684e-10 | 0.00097009 | 1.684e-10 | 0.0027785 | 2.3554e-12 | 0.010315 | 1.048e-08
[120 empty] | 7.3.3.17.5 (Remote Grid) Updates to grid topology to minimize risk of ignition in HFTDs Remote GridWLDFRContact from objectAggregated | WLDFR | HFTD - Distribution - Tier 3 - 2QU CoRE ¦ 5QU LoRE | Non-Red Flag Warning - Destructive Fires | Contact from object | Aggregated | 2065 | 1.7359e-07 | 22.7224 | 3.9444e-06 | 2065 | Mitigation | 0.95 | 45 | 0 | esc | 0.00097009 | 1.684e-10 | 0.00097009 | 1.684e-10 | 0.0027785 | 2.3554e-12 | 0.010315 | 1.048e-08
[120 empty] | 7.3.3.17.5 (Remote Grid) Updates to grid topology to minimize risk of ignition in HFTDs Remote GridWLDFRContact from objectAggregated | WLDFR | HFTD - Distribution - Tier 3 - 2QU CoRE ¦ 5QU LoRE | Non-Red Flag Warning - Destructive Fires | Contact from object | Aggregated | 2066 | 1.7359e-07 | 22.7224 | 3.9444e-06 | 2066 | Mitigation | 0.95 | 45 | 0 | esc | 0.00097009 | 1.684e-10 | 0.00097009 | 1.684e-10 | 0.0027785 | 2.3554e-12 | 0.010315 | 1.048e-08
[120 empty] | 7.3.3.17.5 (Remote Grid) Updates to grid topology to minimize risk of ignition in HFTDs Remote GridWLDFRContact from objectAggregated | WLDFR | HFTD - Distribution - Tier 3 - 2QU CoRE ¦ 5QU LoRE | Non-Red Flag Warning - Destructive Fires | Contact from object | Aggregated | 2067 | 1.7359e-07 | 22.7224 | 3.9444e-06 | 2067 | Mitigation | 0.95 | 45 | 0 | esc | 0 | 0 | 0.00097009 | 1.684e-10 | 0.0027785 | 2.3554e-12 | 0.010315 | 1.048e-08
[120 empty] | 7.3.3.17.5 (Remote Grid) Updates to grid topology to minimize risk of ignition in HFTDs Remote GridWLDFRContaminationAggregated | WLDFR | HFTD - Distribution - Tier 3 - 2QU CoRE ¦ 5QU LoRE | Non-Red Flag Warning - Destructive Fires | Contamination | Aggregated | 2022 | 3.3814e-09 | 22.7224 | 7.6835e-08 | 2022 | Mitigation | 0.95 | 45 | 0 | esc | 0.00097009 | 3.2803e-12 | 0 | 0 | 0.0027785 | 2.3554e-12 | 0.010315 | 1.048e-08
[120 empty] | 7.3.3.17.5 (Remote Grid) Updates to grid topology to minimize risk of ignition in HFTDs Remote GridWLDFRContaminationAggregated | WLDFR | HFTD - Distribution - Tier 3 - 2QU CoRE ¦ 5QU LoRE | Non-Red Flag Warning - Destructive Fires | Contamination | Aggregated | 2023 | 3.3814e-09 | 22.7224 | 7.6835e-08 | 2023 | Mitigation | 0.95 | 45 | 0 | esc | 0.00097009 | 3.2803e-12 | 0.00097009 | 3.2803e-12 | 0.0027785 | 2.3554e-12 | 0.010315 | 1.048e-08
[120 empty] | 7.3.3.17.5 (Remote Grid) Updates to grid topology to minimize risk of ignition in HFTDs Remote GridWLDFRContaminationAggregated | WLDFR | HFTD - Distribution - Tier 3 - 2QU CoRE ¦ 5QU LoRE | Non-Red Flag Warning - Destructive Fires | Contamination | Aggregated | 2024 | 3.3814e-09 | 22.7224 | 7.6835e-08 | 2024 | Mitigation | 0.95 | 45 | 0 | esc | 0.00097009 | 3.2803e-12 | 0.00097009 | 3.2803e-12 | 0.0027785 | 2.3554e-12 | 0.010315 | 1.048e-08
[120 empty] | 7.3.3.17.5 (Remote Grid) Updates to grid topology to minimize risk of ignition in HFTDs Remote GridWLDFRContaminationAggregated | WLDFR | HFTD - Distribution - Tier 3 - 2QU CoRE ¦ 5QU LoRE | Non-Red Flag Warning - Destructive Fires | Contamination | Aggregated | 2025 | 3.3814e-09 | 22.7224 | 7.6835e-08 | 2025 | Mitigation | 0.95 | 45 | 0 | esc | 0.00097009 | 3.2803e-12 | 0.00097009 | 3.2803e-12 | 0.0027785 | 2.3554e-12 | 0.010315 | 1.048e-08
[120 empty] | 7.3.3.17.5 (Remote Grid) Updates to grid topology to minimize risk of ignition in HFTDs Remote GridWLDFRContaminationAggregated | WLDFR | HFTD - Distribution - Tier 3 - 2QU CoRE ¦ 5QU LoRE | Non-Red Flag Warning - Destructive Fires | Contamination | Aggregated | 2026 | 3.3814e-09 | 22.7224 | 7.6835e-08 | 2026 | Mitigation | 0.95 | 45 | 0 | esc | 0.00097009 | 3.2803e-12 | 0.00097009 | 3.2803e-12 | 0.0027785 | 2.3554e-12 | 0.010315 | 1.048e-08