[120 empty] | 7.3.3.17.5 (Remote Grid) Updates to grid topology to minimize risk of ignition in HFTDs Remote GridWLDFRContaminationAggregated | WLDFR | HFTD - Distribution - Tier 3 - 2QU CoRE ¦ 5QU LoRE | Non-Red Flag Warning - Destructive Fires | Contamination | Aggregated | 2027 | 3.3814e-09 | 22.7224 | 7.6835e-08 | 2027 | Mitigation | 0.95 | 45 | 0 | esc | 0.00097009 | 3.2803e-12 | 0.00097009 | 3.2803e-12 | 0.0027785 | 2.3554e-12 | 0.010315 | 1.048e-08
[120 empty] | 7.3.3.17.5 (Remote Grid) Updates to grid topology to minimize risk of ignition in HFTDs Remote GridWLDFRContaminationAggregated | WLDFR | HFTD - Distribution - Tier 3 - 2QU CoRE ¦ 5QU LoRE | Non-Red Flag Warning - Destructive Fires | Contamination | Aggregated | 2028 | 3.3814e-09 | 22.7224 | 7.6835e-08 | 2028 | Mitigation | 0.95 | 45 | 0 | esc | 0.00097009 | 3.2803e-12 | 0.00097009 | 3.2803e-12 | 0.0027785 | 2.3554e-12 | 0.010315 | 1.048e-08
[120 empty] | 7.3.3.17.5 (Remote Grid) Updates to grid topology to minimize risk of ignition in HFTDs Remote GridWLDFRContaminationAggregated | WLDFR | HFTD - Distribution - Tier 3 - 2QU CoRE ¦ 5QU LoRE | Non-Red Flag Warning - Destructive Fires | Contamination | Aggregated | 2029 | 3.3814e-09 | 22.7224 | 7.6835e-08 | 2029 | Mitigation | 0.95 | 45 | 0 | esc | 0.00097009 | 3.2803e-12 | 0.00097009 | 3.2803e-12 | 0.0027785 | 2.3554e-12 | 0.010315 | 1.048e-08
[120 empty] | 7.3.3.17.5 (Remote Grid) Updates to grid topology to minimize risk of ignition in HFTDs Remote GridWLDFRContaminationAggregated | WLDFR | HFTD - Distribution - Tier 3 - 2QU CoRE ¦ 5QU LoRE | Non-Red Flag Warning - Destructive Fires | Contamination | Aggregated | 2030 | 3.3814e-09 | 22.7224 | 7.6835e-08 | 2030 | Mitigation | 0.95 | 45 | 0 | esc | 0.00097009 | 3.2803e-12 | 0.00097009 | 3.2803e-12 | 0.0027785 | 2.3554e-12 | 0 | 0
[120 empty] | 7.3.3.17.5 (Remote Grid) Updates to grid topology to minimize risk of ignition in HFTDs Remote GridWLDFRContaminationAggregated | WLDFR | HFTD - Distribution - Tier 3 - 2QU CoRE ¦ 5QU LoRE | Non-Red Flag Warning - Destructive Fires | Contamination | Aggregated | 2031 | 3.3814e-09 | 22.7224 | 7.6835e-08 | 2031 | Mitigation | 0.95 | 45 | 0 | esc | 0.00097009 | 3.2803e-12 | 0.00097009 | 3.2803e-12 | 0.0027785 | 2.3554e-12 | 0 | 0
[120 empty] | 7.3.3.17.5 (Remote Grid) Updates to grid topology to minimize risk of ignition in HFTDs Remote GridWLDFRContaminationAggregated | WLDFR | HFTD - Distribution - Tier 3 - 2QU CoRE ¦ 5QU LoRE | Non-Red Flag Warning - Destructive Fires | Contamination | Aggregated | 2032 | 3.3814e-09 | 22.7224 | 7.6835e-08 | 2032 | Mitigation | 0.95 | 45 | 0 | esc | 0.00097009 | 3.2803e-12 | 0.00097009 | 3.2803e-12 | 0.0027785 | 2.3554e-12 | 0.013666 | 1.3879e-08
[120 empty] | 7.3.3.17.5 (Remote Grid) Updates to grid topology to minimize risk of ignition in HFTDs Remote GridWLDFRContaminationAggregated | WLDFR | HFTD - Distribution - Tier 3 - 2QU CoRE ¦ 5QU LoRE | Non-Red Flag Warning - Destructive Fires | Contamination | Aggregated | 2033 | 3.3814e-09 | 22.7224 | 7.6835e-08 | 2033 | Mitigation | 0.95 | 45 | 0 | esc | 0.00097009 | 3.2803e-12 | 0.00097009 | 3.2803e-12 | 0.0027785 | 2.3554e-12 | 0.013666 | 1.3879e-08
[120 empty] | 7.3.3.17.5 (Remote Grid) Updates to grid topology to minimize risk of ignition in HFTDs Remote GridWLDFRContaminationAggregated | WLDFR | HFTD - Distribution - Tier 3 - 2QU CoRE ¦ 5QU LoRE | Non-Red Flag Warning - Destructive Fires | Contamination | Aggregated | 2034 | 3.3814e-09 | 22.7224 | 7.6835e-08 | 2034 | Mitigation | 0.95 | 45 | 0 | esc | 0.00097009 | 3.2803e-12 | 0.00097009 | 3.2803e-12 | 0.0027785 | 2.3554e-12 | 0.013666 | 1.3879e-08
[120 empty] | 7.3.3.17.5 (Remote Grid) Updates to grid topology to minimize risk of ignition in HFTDs Remote GridWLDFRContaminationAggregated | WLDFR | HFTD - Distribution - Tier 3 - 2QU CoRE ¦ 5QU LoRE | Non-Red Flag Warning - Destructive Fires | Contamination | Aggregated | 2035 | 3.3814e-09 | 22.7224 | 7.6835e-08 | 2035 | Mitigation | 0.95 | 45 | 0 | esc | 0.00097009 | 3.2803e-12 | 0.00097009 | 3.2803e-12 | 0.0027785 | 2.3554e-12 | 0.013666 | 1.3879e-08
[120 empty] | 7.3.3.17.5 (Remote Grid) Updates to grid topology to minimize risk of ignition in HFTDs Remote GridWLDFRContaminationAggregated | WLDFR | HFTD - Distribution - Tier 3 - 2QU CoRE ¦ 5QU LoRE | Non-Red Flag Warning - Destructive Fires | Contamination | Aggregated | 2036 | 3.3814e-09 | 22.7224 | 7.6835e-08 | 2036 | Mitigation | 0.95 | 45 | 0 | esc | 0.00097009 | 3.2803e-12 | 0.00097009 | 3.2803e-12 | 0.0027785 | 2.3554e-12 | 0.013666 | 1.3879e-08
[120 empty] | 7.3.3.17.5 (Remote Grid) Updates to grid topology to minimize risk of ignition in HFTDs Remote GridWLDFRContaminationAggregated | WLDFR | HFTD - Distribution - Tier 3 - 2QU CoRE ¦ 5QU LoRE | Non-Red Flag Warning - Destructive Fires | Contamination | Aggregated | 2037 | 3.3814e-09 | 22.7224 | 7.6835e-08 | 2037 | Mitigation | 0.95 | 45 | 0 | esc | 0.00097009 | 3.2803e-12 | 0.00097009 | 3.2803e-12 | 0.0027785 | 2.3554e-12 | 0.013666 | 1.3879e-08
[120 empty] | 7.3.3.17.5 (Remote Grid) Updates to grid topology to minimize risk of ignition in HFTDs Remote GridWLDFRContaminationAggregated | WLDFR | HFTD - Distribution - Tier 3 - 2QU CoRE ¦ 5QU LoRE | Non-Red Flag Warning - Destructive Fires | Contamination | Aggregated | 2038 | 3.3814e-09 | 22.7224 | 7.6835e-08 | 2038 | Mitigation | 0.95 | 45 | 0 | esc | 0.00097009 | 3.2803e-12 | 0.00097009 | 3.2803e-12 | 0.0027785 | 2.3554e-12 | 0.013666 | 1.3879e-08
[120 empty] | 7.3.3.17.5 (Remote Grid) Updates to grid topology to minimize risk of ignition in HFTDs Remote GridWLDFRContaminationAggregated | WLDFR | HFTD - Distribution - Tier 3 - 2QU CoRE ¦ 5QU LoRE | Non-Red Flag Warning - Destructive Fires | Contamination | Aggregated | 2039 | 3.3814e-09 | 22.7224 | 7.6835e-08 | 2039 | Mitigation | 0.95 | 45 | 0 | esc | 0.00097009 | 3.2803e-12 | 0.00097009 | 3.2803e-12 | 0.0027785 | 2.3554e-12 | 0.013666 | 1.3879e-08
[120 empty] | 7.3.3.17.5 (Remote Grid) Updates to grid topology to minimize risk of ignition in HFTDs Remote GridWLDFRContaminationAggregated | WLDFR | HFTD - Distribution - Tier 3 - 2QU CoRE ¦ 5QU LoRE | Non-Red Flag Warning - Destructive Fires | Contamination | Aggregated | 2040 | 3.3814e-09 | 22.7224 | 7.6835e-08 | 2040 | Mitigation | 0.95 | 45 | 0 | esc | 0.00097009 | 3.2803e-12 | 0.00097009 | 3.2803e-12 | 0.0027785 | 2.3554e-12 | 0.013666 | 1.3879e-08
[120 empty] | 7.3.3.17.5 (Remote Grid) Updates to grid topology to minimize risk of ignition in HFTDs Remote GridWLDFRContaminationAggregated | WLDFR | HFTD - Distribution - Tier 3 - 2QU CoRE ¦ 5QU LoRE | Non-Red Flag Warning - Destructive Fires | Contamination | Aggregated | 2041 | 3.3814e-09 | 22.7224 | 7.6835e-08 | 2041 | Mitigation | 0.95 | 45 | 0 | esc | 0.00097009 | 3.2803e-12 | 0.00097009 | 3.2803e-12 | 0.0027785 | 2.3554e-12 | 0.013666 | 1.3879e-08
[120 empty] | 7.3.3.17.5 (Remote Grid) Updates to grid topology to minimize risk of ignition in HFTDs Remote GridWLDFRContaminationAggregated | WLDFR | HFTD - Distribution - Tier 3 - 2QU CoRE ¦ 5QU LoRE | Non-Red Flag Warning - Destructive Fires | Contamination | Aggregated | 2042 | 3.3814e-09 | 22.7224 | 7.6835e-08 | 2042 | Mitigation | 0.95 | 45 | 0 | esc | 0.00097009 | 3.2803e-12 | 0.00097009 | 3.2803e-12 | 0.0027785 | 2.3554e-12 | 0.013666 | 1.3879e-08
[120 empty] | 7.3.3.17.5 (Remote Grid) Updates to grid topology to minimize risk of ignition in HFTDs Remote GridWLDFRContaminationAggregated | WLDFR | HFTD - Distribution - Tier 3 - 2QU CoRE ¦ 5QU LoRE | Non-Red Flag Warning - Destructive Fires | Contamination | Aggregated | 2043 | 3.3814e-09 | 22.7224 | 7.6835e-08 | 2043 | Mitigation | 0.95 | 45 | 0 | esc | 0.00097009 | 3.2803e-12 | 0.00097009 | 3.2803e-12 | 0.0027785 | 2.3554e-12 | 0.013666 | 1.3879e-08
[120 empty] | 7.3.3.17.5 (Remote Grid) Updates to grid topology to minimize risk of ignition in HFTDs Remote GridWLDFRContaminationAggregated | WLDFR | HFTD - Distribution - Tier 3 - 2QU CoRE ¦ 5QU LoRE | Non-Red Flag Warning - Destructive Fires | Contamination | Aggregated | 2044 | 3.3814e-09 | 22.7224 | 7.6835e-08 | 2044 | Mitigation | 0.95 | 45 | 0 | esc | 0.00097009 | 3.2803e-12 | 0.00097009 | 3.2803e-12 | 0.0027785 | 2.3554e-12 | 0.013666 | 1.3879e-08
[120 empty] | 7.3.3.17.5 (Remote Grid) Updates to grid topology to minimize risk of ignition in HFTDs Remote GridWLDFRContaminationAggregated | WLDFR | HFTD - Distribution - Tier 3 - 2QU CoRE ¦ 5QU LoRE | Non-Red Flag Warning - Destructive Fires | Contamination | Aggregated | 2045 | 3.3814e-09 | 22.7224 | 7.6835e-08 | 2045 | Mitigation | 0.95 | 45 | 0 | esc | 0.00097009 | 3.2803e-12 | 0.00097009 | 3.2803e-12 | 0.0027785 | 2.3554e-12 | 0.013666 | 1.3879e-08
[120 empty] | 7.3.3.17.5 (Remote Grid) Updates to grid topology to minimize risk of ignition in HFTDs Remote GridWLDFRContaminationAggregated | WLDFR | HFTD - Distribution - Tier 3 - 2QU CoRE ¦ 5QU LoRE | Non-Red Flag Warning - Destructive Fires | Contamination | Aggregated | 2046 | 3.3814e-09 | 22.7224 | 7.6835e-08 | 2046 | Mitigation | 0.95 | 45 | 0 | esc | 0.00097009 | 3.2803e-12 | 0.00097009 | 3.2803e-12 | 0.0027785 | 2.3554e-12 | 0.013666 | 1.3879e-08
[120 empty] | 7.3.3.17.5 (Remote Grid) Updates to grid topology to minimize risk of ignition in HFTDs Remote GridWLDFRContaminationAggregated | WLDFR | HFTD - Distribution - Tier 3 - 2QU CoRE ¦ 5QU LoRE | Non-Red Flag Warning - Destructive Fires | Contamination | Aggregated | 2047 | 3.3814e-09 | 22.7224 | 7.6835e-08 | 2047 | Mitigation | 0.95 | 45 | 0 | esc | 0.00097009 | 3.2803e-12 | 0.00097009 | 3.2803e-12 | 0.0027785 | 2.3554e-12 | 0.013666 | 1.3879e-08
[120 empty] | 7.3.3.17.5 (Remote Grid) Updates to grid topology to minimize risk of ignition in HFTDs Remote GridWLDFRContaminationAggregated | WLDFR | HFTD - Distribution - Tier 3 - 2QU CoRE ¦ 5QU LoRE | Non-Red Flag Warning - Destructive Fires | Contamination | Aggregated | 2048 | 3.3814e-09 | 22.7224 | 7.6835e-08 | 2048 | Mitigation | 0.95 | 45 | 0 | esc | 0.00097009 | 3.2803e-12 | 0.00097009 | 3.2803e-12 | 0.0027785 | 2.3554e-12 | 0.013666 | 1.3879e-08
[120 empty] | 7.3.3.17.5 (Remote Grid) Updates to grid topology to minimize risk of ignition in HFTDs Remote GridWLDFRContaminationAggregated | WLDFR | HFTD - Distribution - Tier 3 - 2QU CoRE ¦ 5QU LoRE | Non-Red Flag Warning - Destructive Fires | Contamination | Aggregated | 2049 | 3.3814e-09 | 22.7224 | 7.6835e-08 | 2049 | Mitigation | 0.95 | 45 | 0 | esc | 0.00097009 | 3.2803e-12 | 0.00097009 | 3.2803e-12 | 0.0027785 | 2.3554e-12 | 0.013666 | 1.3879e-08
[120 empty] | 7.3.3.17.5 (Remote Grid) Updates to grid topology to minimize risk of ignition in HFTDs Remote GridWLDFRContaminationAggregated | WLDFR | HFTD - Distribution - Tier 3 - 2QU CoRE ¦ 5QU LoRE | Non-Red Flag Warning - Destructive Fires | Contamination | Aggregated | 2050 | 3.3814e-09 | 22.7224 | 7.6835e-08 | 2050 | Mitigation | 0.95 | 45 | 0 | esc | 0.00097009 | 3.2803e-12 | 0.00097009 | 3.2803e-12 | 0.0027785 | 2.3554e-12 | 0.013666 | 1.3879e-08
[120 empty] | 7.3.3.17.5 (Remote Grid) Updates to grid topology to minimize risk of ignition in HFTDs Remote GridWLDFRContaminationAggregated | WLDFR | HFTD - Distribution - Tier 3 - 2QU CoRE ¦ 5QU LoRE | Non-Red Flag Warning - Destructive Fires | Contamination | Aggregated | 2051 | 3.3814e-09 | 22.7224 | 7.6835e-08 | 2051 | Mitigation | 0.95 | 45 | 0 | esc | 0.00097009 | 3.2803e-12 | 0.00097009 | 3.2803e-12 | 0.0027785 | 2.3554e-12 | 0.013666 | 1.3879e-08
[120 empty] | 7.3.3.17.5 (Remote Grid) Updates to grid topology to minimize risk of ignition in HFTDs Remote GridWLDFRContaminationAggregated | WLDFR | HFTD - Distribution - Tier 3 - 2QU CoRE ¦ 5QU LoRE | Non-Red Flag Warning - Destructive Fires | Contamination | Aggregated | 2052 | 3.3814e-09 | 22.7224 | 7.6835e-08 | 2052 | Mitigation | 0.95 | 45 | 0 | esc | 0.00097009 | 3.2803e-12 | 0.00097009 | 3.2803e-12 | 0.0027785 | 2.3554e-12 | 0.013666 | 1.3879e-08
[120 empty] | 7.3.3.17.5 (Remote Grid) Updates to grid topology to minimize risk of ignition in HFTDs Remote GridWLDFRContaminationAggregated | WLDFR | HFTD - Distribution - Tier 3 - 2QU CoRE ¦ 5QU LoRE | Non-Red Flag Warning - Destructive Fires | Contamination | Aggregated | 2053 | 3.3814e-09 | 22.7224 | 7.6835e-08 | 2053 | Mitigation | 0.95 | 45 | 0 | esc | 0.00097009 | 3.2803e-12 | 0.00097009 | 3.2803e-12 | 0.0027785 | 2.3554e-12 | 0.013666 | 1.3879e-08
[120 empty] | 7.3.3.17.5 (Remote Grid) Updates to grid topology to minimize risk of ignition in HFTDs Remote GridWLDFRContaminationAggregated | WLDFR | HFTD - Distribution - Tier 3 - 2QU CoRE ¦ 5QU LoRE | Non-Red Flag Warning - Destructive Fires | Contamination | Aggregated | 2054 | 3.3814e-09 | 22.7224 | 7.6835e-08 | 2054 | Mitigation | 0.95 | 45 | 0 | esc | 0.00097009 | 3.2803e-12 | 0.00097009 | 3.2803e-12 | 0.0027785 | 2.3554e-12 | 0.013666 | 1.3879e-08
[120 empty] | 7.3.3.17.5 (Remote Grid) Updates to grid topology to minimize risk of ignition in HFTDs Remote GridWLDFRContaminationAggregated | WLDFR | HFTD - Distribution - Tier 3 - 2QU CoRE ¦ 5QU LoRE | Non-Red Flag Warning - Destructive Fires | Contamination | Aggregated | 2055 | 3.3814e-09 | 22.7224 | 7.6835e-08 | 2055 | Mitigation | 0.95 | 45 | 0 | esc | 0.00097009 | 3.2803e-12 | 0.00097009 | 3.2803e-12 | 0.0027785 | 2.3554e-12 | 0.013666 | 1.3879e-08
[120 empty] | 7.3.3.17.5 (Remote Grid) Updates to grid topology to minimize risk of ignition in HFTDs Remote GridWLDFRContaminationAggregated | WLDFR | HFTD - Distribution - Tier 3 - 2QU CoRE ¦ 5QU LoRE | Non-Red Flag Warning - Destructive Fires | Contamination | Aggregated | 2056 | 3.3814e-09 | 22.7224 | 7.6835e-08 | 2056 | Mitigation | 0.95 | 45 | 0 | esc | 0.00097009 | 3.2803e-12 | 0.00097009 | 3.2803e-12 | 0.0027785 | 2.3554e-12 | 0.013666 | 1.3879e-08
[120 empty] | 7.3.3.17.5 (Remote Grid) Updates to grid topology to minimize risk of ignition in HFTDs Remote GridWLDFRContaminationAggregated | WLDFR | HFTD - Distribution - Tier 3 - 2QU CoRE ¦ 5QU LoRE | Non-Red Flag Warning - Destructive Fires | Contamination | Aggregated | 2057 | 3.3814e-09 | 22.7224 | 7.6835e-08 | 2057 | Mitigation | 0.95 | 45 | 0 | esc | 0.00097009 | 3.2803e-12 | 0.00097009 | 3.2803e-12 | 0.0027785 | 2.3554e-12 | 0.013666 | 1.3879e-08
[120 empty] | 7.3.3.17.5 (Remote Grid) Updates to grid topology to minimize risk of ignition in HFTDs Remote GridWLDFRContaminationAggregated | WLDFR | HFTD - Distribution - Tier 3 - 2QU CoRE ¦ 5QU LoRE | Non-Red Flag Warning - Destructive Fires | Contamination | Aggregated | 2058 | 3.3814e-09 | 22.7224 | 7.6835e-08 | 2058 | Mitigation | 0.95 | 45 | 0 | esc | 0.00097009 | 3.2803e-12 | 0.00097009 | 3.2803e-12 | 0.0027785 | 2.3554e-12 | 0.013666 | 1.3879e-08
[120 empty] | 7.3.3.17.5 (Remote Grid) Updates to grid topology to minimize risk of ignition in HFTDs Remote GridWLDFRContaminationAggregated | WLDFR | HFTD - Distribution - Tier 3 - 2QU CoRE ¦ 5QU LoRE | Non-Red Flag Warning - Destructive Fires | Contamination | Aggregated | 2059 | 3.3814e-09 | 22.7224 | 7.6835e-08 | 2059 | Mitigation | 0.95 | 45 | 0 | esc | 0.00097009 | 3.2803e-12 | 0.00097009 | 3.2803e-12 | 0.0027785 | 2.3554e-12 | 0.013666 | 1.3879e-08
[120 empty] | 7.3.3.17.5 (Remote Grid) Updates to grid topology to minimize risk of ignition in HFTDs Remote GridWLDFRContaminationAggregated | WLDFR | HFTD - Distribution - Tier 3 - 2QU CoRE ¦ 5QU LoRE | Non-Red Flag Warning - Destructive Fires | Contamination | Aggregated | 2060 | 3.3814e-09 | 22.7224 | 7.6835e-08 | 2060 | Mitigation | 0.95 | 45 | 0 | esc | 0.00097009 | 3.2803e-12 | 0.00097009 | 3.2803e-12 | 0.0027785 | 2.3554e-12 | 0.013666 | 1.3879e-08
[120 empty] | 7.3.3.17.5 (Remote Grid) Updates to grid topology to minimize risk of ignition in HFTDs Remote GridWLDFRContaminationAggregated | WLDFR | HFTD - Distribution - Tier 3 - 2QU CoRE ¦ 5QU LoRE | Non-Red Flag Warning - Destructive Fires | Contamination | Aggregated | 2061 | 3.3814e-09 | 22.7224 | 7.6835e-08 | 2061 | Mitigation | 0.95 | 45 | 0 | esc | 0.00097009 | 3.2803e-12 | 0.00097009 | 3.2803e-12 | 0.0027785 | 2.3554e-12 | 0.013666 | 1.3879e-08
[120 empty] | 7.3.3.17.5 (Remote Grid) Updates to grid topology to minimize risk of ignition in HFTDs Remote GridWLDFRContaminationAggregated | WLDFR | HFTD - Distribution - Tier 3 - 2QU CoRE ¦ 5QU LoRE | Non-Red Flag Warning - Destructive Fires | Contamination | Aggregated | 2062 | 3.3814e-09 | 22.7224 | 7.6835e-08 | 2062 | Mitigation | 0.95 | 45 | 0 | esc | 0.00097009 | 3.2803e-12 | 0.00097009 | 3.2803e-12 | 0 | 0 | 0 | 0
[120 empty] | 7.3.3.17.5 (Remote Grid) Updates to grid topology to minimize risk of ignition in HFTDs Remote GridWLDFRContaminationAggregated | WLDFR | HFTD - Distribution - Tier 3 - 2QU CoRE ¦ 5QU LoRE | Non-Red Flag Warning - Destructive Fires | Contamination | Aggregated | 2063 | 3.3814e-09 | 22.7224 | 7.6835e-08 | 2063 | Mitigation | 0.95 | 45 | 0 | esc | 0.00097009 | 3.2803e-12 | 0.00097009 | 3.2803e-12 | 0.0027785 | 2.9473e-11 | 0 | 0
[120 empty] | 7.3.3.17.5 (Remote Grid) Updates to grid topology to minimize risk of ignition in HFTDs Remote GridWLDFRContaminationAggregated | WLDFR | HFTD - Distribution - Tier 3 - 2QU CoRE ¦ 5QU LoRE | Non-Red Flag Warning - Destructive Fires | Contamination | Aggregated | 2064 | 3.3814e-09 | 22.7224 | 7.6835e-08 | 2064 | Mitigation | 0.95 | 45 | 0 | esc | 0.00097009 | 3.2803e-12 | 0.00097009 | 3.2803e-12 | 0.0027785 | 2.9473e-11 | 0.0063316 | 5.3159e-10
[120 empty] | 7.3.3.17.5 (Remote Grid) Updates to grid topology to minimize risk of ignition in HFTDs Remote GridWLDFRContaminationAggregated | WLDFR | HFTD - Distribution - Tier 3 - 2QU CoRE ¦ 5QU LoRE | Non-Red Flag Warning - Destructive Fires | Contamination | Aggregated | 2065 | 3.3814e-09 | 22.7224 | 7.6835e-08 | 2065 | Mitigation | 0.95 | 45 | 0 | esc | 0.00097009 | 3.2803e-12 | 0.00097009 | 3.2803e-12 | 0.0027785 | 2.9473e-11 | 0.0063316 | 5.3159e-10
[120 empty] | 7.3.3.17.5 (Remote Grid) Updates to grid topology to minimize risk of ignition in HFTDs Remote GridWLDFRContaminationAggregated | WLDFR | HFTD - Distribution - Tier 3 - 2QU CoRE ¦ 5QU LoRE | Non-Red Flag Warning - Destructive Fires | Contamination | Aggregated | 2066 | 3.3814e-09 | 22.7224 | 7.6835e-08 | 2066 | Mitigation | 0.95 | 45 | 0 | esc | 0.00097009 | 3.2803e-12 | 0.00097009 | 3.2803e-12 | 0.0027785 | 2.9473e-11 | 0.0063316 | 5.3159e-10
[120 empty] | 7.3.3.17.5 (Remote Grid) Updates to grid topology to minimize risk of ignition in HFTDs Remote GridWLDFRContaminationAggregated | WLDFR | HFTD - Distribution - Tier 3 - 2QU CoRE ¦ 5QU LoRE | Non-Red Flag Warning - Destructive Fires | Contamination | Aggregated | 2067 | 3.3814e-09 | 22.7224 | 7.6835e-08 | 2067 | Mitigation | 0.95 | 45 | 0 | esc | 0 | 0 | 0.00097009 | 3.2803e-12 | 0.0027785 | 2.9473e-11 | 0.0063316 | 5.3159e-10
[120 empty] | 7.3.3.17.5 (Remote Grid) Updates to grid topology to minimize risk of ignition in HFTDs Remote GridWLDFREquipment / facility failureAggregated | WLDFR | HFTD - Distribution - Tier 3 - 2QU CoRE ¦ 5QU LoRE | Non-Red Flag Warning - Destructive Fires | Equipment / facility failure | Aggregated | 2022 | 1.1103e-07 | 22.7224 | 2.523e-06 | 2022 | Mitigation | 0.95 | 45 | 0 | esc | 0.00097009 | 1.0771e-10 | 0 | 0 | 0.0027785 | 2.9473e-11 | 0.0063316 | 5.3159e-10
[120 empty] | 7.3.3.17.5 (Remote Grid) Updates to grid topology to minimize risk of ignition in HFTDs Remote GridWLDFREquipment / facility failureAggregated | WLDFR | HFTD - Distribution - Tier 3 - 2QU CoRE ¦ 5QU LoRE | Non-Red Flag Warning - Destructive Fires | Equipment / facility failure | Aggregated | 2023 | 1.1103e-07 | 22.7224 | 2.523e-06 | 2023 | Mitigation | 0.95 | 45 | 0 | esc | 0.00097009 | 1.0771e-10 | 0.00097009 | 1.0771e-10 | 0.0027785 | 2.9473e-11 | 0.0063316 | 5.3159e-10
[120 empty] | 7.3.3.17.5 (Remote Grid) Updates to grid topology to minimize risk of ignition in HFTDs Remote GridWLDFREquipment / facility failureAggregated | WLDFR | HFTD - Distribution - Tier 3 - 2QU CoRE ¦ 5QU LoRE | Non-Red Flag Warning - Destructive Fires | Equipment / facility failure | Aggregated | 2024 | 1.1103e-07 | 22.7224 | 2.523e-06 | 2024 | Mitigation | 0.95 | 45 | 0 | esc | 0.00097009 | 1.0771e-10 | 0.00097009 | 1.0771e-10 | 0.0027785 | 2.9473e-11 | 0.0063316 | 5.3159e-10
[120 empty] | 7.3.3.17.5 (Remote Grid) Updates to grid topology to minimize risk of ignition in HFTDs Remote GridWLDFREquipment / facility failureAggregated | WLDFR | HFTD - Distribution - Tier 3 - 2QU CoRE ¦ 5QU LoRE | Non-Red Flag Warning - Destructive Fires | Equipment / facility failure | Aggregated | 2025 | 1.1103e-07 | 22.7224 | 2.523e-06 | 2025 | Mitigation | 0.95 | 45 | 0 | esc | 0.00097009 | 1.0771e-10 | 0.00097009 | 1.0771e-10 | 0.0027785 | 2.9473e-11 | 0.0063316 | 5.3159e-10
[120 empty] | 7.3.3.17.5 (Remote Grid) Updates to grid topology to minimize risk of ignition in HFTDs Remote GridWLDFREquipment / facility failureAggregated | WLDFR | HFTD - Distribution - Tier 3 - 2QU CoRE ¦ 5QU LoRE | Non-Red Flag Warning - Destructive Fires | Equipment / facility failure | Aggregated | 2026 | 1.1103e-07 | 22.7224 | 2.523e-06 | 2026 | Mitigation | 0.95 | 45 | 0 | esc | 0.00097009 | 1.0771e-10 | 0.00097009 | 1.0771e-10 | 0.0027785 | 2.9473e-11 | 0.0063316 | 5.3159e-10
[120 empty] | 7.3.3.17.5 (Remote Grid) Updates to grid topology to minimize risk of ignition in HFTDs Remote GridWLDFREquipment / facility failureAggregated | WLDFR | HFTD - Distribution - Tier 3 - 2QU CoRE ¦ 5QU LoRE | Non-Red Flag Warning - Destructive Fires | Equipment / facility failure | Aggregated | 2027 | 1.1103e-07 | 22.7224 | 2.523e-06 | 2027 | Mitigation | 0.95 | 45 | 0 | esc | 0.00097009 | 1.0771e-10 | 0.00097009 | 1.0771e-10 | 0.0027785 | 2.9473e-11 | 0.0063316 | 5.3159e-10
[120 empty] | 7.3.3.17.5 (Remote Grid) Updates to grid topology to minimize risk of ignition in HFTDs Remote GridWLDFREquipment / facility failureAggregated | WLDFR | HFTD - Distribution - Tier 3 - 2QU CoRE ¦ 5QU LoRE | Non-Red Flag Warning - Destructive Fires | Equipment / facility failure | Aggregated | 2028 | 1.1103e-07 | 22.7224 | 2.523e-06 | 2028 | Mitigation | 0.95 | 45 | 0 | esc | 0.00097009 | 1.0771e-10 | 0.00097009 | 1.0771e-10 | 0.0027785 | 2.9473e-11 | 0.0063316 | 5.3159e-10
[120 empty] | 7.3.3.17.5 (Remote Grid) Updates to grid topology to minimize risk of ignition in HFTDs Remote GridWLDFREquipment / facility failureAggregated | WLDFR | HFTD - Distribution - Tier 3 - 2QU CoRE ¦ 5QU LoRE | Non-Red Flag Warning - Destructive Fires | Equipment / facility failure | Aggregated | 2029 | 1.1103e-07 | 22.7224 | 2.523e-06 | 2029 | Mitigation | 0.95 | 45 | 0 | esc | 0.00097009 | 1.0771e-10 | 0.00097009 | 1.0771e-10 | 0.0027785 | 2.9473e-11 | 0.0063316 | 5.3159e-10
[120 empty] | 7.3.3.17.5 (Remote Grid) Updates to grid topology to minimize risk of ignition in HFTDs Remote GridWLDFREquipment / facility failureAggregated | WLDFR | HFTD - Distribution - Tier 3 - 2QU CoRE ¦ 5QU LoRE | Non-Red Flag Warning - Destructive Fires | Equipment / facility failure | Aggregated | 2030 | 1.1103e-07 | 22.7224 | 2.523e-06 | 2030 | Mitigation | 0.95 | 45 | 0 | esc | 0.00097009 | 1.0771e-10 | 0.00097009 | 1.0771e-10 | 0.0027785 | 2.9473e-11 | 0.0063316 | 5.3159e-10
[120 empty] | 7.3.3.17.5 (Remote Grid) Updates to grid topology to minimize risk of ignition in HFTDs Remote GridWLDFREquipment / facility failureAggregated | WLDFR | HFTD - Distribution - Tier 3 - 2QU CoRE ¦ 5QU LoRE | Non-Red Flag Warning - Destructive Fires | Equipment / facility failure | Aggregated | 2031 | 1.1103e-07 | 22.7224 | 2.523e-06 | 2031 | Mitigation | 0.95 | 45 | 0 | esc | 0.00097009 | 1.0771e-10 | 0.00097009 | 1.0771e-10 | 0.0027785 | 2.9473e-11 | 0.0063316 | 5.3159e-10
[120 empty] | 7.3.3.17.5 (Remote Grid) Updates to grid topology to minimize risk of ignition in HFTDs Remote GridWLDFREquipment / facility failureAggregated | WLDFR | HFTD - Distribution - Tier 3 - 2QU CoRE ¦ 5QU LoRE | Non-Red Flag Warning - Destructive Fires | Equipment / facility failure | Aggregated | 2032 | 1.1103e-07 | 22.7224 | 2.523e-06 | 2032 | Mitigation | 0.95 | 45 | 0 | esc | 0.00097009 | 1.0771e-10 | 0.00097009 | 1.0771e-10 | 0.0027785 | 2.9473e-11 | 0.0063316 | 5.3159e-10
[120 empty] | 7.3.3.17.5 (Remote Grid) Updates to grid topology to minimize risk of ignition in HFTDs Remote GridWLDFREquipment / facility failureAggregated | WLDFR | HFTD - Distribution - Tier 3 - 2QU CoRE ¦ 5QU LoRE | Non-Red Flag Warning - Destructive Fires | Equipment / facility failure | Aggregated | 2033 | 1.1103e-07 | 22.7224 | 2.523e-06 | 2033 | Mitigation | 0.95 | 45 | 0 | esc | 0.00097009 | 1.0771e-10 | 0.00097009 | 1.0771e-10 | 0.0027785 | 2.9473e-11 | 0.0063316 | 5.3159e-10
[120 empty] | 7.3.3.17.5 (Remote Grid) Updates to grid topology to minimize risk of ignition in HFTDs Remote GridWLDFREquipment / facility failureAggregated | WLDFR | HFTD - Distribution - Tier 3 - 2QU CoRE ¦ 5QU LoRE | Non-Red Flag Warning - Destructive Fires | Equipment / facility failure | Aggregated | 2034 | 1.1103e-07 | 22.7224 | 2.523e-06 | 2034 | Mitigation | 0.95 | 45 | 0 | esc | 0.00097009 | 1.0771e-10 | 0.00097009 | 1.0771e-10 | 0.0027785 | 2.9473e-11 | 0.0063316 | 5.3159e-10
[120 empty] | 7.3.3.17.5 (Remote Grid) Updates to grid topology to minimize risk of ignition in HFTDs Remote GridWLDFREquipment / facility failureAggregated | WLDFR | HFTD - Distribution - Tier 3 - 2QU CoRE ¦ 5QU LoRE | Non-Red Flag Warning - Destructive Fires | Equipment / facility failure | Aggregated | 2035 | 1.1103e-07 | 22.7224 | 2.523e-06 | 2035 | Mitigation | 0.95 | 45 | 0 | esc | 0.00097009 | 1.0771e-10 | 0.00097009 | 1.0771e-10 | 0.0027785 | 2.9473e-11 | 0.0063316 | 5.3159e-10
[120 empty] | 7.3.3.17.5 (Remote Grid) Updates to grid topology to minimize risk of ignition in HFTDs Remote GridWLDFREquipment / facility failureAggregated | WLDFR | HFTD - Distribution - Tier 3 - 2QU CoRE ¦ 5QU LoRE | Non-Red Flag Warning - Destructive Fires | Equipment / facility failure | Aggregated | 2036 | 1.1103e-07 | 22.7224 | 2.523e-06 | 2036 | Mitigation | 0.95 | 45 | 0 | esc | 0.00097009 | 1.0771e-10 | 0.00097009 | 1.0771e-10 | 0.0027785 | 2.9473e-11 | 0.0063316 | 5.3159e-10
[120 empty] | 7.3.3.17.5 (Remote Grid) Updates to grid topology to minimize risk of ignition in HFTDs Remote GridWLDFREquipment / facility failureAggregated | WLDFR | HFTD - Distribution - Tier 3 - 2QU CoRE ¦ 5QU LoRE | Non-Red Flag Warning - Destructive Fires | Equipment / facility failure | Aggregated | 2037 | 1.1103e-07 | 22.7224 | 2.523e-06 | 2037 | Mitigation | 0.95 | 45 | 0 | esc | 0.00097009 | 1.0771e-10 | 0.00097009 | 1.0771e-10 | 0.0027785 | 2.9473e-11 | 0.0063316 | 5.3159e-10
[120 empty] | 7.3.3.17.5 (Remote Grid) Updates to grid topology to minimize risk of ignition in HFTDs Remote GridWLDFREquipment / facility failureAggregated | WLDFR | HFTD - Distribution - Tier 3 - 2QU CoRE ¦ 5QU LoRE | Non-Red Flag Warning - Destructive Fires | Equipment / facility failure | Aggregated | 2038 | 1.1103e-07 | 22.7224 | 2.523e-06 | 2038 | Mitigation | 0.95 | 45 | 0 | esc | 0.00097009 | 1.0771e-10 | 0.00097009 | 1.0771e-10 | 0.0027785 | 2.9473e-11 | 0.0063316 | 5.3159e-10
[120 empty] | 7.3.3.17.5 (Remote Grid) Updates to grid topology to minimize risk of ignition in HFTDs Remote GridWLDFREquipment / facility failureAggregated | WLDFR | HFTD - Distribution - Tier 3 - 2QU CoRE ¦ 5QU LoRE | Non-Red Flag Warning - Destructive Fires | Equipment / facility failure | Aggregated | 2039 | 1.1103e-07 | 22.7224 | 2.523e-06 | 2039 | Mitigation | 0.95 | 45 | 0 | esc | 0.00097009 | 1.0771e-10 | 0.00097009 | 1.0771e-10 | 0.0027785 | 2.9473e-11 | 0.0063316 | 5.3159e-10
[120 empty] | 7.3.3.17.5 (Remote Grid) Updates to grid topology to minimize risk of ignition in HFTDs Remote GridWLDFREquipment / facility failureAggregated | WLDFR | HFTD - Distribution - Tier 3 - 2QU CoRE ¦ 5QU LoRE | Non-Red Flag Warning - Destructive Fires | Equipment / facility failure | Aggregated | 2040 | 1.1103e-07 | 22.7224 | 2.523e-06 | 2040 | Mitigation | 0.95 | 45 | 0 | esc | 0.00097009 | 1.0771e-10 | 0.00097009 | 1.0771e-10 | 0.0027785 | 2.9473e-11 | 0.0063316 | 5.3159e-10
[120 empty] | 7.3.3.17.5 (Remote Grid) Updates to grid topology to minimize risk of ignition in HFTDs Remote GridWLDFREquipment / facility failureAggregated | WLDFR | HFTD - Distribution - Tier 3 - 2QU CoRE ¦ 5QU LoRE | Non-Red Flag Warning - Destructive Fires | Equipment / facility failure | Aggregated | 2041 | 1.1103e-07 | 22.7224 | 2.523e-06 | 2041 | Mitigation | 0.95 | 45 | 0 | esc | 0.00097009 | 1.0771e-10 | 0.00097009 | 1.0771e-10 | 0.0027785 | 2.9473e-11 | 0.0063316 | 5.3159e-10
[120 empty] | 7.3.3.17.5 (Remote Grid) Updates to grid topology to minimize risk of ignition in HFTDs Remote GridWLDFREquipment / facility failureAggregated | WLDFR | HFTD - Distribution - Tier 3 - 2QU CoRE ¦ 5QU LoRE | Non-Red Flag Warning - Destructive Fires | Equipment / facility failure | Aggregated | 2042 | 1.1103e-07 | 22.7224 | 2.523e-06 | 2042 | Mitigation | 0.95 | 45 | 0 | esc | 0.00097009 | 1.0771e-10 | 0.00097009 | 1.0771e-10 | 0.0027785 | 2.9473e-11 | 0.0063316 | 5.3159e-10
[120 empty] | 7.3.3.17.5 (Remote Grid) Updates to grid topology to minimize risk of ignition in HFTDs Remote GridWLDFREquipment / facility failureAggregated | WLDFR | HFTD - Distribution - Tier 3 - 2QU CoRE ¦ 5QU LoRE | Non-Red Flag Warning - Destructive Fires | Equipment / facility failure | Aggregated | 2043 | 1.1103e-07 | 22.7224 | 2.523e-06 | 2043 | Mitigation | 0.95 | 45 | 0 | esc | 0.00097009 | 1.0771e-10 | 0.00097009 | 1.0771e-10 | 0.0027785 | 2.9473e-11 | 0.0063316 | 5.3159e-10
[120 empty] | 7.3.3.17.5 (Remote Grid) Updates to grid topology to minimize risk of ignition in HFTDs Remote GridWLDFREquipment / facility failureAggregated | WLDFR | HFTD - Distribution - Tier 3 - 2QU CoRE ¦ 5QU LoRE | Non-Red Flag Warning - Destructive Fires | Equipment / facility failure | Aggregated | 2044 | 1.1103e-07 | 22.7224 | 2.523e-06 | 2044 | Mitigation | 0.95 | 45 | 0 | esc | 0.00097009 | 1.0771e-10 | 0.00097009 | 1.0771e-10 | 0.0027785 | 2.9473e-11 | 0.0063316 | 5.3159e-10
[120 empty] | 7.3.3.17.5 (Remote Grid) Updates to grid topology to minimize risk of ignition in HFTDs Remote GridWLDFREquipment / facility failureAggregated | WLDFR | HFTD - Distribution - Tier 3 - 2QU CoRE ¦ 5QU LoRE | Non-Red Flag Warning - Destructive Fires | Equipment / facility failure | Aggregated | 2045 | 1.1103e-07 | 22.7224 | 2.523e-06 | 2045 | Mitigation | 0.95 | 45 | 0 | esc | 0.00097009 | 1.0771e-10 | 0.00097009 | 1.0771e-10 | 0.0027785 | 2.9473e-11 | 0.0063316 | 5.3159e-10
[120 empty] | 7.3.3.17.5 (Remote Grid) Updates to grid topology to minimize risk of ignition in HFTDs Remote GridWLDFREquipment / facility failureAggregated | WLDFR | HFTD - Distribution - Tier 3 - 2QU CoRE ¦ 5QU LoRE | Non-Red Flag Warning - Destructive Fires | Equipment / facility failure | Aggregated | 2046 | 1.1103e-07 | 22.7224 | 2.523e-06 | 2046 | Mitigation | 0.95 | 45 | 0 | esc | 0.00097009 | 1.0771e-10 | 0.00097009 | 1.0771e-10 | 0.0027785 | 2.9473e-11 | 0.0063316 | 5.3159e-10
[120 empty] | 7.3.3.17.5 (Remote Grid) Updates to grid topology to minimize risk of ignition in HFTDs Remote GridWLDFREquipment / facility failureAggregated | WLDFR | HFTD - Distribution - Tier 3 - 2QU CoRE ¦ 5QU LoRE | Non-Red Flag Warning - Destructive Fires | Equipment / facility failure | Aggregated | 2047 | 1.1103e-07 | 22.7224 | 2.523e-06 | 2047 | Mitigation | 0.95 | 45 | 0 | esc | 0.00097009 | 1.0771e-10 | 0.00097009 | 1.0771e-10 | 0.0027785 | 2.9473e-11 | 0.0063316 | 5.3159e-10
[120 empty] | 7.3.3.17.5 (Remote Grid) Updates to grid topology to minimize risk of ignition in HFTDs Remote GridWLDFREquipment / facility failureAggregated | WLDFR | HFTD - Distribution - Tier 3 - 2QU CoRE ¦ 5QU LoRE | Non-Red Flag Warning - Destructive Fires | Equipment / facility failure | Aggregated | 2048 | 1.1103e-07 | 22.7224 | 2.523e-06 | 2048 | Mitigation | 0.95 | 45 | 0 | esc | 0.00097009 | 1.0771e-10 | 0.00097009 | 1.0771e-10 | 0.0027785 | 2.9473e-11 | 0 | 0
[120 empty] | 7.3.3.17.5 (Remote Grid) Updates to grid topology to minimize risk of ignition in HFTDs Remote GridWLDFREquipment / facility failureAggregated | WLDFR | HFTD - Distribution - Tier 3 - 2QU CoRE ¦ 5QU LoRE | Non-Red Flag Warning - Destructive Fires | Equipment / facility failure | Aggregated | 2049 | 1.1103e-07 | 22.7224 | 2.523e-06 | 2049 | Mitigation | 0.95 | 45 | 0 | esc | 0.00097009 | 1.0771e-10 | 0.00097009 | 1.0771e-10 | 0.0027785 | 2.9473e-11 | 0 | 0
[120 empty] | 7.3.3.17.5 (Remote Grid) Updates to grid topology to minimize risk of ignition in HFTDs Remote GridWLDFREquipment / facility failureAggregated | WLDFR | HFTD - Distribution - Tier 3 - 2QU CoRE ¦ 5QU LoRE | Non-Red Flag Warning - Destructive Fires | Equipment / facility failure | Aggregated | 2050 | 1.1103e-07 | 22.7224 | 2.523e-06 | 2050 | Mitigation | 0.95 | 45 | 0 | esc | 0.00097009 | 1.0771e-10 | 0.00097009 | 1.0771e-10 | 0.0027785 | 2.9473e-11 | 0.012004 | 6.4796e-09
[120 empty] | 7.3.3.17.5 (Remote Grid) Updates to grid topology to minimize risk of ignition in HFTDs Remote GridWLDFREquipment / facility failureAggregated | WLDFR | HFTD - Distribution - Tier 3 - 2QU CoRE ¦ 5QU LoRE | Non-Red Flag Warning - Destructive Fires | Equipment / facility failure | Aggregated | 2051 | 1.1103e-07 | 22.7224 | 2.523e-06 | 2051 | Mitigation | 0.95 | 45 | 0 | esc | 0.00097009 | 1.0771e-10 | 0.00097009 | 1.0771e-10 | 0.0027785 | 2.9473e-11 | 0.012004 | 6.4796e-09
[120 empty] | 7.3.3.17.5 (Remote Grid) Updates to grid topology to minimize risk of ignition in HFTDs Remote GridWLDFREquipment / facility failureAggregated | WLDFR | HFTD - Distribution - Tier 3 - 2QU CoRE ¦ 5QU LoRE | Non-Red Flag Warning - Destructive Fires | Equipment / facility failure | Aggregated | 2052 | 1.1103e-07 | 22.7224 | 2.523e-06 | 2052 | Mitigation | 0.95 | 45 | 0 | esc | 0.00097009 | 1.0771e-10 | 0.00097009 | 1.0771e-10 | 0.0027785 | 2.9473e-11 | 0.012004 | 6.4796e-09
[120 empty] | 7.3.3.17.5 (Remote Grid) Updates to grid topology to minimize risk of ignition in HFTDs Remote GridWLDFREquipment / facility failureAggregated | WLDFR | HFTD - Distribution - Tier 3 - 2QU CoRE ¦ 5QU LoRE | Non-Red Flag Warning - Destructive Fires | Equipment / facility failure | Aggregated | 2053 | 1.1103e-07 | 22.7224 | 2.523e-06 | 2053 | Mitigation | 0.95 | 45 | 0 | esc | 0.00097009 | 1.0771e-10 | 0.00097009 | 1.0771e-10 | 0.0027785 | 2.9473e-11 | 0.012004 | 6.4796e-09
[120 empty] | 7.3.3.17.5 (Remote Grid) Updates to grid topology to minimize risk of ignition in HFTDs Remote GridWLDFREquipment / facility failureAggregated | WLDFR | HFTD - Distribution - Tier 3 - 2QU CoRE ¦ 5QU LoRE | Non-Red Flag Warning - Destructive Fires | Equipment / facility failure | Aggregated | 2054 | 1.1103e-07 | 22.7224 | 2.523e-06 | 2054 | Mitigation | 0.95 | 45 | 0 | esc | 0.00097009 | 1.0771e-10 | 0.00097009 | 1.0771e-10 | 0.0027785 | 2.9473e-11 | 0.012004 | 6.4796e-09
[120 empty] | 7.3.3.17.5 (Remote Grid) Updates to grid topology to minimize risk of ignition in HFTDs Remote GridWLDFREquipment / facility failureAggregated | WLDFR | HFTD - Distribution - Tier 3 - 2QU CoRE ¦ 5QU LoRE | Non-Red Flag Warning - Destructive Fires | Equipment / facility failure | Aggregated | 2055 | 1.1103e-07 | 22.7224 | 2.523e-06 | 2055 | Mitigation | 0.95 | 45 | 0 | esc | 0.00097009 | 1.0771e-10 | 0.00097009 | 1.0771e-10 | 0.0027785 | 2.9473e-11 | 0.012004 | 6.4796e-09
[120 empty] | 7.3.3.17.5 (Remote Grid) Updates to grid topology to minimize risk of ignition in HFTDs Remote GridWLDFREquipment / facility failureAggregated | WLDFR | HFTD - Distribution - Tier 3 - 2QU CoRE ¦ 5QU LoRE | Non-Red Flag Warning - Destructive Fires | Equipment / facility failure | Aggregated | 2056 | 1.1103e-07 | 22.7224 | 2.523e-06 | 2056 | Mitigation | 0.95 | 45 | 0 | esc | 0.00097009 | 1.0771e-10 | 0.00097009 | 1.0771e-10 | 0.0027785 | 2.9473e-11 | 0.012004 | 6.4796e-09
[120 empty] | 7.3.3.17.5 (Remote Grid) Updates to grid topology to minimize risk of ignition in HFTDs Remote GridWLDFREquipment / facility failureAggregated | WLDFR | HFTD - Distribution - Tier 3 - 2QU CoRE ¦ 5QU LoRE | Non-Red Flag Warning - Destructive Fires | Equipment / facility failure | Aggregated | 2057 | 1.1103e-07 | 22.7224 | 2.523e-06 | 2057 | Mitigation | 0.95 | 45 | 0 | esc | 0.00097009 | 1.0771e-10 | 0.00097009 | 1.0771e-10 | 0.0027785 | 2.9473e-11 | 0.012004 | 6.4796e-09
[120 empty] | 7.3.3.17.5 (Remote Grid) Updates to grid topology to minimize risk of ignition in HFTDs Remote GridWLDFREquipment / facility failureAggregated | WLDFR | HFTD - Distribution - Tier 3 - 2QU CoRE ¦ 5QU LoRE | Non-Red Flag Warning - Destructive Fires | Equipment / facility failure | Aggregated | 2058 | 1.1103e-07 | 22.7224 | 2.523e-06 | 2058 | Mitigation | 0.95 | 45 | 0 | esc | 0.00097009 | 1.0771e-10 | 0.00097009 | 1.0771e-10 | 0.0027785 | 2.9473e-11 | 0.012004 | 6.4796e-09
[120 empty] | 7.3.3.17.5 (Remote Grid) Updates to grid topology to minimize risk of ignition in HFTDs Remote GridWLDFREquipment / facility failureAggregated | WLDFR | HFTD - Distribution - Tier 3 - 2QU CoRE ¦ 5QU LoRE | Non-Red Flag Warning - Destructive Fires | Equipment / facility failure | Aggregated | 2059 | 1.1103e-07 | 22.7224 | 2.523e-06 | 2059 | Mitigation | 0.95 | 45 | 0 | esc | 0.00097009 | 1.0771e-10 | 0.00097009 | 1.0771e-10 | 0.0027785 | 2.9473e-11 | 0.012004 | 6.4796e-09
[120 empty] | 7.3.3.17.5 (Remote Grid) Updates to grid topology to minimize risk of ignition in HFTDs Remote GridWLDFREquipment / facility failureAggregated | WLDFR | HFTD - Distribution - Tier 3 - 2QU CoRE ¦ 5QU LoRE | Non-Red Flag Warning - Destructive Fires | Equipment / facility failure | Aggregated | 2060 | 1.1103e-07 | 22.7224 | 2.523e-06 | 2060 | Mitigation | 0.95 | 45 | 0 | esc | 0.00097009 | 1.0771e-10 | 0.00097009 | 1.0771e-10 | 0.0027785 | 2.9473e-11 | 0.012004 | 6.4796e-09
[120 empty] | 7.3.3.17.5 (Remote Grid) Updates to grid topology to minimize risk of ignition in HFTDs Remote GridWLDFREquipment / facility failureAggregated | WLDFR | HFTD - Distribution - Tier 3 - 2QU CoRE ¦ 5QU LoRE | Non-Red Flag Warning - Destructive Fires | Equipment / facility failure | Aggregated | 2061 | 1.1103e-07 | 22.7224 | 2.523e-06 | 2061 | Mitigation | 0.95 | 45 | 0 | esc | 0.00097009 | 1.0771e-10 | 0.00097009 | 1.0771e-10 | 0.0027785 | 2.9473e-11 | 0.012004 | 6.4796e-09
[120 empty] | 7.3.3.17.5 (Remote Grid) Updates to grid topology to minimize risk of ignition in HFTDs Remote GridWLDFREquipment / facility failureAggregated | WLDFR | HFTD - Distribution - Tier 3 - 2QU CoRE ¦ 5QU LoRE | Non-Red Flag Warning - Destructive Fires | Equipment / facility failure | Aggregated | 2062 | 1.1103e-07 | 22.7224 | 2.523e-06 | 2062 | Mitigation | 0.95 | 45 | 0 | esc | 0.00097009 | 1.0771e-10 | 0.00097009 | 1.0771e-10 | 0.0027785 | 2.9473e-11 | 0.012004 | 6.4796e-09
[120 empty] | 7.3.3.17.5 (Remote Grid) Updates to grid topology to minimize risk of ignition in HFTDs Remote GridWLDFREquipment / facility failureAggregated | WLDFR | HFTD - Distribution - Tier 3 - 2QU CoRE ¦ 5QU LoRE | Non-Red Flag Warning - Destructive Fires | Equipment / facility failure | Aggregated | 2063 | 1.1103e-07 | 22.7224 | 2.523e-06 | 2063 | Mitigation | 0.95 | 45 | 0 | esc | 0.00097009 | 1.0771e-10 | 0.00097009 | 1.0771e-10 | 0.0027785 | 2.9473e-11 | 0.012004 | 6.4796e-09
[120 empty] | 7.3.3.17.5 (Remote Grid) Updates to grid topology to minimize risk of ignition in HFTDs Remote GridWLDFREquipment / facility failureAggregated | WLDFR | HFTD - Distribution - Tier 3 - 2QU CoRE ¦ 5QU LoRE | Non-Red Flag Warning - Destructive Fires | Equipment / facility failure | Aggregated | 2064 | 1.1103e-07 | 22.7224 | 2.523e-06 | 2064 | Mitigation | 0.95 | 45 | 0 | esc | 0.00097009 | 1.0771e-10 | 0.00097009 | 1.0771e-10 | 0.0027785 | 2.9473e-11 | 0.012004 | 6.4796e-09
[120 empty] | 7.3.3.17.5 (Remote Grid) Updates to grid topology to minimize risk of ignition in HFTDs Remote GridWLDFREquipment / facility failureAggregated | WLDFR | HFTD - Distribution - Tier 3 - 2QU CoRE ¦ 5QU LoRE | Non-Red Flag Warning - Destructive Fires | Equipment / facility failure | Aggregated | 2065 | 1.1103e-07 | 22.7224 | 2.523e-06 | 2065 | Mitigation | 0.95 | 45 | 0 | esc | 0.00097009 | 1.0771e-10 | 0.00097009 | 1.0771e-10 | 0.0027785 | 2.9473e-11 | 0.012004 | 6.4796e-09
[120 empty] | 7.3.3.17.5 (Remote Grid) Updates to grid topology to minimize risk of ignition in HFTDs Remote GridWLDFREquipment / facility failureAggregated | WLDFR | HFTD - Distribution - Tier 3 - 2QU CoRE ¦ 5QU LoRE | Non-Red Flag Warning - Destructive Fires | Equipment / facility failure | Aggregated | 2066 | 1.1103e-07 | 22.7224 | 2.523e-06 | 2066 | Mitigation | 0.95 | 45 | 0 | esc | 0.00097009 | 1.0771e-10 | 0.00097009 | 1.0771e-10 | 0 | 0 | 0.012004 | 6.4796e-09
[120 empty] | 7.3.3.17.5 (Remote Grid) Updates to grid topology to minimize risk of ignition in HFTDs Remote GridWLDFREquipment / facility failureAggregated | WLDFR | HFTD - Distribution - Tier 3 - 2QU CoRE ¦ 5QU LoRE | Non-Red Flag Warning - Destructive Fires | Equipment / facility failure | Aggregated | 2067 | 1.1103e-07 | 22.7224 | 2.523e-06 | 2067 | Mitigation | 0.95 | 45 | 0 | esc | 0 | 0 | 0.00097009 | 1.0771e-10 | 0.0027785 | 1.5293e-11 | 0.012004 | 6.4796e-09
[120 empty] | 7.3.3.17.5 (Remote Grid) Updates to grid topology to minimize risk of ignition in HFTDs Remote GridWLDFRVegetation ContactAggregated | WLDFR | HFTD - Distribution - Tier 3 - 2QU CoRE ¦ 5QU LoRE | Non-Red Flag Warning - Destructive Fires | Vegetation Contact | Aggregated | 2022 | 9.1374e-07 | 22.7224 | 2.0762e-05 | 2022 | Mitigation | 0.95 | 45 | 0 | esc | 0.00097009 | 8.864e-10 | 0 | 0 | 0.0027785 | 1.5293e-11 | 0.012004 | 6.4796e-09
[120 empty] | 7.3.3.17.5 (Remote Grid) Updates to grid topology to minimize risk of ignition in HFTDs Remote GridWLDFRVegetation ContactAggregated | WLDFR | HFTD - Distribution - Tier 3 - 2QU CoRE ¦ 5QU LoRE | Non-Red Flag Warning - Destructive Fires | Vegetation Contact | Aggregated | 2023 | 9.1374e-07 | 22.7224 | 2.0762e-05 | 2023 | Mitigation | 0.95 | 45 | 0 | esc | 0.00097009 | 8.864e-10 | 0.00097009 | 8.864e-10 | 0.0027785 | 1.5293e-11 | 0.012004 | 6.4796e-09
[120 empty] | 7.3.3.17.5 (Remote Grid) Updates to grid topology to minimize risk of ignition in HFTDs Remote GridWLDFRVegetation ContactAggregated | WLDFR | HFTD - Distribution - Tier 3 - 2QU CoRE ¦ 5QU LoRE | Non-Red Flag Warning - Destructive Fires | Vegetation Contact | Aggregated | 2024 | 9.1374e-07 | 22.7224 | 2.0762e-05 | 2024 | Mitigation | 0.95 | 45 | 0 | esc | 0.00097009 | 8.864e-10 | 0.00097009 | 8.864e-10 | 0.0027785 | 1.5293e-11 | 0.012004 | 6.4796e-09
[120 empty] | 7.3.3.17.5 (Remote Grid) Updates to grid topology to minimize risk of ignition in HFTDs Remote GridWLDFRVegetation ContactAggregated | WLDFR | HFTD - Distribution - Tier 3 - 2QU CoRE ¦ 5QU LoRE | Non-Red Flag Warning - Destructive Fires | Vegetation Contact | Aggregated | 2025 | 9.1374e-07 | 22.7224 | 2.0762e-05 | 2025 | Mitigation | 0.95 | 45 | 0 | esc | 0.00097009 | 8.864e-10 | 0.00097009 | 8.864e-10 | 0.0027785 | 1.5293e-11 | 0.012004 | 6.4796e-09
[120 empty] | 7.3.3.17.5 (Remote Grid) Updates to grid topology to minimize risk of ignition in HFTDs Remote GridWLDFRVegetation ContactAggregated | WLDFR | HFTD - Distribution - Tier 3 - 2QU CoRE ¦ 5QU LoRE | Non-Red Flag Warning - Destructive Fires | Vegetation Contact | Aggregated | 2026 | 9.1374e-07 | 22.7224 | 2.0762e-05 | 2026 | Mitigation | 0.95 | 45 | 0 | esc | 0.00097009 | 8.864e-10 | 0.00097009 | 8.864e-10 | 0.0027785 | 1.5293e-11 | 0.012004 | 6.4796e-09
[120 empty] | 7.3.3.17.5 (Remote Grid) Updates to grid topology to minimize risk of ignition in HFTDs Remote GridWLDFRVegetation ContactAggregated | WLDFR | HFTD - Distribution - Tier 3 - 2QU CoRE ¦ 5QU LoRE | Non-Red Flag Warning - Destructive Fires | Vegetation Contact | Aggregated | 2027 | 9.1374e-07 | 22.7224 | 2.0762e-05 | 2027 | Mitigation | 0.95 | 45 | 0 | esc | 0.00097009 | 8.864e-10 | 0.00097009 | 8.864e-10 | 0.0027785 | 1.5293e-11 | 0.012004 | 6.4796e-09
[120 empty] | 7.3.3.17.5 (Remote Grid) Updates to grid topology to minimize risk of ignition in HFTDs Remote GridWLDFRVegetation ContactAggregated | WLDFR | HFTD - Distribution - Tier 3 - 2QU CoRE ¦ 5QU LoRE | Non-Red Flag Warning - Destructive Fires | Vegetation Contact | Aggregated | 2028 | 9.1374e-07 | 22.7224 | 2.0762e-05 | 2028 | Mitigation | 0.95 | 45 | 0 | esc | 0.00097009 | 8.864e-10 | 0.00097009 | 8.864e-10 | 0.0027785 | 1.5293e-11 | 0.012004 | 6.4796e-09
[120 empty] | 7.3.3.17.5 (Remote Grid) Updates to grid topology to minimize risk of ignition in HFTDs Remote GridWLDFRVegetation ContactAggregated | WLDFR | HFTD - Distribution - Tier 3 - 2QU CoRE ¦ 5QU LoRE | Non-Red Flag Warning - Destructive Fires | Vegetation Contact | Aggregated | 2029 | 9.1374e-07 | 22.7224 | 2.0762e-05 | 2029 | Mitigation | 0.95 | 45 | 0 | esc | 0.00097009 | 8.864e-10 | 0.00097009 | 8.864e-10 | 0.0027785 | 1.5293e-11 | 0.012004 | 6.4796e-09
[120 empty] | 7.3.3.17.5 (Remote Grid) Updates to grid topology to minimize risk of ignition in HFTDs Remote GridWLDFRVegetation ContactAggregated | WLDFR | HFTD - Distribution - Tier 3 - 2QU CoRE ¦ 5QU LoRE | Non-Red Flag Warning - Destructive Fires | Vegetation Contact | Aggregated | 2030 | 9.1374e-07 | 22.7224 | 2.0762e-05 | 2030 | Mitigation | 0.95 | 45 | 0 | esc | 0.00097009 | 8.864e-10 | 0.00097009 | 8.864e-10 | 0.0027785 | 1.5293e-11 | 0.012004 | 6.4796e-09
[120 empty] | 7.3.3.17.5 (Remote Grid) Updates to grid topology to minimize risk of ignition in HFTDs Remote GridWLDFRVegetation ContactAggregated | WLDFR | HFTD - Distribution - Tier 3 - 2QU CoRE ¦ 5QU LoRE | Non-Red Flag Warning - Destructive Fires | Vegetation Contact | Aggregated | 2031 | 9.1374e-07 | 22.7224 | 2.0762e-05 | 2031 | Mitigation | 0.95 | 45 | 0 | esc | 0.00097009 | 8.864e-10 | 0.00097009 | 8.864e-10 | 0.0027785 | 1.5293e-11 | 0.012004 | 6.4796e-09
[120 empty] | 7.3.3.17.5 (Remote Grid) Updates to grid topology to minimize risk of ignition in HFTDs Remote GridWLDFRVegetation ContactAggregated | WLDFR | HFTD - Distribution - Tier 3 - 2QU CoRE ¦ 5QU LoRE | Non-Red Flag Warning - Destructive Fires | Vegetation Contact | Aggregated | 2032 | 9.1374e-07 | 22.7224 | 2.0762e-05 | 2032 | Mitigation | 0.95 | 45 | 0 | esc | 0.00097009 | 8.864e-10 | 0.00097009 | 8.864e-10 | 0.0027785 | 1.5293e-11 | 0.012004 | 6.4796e-09
[120 empty] | 7.3.3.17.5 (Remote Grid) Updates to grid topology to minimize risk of ignition in HFTDs Remote GridWLDFRVegetation ContactAggregated | WLDFR | HFTD - Distribution - Tier 3 - 2QU CoRE ¦ 5QU LoRE | Non-Red Flag Warning - Destructive Fires | Vegetation Contact | Aggregated | 2033 | 9.1374e-07 | 22.7224 | 2.0762e-05 | 2033 | Mitigation | 0.95 | 45 | 0 | esc | 0.00097009 | 8.864e-10 | 0.00097009 | 8.864e-10 | 0.0027785 | 1.5293e-11 | 0.012004 | 6.4796e-09
[120 empty] | 7.3.3.17.5 (Remote Grid) Updates to grid topology to minimize risk of ignition in HFTDs Remote GridWLDFRVegetation ContactAggregated | WLDFR | HFTD - Distribution - Tier 3 - 2QU CoRE ¦ 5QU LoRE | Non-Red Flag Warning - Destructive Fires | Vegetation Contact | Aggregated | 2034 | 9.1374e-07 | 22.7224 | 2.0762e-05 | 2034 | Mitigation | 0.95 | 45 | 0 | esc | 0.00097009 | 8.864e-10 | 0.00097009 | 8.864e-10 | 0.0027785 | 1.5293e-11 | 0 | 0
[120 empty] | 7.3.3.17.5 (Remote Grid) Updates to grid topology to minimize risk of ignition in HFTDs Remote GridWLDFRVegetation ContactAggregated | WLDFR | HFTD - Distribution - Tier 3 - 2QU CoRE ¦ 5QU LoRE | Non-Red Flag Warning - Destructive Fires | Vegetation Contact | Aggregated | 2035 | 9.1374e-07 | 22.7224 | 2.0762e-05 | 2035 | Mitigation | 0.95 | 45 | 0 | esc | 0.00097009 | 8.864e-10 | 0.00097009 | 8.864e-10 | 0.0027785 | 1.5293e-11 | 0 | 0
[120 empty] | 7.3.3.17.5 (Remote Grid) Updates to grid topology to minimize risk of ignition in HFTDs Remote GridWLDFRVegetation ContactAggregated | WLDFR | HFTD - Distribution - Tier 3 - 2QU CoRE ¦ 5QU LoRE | Non-Red Flag Warning - Destructive Fires | Vegetation Contact | Aggregated | 2036 | 9.1374e-07 | 22.7224 | 2.0762e-05 | 2036 | Mitigation | 0.95 | 45 | 0 | esc | 0.00097009 | 8.864e-10 | 0.00097009 | 8.864e-10 | 0.0027785 | 1.5293e-11 | 0.010025 | 8.9801e-09
[120 empty] | 7.3.3.17.5 (Remote Grid) Updates to grid topology to minimize risk of ignition in HFTDs Remote GridWLDFRVegetation ContactAggregated | WLDFR | HFTD - Distribution - Tier 3 - 2QU CoRE ¦ 5QU LoRE | Non-Red Flag Warning - Destructive Fires | Vegetation Contact | Aggregated | 2037 | 9.1374e-07 | 22.7224 | 2.0762e-05 | 2037 | Mitigation | 0.95 | 45 | 0 | esc | 0.00097009 | 8.864e-10 | 0.00097009 | 8.864e-10 | 0.0027785 | 1.5293e-11 | 0.010025 | 8.9801e-09
[120 empty] | 7.3.3.17.5 (Remote Grid) Updates to grid topology to minimize risk of ignition in HFTDs Remote GridWLDFRVegetation ContactAggregated | WLDFR | HFTD - Distribution - Tier 3 - 2QU CoRE ¦ 5QU LoRE | Non-Red Flag Warning - Destructive Fires | Vegetation Contact | Aggregated | 2038 | 9.1374e-07 | 22.7224 | 2.0762e-05 | 2038 | Mitigation | 0.95 | 45 | 0 | esc | 0.00097009 | 8.864e-10 | 0.00097009 | 8.864e-10 | 0.0027785 | 1.5293e-11 | 0.010025 | 8.9801e-09
[120 empty] | 7.3.3.17.5 (Remote Grid) Updates to grid topology to minimize risk of ignition in HFTDs Remote GridWLDFRVegetation ContactAggregated | WLDFR | HFTD - Distribution - Tier 3 - 2QU CoRE ¦ 5QU LoRE | Non-Red Flag Warning - Destructive Fires | Vegetation Contact | Aggregated | 2039 | 9.1374e-07 | 22.7224 | 2.0762e-05 | 2039 | Mitigation | 0.95 | 45 | 0 | esc | 0.00097009 | 8.864e-10 | 0.00097009 | 8.864e-10 | 0.0027785 | 1.5293e-11 | 0.010025 | 8.9801e-09
[120 empty] | 7.3.3.17.5 (Remote Grid) Updates to grid topology to minimize risk of ignition in HFTDs Remote GridWLDFRVegetation ContactAggregated | WLDFR | HFTD - Distribution - Tier 3 - 2QU CoRE ¦ 5QU LoRE | Non-Red Flag Warning - Destructive Fires | Vegetation Contact | Aggregated | 2040 | 9.1374e-07 | 22.7224 | 2.0762e-05 | 2040 | Mitigation | 0.95 | 45 | 0 | esc | 0.00097009 | 8.864e-10 | 0.00097009 | 8.864e-10 | 0.0027785 | 1.5293e-11 | 0.010025 | 8.9801e-09
[120 empty] | 7.3.3.17.5 (Remote Grid) Updates to grid topology to minimize risk of ignition in HFTDs Remote GridWLDFRVegetation ContactAggregated | WLDFR | HFTD - Distribution - Tier 3 - 2QU CoRE ¦ 5QU LoRE | Non-Red Flag Warning - Destructive Fires | Vegetation Contact | Aggregated | 2041 | 9.1374e-07 | 22.7224 | 2.0762e-05 | 2041 | Mitigation | 0.95 | 45 | 0 | esc | 0.00097009 | 8.864e-10 | 0.00097009 | 8.864e-10 | 0.0027785 | 1.5293e-11 | 0.010025 | 8.9801e-09
[120 empty] | 7.3.3.17.5 (Remote Grid) Updates to grid topology to minimize risk of ignition in HFTDs Remote GridWLDFRVegetation ContactAggregated | WLDFR | HFTD - Distribution - Tier 3 - 2QU CoRE ¦ 5QU LoRE | Non-Red Flag Warning - Destructive Fires | Vegetation Contact | Aggregated | 2042 | 9.1374e-07 | 22.7224 | 2.0762e-05 | 2042 | Mitigation | 0.95 | 45 | 0 | esc | 0.00097009 | 8.864e-10 | 0.00097009 | 8.864e-10 | 0.0027785 | 1.5293e-11 | 0.010025 | 8.9801e-09
[120 empty] | 7.3.3.17.5 (Remote Grid) Updates to grid topology to minimize risk of ignition in HFTDs Remote GridWLDFRVegetation ContactAggregated | WLDFR | HFTD - Distribution - Tier 3 - 2QU CoRE ¦ 5QU LoRE | Non-Red Flag Warning - Destructive Fires | Vegetation Contact | Aggregated | 2043 | 9.1374e-07 | 22.7224 | 2.0762e-05 | 2043 | Mitigation | 0.95 | 45 | 0 | esc | 0.00097009 | 8.864e-10 | 0.00097009 | 8.864e-10 | 0.0027785 | 1.5293e-11 | 0.010025 | 8.9801e-09
[120 empty] | 7.3.3.17.5 (Remote Grid) Updates to grid topology to minimize risk of ignition in HFTDs Remote GridWLDFRVegetation ContactAggregated | WLDFR | HFTD - Distribution - Tier 3 - 2QU CoRE ¦ 5QU LoRE | Non-Red Flag Warning - Destructive Fires | Vegetation Contact | Aggregated | 2044 | 9.1374e-07 | 22.7224 | 2.0762e-05 | 2044 | Mitigation | 0.95 | 45 | 0 | esc | 0.00097009 | 8.864e-10 | 0.00097009 | 8.864e-10 | 0.0027785 | 1.5293e-11 | 0.010025 | 8.9801e-09
[120 empty] | 7.3.3.17.5 (Remote Grid) Updates to grid topology to minimize risk of ignition in HFTDs Remote GridWLDFRVegetation ContactAggregated | WLDFR | HFTD - Distribution - Tier 3 - 2QU CoRE ¦ 5QU LoRE | Non-Red Flag Warning - Destructive Fires | Vegetation Contact | Aggregated | 2045 | 9.1374e-07 | 22.7224 | 2.0762e-05 | 2045 | Mitigation | 0.95 | 45 | 0 | esc | 0.00097009 | 8.864e-10 | 0.00097009 | 8.864e-10 | 0.0027785 | 1.5293e-11 | 0.010025 | 8.9801e-09
[120 empty] | 7.3.3.17.5 (Remote Grid) Updates to grid topology to minimize risk of ignition in HFTDs Remote GridWLDFRVegetation ContactAggregated | WLDFR | HFTD - Distribution - Tier 3 - 2QU CoRE ¦ 5QU LoRE | Non-Red Flag Warning - Destructive Fires | Vegetation Contact | Aggregated | 2046 | 9.1374e-07 | 22.7224 | 2.0762e-05 | 2046 | Mitigation | 0.95 | 45 | 0 | esc | 0.00097009 | 8.864e-10 | 0.00097009 | 8.864e-10 | 0.0027785 | 1.5293e-11 | 0.010025 | 8.9801e-09
[120 empty] | 7.3.3.17.5 (Remote Grid) Updates to grid topology to minimize risk of ignition in HFTDs Remote GridWLDFRVegetation ContactAggregated | WLDFR | HFTD - Distribution - Tier 3 - 2QU CoRE ¦ 5QU LoRE | Non-Red Flag Warning - Destructive Fires | Vegetation Contact | Aggregated | 2047 | 9.1374e-07 | 22.7224 | 2.0762e-05 | 2047 | Mitigation | 0.95 | 45 | 0 | esc | 0.00097009 | 8.864e-10 | 0.00097009 | 8.864e-10 | 0.0027785 | 1.5293e-11 | 0.010025 | 8.9801e-09
[120 empty] | 7.3.3.17.5 (Remote Grid) Updates to grid topology to minimize risk of ignition in HFTDs Remote GridWLDFRVegetation ContactAggregated | WLDFR | HFTD - Distribution - Tier 3 - 2QU CoRE ¦ 5QU LoRE | Non-Red Flag Warning - Destructive Fires | Vegetation Contact | Aggregated | 2048 | 9.1374e-07 | 22.7224 | 2.0762e-05 | 2048 | Mitigation | 0.95 | 45 | 0 | esc | 0.00097009 | 8.864e-10 | 0.00097009 | 8.864e-10 | 0.0027785 | 1.5293e-11 | 0.010025 | 8.9801e-09
[120 empty] | 7.3.3.17.5 (Remote Grid) Updates to grid topology to minimize risk of ignition in HFTDs Remote GridWLDFRVegetation ContactAggregated | WLDFR | HFTD - Distribution - Tier 3 - 2QU CoRE ¦ 5QU LoRE | Non-Red Flag Warning - Destructive Fires | Vegetation Contact | Aggregated | 2049 | 9.1374e-07 | 22.7224 | 2.0762e-05 | 2049 | Mitigation | 0.95 | 45 | 0 | esc | 0.00097009 | 8.864e-10 | 0.00097009 | 8.864e-10 | 0.0027785 | 1.5293e-11 | 0.010025 | 8.9801e-09
[120 empty] | 7.3.3.17.5 (Remote Grid) Updates to grid topology to minimize risk of ignition in HFTDs Remote GridWLDFRVegetation ContactAggregated | WLDFR | HFTD - Distribution - Tier 3 - 2QU CoRE ¦ 5QU LoRE | Non-Red Flag Warning - Destructive Fires | Vegetation Contact | Aggregated | 2050 | 9.1374e-07 | 22.7224 | 2.0762e-05 | 2050 | Mitigation | 0.95 | 45 | 0 | esc | 0.00097009 | 8.864e-10 | 0.00097009 | 8.864e-10 | 0.0027785 | 1.5293e-11 | 0.010025 | 8.9801e-09
[120 empty] | 7.3.3.17.5 (Remote Grid) Updates to grid topology to minimize risk of ignition in HFTDs Remote GridWLDFRVegetation ContactAggregated | WLDFR | HFTD - Distribution - Tier 3 - 2QU CoRE ¦ 5QU LoRE | Non-Red Flag Warning - Destructive Fires | Vegetation Contact | Aggregated | 2051 | 9.1374e-07 | 22.7224 | 2.0762e-05 | 2051 | Mitigation | 0.95 | 45 | 0 | esc | 0.00097009 | 8.864e-10 | 0.00097009 | 8.864e-10 | 0.0027785 | 1.5293e-11 | 0.010025 | 8.9801e-09
[120 empty] | 7.3.3.17.5 (Remote Grid) Updates to grid topology to minimize risk of ignition in HFTDs Remote GridWLDFRVegetation ContactAggregated | WLDFR | HFTD - Distribution - Tier 3 - 2QU CoRE ¦ 5QU LoRE | Non-Red Flag Warning - Destructive Fires | Vegetation Contact | Aggregated | 2052 | 9.1374e-07 | 22.7224 | 2.0762e-05 | 2052 | Mitigation | 0.95 | 45 | 0 | esc | 0.00097009 | 8.864e-10 | 0.00097009 | 8.864e-10 | 0.0027785 | 1.5293e-11 | 0.010025 | 8.9801e-09
[120 empty] | 7.3.3.17.5 (Remote Grid) Updates to grid topology to minimize risk of ignition in HFTDs Remote GridWLDFRVegetation ContactAggregated | WLDFR | HFTD - Distribution - Tier 3 - 2QU CoRE ¦ 5QU LoRE | Non-Red Flag Warning - Destructive Fires | Vegetation Contact | Aggregated | 2053 | 9.1374e-07 | 22.7224 | 2.0762e-05 | 2053 | Mitigation | 0.95 | 45 | 0 | esc | 0.00097009 | 8.864e-10 | 0.00097009 | 8.864e-10 | 0.0027785 | 1.5293e-11 | 0.010025 | 8.9801e-09
[120 empty] | 7.3.3.17.5 (Remote Grid) Updates to grid topology to minimize risk of ignition in HFTDs Remote GridWLDFRVegetation ContactAggregated | WLDFR | HFTD - Distribution - Tier 3 - 2QU CoRE ¦ 5QU LoRE | Non-Red Flag Warning - Destructive Fires | Vegetation Contact | Aggregated | 2054 | 9.1374e-07 | 22.7224 | 2.0762e-05 | 2054 | Mitigation | 0.95 | 45 | 0 | esc | 0.00097009 | 8.864e-10 | 0.00097009 | 8.864e-10 | 0.0027785 | 1.5293e-11 | 0.010025 | 8.9801e-09
[120 empty] | 7.3.3.17.5 (Remote Grid) Updates to grid topology to minimize risk of ignition in HFTDs Remote GridWLDFRVegetation ContactAggregated | WLDFR | HFTD - Distribution - Tier 3 - 2QU CoRE ¦ 5QU LoRE | Non-Red Flag Warning - Destructive Fires | Vegetation Contact | Aggregated | 2055 | 9.1374e-07 | 22.7224 | 2.0762e-05 | 2055 | Mitigation | 0.95 | 45 | 0 | esc | 0.00097009 | 8.864e-10 | 0.00097009 | 8.864e-10 | 0.0027785 | 1.5293e-11 | 0.010025 | 8.9801e-09
[120 empty] | 7.3.3.17.5 (Remote Grid) Updates to grid topology to minimize risk of ignition in HFTDs Remote GridWLDFRVegetation ContactAggregated | WLDFR | HFTD - Distribution - Tier 3 - 2QU CoRE ¦ 5QU LoRE | Non-Red Flag Warning - Destructive Fires | Vegetation Contact | Aggregated | 2056 | 9.1374e-07 | 22.7224 | 2.0762e-05 | 2056 | Mitigation | 0.95 | 45 | 0 | esc | 0.00097009 | 8.864e-10 | 0.00097009 | 8.864e-10 | 0.0027785 | 1.5293e-11 | 0.010025 | 8.9801e-09
[120 empty] | 7.3.3.17.5 (Remote Grid) Updates to grid topology to minimize risk of ignition in HFTDs Remote GridWLDFRVegetation ContactAggregated | WLDFR | HFTD - Distribution - Tier 3 - 2QU CoRE ¦ 5QU LoRE | Non-Red Flag Warning - Destructive Fires | Vegetation Contact | Aggregated | 2057 | 9.1374e-07 | 22.7224 | 2.0762e-05 | 2057 | Mitigation | 0.95 | 45 | 0 | esc | 0.00097009 | 8.864e-10 | 0.00097009 | 8.864e-10 | 0.0027785 | 1.5293e-11 | 0.010025 | 8.9801e-09
[120 empty] | 7.3.3.17.5 (Remote Grid) Updates to grid topology to minimize risk of ignition in HFTDs Remote GridWLDFRVegetation ContactAggregated | WLDFR | HFTD - Distribution - Tier 3 - 2QU CoRE ¦ 5QU LoRE | Non-Red Flag Warning - Destructive Fires | Vegetation Contact | Aggregated | 2058 | 9.1374e-07 | 22.7224 | 2.0762e-05 | 2058 | Mitigation | 0.95 | 45 | 0 | esc | 0.00097009 | 8.864e-10 | 0.00097009 | 8.864e-10 | 0.0027785 | 1.5293e-11 | 0.010025 | 8.9801e-09
[120 empty] | 7.3.3.17.5 (Remote Grid) Updates to grid topology to minimize risk of ignition in HFTDs Remote GridWLDFRVegetation ContactAggregated | WLDFR | HFTD - Distribution - Tier 3 - 2QU CoRE ¦ 5QU LoRE | Non-Red Flag Warning - Destructive Fires | Vegetation Contact | Aggregated | 2059 | 9.1374e-07 | 22.7224 | 2.0762e-05 | 2059 | Mitigation | 0.95 | 45 | 0 | esc | 0.00097009 | 8.864e-10 | 0.00097009 | 8.864e-10 | 0.0027785 | 1.5293e-11 | 0.010025 | 8.9801e-09
[120 empty] | 7.3.3.17.5 (Remote Grid) Updates to grid topology to minimize risk of ignition in HFTDs Remote GridWLDFRVegetation ContactAggregated | WLDFR | HFTD - Distribution - Tier 3 - 2QU CoRE ¦ 5QU LoRE | Non-Red Flag Warning - Destructive Fires | Vegetation Contact | Aggregated | 2060 | 9.1374e-07 | 22.7224 | 2.0762e-05 | 2060 | Mitigation | 0.95 | 45 | 0 | esc | 0.00097009 | 8.864e-10 | 0.00097009 | 8.864e-10 | 0.0027785 | 1.5293e-11 | 0.010025 | 8.9801e-09
[120 empty] | 7.3.3.17.5 (Remote Grid) Updates to grid topology to minimize risk of ignition in HFTDs Remote GridWLDFRVegetation ContactAggregated | WLDFR | HFTD - Distribution - Tier 3 - 2QU CoRE ¦ 5QU LoRE | Non-Red Flag Warning - Destructive Fires | Vegetation Contact | Aggregated | 2061 | 9.1374e-07 | 22.7224 | 2.0762e-05 | 2061 | Mitigation | 0.95 | 45 | 0 | esc | 0.00097009 | 8.864e-10 | 0.00097009 | 8.864e-10 | 0.0027785 | 1.5293e-11 | 0.010025 | 8.9801e-09
[120 empty] | 7.3.3.17.5 (Remote Grid) Updates to grid topology to minimize risk of ignition in HFTDs Remote GridWLDFRVegetation ContactAggregated | WLDFR | HFTD - Distribution - Tier 3 - 2QU CoRE ¦ 5QU LoRE | Non-Red Flag Warning - Destructive Fires | Vegetation Contact | Aggregated | 2062 | 9.1374e-07 | 22.7224 | 2.0762e-05 | 2062 | Mitigation | 0.95 | 45 | 0 | esc | 0.00097009 | 8.864e-10 | 0.00097009 | 8.864e-10 | 0.0027785 | 1.5293e-11 | 0.010025 | 8.9801e-09
[120 empty] | 7.3.3.17.5 (Remote Grid) Updates to grid topology to minimize risk of ignition in HFTDs Remote GridWLDFRVegetation ContactAggregated | WLDFR | HFTD - Distribution - Tier 3 - 2QU CoRE ¦ 5QU LoRE | Non-Red Flag Warning - Destructive Fires | Vegetation Contact | Aggregated | 2063 | 9.1374e-07 | 22.7224 | 2.0762e-05 | 2063 | Mitigation | 0.95 | 45 | 0 | esc | 0.00097009 | 8.864e-10 | 0.00097009 | 8.864e-10 | 0.0027785 | 1.5293e-11 | 0.010025 | 8.9801e-09
[120 empty] | 7.3.3.17.5 (Remote Grid) Updates to grid topology to minimize risk of ignition in HFTDs Remote GridWLDFRVegetation ContactAggregated | WLDFR | HFTD - Distribution - Tier 3 - 2QU CoRE ¦ 5QU LoRE | Non-Red Flag Warning - Destructive Fires | Vegetation Contact | Aggregated | 2064 | 9.1374e-07 | 22.7224 | 2.0762e-05 | 2064 | Mitigation | 0.95 | 45 | 0 | esc | 0.00097009 | 8.864e-10 | 0.00097009 | 8.864e-10 | 0.0027785 | 1.5293e-11 | 0.010025 | 8.9801e-09
[120 empty] | 7.3.3.17.5 (Remote Grid) Updates to grid topology to minimize risk of ignition in HFTDs Remote GridWLDFRVegetation ContactAggregated | WLDFR | HFTD - Distribution - Tier 3 - 2QU CoRE ¦ 5QU LoRE | Non-Red Flag Warning - Destructive Fires | Vegetation Contact | Aggregated | 2065 | 9.1374e-07 | 22.7224 | 2.0762e-05 | 2065 | Mitigation | 0.95 | 45 | 0 | esc | 0.00097009 | 8.864e-10 | 0.00097009 | 8.864e-10 | 0.0027785 | 1.5293e-11 | 0.010025 | 8.9801e-09
[120 empty] | 7.3.3.17.5 (Remote Grid) Updates to grid topology to minimize risk of ignition in HFTDs Remote GridWLDFRVegetation ContactAggregated | WLDFR | HFTD - Distribution - Tier 3 - 2QU CoRE ¦ 5QU LoRE | Non-Red Flag Warning - Destructive Fires | Vegetation Contact | Aggregated | 2066 | 9.1374e-07 | 22.7224 | 2.0762e-05 | 2066 | Mitigation | 0.95 | 45 | 0 | esc | 0.00097009 | 8.864e-10 | 0.00097009 | 8.864e-10 | 0.0027785 | 1.5293e-11 | 0 | 0
[120 empty] | 7.3.3.17.5 (Remote Grid) Updates to grid topology to minimize risk of ignition in HFTDs Remote GridWLDFRVegetation ContactAggregated | WLDFR | HFTD - Distribution - Tier 3 - 2QU CoRE ¦ 5QU LoRE | Non-Red Flag Warning - Destructive Fires | Vegetation Contact | Aggregated | 2067 | 9.1374e-07 | 22.7224 | 2.0762e-05 | 2067 | Mitigation | 0.95 | 45 | 0 | esc | 0 | 0 | 0.00097009 | 8.864e-10 | 0.0027785 | 1.5293e-11 | 0 | 0
[120 empty] | 7.3.3.17.5 (Remote Grid) Updates to grid topology to minimize risk of ignition in HFTDs Remote GridWLDFRWire-to-wire contactAggregated | WLDFR | HFTD - Distribution - Tier 3 - 2QU CoRE ¦ 5QU LoRE | Non-Red Flag Warning - Destructive Fires | Wire-to-wire contact | Aggregated | 2022 | 3.6783e-07 | 22.7224 | 8.3579e-06 | 2022 | Mitigation | 0.95 | 45 | 0 | esc | 0.00097009 | 3.5682e-10 | 0 | 0 | 0.0027785 | 1.5293e-11 | 0.0094681 | 4.0993e-08
[120 empty] | 7.3.3.17.5 (Remote Grid) Updates to grid topology to minimize risk of ignition in HFTDs Remote GridWLDFRWire-to-wire contactAggregated | WLDFR | HFTD - Distribution - Tier 3 - 2QU CoRE ¦ 5QU LoRE | Non-Red Flag Warning - Destructive Fires | Wire-to-wire contact | Aggregated | 2023 | 3.6783e-07 | 22.7224 | 8.3579e-06 | 2023 | Mitigation | 0.95 | 45 | 0 | esc | 0.00097009 | 3.5682e-10 | 0.00097009 | 3.5682e-10 | 0.0027785 | 1.5293e-11 | 0.0094681 | 4.0993e-08
[120 empty] | 7.3.3.17.5 (Remote Grid) Updates to grid topology to minimize risk of ignition in HFTDs Remote GridWLDFRWire-to-wire contactAggregated | WLDFR | HFTD - Distribution - Tier 3 - 2QU CoRE ¦ 5QU LoRE | Non-Red Flag Warning - Destructive Fires | Wire-to-wire contact | Aggregated | 2024 | 3.6783e-07 | 22.7224 | 8.3579e-06 | 2024 | Mitigation | 0.95 | 45 | 0 | esc | 0.00097009 | 3.5682e-10 | 0.00097009 | 3.5682e-10 | 0 | 0 | 0.0094681 | 4.0993e-08
[120 empty] | 7.3.3.17.5 (Remote Grid) Updates to grid topology to minimize risk of ignition in HFTDs Remote GridWLDFRWire-to-wire contactAggregated | WLDFR | HFTD - Distribution - Tier 3 - 2QU CoRE ¦ 5QU LoRE | Non-Red Flag Warning - Destructive Fires | Wire-to-wire contact | Aggregated | 2025 | 3.6783e-07 | 22.7224 | 8.3579e-06 | 2025 | Mitigation | 0.95 | 45 | 0 | esc | 0.00097009 | 3.5682e-10 | 0.00097009 | 3.5682e-10 | 0.0027785 | 2.1539e-11 | 0.0094681 | 4.0993e-08
[120 empty] | 7.3.3.17.5 (Remote Grid) Updates to grid topology to minimize risk of ignition in HFTDs Remote GridWLDFRWire-to-wire contactAggregated | WLDFR | HFTD - Distribution - Tier 3 - 2QU CoRE ¦ 5QU LoRE | Non-Red Flag Warning - Destructive Fires | Wire-to-wire contact | Aggregated | 2026 | 3.6783e-07 | 22.7224 | 8.3579e-06 | 2026 | Mitigation | 0.95 | 45 | 0 | esc | 0.00097009 | 3.5682e-10 | 0.00097009 | 3.5682e-10 | 0.0027785 | 2.1539e-11 | 0.0094681 | 4.0993e-08
[120 empty] | 7.3.3.17.5 (Remote Grid) Updates to grid topology to minimize risk of ignition in HFTDs Remote GridWLDFRWire-to-wire contactAggregated | WLDFR | HFTD - Distribution - Tier 3 - 2QU CoRE ¦ 5QU LoRE | Non-Red Flag Warning - Destructive Fires | Wire-to-wire contact | Aggregated | 2027 | 3.6783e-07 | 22.7224 | 8.3579e-06 | 2027 | Mitigation | 0.95 | 45 | 0 | esc | 0.00097009 | 3.5682e-10 | 0.00097009 | 3.5682e-10 | 0.0027785 | 2.1539e-11 | 0.0094681 | 4.0993e-08
[120 empty] | 7.3.3.17.5 (Remote Grid) Updates to grid topology to minimize risk of ignition in HFTDs Remote GridWLDFRWire-to-wire contactAggregated | WLDFR | HFTD - Distribution - Tier 3 - 2QU CoRE ¦ 5QU LoRE | Non-Red Flag Warning - Destructive Fires | Wire-to-wire contact | Aggregated | 2028 | 3.6783e-07 | 22.7224 | 8.3579e-06 | 2028 | Mitigation | 0.95 | 45 | 0 | esc | 0.00097009 | 3.5682e-10 | 0.00097009 | 3.5682e-10 | 0.0027785 | 2.1539e-11 | 0.0094681 | 4.0993e-08
[120 empty] | 7.3.3.17.5 (Remote Grid) Updates to grid topology to minimize risk of ignition in HFTDs Remote GridWLDFRWire-to-wire contactAggregated | WLDFR | HFTD - Distribution - Tier 3 - 2QU CoRE ¦ 5QU LoRE | Non-Red Flag Warning - Destructive Fires | Wire-to-wire contact | Aggregated | 2029 | 3.6783e-07 | 22.7224 | 8.3579e-06 | 2029 | Mitigation | 0.95 | 45 | 0 | esc | 0.00097009 | 3.5682e-10 | 0.00097009 | 3.5682e-10 | 0.0027785 | 2.1539e-11 | 0.0094681 | 4.0993e-08
[120 empty] | 7.3.3.17.5 (Remote Grid) Updates to grid topology to minimize risk of ignition in HFTDs Remote GridWLDFRWire-to-wire contactAggregated | WLDFR | HFTD - Distribution - Tier 3 - 2QU CoRE ¦ 5QU LoRE | Non-Red Flag Warning - Destructive Fires | Wire-to-wire contact | Aggregated | 2030 | 3.6783e-07 | 22.7224 | 8.3579e-06 | 2030 | Mitigation | 0.95 | 45 | 0 | esc | 0.00097009 | 3.5682e-10 | 0.00097009 | 3.5682e-10 | 0.0027785 | 2.1539e-11 | 0.0094681 | 4.0993e-08
[120 empty] | 7.3.3.17.5 (Remote Grid) Updates to grid topology to minimize risk of ignition in HFTDs Remote GridWLDFRWire-to-wire contactAggregated | WLDFR | HFTD - Distribution - Tier 3 - 2QU CoRE ¦ 5QU LoRE | Non-Red Flag Warning - Destructive Fires | Wire-to-wire contact | Aggregated | 2031 | 3.6783e-07 | 22.7224 | 8.3579e-06 | 2031 | Mitigation | 0.95 | 45 | 0 | esc | 0.00097009 | 3.5682e-10 | 0.00097009 | 3.5682e-10 | 0.0027785 | 2.1539e-11 | 0.0094681 | 4.0993e-08
[120 empty] | 7.3.3.17.5 (Remote Grid) Updates to grid topology to minimize risk of ignition in HFTDs Remote GridWLDFRWire-to-wire contactAggregated | WLDFR | HFTD - Distribution - Tier 3 - 2QU CoRE ¦ 5QU LoRE | Non-Red Flag Warning - Destructive Fires | Wire-to-wire contact | Aggregated | 2032 | 3.6783e-07 | 22.7224 | 8.3579e-06 | 2032 | Mitigation | 0.95 | 45 | 0 | esc | 0.00097009 | 3.5682e-10 | 0.00097009 | 3.5682e-10 | 0.0027785 | 2.1539e-11 | 0.0094681 | 4.0993e-08
[120 empty] | 7.3.3.17.5 (Remote Grid) Updates to grid topology to minimize risk of ignition in HFTDs Remote GridWLDFRWire-to-wire contactAggregated | WLDFR | HFTD - Distribution - Tier 3 - 2QU CoRE ¦ 5QU LoRE | Non-Red Flag Warning - Destructive Fires | Wire-to-wire contact | Aggregated | 2033 | 3.6783e-07 | 22.7224 | 8.3579e-06 | 2033 | Mitigation | 0.95 | 45 | 0 | esc | 0.00097009 | 3.5682e-10 | 0.00097009 | 3.5682e-10 | 0.0027785 | 2.1539e-11 | 0.0094681 | 4.0993e-08
[120 empty] | 7.3.3.17.5 (Remote Grid) Updates to grid topology to minimize risk of ignition in HFTDs Remote GridWLDFRWire-to-wire contactAggregated | WLDFR | HFTD - Distribution - Tier 3 - 2QU CoRE ¦ 5QU LoRE | Non-Red Flag Warning - Destructive Fires | Wire-to-wire contact | Aggregated | 2034 | 3.6783e-07 | 22.7224 | 8.3579e-06 | 2034 | Mitigation | 0.95 | 45 | 0 | esc | 0.00097009 | 3.5682e-10 | 0.00097009 | 3.5682e-10 | 0.0027785 | 2.1539e-11 | 0.0094681 | 4.0993e-08
[120 empty] | 7.3.3.17.5 (Remote Grid) Updates to grid topology to minimize risk of ignition in HFTDs Remote GridWLDFRWire-to-wire contactAggregated | WLDFR | HFTD - Distribution - Tier 3 - 2QU CoRE ¦ 5QU LoRE | Non-Red Flag Warning - Destructive Fires | Wire-to-wire contact | Aggregated | 2035 | 3.6783e-07 | 22.7224 | 8.3579e-06 | 2035 | Mitigation | 0.95 | 45 | 0 | esc | 0.00097009 | 3.5682e-10 | 0.00097009 | 3.5682e-10 | 0.0027785 | 2.1539e-11 | 0.0094681 | 4.0993e-08
[120 empty] | 7.3.3.17.5 (Remote Grid) Updates to grid topology to minimize risk of ignition in HFTDs Remote GridWLDFRWire-to-wire contactAggregated | WLDFR | HFTD - Distribution - Tier 3 - 2QU CoRE ¦ 5QU LoRE | Non-Red Flag Warning - Destructive Fires | Wire-to-wire contact | Aggregated | 2036 | 3.6783e-07 | 22.7224 | 8.3579e-06 | 2036 | Mitigation | 0.95 | 45 | 0 | esc | 0.00097009 | 3.5682e-10 | 0.00097009 | 3.5682e-10 | 0.0027785 | 2.1539e-11 | 0.0094681 | 4.0993e-08
[120 empty] | 7.3.3.17.5 (Remote Grid) Updates to grid topology to minimize risk of ignition in HFTDs Remote GridWLDFRWire-to-wire contactAggregated | WLDFR | HFTD - Distribution - Tier 3 - 2QU CoRE ¦ 5QU LoRE | Non-Red Flag Warning - Destructive Fires | Wire-to-wire contact | Aggregated | 2037 | 3.6783e-07 | 22.7224 | 8.3579e-06 | 2037 | Mitigation | 0.95 | 45 | 0 | esc | 0.00097009 | 3.5682e-10 | 0.00097009 | 3.5682e-10 | 0.0027785 | 2.1539e-11 | 0.0094681 | 4.0993e-08
[120 empty] | 7.3.3.17.5 (Remote Grid) Updates to grid topology to minimize risk of ignition in HFTDs Remote GridWLDFRWire-to-wire contactAggregated | WLDFR | HFTD - Distribution - Tier 3 - 2QU CoRE ¦ 5QU LoRE | Non-Red Flag Warning - Destructive Fires | Wire-to-wire contact | Aggregated | 2038 | 3.6783e-07 | 22.7224 | 8.3579e-06 | 2038 | Mitigation | 0.95 | 45 | 0 | esc | 0.00097009 | 3.5682e-10 | 0.00097009 | 3.5682e-10 | 0.0027785 | 2.1539e-11 | 0.0094681 | 4.0993e-08
[120 empty] | 7.3.3.17.5 (Remote Grid) Updates to grid topology to minimize risk of ignition in HFTDs Remote GridWLDFRWire-to-wire contactAggregated | WLDFR | HFTD - Distribution - Tier 3 - 2QU CoRE ¦ 5QU LoRE | Non-Red Flag Warning - Destructive Fires | Wire-to-wire contact | Aggregated | 2039 | 3.6783e-07 | 22.7224 | 8.3579e-06 | 2039 | Mitigation | 0.95 | 45 | 0 | esc | 0.00097009 | 3.5682e-10 | 0.00097009 | 3.5682e-10 | 0.0027785 | 2.1539e-11 | 0.0094681 | 4.0993e-08
[120 empty] | 7.3.3.17.5 (Remote Grid) Updates to grid topology to minimize risk of ignition in HFTDs Remote GridWLDFRWire-to-wire contactAggregated | WLDFR | HFTD - Distribution - Tier 3 - 2QU CoRE ¦ 5QU LoRE | Non-Red Flag Warning - Destructive Fires | Wire-to-wire contact | Aggregated | 2040 | 3.6783e-07 | 22.7224 | 8.3579e-06 | 2040 | Mitigation | 0.95 | 45 | 0 | esc | 0.00097009 | 3.5682e-10 | 0.00097009 | 3.5682e-10 | 0.0027785 | 2.1539e-11 | 0.0094681 | 4.0993e-08
[120 empty] | 7.3.3.17.5 (Remote Grid) Updates to grid topology to minimize risk of ignition in HFTDs Remote GridWLDFRWire-to-wire contactAggregated | WLDFR | HFTD - Distribution - Tier 3 - 2QU CoRE ¦ 5QU LoRE | Non-Red Flag Warning - Destructive Fires | Wire-to-wire contact | Aggregated | 2041 | 3.6783e-07 | 22.7224 | 8.3579e-06 | 2041 | Mitigation | 0.95 | 45 | 0 | esc | 0.00097009 | 3.5682e-10 | 0.00097009 | 3.5682e-10 | 0.0027785 | 2.1539e-11 | 0.0094681 | 4.0993e-08
[120 empty] | 7.3.3.17.5 (Remote Grid) Updates to grid topology to minimize risk of ignition in HFTDs Remote GridWLDFRWire-to-wire contactAggregated | WLDFR | HFTD - Distribution - Tier 3 - 2QU CoRE ¦ 5QU LoRE | Non-Red Flag Warning - Destructive Fires | Wire-to-wire contact | Aggregated | 2042 | 3.6783e-07 | 22.7224 | 8.3579e-06 | 2042 | Mitigation | 0.95 | 45 | 0 | esc | 0.00097009 | 3.5682e-10 | 0.00097009 | 3.5682e-10 | 0.0027785 | 2.1539e-11 | 0.0094681 | 4.0993e-08
[120 empty] | 7.3.3.17.5 (Remote Grid) Updates to grid topology to minimize risk of ignition in HFTDs Remote GridWLDFRWire-to-wire contactAggregated | WLDFR | HFTD - Distribution - Tier 3 - 2QU CoRE ¦ 5QU LoRE | Non-Red Flag Warning - Destructive Fires | Wire-to-wire contact | Aggregated | 2043 | 3.6783e-07 | 22.7224 | 8.3579e-06 | 2043 | Mitigation | 0.95 | 45 | 0 | esc | 0.00097009 | 3.5682e-10 | 0.00097009 | 3.5682e-10 | 0.0027785 | 2.1539e-11 | 0.0094681 | 4.0993e-08
[120 empty] | 7.3.3.17.5 (Remote Grid) Updates to grid topology to minimize risk of ignition in HFTDs Remote GridWLDFRWire-to-wire contactAggregated | WLDFR | HFTD - Distribution - Tier 3 - 2QU CoRE ¦ 5QU LoRE | Non-Red Flag Warning - Destructive Fires | Wire-to-wire contact | Aggregated | 2044 | 3.6783e-07 | 22.7224 | 8.3579e-06 | 2044 | Mitigation | 0.95 | 45 | 0 | esc | 0.00097009 | 3.5682e-10 | 0.00097009 | 3.5682e-10 | 0.0027785 | 2.1539e-11 | 0.0094681 | 4.0993e-08
[120 empty] | 7.3.3.17.5 (Remote Grid) Updates to grid topology to minimize risk of ignition in HFTDs Remote GridWLDFRWire-to-wire contactAggregated | WLDFR | HFTD - Distribution - Tier 3 - 2QU CoRE ¦ 5QU LoRE | Non-Red Flag Warning - Destructive Fires | Wire-to-wire contact | Aggregated | 2045 | 3.6783e-07 | 22.7224 | 8.3579e-06 | 2045 | Mitigation | 0.95 | 45 | 0 | esc | 0.00097009 | 3.5682e-10 | 0.00097009 | 3.5682e-10 | 0.0027785 | 2.1539e-11 | 0.0094681 | 4.0993e-08
[120 empty] | 7.3.3.17.5 (Remote Grid) Updates to grid topology to minimize risk of ignition in HFTDs Remote GridWLDFRWire-to-wire contactAggregated | WLDFR | HFTD - Distribution - Tier 3 - 2QU CoRE ¦ 5QU LoRE | Non-Red Flag Warning - Destructive Fires | Wire-to-wire contact | Aggregated | 2046 | 3.6783e-07 | 22.7224 | 8.3579e-06 | 2046 | Mitigation | 0.95 | 45 | 0 | esc | 0.00097009 | 3.5682e-10 | 0.00097009 | 3.5682e-10 | 0.0027785 | 2.1539e-11 | 0.0094681 | 4.0993e-08
[120 empty] | 7.3.3.17.5 (Remote Grid) Updates to grid topology to minimize risk of ignition in HFTDs Remote GridWLDFRWire-to-wire contactAggregated | WLDFR | HFTD - Distribution - Tier 3 - 2QU CoRE ¦ 5QU LoRE | Non-Red Flag Warning - Destructive Fires | Wire-to-wire contact | Aggregated | 2047 | 3.6783e-07 | 22.7224 | 8.3579e-06 | 2047 | Mitigation | 0.95 | 45 | 0 | esc | 0.00097009 | 3.5682e-10 | 0.00097009 | 3.5682e-10 | 0.0027785 | 2.1539e-11 | 0.0094681 | 4.0993e-08
[120 empty] | 7.3.3.17.5 (Remote Grid) Updates to grid topology to minimize risk of ignition in HFTDs Remote GridWLDFRWire-to-wire contactAggregated | WLDFR | HFTD - Distribution - Tier 3 - 2QU CoRE ¦ 5QU LoRE | Non-Red Flag Warning - Destructive Fires | Wire-to-wire contact | Aggregated | 2048 | 3.6783e-07 | 22.7224 | 8.3579e-06 | 2048 | Mitigation | 0.95 | 45 | 0 | esc | 0.00097009 | 3.5682e-10 | 0.00097009 | 3.5682e-10 | 0.0027785 | 2.1539e-11 | 0.0094681 | 4.0993e-08
[120 empty] | 7.3.3.17.5 (Remote Grid) Updates to grid topology to minimize risk of ignition in HFTDs Remote GridWLDFRWire-to-wire contactAggregated | WLDFR | HFTD - Distribution - Tier 3 - 2QU CoRE ¦ 5QU LoRE | Non-Red Flag Warning - Destructive Fires | Wire-to-wire contact | Aggregated | 2049 | 3.6783e-07 | 22.7224 | 8.3579e-06 | 2049 | Mitigation | 0.95 | 45 | 0 | esc | 0.00097009 | 3.5682e-10 | 0.00097009 | 3.5682e-10 | 0.0027785 | 2.1539e-11 | 0.0094681 | 4.0993e-08
[120 empty] | 7.3.3.17.5 (Remote Grid) Updates to grid topology to minimize risk of ignition in HFTDs Remote GridWLDFRWire-to-wire contactAggregated | WLDFR | HFTD - Distribution - Tier 3 - 2QU CoRE ¦ 5QU LoRE | Non-Red Flag Warning - Destructive Fires | Wire-to-wire contact | Aggregated | 2050 | 3.6783e-07 | 22.7224 | 8.3579e-06 | 2050 | Mitigation | 0.95 | 45 | 0 | esc | 0.00097009 | 3.5682e-10 | 0.00097009 | 3.5682e-10 | 0.0027785 | 2.1539e-11 | 0.0094681 | 4.0993e-08
[120 empty] | 7.3.3.17.5 (Remote Grid) Updates to grid topology to minimize risk of ignition in HFTDs Remote GridWLDFRWire-to-wire contactAggregated | WLDFR | HFTD - Distribution - Tier 3 - 2QU CoRE ¦ 5QU LoRE | Non-Red Flag Warning - Destructive Fires | Wire-to-wire contact | Aggregated | 2051 | 3.6783e-07 | 22.7224 | 8.3579e-06 | 2051 | Mitigation | 0.95 | 45 | 0 | esc | 0.00097009 | 3.5682e-10 | 0.00097009 | 3.5682e-10 | 0.0027785 | 2.1539e-11 | 0.0094681 | 4.0993e-08
[120 empty] | 7.3.3.17.5 (Remote Grid) Updates to grid topology to minimize risk of ignition in HFTDs Remote GridWLDFRWire-to-wire contactAggregated | WLDFR | HFTD - Distribution - Tier 3 - 2QU CoRE ¦ 5QU LoRE | Non-Red Flag Warning - Destructive Fires | Wire-to-wire contact | Aggregated | 2052 | 3.6783e-07 | 22.7224 | 8.3579e-06 | 2052 | Mitigation | 0.95 | 45 | 0 | esc | 0.00097009 | 3.5682e-10 | 0.00097009 | 3.5682e-10 | 0.0027785 | 2.1539e-11 | 0 | 0
[120 empty] | 7.3.3.17.5 (Remote Grid) Updates to grid topology to minimize risk of ignition in HFTDs Remote GridWLDFRWire-to-wire contactAggregated | WLDFR | HFTD - Distribution - Tier 3 - 2QU CoRE ¦ 5QU LoRE | Non-Red Flag Warning - Destructive Fires | Wire-to-wire contact | Aggregated | 2053 | 3.6783e-07 | 22.7224 | 8.3579e-06 | 2053 | Mitigation | 0.95 | 45 | 0 | esc | 0.00097009 | 3.5682e-10 | 0.00097009 | 3.5682e-10 | 0.0027785 | 2.1539e-11 | 0 | 0
[120 empty] | 7.3.3.17.5 (Remote Grid) Updates to grid topology to minimize risk of ignition in HFTDs Remote GridWLDFRWire-to-wire contactAggregated | WLDFR | HFTD - Distribution - Tier 3 - 2QU CoRE ¦ 5QU LoRE | Non-Red Flag Warning - Destructive Fires | Wire-to-wire contact | Aggregated | 2054 | 3.6783e-07 | 22.7224 | 8.3579e-06 | 2054 | Mitigation | 0.95 | 45 | 0 | esc | 0.00097009 | 3.5682e-10 | 0.00097009 | 3.5682e-10 | 0.0027785 | 2.1539e-11 | 0.010598 | 1.2988e-09
[120 empty] | 7.3.3.17.5 (Remote Grid) Updates to grid topology to minimize risk of ignition in HFTDs Remote GridWLDFRWire-to-wire contactAggregated | WLDFR | HFTD - Distribution - Tier 3 - 2QU CoRE ¦ 5QU LoRE | Non-Red Flag Warning - Destructive Fires | Wire-to-wire contact | Aggregated | 2055 | 3.6783e-07 | 22.7224 | 8.3579e-06 | 2055 | Mitigation | 0.95 | 45 | 0 | esc | 0.00097009 | 3.5682e-10 | 0.00097009 | 3.5682e-10 | 0.0027785 | 2.1539e-11 | 0.010598 | 1.2988e-09
[120 empty] | 7.3.3.17.5 (Remote Grid) Updates to grid topology to minimize risk of ignition in HFTDs Remote GridWLDFRWire-to-wire contactAggregated | WLDFR | HFTD - Distribution - Tier 3 - 2QU CoRE ¦ 5QU LoRE | Non-Red Flag Warning - Destructive Fires | Wire-to-wire contact | Aggregated | 2056 | 3.6783e-07 | 22.7224 | 8.3579e-06 | 2056 | Mitigation | 0.95 | 45 | 0 | esc | 0.00097009 | 3.5682e-10 | 0.00097009 | 3.5682e-10 | 0.0027785 | 2.1539e-11 | 0.010598 | 1.2988e-09
[120 empty] | 7.3.3.17.5 (Remote Grid) Updates to grid topology to minimize risk of ignition in HFTDs Remote GridWLDFRWire-to-wire contactAggregated | WLDFR | HFTD - Distribution - Tier 3 - 2QU CoRE ¦ 5QU LoRE | Non-Red Flag Warning - Destructive Fires | Wire-to-wire contact | Aggregated | 2057 | 3.6783e-07 | 22.7224 | 8.3579e-06 | 2057 | Mitigation | 0.95 | 45 | 0 | esc | 0.00097009 | 3.5682e-10 | 0.00097009 | 3.5682e-10 | 0.0027785 | 2.1539e-11 | 0.010598 | 1.2988e-09
[120 empty] | 7.3.3.17.5 (Remote Grid) Updates to grid topology to minimize risk of ignition in HFTDs Remote GridWLDFRWire-to-wire contactAggregated | WLDFR | HFTD - Distribution - Tier 3 - 2QU CoRE ¦ 5QU LoRE | Non-Red Flag Warning - Destructive Fires | Wire-to-wire contact | Aggregated | 2058 | 3.6783e-07 | 22.7224 | 8.3579e-06 | 2058 | Mitigation | 0.95 | 45 | 0 | esc | 0.00097009 | 3.5682e-10 | 0.00097009 | 3.5682e-10 | 0.0027785 | 2.1539e-11 | 0.010598 | 1.2988e-09
[120 empty] | 7.3.3.17.5 (Remote Grid) Updates to grid topology to minimize risk of ignition in HFTDs Remote GridWLDFRWire-to-wire contactAggregated | WLDFR | HFTD - Distribution - Tier 3 - 2QU CoRE ¦ 5QU LoRE | Non-Red Flag Warning - Destructive Fires | Wire-to-wire contact | Aggregated | 2059 | 3.6783e-07 | 22.7224 | 8.3579e-06 | 2059 | Mitigation | 0.95 | 45 | 0 | esc | 0.00097009 | 3.5682e-10 | 0.00097009 | 3.5682e-10 | 0.0027785 | 2.1539e-11 | 0.010598 | 1.2988e-09
[120 empty] | 7.3.3.17.5 (Remote Grid) Updates to grid topology to minimize risk of ignition in HFTDs Remote GridWLDFRWire-to-wire contactAggregated | WLDFR | HFTD - Distribution - Tier 3 - 2QU CoRE ¦ 5QU LoRE | Non-Red Flag Warning - Destructive Fires | Wire-to-wire contact | Aggregated | 2060 | 3.6783e-07 | 22.7224 | 8.3579e-06 | 2060 | Mitigation | 0.95 | 45 | 0 | esc | 0.00097009 | 3.5682e-10 | 0.00097009 | 3.5682e-10 | 0.0027785 | 2.1539e-11 | 0.010598 | 1.2988e-09
[120 empty] | 7.3.3.17.5 (Remote Grid) Updates to grid topology to minimize risk of ignition in HFTDs Remote GridWLDFRWire-to-wire contactAggregated | WLDFR | HFTD - Distribution - Tier 3 - 2QU CoRE ¦ 5QU LoRE | Non-Red Flag Warning - Destructive Fires | Wire-to-wire contact | Aggregated | 2061 | 3.6783e-07 | 22.7224 | 8.3579e-06 | 2061 | Mitigation | 0.95 | 45 | 0 | esc | 0.00097009 | 3.5682e-10 | 0.00097009 | 3.5682e-10 | 0.0027785 | 2.1539e-11 | 0.010598 | 1.2988e-09
[120 empty] | 7.3.3.17.5 (Remote Grid) Updates to grid topology to minimize risk of ignition in HFTDs Remote GridWLDFRWire-to-wire contactAggregated | WLDFR | HFTD - Distribution - Tier 3 - 2QU CoRE ¦ 5QU LoRE | Non-Red Flag Warning - Destructive Fires | Wire-to-wire contact | Aggregated | 2062 | 3.6783e-07 | 22.7224 | 8.3579e-06 | 2062 | Mitigation | 0.95 | 45 | 0 | esc | 0.00097009 | 3.5682e-10 | 0.00097009 | 3.5682e-10 | 0.0027785 | 2.1539e-11 | 0.010598 | 1.2988e-09
[120 empty] | 7.3.3.17.5 (Remote Grid) Updates to grid topology to minimize risk of ignition in HFTDs Remote GridWLDFRWire-to-wire contactAggregated | WLDFR | HFTD - Distribution - Tier 3 - 2QU CoRE ¦ 5QU LoRE | Non-Red Flag Warning - Destructive Fires | Wire-to-wire contact | Aggregated | 2063 | 3.6783e-07 | 22.7224 | 8.3579e-06 | 2063 | Mitigation | 0.95 | 45 | 0 | esc | 0.00097009 | 3.5682e-10 | 0.00097009 | 3.5682e-10 | 0.0027785 | 2.1539e-11 | 0.010598 | 1.2988e-09
[120 empty] | 7.3.3.17.5 (Remote Grid) Updates to grid topology to minimize risk of ignition in HFTDs Remote GridWLDFRWire-to-wire contactAggregated | WLDFR | HFTD - Distribution - Tier 3 - 2QU CoRE ¦ 5QU LoRE | Non-Red Flag Warning - Destructive Fires | Wire-to-wire contact | Aggregated | 2064 | 3.6783e-07 | 22.7224 | 8.3579e-06 | 2064 | Mitigation | 0.95 | 45 | 0 | esc | 0.00097009 | 3.5682e-10 | 0.00097009 | 3.5682e-10 | 0.0027785 | 2.1539e-11 | 0.010598 | 1.2988e-09
[120 empty] | 7.3.3.17.5 (Remote Grid) Updates to grid topology to minimize risk of ignition in HFTDs Remote GridWLDFRWire-to-wire contactAggregated | WLDFR | HFTD - Distribution - Tier 3 - 2QU CoRE ¦ 5QU LoRE | Non-Red Flag Warning - Destructive Fires | Wire-to-wire contact | Aggregated | 2065 | 3.6783e-07 | 22.7224 | 8.3579e-06 | 2065 | Mitigation | 0.95 | 45 | 0 | esc | 0.00097009 | 3.5682e-10 | 0.00097009 | 3.5682e-10 | 0.0027785 | 2.1539e-11 | 0.010598 | 1.2988e-09
[120 empty] | 7.3.3.17.5 (Remote Grid) Updates to grid topology to minimize risk of ignition in HFTDs Remote GridWLDFRWire-to-wire contactAggregated | WLDFR | HFTD - Distribution - Tier 3 - 2QU CoRE ¦ 5QU LoRE | Non-Red Flag Warning - Destructive Fires | Wire-to-wire contact | Aggregated | 2066 | 3.6783e-07 | 22.7224 | 8.3579e-06 | 2066 | Mitigation | 0.95 | 45 | 0 | esc | 0.00097009 | 3.5682e-10 | 0.00097009 | 3.5682e-10 | 0.0027785 | 2.1539e-11 | 0.010598 | 1.2988e-09
[120 empty] | 7.3.3.17.5 (Remote Grid) Updates to grid topology to minimize risk of ignition in HFTDs Remote GridWLDFRWire-to-wire contactAggregated | WLDFR | HFTD - Distribution - Tier 3 - 2QU CoRE ¦ 5QU LoRE | Non-Red Flag Warning - Destructive Fires | Wire-to-wire contact | Aggregated | 2067 | 3.6783e-07 | 22.7224 | 8.3579e-06 | 2067 | Mitigation | 0.95 | 45 | 0 | esc | 0 | 0 | 0.00097009 | 3.5682e-10 | 0.0027785 | 2.1539e-11 | 0.010598 | 1.2988e-09
[120 empty] | 7.3.3.17.5 (Remote Grid) Updates to grid topology to minimize risk of ignition in HFTDs Remote GridWLDFRContact from objectAggregated | WLDFR | HFTD - Distribution - Tier 3 - 2QU CoRE ¦ 5QU LoRE | Non-Red Flag Warning - Large Fires | Contact from object | Aggregated | 2022 | 1.4068e-06 | 22.7224 | 3.1966e-05 | 2022 | Mitigation | 0.95 | 45 | 0 | esc | 0.00097009 | 1.3647e-09 | 0 | 0 | 0.0027785 | 2.1539e-11 | 0.010598 | 1.2988e-09
[120 empty] | 7.3.3.17.5 (Remote Grid) Updates to grid topology to minimize risk of ignition in HFTDs Remote GridWLDFRContact from objectAggregated | WLDFR | HFTD - Distribution - Tier 3 - 2QU CoRE ¦ 5QU LoRE | Non-Red Flag Warning - Large Fires | Contact from object | Aggregated | 2023 | 1.4068e-06 | 22.7224 | 3.1966e-05 | 2023 | Mitigation | 0.95 | 45 | 0 | esc | 0.00097009 | 1.3647e-09 | 0.00097009 | 1.3647e-09 | 0.0027785 | 2.1539e-11 | 0.010598 | 1.2988e-09
[120 empty] | 7.3.3.17.5 (Remote Grid) Updates to grid topology to minimize risk of ignition in HFTDs Remote GridWLDFRContact from objectAggregated | WLDFR | HFTD - Distribution - Tier 3 - 2QU CoRE ¦ 5QU LoRE | Non-Red Flag Warning - Large Fires | Contact from object | Aggregated | 2024 | 1.4068e-06 | 22.7224 | 3.1966e-05 | 2024 | Mitigation | 0.95 | 45 | 0 | esc | 0.00097009 | 1.3647e-09 | 0.00097009 | 1.3647e-09 | 0.0027785 | 2.1539e-11 | 0.010598 | 1.2988e-09
[120 empty] | 7.3.3.17.5 (Remote Grid) Updates to grid topology to minimize risk of ignition in HFTDs Remote GridWLDFRContact from objectAggregated | WLDFR | HFTD - Distribution - Tier 3 - 2QU CoRE ¦ 5QU LoRE | Non-Red Flag Warning - Large Fires | Contact from object | Aggregated | 2025 | 1.4068e-06 | 22.7224 | 3.1966e-05 | 2025 | Mitigation | 0.95 | 45 | 0 | esc | 0.00097009 | 1.3647e-09 | 0.00097009 | 1.3647e-09 | 0.0027785 | 2.1539e-11 | 0.010598 | 1.2988e-09
[120 empty] | 7.3.3.17.5 (Remote Grid) Updates to grid topology to minimize risk of ignition in HFTDs Remote GridWLDFRContact from objectAggregated | WLDFR | HFTD - Distribution - Tier 3 - 2QU CoRE ¦ 5QU LoRE | Non-Red Flag Warning - Large Fires | Contact from object | Aggregated | 2026 | 1.4068e-06 | 22.7224 | 3.1966e-05 | 2026 | Mitigation | 0.95 | 45 | 0 | esc | 0.00097009 | 1.3647e-09 | 0.00097009 | 1.3647e-09 | 0.0027785 | 2.1539e-11 | 0.010598 | 1.2988e-09
[120 empty] | 7.3.3.17.5 (Remote Grid) Updates to grid topology to minimize risk of ignition in HFTDs Remote GridWLDFRContact from objectAggregated | WLDFR | HFTD - Distribution - Tier 3 - 2QU CoRE ¦ 5QU LoRE | Non-Red Flag Warning - Large Fires | Contact from object | Aggregated | 2027 | 1.4068e-06 | 22.7224 | 3.1966e-05 | 2027 | Mitigation | 0.95 | 45 | 0 | esc | 0.00097009 | 1.3647e-09 | 0.00097009 | 1.3647e-09 | 0.0027785 | 2.1539e-11 | 0.010598 | 1.2988e-09
[120 empty] | 7.3.3.17.5 (Remote Grid) Updates to grid topology to minimize risk of ignition in HFTDs Remote GridWLDFRContact from objectAggregated | WLDFR | HFTD - Distribution - Tier 3 - 2QU CoRE ¦ 5QU LoRE | Non-Red Flag Warning - Large Fires | Contact from object | Aggregated | 2028 | 1.4068e-06 | 22.7224 | 3.1966e-05 | 2028 | Mitigation | 0.95 | 45 | 0 | esc | 0.00097009 | 1.3647e-09 | 0.00097009 | 1.3647e-09 | 0 | 0 | 0.010598 | 1.2988e-09
[120 empty] | 7.3.3.17.5 (Remote Grid) Updates to grid topology to minimize risk of ignition in HFTDs Remote GridWLDFRContact from objectAggregated | WLDFR | HFTD - Distribution - Tier 3 - 2QU CoRE ¦ 5QU LoRE | Non-Red Flag Warning - Large Fires | Contact from object | Aggregated | 2029 | 1.4068e-06 | 22.7224 | 3.1966e-05 | 2029 | Mitigation | 0.95 | 45 | 0 | esc | 0.00097009 | 1.3647e-09 | 0.00097009 | 1.3647e-09 | 0.0027785 | 4.1208e-12 | 0.010598 | 1.2988e-09
[120 empty] | 7.3.3.17.5 (Remote Grid) Updates to grid topology to minimize risk of ignition in HFTDs Remote GridWLDFRContact from objectAggregated | WLDFR | HFTD - Distribution - Tier 3 - 2QU CoRE ¦ 5QU LoRE | Non-Red Flag Warning - Large Fires | Contact from object | Aggregated | 2030 | 1.4068e-06 | 22.7224 | 3.1966e-05 | 2030 | Mitigation | 0.95 | 45 | 0 | esc | 0.00097009 | 1.3647e-09 | 0.00097009 | 1.3647e-09 | 0.0027785 | 4.1208e-12 | 0.010598 | 1.2988e-09
[120 empty] | 7.3.3.17.5 (Remote Grid) Updates to grid topology to minimize risk of ignition in HFTDs Remote GridWLDFRContact from objectAggregated | WLDFR | HFTD - Distribution - Tier 3 - 2QU CoRE ¦ 5QU LoRE | Non-Red Flag Warning - Large Fires | Contact from object | Aggregated | 2031 | 1.4068e-06 | 22.7224 | 3.1966e-05 | 2031 | Mitigation | 0.95 | 45 | 0 | esc | 0.00097009 | 1.3647e-09 | 0.00097009 | 1.3647e-09 | 0.0027785 | 4.1208e-12 | 0.010598 | 1.2988e-09
[120 empty] | 7.3.3.17.5 (Remote Grid) Updates to grid topology to minimize risk of ignition in HFTDs Remote GridWLDFRContact from objectAggregated | WLDFR | HFTD - Distribution - Tier 3 - 2QU CoRE ¦ 5QU LoRE | Non-Red Flag Warning - Large Fires | Contact from object | Aggregated | 2032 | 1.4068e-06 | 22.7224 | 3.1966e-05 | 2032 | Mitigation | 0.95 | 45 | 0 | esc | 0.00097009 | 1.3647e-09 | 0.00097009 | 1.3647e-09 | 0.0027785 | 4.1208e-12 | 0.010598 | 1.2988e-09
[120 empty] | 7.3.3.17.5 (Remote Grid) Updates to grid topology to minimize risk of ignition in HFTDs Remote GridWLDFRContact from objectAggregated | WLDFR | HFTD - Distribution - Tier 3 - 2QU CoRE ¦ 5QU LoRE | Non-Red Flag Warning - Large Fires | Contact from object | Aggregated | 2033 | 1.4068e-06 | 22.7224 | 3.1966e-05 | 2033 | Mitigation | 0.95 | 45 | 0 | esc | 0.00097009 | 1.3647e-09 | 0.00097009 | 1.3647e-09 | 0.0027785 | 4.1208e-12 | 0.010598 | 1.2988e-09
[120 empty] | 7.3.3.17.5 (Remote Grid) Updates to grid topology to minimize risk of ignition in HFTDs Remote GridWLDFRContact from objectAggregated | WLDFR | HFTD - Distribution - Tier 3 - 2QU CoRE ¦ 5QU LoRE | Non-Red Flag Warning - Large Fires | Contact from object | Aggregated | 2034 | 1.4068e-06 | 22.7224 | 3.1966e-05 | 2034 | Mitigation | 0.95 | 45 | 0 | esc | 0.00097009 | 1.3647e-09 | 0.00097009 | 1.3647e-09 | 0.0027785 | 4.1208e-12 | 0.010598 | 1.2988e-09
[120 empty] | 7.3.3.17.5 (Remote Grid) Updates to grid topology to minimize risk of ignition in HFTDs Remote GridWLDFRContact from objectAggregated | WLDFR | HFTD - Distribution - Tier 3 - 2QU CoRE ¦ 5QU LoRE | Non-Red Flag Warning - Large Fires | Contact from object | Aggregated | 2035 | 1.4068e-06 | 22.7224 | 3.1966e-05 | 2035 | Mitigation | 0.95 | 45 | 0 | esc | 0.00097009 | 1.3647e-09 | 0.00097009 | 1.3647e-09 | 0.0027785 | 4.1208e-12 | 0.010598 | 1.2988e-09
[120 empty] | 7.3.3.17.5 (Remote Grid) Updates to grid topology to minimize risk of ignition in HFTDs Remote GridWLDFRContact from objectAggregated | WLDFR | HFTD - Distribution - Tier 3 - 2QU CoRE ¦ 5QU LoRE | Non-Red Flag Warning - Large Fires | Contact from object | Aggregated | 2036 | 1.4068e-06 | 22.7224 | 3.1966e-05 | 2036 | Mitigation | 0.95 | 45 | 0 | esc | 0.00097009 | 1.3647e-09 | 0.00097009 | 1.3647e-09 | 0.0027785 | 4.1208e-12 | 0.010598 | 1.2988e-09
[120 empty] | 7.3.3.17.5 (Remote Grid) Updates to grid topology to minimize risk of ignition in HFTDs Remote GridWLDFRContact from objectAggregated | WLDFR | HFTD - Distribution - Tier 3 - 2QU CoRE ¦ 5QU LoRE | Non-Red Flag Warning - Large Fires | Contact from object | Aggregated | 2037 | 1.4068e-06 | 22.7224 | 3.1966e-05 | 2037 | Mitigation | 0.95 | 45 | 0 | esc | 0.00097009 | 1.3647e-09 | 0.00097009 | 1.3647e-09 | 0.0027785 | 4.1208e-12 | 0.010598 | 1.2988e-09
[120 empty] | 7.3.3.17.5 (Remote Grid) Updates to grid topology to minimize risk of ignition in HFTDs Remote GridWLDFRContact from objectAggregated | WLDFR | HFTD - Distribution - Tier 3 - 2QU CoRE ¦ 5QU LoRE | Non-Red Flag Warning - Large Fires | Contact from object | Aggregated | 2038 | 1.4068e-06 | 22.7224 | 3.1966e-05 | 2038 | Mitigation | 0.95 | 45 | 0 | esc | 0.00097009 | 1.3647e-09 | 0.00097009 | 1.3647e-09 | 0.0027785 | 4.1208e-12 | 0 | 0
[120 empty] | 7.3.3.17.5 (Remote Grid) Updates to grid topology to minimize risk of ignition in HFTDs Remote GridWLDFRContact from objectAggregated | WLDFR | HFTD - Distribution - Tier 3 - 2QU CoRE ¦ 5QU LoRE | Non-Red Flag Warning - Large Fires | Contact from object | Aggregated | 2039 | 1.4068e-06 | 22.7224 | 3.1966e-05 | 2039 | Mitigation | 0.95 | 45 | 0 | esc | 0.00097009 | 1.3647e-09 | 0.00097009 | 1.3647e-09 | 0.0027785 | 4.1208e-12 | 0 | 0
[120 empty] | 7.3.3.17.5 (Remote Grid) Updates to grid topology to minimize risk of ignition in HFTDs Remote GridWLDFRContact from objectAggregated | WLDFR | HFTD - Distribution - Tier 3 - 2QU CoRE ¦ 5QU LoRE | Non-Red Flag Warning - Large Fires | Contact from object | Aggregated | 2040 | 1.4068e-06 | 22.7224 | 3.1966e-05 | 2040 | Mitigation | 0.95 | 45 | 0 | esc | 0.00097009 | 1.3647e-09 | 0.00097009 | 1.3647e-09 | 0.0027785 | 4.1208e-12 | 0.0087991 | 6.3621e-08
[120 empty] | 7.3.3.17.5 (Remote Grid) Updates to grid topology to minimize risk of ignition in HFTDs Remote GridWLDFRContact from objectAggregated | WLDFR | HFTD - Distribution - Tier 3 - 2QU CoRE ¦ 5QU LoRE | Non-Red Flag Warning - Large Fires | Contact from object | Aggregated | 2041 | 1.4068e-06 | 22.7224 | 3.1966e-05 | 2041 | Mitigation | 0.95 | 45 | 0 | esc | 0.00097009 | 1.3647e-09 | 0.00097009 | 1.3647e-09 | 0.0027785 | 4.1208e-12 | 0.0087991 | 6.3621e-08
[120 empty] | 7.3.3.17.5 (Remote Grid) Updates to grid topology to minimize risk of ignition in HFTDs Remote GridWLDFRContact from objectAggregated | WLDFR | HFTD - Distribution - Tier 3 - 2QU CoRE ¦ 5QU LoRE | Non-Red Flag Warning - Large Fires | Contact from object | Aggregated | 2042 | 1.4068e-06 | 22.7224 | 3.1966e-05 | 2042 | Mitigation | 0.95 | 45 | 0 | esc | 0.00097009 | 1.3647e-09 | 0.00097009 | 1.3647e-09 | 0.0027785 | 4.1208e-12 | 0.0087991 | 6.3621e-08
[120 empty] | 7.3.3.17.5 (Remote Grid) Updates to grid topology to minimize risk of ignition in HFTDs Remote GridWLDFRContact from objectAggregated | WLDFR | HFTD - Distribution - Tier 3 - 2QU CoRE ¦ 5QU LoRE | Non-Red Flag Warning - Large Fires | Contact from object | Aggregated | 2043 | 1.4068e-06 | 22.7224 | 3.1966e-05 | 2043 | Mitigation | 0.95 | 45 | 0 | esc | 0.00097009 | 1.3647e-09 | 0.00097009 | 1.3647e-09 | 0.0027785 | 4.1208e-12 | 0.0087991 | 6.3621e-08
[120 empty] | 7.3.3.17.5 (Remote Grid) Updates to grid topology to minimize risk of ignition in HFTDs Remote GridWLDFRContact from objectAggregated | WLDFR | HFTD - Distribution - Tier 3 - 2QU CoRE ¦ 5QU LoRE | Non-Red Flag Warning - Large Fires | Contact from object | Aggregated | 2044 | 1.4068e-06 | 22.7224 | 3.1966e-05 | 2044 | Mitigation | 0.95 | 45 | 0 | esc | 0.00097009 | 1.3647e-09 | 0.00097009 | 1.3647e-09 | 0.0027785 | 4.1208e-12 | 0.0087991 | 6.3621e-08
[120 empty] | 7.3.3.17.5 (Remote Grid) Updates to grid topology to minimize risk of ignition in HFTDs Remote GridWLDFRContact from objectAggregated | WLDFR | HFTD - Distribution - Tier 3 - 2QU CoRE ¦ 5QU LoRE | Non-Red Flag Warning - Large Fires | Contact from object | Aggregated | 2045 | 1.4068e-06 | 22.7224 | 3.1966e-05 | 2045 | Mitigation | 0.95 | 45 | 0 | esc | 0.00097009 | 1.3647e-09 | 0.00097009 | 1.3647e-09 | 0.0027785 | 4.1208e-12 | 0.0087991 | 6.3621e-08
[120 empty] | 7.3.3.17.5 (Remote Grid) Updates to grid topology to minimize risk of ignition in HFTDs Remote GridWLDFRContact from objectAggregated | WLDFR | HFTD - Distribution - Tier 3 - 2QU CoRE ¦ 5QU LoRE | Non-Red Flag Warning - Large Fires | Contact from object | Aggregated | 2046 | 1.4068e-06 | 22.7224 | 3.1966e-05 | 2046 | Mitigation | 0.95 | 45 | 0 | esc | 0.00097009 | 1.3647e-09 | 0.00097009 | 1.3647e-09 | 0.0027785 | 4.1208e-12 | 0.0087991 | 6.3621e-08
[120 empty] | 7.3.3.17.5 (Remote Grid) Updates to grid topology to minimize risk of ignition in HFTDs Remote GridWLDFRContact from objectAggregated | WLDFR | HFTD - Distribution - Tier 3 - 2QU CoRE ¦ 5QU LoRE | Non-Red Flag Warning - Large Fires | Contact from object | Aggregated | 2047 | 1.4068e-06 | 22.7224 | 3.1966e-05 | 2047 | Mitigation | 0.95 | 45 | 0 | esc | 0.00097009 | 1.3647e-09 | 0.00097009 | 1.3647e-09 | 0.0027785 | 4.1208e-12 | 0.0087991 | 6.3621e-08
[120 empty] | 7.3.3.17.5 (Remote Grid) Updates to grid topology to minimize risk of ignition in HFTDs Remote GridWLDFRContact from objectAggregated | WLDFR | HFTD - Distribution - Tier 3 - 2QU CoRE ¦ 5QU LoRE | Non-Red Flag Warning - Large Fires | Contact from object | Aggregated | 2048 | 1.4068e-06 | 22.7224 | 3.1966e-05 | 2048 | Mitigation | 0.95 | 45 | 0 | esc | 0.00097009 | 1.3647e-09 | 0.00097009 | 1.3647e-09 | 0.0027785 | 4.1208e-12 | 0.0087991 | 6.3621e-08
[120 empty] | 7.3.3.17.5 (Remote Grid) Updates to grid topology to minimize risk of ignition in HFTDs Remote GridWLDFRContact from objectAggregated | WLDFR | HFTD - Distribution - Tier 3 - 2QU CoRE ¦ 5QU LoRE | Non-Red Flag Warning - Large Fires | Contact from object | Aggregated | 2049 | 1.4068e-06 | 22.7224 | 3.1966e-05 | 2049 | Mitigation | 0.95 | 45 | 0 | esc | 0.00097009 | 1.3647e-09 | 0.00097009 | 1.3647e-09 | 0.0027785 | 4.1208e-12 | 0.0087991 | 6.3621e-08
[120 empty] | 7.3.3.17.5 (Remote Grid) Updates to grid topology to minimize risk of ignition in HFTDs Remote GridWLDFRContact from objectAggregated | WLDFR | HFTD - Distribution - Tier 3 - 2QU CoRE ¦ 5QU LoRE | Non-Red Flag Warning - Large Fires | Contact from object | Aggregated | 2050 | 1.4068e-06 | 22.7224 | 3.1966e-05 | 2050 | Mitigation | 0.95 | 45 | 0 | esc | 0.00097009 | 1.3647e-09 | 0.00097009 | 1.3647e-09 | 0.0027785 | 4.1208e-12 | 0.0087991 | 6.3621e-08
[120 empty] | 7.3.3.17.5 (Remote Grid) Updates to grid topology to minimize risk of ignition in HFTDs Remote GridWLDFRContact from objectAggregated | WLDFR | HFTD - Distribution - Tier 3 - 2QU CoRE ¦ 5QU LoRE | Non-Red Flag Warning - Large Fires | Contact from object | Aggregated | 2051 | 1.4068e-06 | 22.7224 | 3.1966e-05 | 2051 | Mitigation | 0.95 | 45 | 0 | esc | 0.00097009 | 1.3647e-09 | 0.00097009 | 1.3647e-09 | 0.0027785 | 4.1208e-12 | 0.0087991 | 6.3621e-08
[120 empty] | 7.3.3.17.5 (Remote Grid) Updates to grid topology to minimize risk of ignition in HFTDs Remote GridWLDFRContact from objectAggregated | WLDFR | HFTD - Distribution - Tier 3 - 2QU CoRE ¦ 5QU LoRE | Non-Red Flag Warning - Large Fires | Contact from object | Aggregated | 2052 | 1.4068e-06 | 22.7224 | 3.1966e-05 | 2052 | Mitigation | 0.95 | 45 | 0 | esc | 0.00097009 | 1.3647e-09 | 0.00097009 | 1.3647e-09 | 0.0027785 | 4.1208e-12 | 0.0087991 | 6.3621e-08
[120 empty] | 7.3.3.17.5 (Remote Grid) Updates to grid topology to minimize risk of ignition in HFTDs Remote GridWLDFRContact from objectAggregated | WLDFR | HFTD - Distribution - Tier 3 - 2QU CoRE ¦ 5QU LoRE | Non-Red Flag Warning - Large Fires | Contact from object | Aggregated | 2053 | 1.4068e-06 | 22.7224 | 3.1966e-05 | 2053 | Mitigation | 0.95 | 45 | 0 | esc | 0.00097009 | 1.3647e-09 | 0.00097009 | 1.3647e-09 | 0.0027785 | 4.1208e-12 | 0.0087991 | 6.3621e-08
[120 empty] | 7.3.3.17.5 (Remote Grid) Updates to grid topology to minimize risk of ignition in HFTDs Remote GridWLDFRContact from objectAggregated | WLDFR | HFTD - Distribution - Tier 3 - 2QU CoRE ¦ 5QU LoRE | Non-Red Flag Warning - Large Fires | Contact from object | Aggregated | 2054 | 1.4068e-06 | 22.7224 | 3.1966e-05 | 2054 | Mitigation | 0.95 | 45 | 0 | esc | 0.00097009 | 1.3647e-09 | 0.00097009 | 1.3647e-09 | 0.0027785 | 4.1208e-12 | 0.0087991 | 6.3621e-08
[120 empty] | 7.3.3.17.5 (Remote Grid) Updates to grid topology to minimize risk of ignition in HFTDs Remote GridWLDFRContact from objectAggregated | WLDFR | HFTD - Distribution - Tier 3 - 2QU CoRE ¦ 5QU LoRE | Non-Red Flag Warning - Large Fires | Contact from object | Aggregated | 2055 | 1.4068e-06 | 22.7224 | 3.1966e-05 | 2055 | Mitigation | 0.95 | 45 | 0 | esc | 0.00097009 | 1.3647e-09 | 0.00097009 | 1.3647e-09 | 0.0027785 | 4.1208e-12 | 0.0087991 | 6.3621e-08
[120 empty] | 7.3.3.17.5 (Remote Grid) Updates to grid topology to minimize risk of ignition in HFTDs Remote GridWLDFRContact from objectAggregated | WLDFR | HFTD - Distribution - Tier 3 - 2QU CoRE ¦ 5QU LoRE | Non-Red Flag Warning - Large Fires | Contact from object | Aggregated | 2056 | 1.4068e-06 | 22.7224 | 3.1966e-05 | 2056 | Mitigation | 0.95 | 45 | 0 | esc | 0.00097009 | 1.3647e-09 | 0.00097009 | 1.3647e-09 | 0.0027785 | 4.1208e-12 | 0.0087991 | 6.3621e-08
[120 empty] | 7.3.3.17.5 (Remote Grid) Updates to grid topology to minimize risk of ignition in HFTDs Remote GridWLDFRContact from objectAggregated | WLDFR | HFTD - Distribution - Tier 3 - 2QU CoRE ¦ 5QU LoRE | Non-Red Flag Warning - Large Fires | Contact from object | Aggregated | 2057 | 1.4068e-06 | 22.7224 | 3.1966e-05 | 2057 | Mitigation | 0.95 | 45 | 0 | esc | 0.00097009 | 1.3647e-09 | 0.00097009 | 1.3647e-09 | 0.0027785 | 4.1208e-12 | 0.0087991 | 6.3621e-08
[120 empty] | 7.3.3.17.5 (Remote Grid) Updates to grid topology to minimize risk of ignition in HFTDs Remote GridWLDFRContact from objectAggregated | WLDFR | HFTD - Distribution - Tier 3 - 2QU CoRE ¦ 5QU LoRE | Non-Red Flag Warning - Large Fires | Contact from object | Aggregated | 2058 | 1.4068e-06 | 22.7224 | 3.1966e-05 | 2058 | Mitigation | 0.95 | 45 | 0 | esc | 0.00097009 | 1.3647e-09 | 0.00097009 | 1.3647e-09 | 0.0027785 | 4.1208e-12 | 0.0087991 | 6.3621e-08
[120 empty] | 7.3.3.17.5 (Remote Grid) Updates to grid topology to minimize risk of ignition in HFTDs Remote GridWLDFRContact from objectAggregated | WLDFR | HFTD - Distribution - Tier 3 - 2QU CoRE ¦ 5QU LoRE | Non-Red Flag Warning - Large Fires | Contact from object | Aggregated | 2059 | 1.4068e-06 | 22.7224 | 3.1966e-05 | 2059 | Mitigation | 0.95 | 45 | 0 | esc | 0.00097009 | 1.3647e-09 | 0.00097009 | 1.3647e-09 | 0.0027785 | 4.1208e-12 | 0.0087991 | 6.3621e-08
[120 empty] | 7.3.3.17.5 (Remote Grid) Updates to grid topology to minimize risk of ignition in HFTDs Remote GridWLDFRContact from objectAggregated | WLDFR | HFTD - Distribution - Tier 3 - 2QU CoRE ¦ 5QU LoRE | Non-Red Flag Warning - Large Fires | Contact from object | Aggregated | 2060 | 1.4068e-06 | 22.7224 | 3.1966e-05 | 2060 | Mitigation | 0.95 | 45 | 0 | esc | 0.00097009 | 1.3647e-09 | 0.00097009 | 1.3647e-09 | 0.0027785 | 4.1208e-12 | 0.0087991 | 6.3621e-08
[120 empty] | 7.3.3.17.5 (Remote Grid) Updates to grid topology to minimize risk of ignition in HFTDs Remote GridWLDFRContact from objectAggregated | WLDFR | HFTD - Distribution - Tier 3 - 2QU CoRE ¦ 5QU LoRE | Non-Red Flag Warning - Large Fires | Contact from object | Aggregated | 2061 | 1.4068e-06 | 22.7224 | 3.1966e-05 | 2061 | Mitigation | 0.95 | 45 | 0 | esc | 0.00097009 | 1.3647e-09 | 0.00097009 | 1.3647e-09 | 0.0027785 | 4.1208e-12 | 0.0087991 | 6.3621e-08
[120 empty] | 7.3.3.17.5 (Remote Grid) Updates to grid topology to minimize risk of ignition in HFTDs Remote GridWLDFRContact from objectAggregated | WLDFR | HFTD - Distribution - Tier 3 - 2QU CoRE ¦ 5QU LoRE | Non-Red Flag Warning - Large Fires | Contact from object | Aggregated | 2062 | 1.4068e-06 | 22.7224 | 3.1966e-05 | 2062 | Mitigation | 0.95 | 45 | 0 | esc | 0.00097009 | 1.3647e-09 | 0.00097009 | 1.3647e-09 | 0.0027785 | 4.1208e-12 | 0.0087991 | 6.3621e-08
[120 empty] | 7.3.3.17.5 (Remote Grid) Updates to grid topology to minimize risk of ignition in HFTDs Remote GridWLDFRContact from objectAggregated | WLDFR | HFTD - Distribution - Tier 3 - 2QU CoRE ¦ 5QU LoRE | Non-Red Flag Warning - Large Fires | Contact from object | Aggregated | 2063 | 1.4068e-06 | 22.7224 | 3.1966e-05 | 2063 | Mitigation | 0.95 | 45 | 0 | esc | 0.00097009 | 1.3647e-09 | 0.00097009 | 1.3647e-09 | 0.0027785 | 4.1208e-12 | 0.0087991 | 6.3621e-08
[120 empty] | 7.3.3.17.5 (Remote Grid) Updates to grid topology to minimize risk of ignition in HFTDs Remote GridWLDFRContact from objectAggregated | WLDFR | HFTD - Distribution - Tier 3 - 2QU CoRE ¦ 5QU LoRE | Non-Red Flag Warning - Large Fires | Contact from object | Aggregated | 2064 | 1.4068e-06 | 22.7224 | 3.1966e-05 | 2064 | Mitigation | 0.95 | 45 | 0 | esc | 0.00097009 | 1.3647e-09 | 0.00097009 | 1.3647e-09 | 0.0027785 | 4.1208e-12 | 0.0087991 | 6.3621e-08
[120 empty] | 7.3.3.17.5 (Remote Grid) Updates to grid topology to minimize risk of ignition in HFTDs Remote GridWLDFRContact from objectAggregated | WLDFR | HFTD - Distribution - Tier 3 - 2QU CoRE ¦ 5QU LoRE | Non-Red Flag Warning - Large Fires | Contact from object | Aggregated | 2065 | 1.4068e-06 | 22.7224 | 3.1966e-05 | 2065 | Mitigation | 0.95 | 45 | 0 | esc | 0.00097009 | 1.3647e-09 | 0.00097009 | 1.3647e-09 | 0.0027785 | 4.1208e-12 | 0.0087991 | 6.3621e-08
[120 empty] | 7.3.3.17.5 (Remote Grid) Updates to grid topology to minimize risk of ignition in HFTDs Remote GridWLDFRContact from objectAggregated | WLDFR | HFTD - Distribution - Tier 3 - 2QU CoRE ¦ 5QU LoRE | Non-Red Flag Warning - Large Fires | Contact from object | Aggregated | 2066 | 1.4068e-06 | 22.7224 | 3.1966e-05 | 2066 | Mitigation | 0.95 | 45 | 0 | esc | 0.00097009 | 1.3647e-09 | 0.00097009 | 1.3647e-09 | 0.0027785 | 4.1208e-12 | 0.0087991 | 6.3621e-08
[120 empty] | 7.3.3.17.5 (Remote Grid) Updates to grid topology to minimize risk of ignition in HFTDs Remote GridWLDFRContact from objectAggregated | WLDFR | HFTD - Distribution - Tier 3 - 2QU CoRE ¦ 5QU LoRE | Non-Red Flag Warning - Large Fires | Contact from object | Aggregated | 2067 | 1.4068e-06 | 22.7224 | 3.1966e-05 | 2067 | Mitigation | 0.95 | 45 | 0 | esc | 0 | 0 | 0.00097009 | 1.3647e-09 | 0.0027785 | 4.1208e-12 | 0.0087991 | 6.3621e-08
[120 empty] | 7.3.3.17.5 (Remote Grid) Updates to grid topology to minimize risk of ignition in HFTDs Remote GridWLDFRContaminationAggregated | WLDFR | HFTD - Distribution - Tier 3 - 2QU CoRE ¦ 5QU LoRE | Non-Red Flag Warning - Large Fires | Contamination | Aggregated | 2022 | 2.2278e-08 | 22.7224 | 5.0621e-07 | 2022 | Mitigation | 0.95 | 45 | 0 | esc | 0.00097009 | 2.1612e-11 | 0 | 0 | 0.0027785 | 4.1208e-12 | 0.0087991 | 6.3621e-08
[120 empty] | 7.3.3.17.5 (Remote Grid) Updates to grid topology to minimize risk of ignition in HFTDs Remote GridWLDFRContaminationAggregated | WLDFR | HFTD - Distribution - Tier 3 - 2QU CoRE ¦ 5QU LoRE | Non-Red Flag Warning - Large Fires | Contamination | Aggregated | 2023 | 2.2278e-08 | 22.7224 | 5.0621e-07 | 2023 | Mitigation | 0.95 | 45 | 0 | esc | 0.00097009 | 2.1612e-11 | 0.00097009 | 2.1612e-11 | 0.0027785 | 4.1208e-12 | 0.0087991 | 6.3621e-08
[120 empty] | 7.3.3.17.5 (Remote Grid) Updates to grid topology to minimize risk of ignition in HFTDs Remote GridWLDFRContaminationAggregated | WLDFR | HFTD - Distribution - Tier 3 - 2QU CoRE ¦ 5QU LoRE | Non-Red Flag Warning - Large Fires | Contamination | Aggregated | 2024 | 2.2278e-08 | 22.7224 | 5.0621e-07 | 2024 | Mitigation | 0.95 | 45 | 0 | esc | 0.00097009 | 2.1612e-11 | 0.00097009 | 2.1612e-11 | 0.0027785 | 4.1208e-12 | 0 | 0
[120 empty] | 7.3.3.17.5 (Remote Grid) Updates to grid topology to minimize risk of ignition in HFTDs Remote GridWLDFRContaminationAggregated | WLDFR | HFTD - Distribution - Tier 3 - 2QU CoRE ¦ 5QU LoRE | Non-Red Flag Warning - Large Fires | Contamination | Aggregated | 2025 | 2.2278e-08 | 22.7224 | 5.0621e-07 | 2025 | Mitigation | 0.95 | 45 | 0 | esc | 0.00097009 | 2.1612e-11 | 0.00097009 | 2.1612e-11 | 0.0027785 | 4.1208e-12 | 0 | 0
[120 empty] | 7.3.3.17.5 (Remote Grid) Updates to grid topology to minimize risk of ignition in HFTDs Remote GridWLDFRContaminationAggregated | WLDFR | HFTD - Distribution - Tier 3 - 2QU CoRE ¦ 5QU LoRE | Non-Red Flag Warning - Large Fires | Contamination | Aggregated | 2026 | 2.2278e-08 | 22.7224 | 5.0621e-07 | 2026 | Mitigation | 0.95 | 45 | 0 | esc | 0.00097009 | 2.1612e-11 | 0.00097009 | 2.1612e-11 | 0.0027785 | 4.1208e-12 | 0.00988 | 3.2451e-08
[120 empty] | 7.3.3.17.5 (Remote Grid) Updates to grid topology to minimize risk of ignition in HFTDs Remote GridWLDFRContaminationAggregated | WLDFR | HFTD - Distribution - Tier 3 - 2QU CoRE ¦ 5QU LoRE | Non-Red Flag Warning - Large Fires | Contamination | Aggregated | 2027 | 2.2278e-08 | 22.7224 | 5.0621e-07 | 2027 | Mitigation | 0.95 | 45 | 0 | esc | 0.00097009 | 2.1612e-11 | 0.00097009 | 2.1612e-11 | 0.0027785 | 4.1208e-12 | 0.00988 | 3.2451e-08
[120 empty] | 7.3.3.17.5 (Remote Grid) Updates to grid topology to minimize risk of ignition in HFTDs Remote GridWLDFRContaminationAggregated | WLDFR | HFTD - Distribution - Tier 3 - 2QU CoRE ¦ 5QU LoRE | Non-Red Flag Warning - Large Fires | Contamination | Aggregated | 2028 | 2.2278e-08 | 22.7224 | 5.0621e-07 | 2028 | Mitigation | 0.95 | 45 | 0 | esc | 0.00097009 | 2.1612e-11 | 0.00097009 | 2.1612e-11 | 0.0027785 | 4.1208e-12 | 0.00988 | 3.2451e-08
[120 empty] | 7.3.3.17.5 (Remote Grid) Updates to grid topology to minimize risk of ignition in HFTDs Remote GridWLDFRContaminationAggregated | WLDFR | HFTD - Distribution - Tier 3 - 2QU CoRE ¦ 5QU LoRE | Non-Red Flag Warning - Large Fires | Contamination | Aggregated | 2029 | 2.2278e-08 | 22.7224 | 5.0621e-07 | 2029 | Mitigation | 0.95 | 45 | 0 | esc | 0.00097009 | 2.1612e-11 | 0.00097009 | 2.1612e-11 | 0.0027785 | 4.1208e-12 | 0.00988 | 3.2451e-08
[120 empty] | 7.3.3.17.5 (Remote Grid) Updates to grid topology to minimize risk of ignition in HFTDs Remote GridWLDFRContaminationAggregated | WLDFR | HFTD - Distribution - Tier 3 - 2QU CoRE ¦ 5QU LoRE | Non-Red Flag Warning - Large Fires | Contamination | Aggregated | 2030 | 2.2278e-08 | 22.7224 | 5.0621e-07 | 2030 | Mitigation | 0.95 | 45 | 0 | esc | 0.00097009 | 2.1612e-11 | 0.00097009 | 2.1612e-11 | 0.0027785 | 4.1208e-12 | 0.00988 | 3.2451e-08
[120 empty] | 7.3.3.17.5 (Remote Grid) Updates to grid topology to minimize risk of ignition in HFTDs Remote GridWLDFRContaminationAggregated | WLDFR | HFTD - Distribution - Tier 3 - 2QU CoRE ¦ 5QU LoRE | Non-Red Flag Warning - Large Fires | Contamination | Aggregated | 2031 | 2.2278e-08 | 22.7224 | 5.0621e-07 | 2031 | Mitigation | 0.95 | 45 | 0 | esc | 0.00097009 | 2.1612e-11 | 0.00097009 | 2.1612e-11 | 0.0027785 | 4.1208e-12 | 0.00988 | 3.2451e-08
[120 empty] | 7.3.3.17.5 (Remote Grid) Updates to grid topology to minimize risk of ignition in HFTDs Remote GridWLDFRContaminationAggregated | WLDFR | HFTD - Distribution - Tier 3 - 2QU CoRE ¦ 5QU LoRE | Non-Red Flag Warning - Large Fires | Contamination | Aggregated | 2032 | 2.2278e-08 | 22.7224 | 5.0621e-07 | 2032 | Mitigation | 0.95 | 45 | 0 | esc | 0.00097009 | 2.1612e-11 | 0.00097009 | 2.1612e-11 | 0 | 0 | 0.00988 | 3.2451e-08
[120 empty] | 7.3.3.17.5 (Remote Grid) Updates to grid topology to minimize risk of ignition in HFTDs Remote GridWLDFRContaminationAggregated | WLDFR | HFTD - Distribution - Tier 3 - 2QU CoRE ¦ 5QU LoRE | Non-Red Flag Warning - Large Fires | Contamination | Aggregated | 2033 | 2.2278e-08 | 22.7224 | 5.0621e-07 | 2033 | Mitigation | 0.95 | 45 | 0 | esc | 0.00097009 | 2.1612e-11 | 0.00097009 | 2.1612e-11 | 0.0027785 | 1.45e-10 | 0.00988 | 3.2451e-08
[120 empty] | 7.3.3.17.5 (Remote Grid) Updates to grid topology to minimize risk of ignition in HFTDs Remote GridWLDFRContaminationAggregated | WLDFR | HFTD - Distribution - Tier 3 - 2QU CoRE ¦ 5QU LoRE | Non-Red Flag Warning - Large Fires | Contamination | Aggregated | 2034 | 2.2278e-08 | 22.7224 | 5.0621e-07 | 2034 | Mitigation | 0.95 | 45 | 0 | esc | 0.00097009 | 2.1612e-11 | 0.00097009 | 2.1612e-11 | 0.0027785 | 1.45e-10 | 0.00988 | 3.2451e-08
[120 empty] | 7.3.3.17.5 (Remote Grid) Updates to grid topology to minimize risk of ignition in HFTDs Remote GridWLDFRContaminationAggregated | WLDFR | HFTD - Distribution - Tier 3 - 2QU CoRE ¦ 5QU LoRE | Non-Red Flag Warning - Large Fires | Contamination | Aggregated | 2035 | 2.2278e-08 | 22.7224 | 5.0621e-07 | 2035 | Mitigation | 0.95 | 45 | 0 | esc | 0.00097009 | 2.1612e-11 | 0.00097009 | 2.1612e-11 | 0.0027785 | 1.45e-10 | 0.00988 | 3.2451e-08
[120 empty] | 7.3.3.17.5 (Remote Grid) Updates to grid topology to minimize risk of ignition in HFTDs Remote GridWLDFRContaminationAggregated | WLDFR | HFTD - Distribution - Tier 3 - 2QU CoRE ¦ 5QU LoRE | Non-Red Flag Warning - Large Fires | Contamination | Aggregated | 2036 | 2.2278e-08 | 22.7224 | 5.0621e-07 | 2036 | Mitigation | 0.95 | 45 | 0 | esc | 0.00097009 | 2.1612e-11 | 0.00097009 | 2.1612e-11 | 0.0027785 | 1.45e-10 | 0.00988 | 3.2451e-08
[120 empty] | 7.3.3.17.5 (Remote Grid) Updates to grid topology to minimize risk of ignition in HFTDs Remote GridWLDFRContaminationAggregated | WLDFR | HFTD - Distribution - Tier 3 - 2QU CoRE ¦ 5QU LoRE | Non-Red Flag Warning - Large Fires | Contamination | Aggregated | 2037 | 2.2278e-08 | 22.7224 | 5.0621e-07 | 2037 | Mitigation | 0.95 | 45 | 0 | esc | 0.00097009 | 2.1612e-11 | 0.00097009 | 2.1612e-11 | 0.0027785 | 1.45e-10 | 0.00988 | 3.2451e-08
[120 empty] | 7.3.3.17.5 (Remote Grid) Updates to grid topology to minimize risk of ignition in HFTDs Remote GridWLDFRContaminationAggregated | WLDFR | HFTD - Distribution - Tier 3 - 2QU CoRE ¦ 5QU LoRE | Non-Red Flag Warning - Large Fires | Contamination | Aggregated | 2038 | 2.2278e-08 | 22.7224 | 5.0621e-07 | 2038 | Mitigation | 0.95 | 45 | 0 | esc | 0.00097009 | 2.1612e-11 | 0.00097009 | 2.1612e-11 | 0.0027785 | 1.45e-10 | 0.00988 | 3.2451e-08
[120 empty] | 7.3.3.17.5 (Remote Grid) Updates to grid topology to minimize risk of ignition in HFTDs Remote GridWLDFRContaminationAggregated | WLDFR | HFTD - Distribution - Tier 3 - 2QU CoRE ¦ 5QU LoRE | Non-Red Flag Warning - Large Fires | Contamination | Aggregated | 2039 | 2.2278e-08 | 22.7224 | 5.0621e-07 | 2039 | Mitigation | 0.95 | 45 | 0 | esc | 0.00097009 | 2.1612e-11 | 0.00097009 | 2.1612e-11 | 0.0027785 | 1.45e-10 | 0.00988 | 3.2451e-08
[120 empty] | 7.3.3.17.5 (Remote Grid) Updates to grid topology to minimize risk of ignition in HFTDs Remote GridWLDFRContaminationAggregated | WLDFR | HFTD - Distribution - Tier 3 - 2QU CoRE ¦ 5QU LoRE | Non-Red Flag Warning - Large Fires | Contamination | Aggregated | 2040 | 2.2278e-08 | 22.7224 | 5.0621e-07 | 2040 | Mitigation | 0.95 | 45 | 0 | esc | 0.00097009 | 2.1612e-11 | 0.00097009 | 2.1612e-11 | 0.0027785 | 1.45e-10 | 0.00988 | 3.2451e-08
[120 empty] | 7.3.3.17.5 (Remote Grid) Updates to grid topology to minimize risk of ignition in HFTDs Remote GridWLDFRContaminationAggregated | WLDFR | HFTD - Distribution - Tier 3 - 2QU CoRE ¦ 5QU LoRE | Non-Red Flag Warning - Large Fires | Contamination | Aggregated | 2041 | 2.2278e-08 | 22.7224 | 5.0621e-07 | 2041 | Mitigation | 0.95 | 45 | 0 | esc | 0.00097009 | 2.1612e-11 | 0.00097009 | 2.1612e-11 | 0.0027785 | 1.45e-10 | 0.00988 | 3.2451e-08
[120 empty] | 7.3.3.17.5 (Remote Grid) Updates to grid topology to minimize risk of ignition in HFTDs Remote GridWLDFRContaminationAggregated | WLDFR | HFTD - Distribution - Tier 3 - 2QU CoRE ¦ 5QU LoRE | Non-Red Flag Warning - Large Fires | Contamination | Aggregated | 2042 | 2.2278e-08 | 22.7224 | 5.0621e-07 | 2042 | Mitigation | 0.95 | 45 | 0 | esc | 0.00097009 | 2.1612e-11 | 0.00097009 | 2.1612e-11 | 0.0027785 | 1.45e-10 | 0.00988 | 3.2451e-08
[120 empty] | 7.3.3.17.5 (Remote Grid) Updates to grid topology to minimize risk of ignition in HFTDs Remote GridWLDFRContaminationAggregated | WLDFR | HFTD - Distribution - Tier 3 - 2QU CoRE ¦ 5QU LoRE | Non-Red Flag Warning - Large Fires | Contamination | Aggregated | 2043 | 2.2278e-08 | 22.7224 | 5.0621e-07 | 2043 | Mitigation | 0.95 | 45 | 0 | esc | 0.00097009 | 2.1612e-11 | 0.00097009 | 2.1612e-11 | 0.0027785 | 1.45e-10 | 0.00988 | 3.2451e-08
[120 empty] | 7.3.3.17.5 (Remote Grid) Updates to grid topology to minimize risk of ignition in HFTDs Remote GridWLDFRContaminationAggregated | WLDFR | HFTD - Distribution - Tier 3 - 2QU CoRE ¦ 5QU LoRE | Non-Red Flag Warning - Large Fires | Contamination | Aggregated | 2044 | 2.2278e-08 | 22.7224 | 5.0621e-07 | 2044 | Mitigation | 0.95 | 45 | 0 | esc | 0.00097009 | 2.1612e-11 | 0.00097009 | 2.1612e-11 | 0.0027785 | 1.45e-10 | 0.00988 | 3.2451e-08
[120 empty] | 7.3.3.17.5 (Remote Grid) Updates to grid topology to minimize risk of ignition in HFTDs Remote GridWLDFRContaminationAggregated | WLDFR | HFTD - Distribution - Tier 3 - 2QU CoRE ¦ 5QU LoRE | Non-Red Flag Warning - Large Fires | Contamination | Aggregated | 2045 | 2.2278e-08 | 22.7224 | 5.0621e-07 | 2045 | Mitigation | 0.95 | 45 | 0 | esc | 0.00097009 | 2.1612e-11 | 0.00097009 | 2.1612e-11 | 0.0027785 | 1.45e-10 | 0.00988 | 3.2451e-08
[120 empty] | 7.3.3.17.5 (Remote Grid) Updates to grid topology to minimize risk of ignition in HFTDs Remote GridWLDFRContaminationAggregated | WLDFR | HFTD - Distribution - Tier 3 - 2QU CoRE ¦ 5QU LoRE | Non-Red Flag Warning - Large Fires | Contamination | Aggregated | 2046 | 2.2278e-08 | 22.7224 | 5.0621e-07 | 2046 | Mitigation | 0.95 | 45 | 0 | esc | 0.00097009 | 2.1612e-11 | 0.00097009 | 2.1612e-11 | 0.0027785 | 1.45e-10 | 0.00988 | 3.2451e-08
[120 empty] | 7.3.3.17.5 (Remote Grid) Updates to grid topology to minimize risk of ignition in HFTDs Remote GridWLDFRContaminationAggregated | WLDFR | HFTD - Distribution - Tier 3 - 2QU CoRE ¦ 5QU LoRE | Non-Red Flag Warning - Large Fires | Contamination | Aggregated | 2047 | 2.2278e-08 | 22.7224 | 5.0621e-07 | 2047 | Mitigation | 0.95 | 45 | 0 | esc | 0.00097009 | 2.1612e-11 | 0.00097009 | 2.1612e-11 | 0.0027785 | 1.45e-10 | 0.00988 | 3.2451e-08
[120 empty] | 7.3.3.17.5 (Remote Grid) Updates to grid topology to minimize risk of ignition in HFTDs Remote GridWLDFRContaminationAggregated | WLDFR | HFTD - Distribution - Tier 3 - 2QU CoRE ¦ 5QU LoRE | Non-Red Flag Warning - Large Fires | Contamination | Aggregated | 2048 | 2.2278e-08 | 22.7224 | 5.0621e-07 | 2048 | Mitigation | 0.95 | 45 | 0 | esc | 0.00097009 | 2.1612e-11 | 0.00097009 | 2.1612e-11 | 0.0027785 | 1.45e-10 | 0.00988 | 3.2451e-08
[120 empty] | 7.3.3.17.5 (Remote Grid) Updates to grid topology to minimize risk of ignition in HFTDs Remote GridWLDFRContaminationAggregated | WLDFR | HFTD - Distribution - Tier 3 - 2QU CoRE ¦ 5QU LoRE | Non-Red Flag Warning - Large Fires | Contamination | Aggregated | 2049 | 2.2278e-08 | 22.7224 | 5.0621e-07 | 2049 | Mitigation | 0.95 | 45 | 0 | esc | 0.00097009 | 2.1612e-11 | 0.00097009 | 2.1612e-11 | 0.0027785 | 1.45e-10 | 0.00988 | 3.2451e-08
[120 empty] | 7.3.3.17.5 (Remote Grid) Updates to grid topology to minimize risk of ignition in HFTDs Remote GridWLDFRContaminationAggregated | WLDFR | HFTD - Distribution - Tier 3 - 2QU CoRE ¦ 5QU LoRE | Non-Red Flag Warning - Large Fires | Contamination | Aggregated | 2050 | 2.2278e-08 | 22.7224 | 5.0621e-07 | 2050 | Mitigation | 0.95 | 45 | 0 | esc | 0.00097009 | 2.1612e-11 | 0.00097009 | 2.1612e-11 | 0.0027785 | 1.45e-10 | 0.00988 | 3.2451e-08
[120 empty] | 7.3.3.17.5 (Remote Grid) Updates to grid topology to minimize risk of ignition in HFTDs Remote GridWLDFRContaminationAggregated | WLDFR | HFTD - Distribution - Tier 3 - 2QU CoRE ¦ 5QU LoRE | Non-Red Flag Warning - Large Fires | Contamination | Aggregated | 2051 | 2.2278e-08 | 22.7224 | 5.0621e-07 | 2051 | Mitigation | 0.95 | 45 | 0 | esc | 0.00097009 | 2.1612e-11 | 0.00097009 | 2.1612e-11 | 0.0027785 | 1.45e-10 | 0.00988 | 3.2451e-08
[120 empty] | 7.3.3.17.5 (Remote Grid) Updates to grid topology to minimize risk of ignition in HFTDs Remote GridWLDFRContaminationAggregated | WLDFR | HFTD - Distribution - Tier 3 - 2QU CoRE ¦ 5QU LoRE | Non-Red Flag Warning - Large Fires | Contamination | Aggregated | 2052 | 2.2278e-08 | 22.7224 | 5.0621e-07 | 2052 | Mitigation | 0.95 | 45 | 0 | esc | 0.00097009 | 2.1612e-11 | 0.00097009 | 2.1612e-11 | 0.0027785 | 1.45e-10 | 0.00988 | 3.2451e-08
[120 empty] | 7.3.3.17.5 (Remote Grid) Updates to grid topology to minimize risk of ignition in HFTDs Remote GridWLDFRContaminationAggregated | WLDFR | HFTD - Distribution - Tier 3 - 2QU CoRE ¦ 5QU LoRE | Non-Red Flag Warning - Large Fires | Contamination | Aggregated | 2053 | 2.2278e-08 | 22.7224 | 5.0621e-07 | 2053 | Mitigation | 0.95 | 45 | 0 | esc | 0.00097009 | 2.1612e-11 | 0.00097009 | 2.1612e-11 | 0.0027785 | 1.45e-10 | 0.00988 | 3.2451e-08
[120 empty] | 7.3.3.17.5 (Remote Grid) Updates to grid topology to minimize risk of ignition in HFTDs Remote GridWLDFRContaminationAggregated | WLDFR | HFTD - Distribution - Tier 3 - 2QU CoRE ¦ 5QU LoRE | Non-Red Flag Warning - Large Fires | Contamination | Aggregated | 2054 | 2.2278e-08 | 22.7224 | 5.0621e-07 | 2054 | Mitigation | 0.95 | 45 | 0 | esc | 0.00097009 | 2.1612e-11 | 0.00097009 | 2.1612e-11 | 0.0027785 | 1.45e-10 | 0.00988 | 3.2451e-08
[120 empty] | 7.3.3.17.5 (Remote Grid) Updates to grid topology to minimize risk of ignition in HFTDs Remote GridWLDFRContaminationAggregated | WLDFR | HFTD - Distribution - Tier 3 - 2QU CoRE ¦ 5QU LoRE | Non-Red Flag Warning - Large Fires | Contamination | Aggregated | 2055 | 2.2278e-08 | 22.7224 | 5.0621e-07 | 2055 | Mitigation | 0.95 | 45 | 0 | esc | 0.00097009 | 2.1612e-11 | 0.00097009 | 2.1612e-11 | 0.0027785 | 1.45e-10 | 0.00988 | 3.2451e-08
[120 empty] | 7.3.3.17.5 (Remote Grid) Updates to grid topology to minimize risk of ignition in HFTDs Remote GridWLDFRContaminationAggregated | WLDFR | HFTD - Distribution - Tier 3 - 2QU CoRE ¦ 5QU LoRE | Non-Red Flag Warning - Large Fires | Contamination | Aggregated | 2056 | 2.2278e-08 | 22.7224 | 5.0621e-07 | 2056 | Mitigation | 0.95 | 45 | 0 | esc | 0.00097009 | 2.1612e-11 | 0.00097009 | 2.1612e-11 | 0.0027785 | 1.45e-10 | 0 | 0
[120 empty] | 7.3.3.17.5 (Remote Grid) Updates to grid topology to minimize risk of ignition in HFTDs Remote GridWLDFRContaminationAggregated | WLDFR | HFTD - Distribution - Tier 3 - 2QU CoRE ¦ 5QU LoRE | Non-Red Flag Warning - Large Fires | Contamination | Aggregated | 2057 | 2.2278e-08 | 22.7224 | 5.0621e-07 | 2057 | Mitigation | 0.95 | 45 | 0 | esc | 0.00097009 | 2.1612e-11 | 0.00097009 | 2.1612e-11 | 0.0027785 | 1.45e-10 | 0 | 0
[120 empty] | 7.3.3.17.5 (Remote Grid) Updates to grid topology to minimize risk of ignition in HFTDs Remote GridWLDFRContaminationAggregated | WLDFR | HFTD - Distribution - Tier 3 - 2QU CoRE ¦ 5QU LoRE | Non-Red Flag Warning - Large Fires | Contamination | Aggregated | 2058 | 2.2278e-08 | 22.7224 | 5.0621e-07 | 2058 | Mitigation | 0.95 | 45 | 0 | esc | 0.00097009 | 2.1612e-11 | 0.00097009 | 2.1612e-11 | 0.0027785 | 1.45e-10 | 0.0085129 | 2.2966e-08
[120 empty] | 7.3.3.17.5 (Remote Grid) Updates to grid topology to minimize risk of ignition in HFTDs Remote GridWLDFRContaminationAggregated | WLDFR | HFTD - Distribution - Tier 3 - 2QU CoRE ¦ 5QU LoRE | Non-Red Flag Warning - Large Fires | Contamination | Aggregated | 2059 | 2.2278e-08 | 22.7224 | 5.0621e-07 | 2059 | Mitigation | 0.95 | 45 | 0 | esc | 0.00097009 | 2.1612e-11 | 0.00097009 | 2.1612e-11 | 0.0027785 | 1.45e-10 | 0.0085129 | 2.2966e-08
[120 empty] | 7.3.3.17.5 (Remote Grid) Updates to grid topology to minimize risk of ignition in HFTDs Remote GridWLDFRContaminationAggregated | WLDFR | HFTD - Distribution - Tier 3 - 2QU CoRE ¦ 5QU LoRE | Non-Red Flag Warning - Large Fires | Contamination | Aggregated | 2060 | 2.2278e-08 | 22.7224 | 5.0621e-07 | 2060 | Mitigation | 0.95 | 45 | 0 | esc | 0.00097009 | 2.1612e-11 | 0.00097009 | 2.1612e-11 | 0.0027785 | 1.45e-10 | 0.0085129 | 2.2966e-08
[120 empty] | 7.3.3.17.5 (Remote Grid) Updates to grid topology to minimize risk of ignition in HFTDs Remote GridWLDFRContaminationAggregated | WLDFR | HFTD - Distribution - Tier 3 - 2QU CoRE ¦ 5QU LoRE | Non-Red Flag Warning - Large Fires | Contamination | Aggregated | 2061 | 2.2278e-08 | 22.7224 | 5.0621e-07 | 2061 | Mitigation | 0.95 | 45 | 0 | esc | 0.00097009 | 2.1612e-11 | 0.00097009 | 2.1612e-11 | 0.0027785 | 1.45e-10 | 0.0085129 | 2.2966e-08
[120 empty] | 7.3.3.17.5 (Remote Grid) Updates to grid topology to minimize risk of ignition in HFTDs Remote GridWLDFRContaminationAggregated | WLDFR | HFTD - Distribution - Tier 3 - 2QU CoRE ¦ 5QU LoRE | Non-Red Flag Warning - Large Fires | Contamination | Aggregated | 2062 | 2.2278e-08 | 22.7224 | 5.0621e-07 | 2062 | Mitigation | 0.95 | 45 | 0 | esc | 0.00097009 | 2.1612e-11 | 0.00097009 | 2.1612e-11 | 0.0027785 | 1.45e-10 | 0.0085129 | 2.2966e-08
[120 empty] | 7.3.3.17.5 (Remote Grid) Updates to grid topology to minimize risk of ignition in HFTDs Remote GridWLDFRContaminationAggregated | WLDFR | HFTD - Distribution - Tier 3 - 2QU CoRE ¦ 5QU LoRE | Non-Red Flag Warning - Large Fires | Contamination | Aggregated | 2063 | 2.2278e-08 | 22.7224 | 5.0621e-07 | 2063 | Mitigation | 0.95 | 45 | 0 | esc | 0.00097009 | 2.1612e-11 | 0.00097009 | 2.1612e-11 | 0.0027785 | 1.45e-10 | 0.0085129 | 2.2966e-08
[120 empty] | 7.3.3.17.5 (Remote Grid) Updates to grid topology to minimize risk of ignition in HFTDs Remote GridWLDFRContaminationAggregated | WLDFR | HFTD - Distribution - Tier 3 - 2QU CoRE ¦ 5QU LoRE | Non-Red Flag Warning - Large Fires | Contamination | Aggregated | 2064 | 2.2278e-08 | 22.7224 | 5.0621e-07 | 2064 | Mitigation | 0.95 | 45 | 0 | esc | 0.00097009 | 2.1612e-11 | 0.00097009 | 2.1612e-11 | 0.0027785 | 1.45e-10 | 0.0085129 | 2.2966e-08
[120 empty] | 7.3.3.17.5 (Remote Grid) Updates to grid topology to minimize risk of ignition in HFTDs Remote GridWLDFRContaminationAggregated | WLDFR | HFTD - Distribution - Tier 3 - 2QU CoRE ¦ 5QU LoRE | Non-Red Flag Warning - Large Fires | Contamination | Aggregated | 2065 | 2.2278e-08 | 22.7224 | 5.0621e-07 | 2065 | Mitigation | 0.95 | 45 | 0 | esc | 0.00097009 | 2.1612e-11 | 0.00097009 | 2.1612e-11 | 0.0027785 | 1.45e-10 | 0.0085129 | 2.2966e-08
[120 empty] | 7.3.3.17.5 (Remote Grid) Updates to grid topology to minimize risk of ignition in HFTDs Remote GridWLDFRContaminationAggregated | WLDFR | HFTD - Distribution - Tier 3 - 2QU CoRE ¦ 5QU LoRE | Non-Red Flag Warning - Large Fires | Contamination | Aggregated | 2066 | 2.2278e-08 | 22.7224 | 5.0621e-07 | 2066 | Mitigation | 0.95 | 45 | 0 | esc | 0.00097009 | 2.1612e-11 | 0.00097009 | 2.1612e-11 | 0.0027785 | 1.45e-10 | 0.0085129 | 2.2966e-08
[120 empty] | 7.3.3.17.5 (Remote Grid) Updates to grid topology to minimize risk of ignition in HFTDs Remote GridWLDFRContaminationAggregated | WLDFR | HFTD - Distribution - Tier 3 - 2QU CoRE ¦ 5QU LoRE | Non-Red Flag Warning - Large Fires | Contamination | Aggregated | 2067 | 2.2278e-08 | 22.7224 | 5.0621e-07 | 2067 | Mitigation | 0.95 | 45 | 0 | esc | 0 | 0 | 0.00097009 | 2.1612e-11 | 0.0027785 | 1.45e-10 | 0.0085129 | 2.2966e-08
[120 empty] | 7.3.3.17.5 (Remote Grid) Updates to grid topology to minimize risk of ignition in HFTDs Remote GridWLDFREquipment / facility failureAggregated | WLDFR | HFTD - Distribution - Tier 3 - 2QU CoRE ¦ 5QU LoRE | Non-Red Flag Warning - Large Fires | Equipment / facility failure | Aggregated | 2022 | 1.1084e-06 | 22.7224 | 2.5186e-05 | 2022 | Mitigation | 0.95 | 45 | 0 | esc | 0.00097009 | 1.0753e-09 | 0 | 0 | 0.0027785 | 1.45e-10 | 0.0085129 | 2.2966e-08
[120 empty] | 7.3.3.17.5 (Remote Grid) Updates to grid topology to minimize risk of ignition in HFTDs Remote GridWLDFREquipment / facility failureAggregated | WLDFR | HFTD - Distribution - Tier 3 - 2QU CoRE ¦ 5QU LoRE | Non-Red Flag Warning - Large Fires | Equipment / facility failure | Aggregated | 2023 | 1.1084e-06 | 22.7224 | 2.5186e-05 | 2023 | Mitigation | 0.95 | 45 | 0 | esc | 0.00097009 | 1.0753e-09 | 0.00097009 | 1.0753e-09 | 0.0027785 | 1.45e-10 | 0.0085129 | 2.2966e-08
[120 empty] | 7.3.3.17.5 (Remote Grid) Updates to grid topology to minimize risk of ignition in HFTDs Remote GridWLDFREquipment / facility failureAggregated | WLDFR | HFTD - Distribution - Tier 3 - 2QU CoRE ¦ 5QU LoRE | Non-Red Flag Warning - Large Fires | Equipment / facility failure | Aggregated | 2024 | 1.1084e-06 | 22.7224 | 2.5186e-05 | 2024 | Mitigation | 0.95 | 45 | 0 | esc | 0.00097009 | 1.0753e-09 | 0.00097009 | 1.0753e-09 | 0.0027785 | 1.45e-10 | 0.0085129 | 2.2966e-08
[120 empty] | 7.3.3.17.5 (Remote Grid) Updates to grid topology to minimize risk of ignition in HFTDs Remote GridWLDFREquipment / facility failureAggregated | WLDFR | HFTD - Distribution - Tier 3 - 2QU CoRE ¦ 5QU LoRE | Non-Red Flag Warning - Large Fires | Equipment / facility failure | Aggregated | 2025 | 1.1084e-06 | 22.7224 | 2.5186e-05 | 2025 | Mitigation | 0.95 | 45 | 0 | esc | 0.00097009 | 1.0753e-09 | 0.00097009 | 1.0753e-09 | 0.0027785 | 1.45e-10 | 0.0085129 | 2.2966e-08
[120 empty] | 7.3.3.17.5 (Remote Grid) Updates to grid topology to minimize risk of ignition in HFTDs Remote GridWLDFREquipment / facility failureAggregated | WLDFR | HFTD - Distribution - Tier 3 - 2QU CoRE ¦ 5QU LoRE | Non-Red Flag Warning - Large Fires | Equipment / facility failure | Aggregated | 2026 | 1.1084e-06 | 22.7224 | 2.5186e-05 | 2026 | Mitigation | 0.95 | 45 | 0 | esc | 0.00097009 | 1.0753e-09 | 0.00097009 | 1.0753e-09 | 0.0027785 | 1.45e-10 | 0.0085129 | 2.2966e-08
[120 empty] | 7.3.3.17.5 (Remote Grid) Updates to grid topology to minimize risk of ignition in HFTDs Remote GridWLDFREquipment / facility failureAggregated | WLDFR | HFTD - Distribution - Tier 3 - 2QU CoRE ¦ 5QU LoRE | Non-Red Flag Warning - Large Fires | Equipment / facility failure | Aggregated | 2027 | 1.1084e-06 | 22.7224 | 2.5186e-05 | 2027 | Mitigation | 0.95 | 45 | 0 | esc | 0.00097009 | 1.0753e-09 | 0.00097009 | 1.0753e-09 | 0.0027785 | 1.45e-10 | 0.0085129 | 2.2966e-08
[120 empty] | 7.3.3.17.5 (Remote Grid) Updates to grid topology to minimize risk of ignition in HFTDs Remote GridWLDFREquipment / facility failureAggregated | WLDFR | HFTD - Distribution - Tier 3 - 2QU CoRE ¦ 5QU LoRE | Non-Red Flag Warning - Large Fires | Equipment / facility failure | Aggregated | 2028 | 1.1084e-06 | 22.7224 | 2.5186e-05 | 2028 | Mitigation | 0.95 | 45 | 0 | esc | 0.00097009 | 1.0753e-09 | 0.00097009 | 1.0753e-09 | 0.0027785 | 1.45e-10 | 0.0085129 | 2.2966e-08
[120 empty] | 7.3.3.17.5 (Remote Grid) Updates to grid topology to minimize risk of ignition in HFTDs Remote GridWLDFREquipment / facility failureAggregated | WLDFR | HFTD - Distribution - Tier 3 - 2QU CoRE ¦ 5QU LoRE | Non-Red Flag Warning - Large Fires | Equipment / facility failure | Aggregated | 2029 | 1.1084e-06 | 22.7224 | 2.5186e-05 | 2029 | Mitigation | 0.95 | 45 | 0 | esc | 0.00097009 | 1.0753e-09 | 0.00097009 | 1.0753e-09 | 0.0027785 | 1.45e-10 | 0.0085129 | 2.2966e-08
[120 empty] | 7.3.3.17.5 (Remote Grid) Updates to grid topology to minimize risk of ignition in HFTDs Remote GridWLDFREquipment / facility failureAggregated | WLDFR | HFTD - Distribution - Tier 3 - 2QU CoRE ¦ 5QU LoRE | Non-Red Flag Warning - Large Fires | Equipment / facility failure | Aggregated | 2030 | 1.1084e-06 | 22.7224 | 2.5186e-05 | 2030 | Mitigation | 0.95 | 45 | 0 | esc | 0.00097009 | 1.0753e-09 | 0.00097009 | 1.0753e-09 | 0.0027785 | 1.45e-10 | 0.0085129 | 2.2966e-08
[120 empty] | 7.3.3.17.5 (Remote Grid) Updates to grid topology to minimize risk of ignition in HFTDs Remote GridWLDFREquipment / facility failureAggregated | WLDFR | HFTD - Distribution - Tier 3 - 2QU CoRE ¦ 5QU LoRE | Non-Red Flag Warning - Large Fires | Equipment / facility failure | Aggregated | 2031 | 1.1084e-06 | 22.7224 | 2.5186e-05 | 2031 | Mitigation | 0.95 | 45 | 0 | esc | 0.00097009 | 1.0753e-09 | 0.00097009 | 1.0753e-09 | 0.0027785 | 1.45e-10 | 0.0085129 | 2.2966e-08
[120 empty] | 7.3.3.17.5 (Remote Grid) Updates to grid topology to minimize risk of ignition in HFTDs Remote GridWLDFREquipment / facility failureAggregated | WLDFR | HFTD - Distribution - Tier 3 - 2QU CoRE ¦ 5QU LoRE | Non-Red Flag Warning - Large Fires | Equipment / facility failure | Aggregated | 2032 | 1.1084e-06 | 22.7224 | 2.5186e-05 | 2032 | Mitigation | 0.95 | 45 | 0 | esc | 0.00097009 | 1.0753e-09 | 0.00097009 | 1.0753e-09 | 0.0027785 | 1.45e-10 | 0.0085129 | 2.2966e-08
[120 empty] | 7.3.3.17.5 (Remote Grid) Updates to grid topology to minimize risk of ignition in HFTDs Remote GridWLDFREquipment / facility failureAggregated | WLDFR | HFTD - Distribution - Tier 3 - 2QU CoRE ¦ 5QU LoRE | Non-Red Flag Warning - Large Fires | Equipment / facility failure | Aggregated | 2033 | 1.1084e-06 | 22.7224 | 2.5186e-05 | 2033 | Mitigation | 0.95 | 45 | 0 | esc | 0.00097009 | 1.0753e-09 | 0.00097009 | 1.0753e-09 | 0.0027785 | 1.45e-10 | 0.0085129 | 2.2966e-08
[120 empty] | 7.3.3.17.5 (Remote Grid) Updates to grid topology to minimize risk of ignition in HFTDs Remote GridWLDFREquipment / facility failureAggregated | WLDFR | HFTD - Distribution - Tier 3 - 2QU CoRE ¦ 5QU LoRE | Non-Red Flag Warning - Large Fires | Equipment / facility failure | Aggregated | 2034 | 1.1084e-06 | 22.7224 | 2.5186e-05 | 2034 | Mitigation | 0.95 | 45 | 0 | esc | 0.00097009 | 1.0753e-09 | 0.00097009 | 1.0753e-09 | 0.0027785 | 1.45e-10 | 0.0085129 | 2.2966e-08
[120 empty] | 7.3.3.17.5 (Remote Grid) Updates to grid topology to minimize risk of ignition in HFTDs Remote GridWLDFREquipment / facility failureAggregated | WLDFR | HFTD - Distribution - Tier 3 - 2QU CoRE ¦ 5QU LoRE | Non-Red Flag Warning - Large Fires | Equipment / facility failure | Aggregated | 2035 | 1.1084e-06 | 22.7224 | 2.5186e-05 | 2035 | Mitigation | 0.95 | 45 | 0 | esc | 0.00097009 | 1.0753e-09 | 0.00097009 | 1.0753e-09 | 0.0027785 | 1.45e-10 | 0.0085129 | 2.2966e-08
[120 empty] | 7.3.3.17.5 (Remote Grid) Updates to grid topology to minimize risk of ignition in HFTDs Remote GridWLDFREquipment / facility failureAggregated | WLDFR | HFTD - Distribution - Tier 3 - 2QU CoRE ¦ 5QU LoRE | Non-Red Flag Warning - Large Fires | Equipment / facility failure | Aggregated | 2036 | 1.1084e-06 | 22.7224 | 2.5186e-05 | 2036 | Mitigation | 0.95 | 45 | 0 | esc | 0.00097009 | 1.0753e-09 | 0.00097009 | 1.0753e-09 | 0 | 0 | 0.0085129 | 2.2966e-08
[120 empty] | 7.3.3.17.5 (Remote Grid) Updates to grid topology to minimize risk of ignition in HFTDs Remote GridWLDFREquipment / facility failureAggregated | WLDFR | HFTD - Distribution - Tier 3 - 2QU CoRE ¦ 5QU LoRE | Non-Red Flag Warning - Large Fires | Equipment / facility failure | Aggregated | 2037 | 1.1084e-06 | 22.7224 | 2.5186e-05 | 2037 | Mitigation | 0.95 | 45 | 0 | esc | 0.00097009 | 1.0753e-09 | 0.00097009 | 1.0753e-09 | 0.0027785 | 4.8994e-11 | 0.0085129 | 2.2966e-08
[120 empty] | 7.3.3.17.5 (Remote Grid) Updates to grid topology to minimize risk of ignition in HFTDs Remote GridWLDFREquipment / facility failureAggregated | WLDFR | HFTD - Distribution - Tier 3 - 2QU CoRE ¦ 5QU LoRE | Non-Red Flag Warning - Large Fires | Equipment / facility failure | Aggregated | 2038 | 1.1084e-06 | 22.7224 | 2.5186e-05 | 2038 | Mitigation | 0.95 | 45 | 0 | esc | 0.00097009 | 1.0753e-09 | 0.00097009 | 1.0753e-09 | 0.0027785 | 4.8994e-11 | 0.0085129 | 2.2966e-08
[120 empty] | 7.3.3.17.5 (Remote Grid) Updates to grid topology to minimize risk of ignition in HFTDs Remote GridWLDFREquipment / facility failureAggregated | WLDFR | HFTD - Distribution - Tier 3 - 2QU CoRE ¦ 5QU LoRE | Non-Red Flag Warning - Large Fires | Equipment / facility failure | Aggregated | 2039 | 1.1084e-06 | 22.7224 | 2.5186e-05 | 2039 | Mitigation | 0.95 | 45 | 0 | esc | 0.00097009 | 1.0753e-09 | 0.00097009 | 1.0753e-09 | 0.0027785 | 4.8994e-11 | 0.0085129 | 2.2966e-08
[120 empty] | 7.3.3.17.5 (Remote Grid) Updates to grid topology to minimize risk of ignition in HFTDs Remote GridWLDFREquipment / facility failureAggregated | WLDFR | HFTD - Distribution - Tier 3 - 2QU CoRE ¦ 5QU LoRE | Non-Red Flag Warning - Large Fires | Equipment / facility failure | Aggregated | 2040 | 1.1084e-06 | 22.7224 | 2.5186e-05 | 2040 | Mitigation | 0.95 | 45 | 0 | esc | 0.00097009 | 1.0753e-09 | 0.00097009 | 1.0753e-09 | 0.0027785 | 4.8994e-11 | 0.0085129 | 2.2966e-08
[120 empty] | 7.3.3.17.5 (Remote Grid) Updates to grid topology to minimize risk of ignition in HFTDs Remote GridWLDFREquipment / facility failureAggregated | WLDFR | HFTD - Distribution - Tier 3 - 2QU CoRE ¦ 5QU LoRE | Non-Red Flag Warning - Large Fires | Equipment / facility failure | Aggregated | 2041 | 1.1084e-06 | 22.7224 | 2.5186e-05 | 2041 | Mitigation | 0.95 | 45 | 0 | esc | 0.00097009 | 1.0753e-09 | 0.00097009 | 1.0753e-09 | 0.0027785 | 4.8994e-11 | 0.0085129 | 2.2966e-08
[120 empty] | 7.3.3.17.5 (Remote Grid) Updates to grid topology to minimize risk of ignition in HFTDs Remote GridWLDFREquipment / facility failureAggregated | WLDFR | HFTD - Distribution - Tier 3 - 2QU CoRE ¦ 5QU LoRE | Non-Red Flag Warning - Large Fires | Equipment / facility failure | Aggregated | 2042 | 1.1084e-06 | 22.7224 | 2.5186e-05 | 2042 | Mitigation | 0.95 | 45 | 0 | esc | 0.00097009 | 1.0753e-09 | 0.00097009 | 1.0753e-09 | 0.0027785 | 4.8994e-11 | 0 | 0
[120 empty] | 7.3.3.17.5 (Remote Grid) Updates to grid topology to minimize risk of ignition in HFTDs Remote GridWLDFREquipment / facility failureAggregated | WLDFR | HFTD - Distribution - Tier 3 - 2QU CoRE ¦ 5QU LoRE | Non-Red Flag Warning - Large Fires | Equipment / facility failure | Aggregated | 2043 | 1.1084e-06 | 22.7224 | 2.5186e-05 | 2043 | Mitigation | 0.95 | 45 | 0 | esc | 0.00097009 | 1.0753e-09 | 0.00097009 | 1.0753e-09 | 0.0027785 | 4.8994e-11 | 0 | 0
[120 empty] | 7.3.3.17.5 (Remote Grid) Updates to grid topology to minimize risk of ignition in HFTDs Remote GridWLDFREquipment / facility failureAggregated | WLDFR | HFTD - Distribution - Tier 3 - 2QU CoRE ¦ 5QU LoRE | Non-Red Flag Warning - Large Fires | Equipment / facility failure | Aggregated | 2044 | 1.1084e-06 | 22.7224 | 2.5186e-05 | 2044 | Mitigation | 0.95 | 45 | 0 | esc | 0.00097009 | 1.0753e-09 | 0.00097009 | 1.0753e-09 | 0.0027785 | 4.8994e-11 | 0.0093087 | 1.0284e-07
[120 empty] | 7.3.3.17.5 (Remote Grid) Updates to grid topology to minimize risk of ignition in HFTDs Remote GridWLDFREquipment / facility failureAggregated | WLDFR | HFTD - Distribution - Tier 3 - 2QU CoRE ¦ 5QU LoRE | Non-Red Flag Warning - Large Fires | Equipment / facility failure | Aggregated | 2045 | 1.1084e-06 | 22.7224 | 2.5186e-05 | 2045 | Mitigation | 0.95 | 45 | 0 | esc | 0.00097009 | 1.0753e-09 | 0.00097009 | 1.0753e-09 | 0.0027785 | 4.8994e-11 | 0.0093087 | 1.0284e-07
[120 empty] | 7.3.3.17.5 (Remote Grid) Updates to grid topology to minimize risk of ignition in HFTDs Remote GridWLDFREquipment / facility failureAggregated | WLDFR | HFTD - Distribution - Tier 3 - 2QU CoRE ¦ 5QU LoRE | Non-Red Flag Warning - Large Fires | Equipment / facility failure | Aggregated | 2046 | 1.1084e-06 | 22.7224 | 2.5186e-05 | 2046 | Mitigation | 0.95 | 45 | 0 | esc | 0.00097009 | 1.0753e-09 | 0.00097009 | 1.0753e-09 | 0.0027785 | 4.8994e-11 | 0.0093087 | 1.0284e-07
[120 empty] | 7.3.3.17.5 (Remote Grid) Updates to grid topology to minimize risk of ignition in HFTDs Remote GridWLDFREquipment / facility failureAggregated | WLDFR | HFTD - Distribution - Tier 3 - 2QU CoRE ¦ 5QU LoRE | Non-Red Flag Warning - Large Fires | Equipment / facility failure | Aggregated | 2047 | 1.1084e-06 | 22.7224 | 2.5186e-05 | 2047 | Mitigation | 0.95 | 45 | 0 | esc | 0.00097009 | 1.0753e-09 | 0.00097009 | 1.0753e-09 | 0.0027785 | 4.8994e-11 | 0.0093087 | 1.0284e-07
[120 empty] | 7.3.3.17.5 (Remote Grid) Updates to grid topology to minimize risk of ignition in HFTDs Remote GridWLDFREquipment / facility failureAggregated | WLDFR | HFTD - Distribution - Tier 3 - 2QU CoRE ¦ 5QU LoRE | Non-Red Flag Warning - Large Fires | Equipment / facility failure | Aggregated | 2048 | 1.1084e-06 | 22.7224 | 2.5186e-05 | 2048 | Mitigation | 0.95 | 45 | 0 | esc | 0.00097009 | 1.0753e-09 | 0.00097009 | 1.0753e-09 | 0.0027785 | 4.8994e-11 | 0.0093087 | 1.0284e-07
[120 empty] | 7.3.3.17.5 (Remote Grid) Updates to grid topology to minimize risk of ignition in HFTDs Remote GridWLDFREquipment / facility failureAggregated | WLDFR | HFTD - Distribution - Tier 3 - 2QU CoRE ¦ 5QU LoRE | Non-Red Flag Warning - Large Fires | Equipment / facility failure | Aggregated | 2049 | 1.1084e-06 | 22.7224 | 2.5186e-05 | 2049 | Mitigation | 0.95 | 45 | 0 | esc | 0.00097009 | 1.0753e-09 | 0.00097009 | 1.0753e-09 | 0.0027785 | 4.8994e-11 | 0.0093087 | 1.0284e-07
[120 empty] | 7.3.3.17.5 (Remote Grid) Updates to grid topology to minimize risk of ignition in HFTDs Remote GridWLDFREquipment / facility failureAggregated | WLDFR | HFTD - Distribution - Tier 3 - 2QU CoRE ¦ 5QU LoRE | Non-Red Flag Warning - Large Fires | Equipment / facility failure | Aggregated | 2050 | 1.1084e-06 | 22.7224 | 2.5186e-05 | 2050 | Mitigation | 0.95 | 45 | 0 | esc | 0.00097009 | 1.0753e-09 | 0.00097009 | 1.0753e-09 | 0.0027785 | 4.8994e-11 | 0.0093087 | 1.0284e-07
[120 empty] | 7.3.3.17.5 (Remote Grid) Updates to grid topology to minimize risk of ignition in HFTDs Remote GridWLDFREquipment / facility failureAggregated | WLDFR | HFTD - Distribution - Tier 3 - 2QU CoRE ¦ 5QU LoRE | Non-Red Flag Warning - Large Fires | Equipment / facility failure | Aggregated | 2051 | 1.1084e-06 | 22.7224 | 2.5186e-05 | 2051 | Mitigation | 0.95 | 45 | 0 | esc | 0.00097009 | 1.0753e-09 | 0.00097009 | 1.0753e-09 | 0.0027785 | 4.8994e-11 | 0.0093087 | 1.0284e-07
[120 empty] | 7.3.3.17.5 (Remote Grid) Updates to grid topology to minimize risk of ignition in HFTDs Remote GridWLDFREquipment / facility failureAggregated | WLDFR | HFTD - Distribution - Tier 3 - 2QU CoRE ¦ 5QU LoRE | Non-Red Flag Warning - Large Fires | Equipment / facility failure | Aggregated | 2052 | 1.1084e-06 | 22.7224 | 2.5186e-05 | 2052 | Mitigation | 0.95 | 45 | 0 | esc | 0.00097009 | 1.0753e-09 | 0.00097009 | 1.0753e-09 | 0.0027785 | 4.8994e-11 | 0.0093087 | 1.0284e-07
[120 empty] | 7.3.3.17.5 (Remote Grid) Updates to grid topology to minimize risk of ignition in HFTDs Remote GridWLDFREquipment / facility failureAggregated | WLDFR | HFTD - Distribution - Tier 3 - 2QU CoRE ¦ 5QU LoRE | Non-Red Flag Warning - Large Fires | Equipment / facility failure | Aggregated | 2053 | 1.1084e-06 | 22.7224 | 2.5186e-05 | 2053 | Mitigation | 0.95 | 45 | 0 | esc | 0.00097009 | 1.0753e-09 | 0.00097009 | 1.0753e-09 | 0.0027785 | 4.8994e-11 | 0.0093087 | 1.0284e-07
[120 empty] | 7.3.3.17.5 (Remote Grid) Updates to grid topology to minimize risk of ignition in HFTDs Remote GridWLDFREquipment / facility failureAggregated | WLDFR | HFTD - Distribution - Tier 3 - 2QU CoRE ¦ 5QU LoRE | Non-Red Flag Warning - Large Fires | Equipment / facility failure | Aggregated | 2054 | 1.1084e-06 | 22.7224 | 2.5186e-05 | 2054 | Mitigation | 0.95 | 45 | 0 | esc | 0.00097009 | 1.0753e-09 | 0.00097009 | 1.0753e-09 | 0.0027785 | 4.8994e-11 | 0.0093087 | 1.0284e-07
[120 empty] | 7.3.3.17.5 (Remote Grid) Updates to grid topology to minimize risk of ignition in HFTDs Remote GridWLDFREquipment / facility failureAggregated | WLDFR | HFTD - Distribution - Tier 3 - 2QU CoRE ¦ 5QU LoRE | Non-Red Flag Warning - Large Fires | Equipment / facility failure | Aggregated | 2055 | 1.1084e-06 | 22.7224 | 2.5186e-05 | 2055 | Mitigation | 0.95 | 45 | 0 | esc | 0.00097009 | 1.0753e-09 | 0.00097009 | 1.0753e-09 | 0.0027785 | 4.8994e-11 | 0.0093087 | 1.0284e-07
[120 empty] | 7.3.3.17.5 (Remote Grid) Updates to grid topology to minimize risk of ignition in HFTDs Remote GridWLDFREquipment / facility failureAggregated | WLDFR | HFTD - Distribution - Tier 3 - 2QU CoRE ¦ 5QU LoRE | Non-Red Flag Warning - Large Fires | Equipment / facility failure | Aggregated | 2056 | 1.1084e-06 | 22.7224 | 2.5186e-05 | 2056 | Mitigation | 0.95 | 45 | 0 | esc | 0.00097009 | 1.0753e-09 | 0.00097009 | 1.0753e-09 | 0.0027785 | 4.8994e-11 | 0.0093087 | 1.0284e-07
[120 empty] | 7.3.3.17.5 (Remote Grid) Updates to grid topology to minimize risk of ignition in HFTDs Remote GridWLDFREquipment / facility failureAggregated | WLDFR | HFTD - Distribution - Tier 3 - 2QU CoRE ¦ 5QU LoRE | Non-Red Flag Warning - Large Fires | Equipment / facility failure | Aggregated | 2057 | 1.1084e-06 | 22.7224 | 2.5186e-05 | 2057 | Mitigation | 0.95 | 45 | 0 | esc | 0.00097009 | 1.0753e-09 | 0.00097009 | 1.0753e-09 | 0.0027785 | 4.8994e-11 | 0.0093087 | 1.0284e-07
[120 empty] | 7.3.3.17.5 (Remote Grid) Updates to grid topology to minimize risk of ignition in HFTDs Remote GridWLDFREquipment / facility failureAggregated | WLDFR | HFTD - Distribution - Tier 3 - 2QU CoRE ¦ 5QU LoRE | Non-Red Flag Warning - Large Fires | Equipment / facility failure | Aggregated | 2058 | 1.1084e-06 | 22.7224 | 2.5186e-05 | 2058 | Mitigation | 0.95 | 45 | 0 | esc | 0.00097009 | 1.0753e-09 | 0.00097009 | 1.0753e-09 | 0.0027785 | 4.8994e-11 | 0.0093087 | 1.0284e-07
[120 empty] | 7.3.3.17.5 (Remote Grid) Updates to grid topology to minimize risk of ignition in HFTDs Remote GridWLDFREquipment / facility failureAggregated | WLDFR | HFTD - Distribution - Tier 3 - 2QU CoRE ¦ 5QU LoRE | Non-Red Flag Warning - Large Fires | Equipment / facility failure | Aggregated | 2059 | 1.1084e-06 | 22.7224 | 2.5186e-05 | 2059 | Mitigation | 0.95 | 45 | 0 | esc | 0.00097009 | 1.0753e-09 | 0.00097009 | 1.0753e-09 | 0.0027785 | 4.8994e-11 | 0.0093087 | 1.0284e-07
[120 empty] | 7.3.3.17.5 (Remote Grid) Updates to grid topology to minimize risk of ignition in HFTDs Remote GridWLDFREquipment / facility failureAggregated | WLDFR | HFTD - Distribution - Tier 3 - 2QU CoRE ¦ 5QU LoRE | Non-Red Flag Warning - Large Fires | Equipment / facility failure | Aggregated | 2060 | 1.1084e-06 | 22.7224 | 2.5186e-05 | 2060 | Mitigation | 0.95 | 45 | 0 | esc | 0.00097009 | 1.0753e-09 | 0.00097009 | 1.0753e-09 | 0.0027785 | 4.8994e-11 | 0.0093087 | 1.0284e-07
[120 empty] | 7.3.3.17.5 (Remote Grid) Updates to grid topology to minimize risk of ignition in HFTDs Remote GridWLDFREquipment / facility failureAggregated | WLDFR | HFTD - Distribution - Tier 3 - 2QU CoRE ¦ 5QU LoRE | Non-Red Flag Warning - Large Fires | Equipment / facility failure | Aggregated | 2061 | 1.1084e-06 | 22.7224 | 2.5186e-05 | 2061 | Mitigation | 0.95 | 45 | 0 | esc | 0.00097009 | 1.0753e-09 | 0.00097009 | 1.0753e-09 | 0.0027785 | 4.8994e-11 | 0.0093087 | 1.0284e-07
[120 empty] | 7.3.3.17.5 (Remote Grid) Updates to grid topology to minimize risk of ignition in HFTDs Remote GridWLDFREquipment / facility failureAggregated | WLDFR | HFTD - Distribution - Tier 3 - 2QU CoRE ¦ 5QU LoRE | Non-Red Flag Warning - Large Fires | Equipment / facility failure | Aggregated | 2062 | 1.1084e-06 | 22.7224 | 2.5186e-05 | 2062 | Mitigation | 0.95 | 45 | 0 | esc | 0.00097009 | 1.0753e-09 | 0.00097009 | 1.0753e-09 | 0.0027785 | 4.8994e-11 | 0.0093087 | 1.0284e-07
[120 empty] | 7.3.3.17.5 (Remote Grid) Updates to grid topology to minimize risk of ignition in HFTDs Remote GridWLDFREquipment / facility failureAggregated | WLDFR | HFTD - Distribution - Tier 3 - 2QU CoRE ¦ 5QU LoRE | Non-Red Flag Warning - Large Fires | Equipment / facility failure | Aggregated | 2063 | 1.1084e-06 | 22.7224 | 2.5186e-05 | 2063 | Mitigation | 0.95 | 45 | 0 | esc | 0.00097009 | 1.0753e-09 | 0.00097009 | 1.0753e-09 | 0.0027785 | 4.8994e-11 | 0.0093087 | 1.0284e-07
[120 empty] | 7.3.3.17.5 (Remote Grid) Updates to grid topology to minimize risk of ignition in HFTDs Remote GridWLDFREquipment / facility failureAggregated | WLDFR | HFTD - Distribution - Tier 3 - 2QU CoRE ¦ 5QU LoRE | Non-Red Flag Warning - Large Fires | Equipment / facility failure | Aggregated | 2064 | 1.1084e-06 | 22.7224 | 2.5186e-05 | 2064 | Mitigation | 0.95 | 45 | 0 | esc | 0.00097009 | 1.0753e-09 | 0.00097009 | 1.0753e-09 | 0.0027785 | 4.8994e-11 | 0.0093087 | 1.0284e-07
[120 empty] | 7.3.3.17.5 (Remote Grid) Updates to grid topology to minimize risk of ignition in HFTDs Remote GridWLDFREquipment / facility failureAggregated | WLDFR | HFTD - Distribution - Tier 3 - 2QU CoRE ¦ 5QU LoRE | Non-Red Flag Warning - Large Fires | Equipment / facility failure | Aggregated | 2065 | 1.1084e-06 | 22.7224 | 2.5186e-05 | 2065 | Mitigation | 0.95 | 45 | 0 | esc | 0.00097009 | 1.0753e-09 | 0.00097009 | 1.0753e-09 | 0.0027785 | 4.8994e-11 | 0.0093087 | 1.0284e-07
[120 empty] | 7.3.3.17.5 (Remote Grid) Updates to grid topology to minimize risk of ignition in HFTDs Remote GridWLDFREquipment / facility failureAggregated | WLDFR | HFTD - Distribution - Tier 3 - 2QU CoRE ¦ 5QU LoRE | Non-Red Flag Warning - Large Fires | Equipment / facility failure | Aggregated | 2066 | 1.1084e-06 | 22.7224 | 2.5186e-05 | 2066 | Mitigation | 0.95 | 45 | 0 | esc | 0.00097009 | 1.0753e-09 | 0.00097009 | 1.0753e-09 | 0.0027785 | 4.8994e-11 | 0.0093087 | 1.0284e-07
[120 empty] | 7.3.3.17.5 (Remote Grid) Updates to grid topology to minimize risk of ignition in HFTDs Remote GridWLDFREquipment / facility failureAggregated | WLDFR | HFTD - Distribution - Tier 3 - 2QU CoRE ¦ 5QU LoRE | Non-Red Flag Warning - Large Fires | Equipment / facility failure | Aggregated | 2067 | 1.1084e-06 | 22.7224 | 2.5186e-05 | 2067 | Mitigation | 0.95 | 45 | 0 | esc | 0 | 0 | 0.00097009 | 1.0753e-09 | 0.0027785 | 4.8994e-11 | 0.0093087 | 1.0284e-07
[120 empty] | 7.3.3.17.5 (Remote Grid) Updates to grid topology to minimize risk of ignition in HFTDs Remote GridWLDFRVegetation ContactAggregated | WLDFR | HFTD - Distribution - Tier 3 - 2QU CoRE ¦ 5QU LoRE | Non-Red Flag Warning - Large Fires | Vegetation Contact | Aggregated | 2022 | 8.1398e-06 | 22.7224 | 0.00018496 | 2022 | Mitigation | 0.95 | 45 | 0 | esc | 0.00097009 | 7.8963e-09 | 0 | 0 | 0.0027785 | 4.8994e-11 | 0.0093087 | 1.0284e-07
[120 empty] | 7.3.3.17.5 (Remote Grid) Updates to grid topology to minimize risk of ignition in HFTDs Remote GridWLDFRVegetation ContactAggregated | WLDFR | HFTD - Distribution - Tier 3 - 2QU CoRE ¦ 5QU LoRE | Non-Red Flag Warning - Large Fires | Vegetation Contact | Aggregated | 2023 | 8.1398e-06 | 22.7224 | 0.00018496 | 2023 | Mitigation | 0.95 | 45 | 0 | esc | 0.00097009 | 7.8963e-09 | 0.00097009 | 7.8963e-09 | 0.0027785 | 4.8994e-11 | 0.0093087 | 1.0284e-07
[120 empty] | 7.3.3.17.5 (Remote Grid) Updates to grid topology to minimize risk of ignition in HFTDs Remote GridWLDFRVegetation ContactAggregated | WLDFR | HFTD - Distribution - Tier 3 - 2QU CoRE ¦ 5QU LoRE | Non-Red Flag Warning - Large Fires | Vegetation Contact | Aggregated | 2024 | 8.1398e-06 | 22.7224 | 0.00018496 | 2024 | Mitigation | 0.95 | 45 | 0 | esc | 0.00097009 | 7.8963e-09 | 0.00097009 | 7.8963e-09 | 0.0027785 | 4.8994e-11 | 0.0093087 | 1.0284e-07
[120 empty] | 7.3.3.17.5 (Remote Grid) Updates to grid topology to minimize risk of ignition in HFTDs Remote GridWLDFRVegetation ContactAggregated | WLDFR | HFTD - Distribution - Tier 3 - 2QU CoRE ¦ 5QU LoRE | Non-Red Flag Warning - Large Fires | Vegetation Contact | Aggregated | 2025 | 8.1398e-06 | 22.7224 | 0.00018496 | 2025 | Mitigation | 0.95 | 45 | 0 | esc | 0.00097009 | 7.8963e-09 | 0.00097009 | 7.8963e-09 | 0.0027785 | 4.8994e-11 | 0.0093087 | 1.0284e-07
[120 empty] | 7.3.3.17.5 (Remote Grid) Updates to grid topology to minimize risk of ignition in HFTDs Remote GridWLDFRVegetation ContactAggregated | WLDFR | HFTD - Distribution - Tier 3 - 2QU CoRE ¦ 5QU LoRE | Non-Red Flag Warning - Large Fires | Vegetation Contact | Aggregated | 2026 | 8.1398e-06 | 22.7224 | 0.00018496 | 2026 | Mitigation | 0.95 | 45 | 0 | esc | 0.00097009 | 7.8963e-09 | 0.00097009 | 7.8963e-09 | 0.0027785 | 4.8994e-11 | 0.0093087 | 1.0284e-07
[120 empty] | 7.3.3.17.5 (Remote Grid) Updates to grid topology to minimize risk of ignition in HFTDs Remote GridWLDFRVegetation ContactAggregated | WLDFR | HFTD - Distribution - Tier 3 - 2QU CoRE ¦ 5QU LoRE | Non-Red Flag Warning - Large Fires | Vegetation Contact | Aggregated | 2027 | 8.1398e-06 | 22.7224 | 0.00018496 | 2027 | Mitigation | 0.95 | 45 | 0 | esc | 0.00097009 | 7.8963e-09 | 0.00097009 | 7.8963e-09 | 0.0027785 | 4.8994e-11 | 0.0093087 | 1.0284e-07
[120 empty] | 7.3.3.17.5 (Remote Grid) Updates to grid topology to minimize risk of ignition in HFTDs Remote GridWLDFRVegetation ContactAggregated | WLDFR | HFTD - Distribution - Tier 3 - 2QU CoRE ¦ 5QU LoRE | Non-Red Flag Warning - Large Fires | Vegetation Contact | Aggregated | 2028 | 8.1398e-06 | 22.7224 | 0.00018496 | 2028 | Mitigation | 0.95 | 45 | 0 | esc | 0.00097009 | 7.8963e-09 | 0.00097009 | 7.8963e-09 | 0.0027785 | 4.8994e-11 | 0 | 0
[120 empty] | 7.3.3.17.5 (Remote Grid) Updates to grid topology to minimize risk of ignition in HFTDs Remote GridWLDFRVegetation ContactAggregated | WLDFR | HFTD - Distribution - Tier 3 - 2QU CoRE ¦ 5QU LoRE | Non-Red Flag Warning - Large Fires | Vegetation Contact | Aggregated | 2029 | 8.1398e-06 | 22.7224 | 0.00018496 | 2029 | Mitigation | 0.95 | 45 | 0 | esc | 0.00097009 | 7.8963e-09 | 0.00097009 | 7.8963e-09 | 0.0027785 | 4.8994e-11 | 0 | 0
[120 empty] | 7.3.3.17.5 (Remote Grid) Updates to grid topology to minimize risk of ignition in HFTDs Remote GridWLDFRVegetation ContactAggregated | WLDFR | HFTD - Distribution - Tier 3 - 2QU CoRE ¦ 5QU LoRE | Non-Red Flag Warning - Large Fires | Vegetation Contact | Aggregated | 2030 | 8.1398e-06 | 22.7224 | 0.00018496 | 2030 | Mitigation | 0.95 | 45 | 0 | esc | 0.00097009 | 7.8963e-09 | 0.00097009 | 7.8963e-09 | 0.0027785 | 4.8994e-11 | 0.0083522 | 2.4287e-08
[120 empty] | 7.3.3.17.5 (Remote Grid) Updates to grid topology to minimize risk of ignition in HFTDs Remote GridWLDFRVegetation ContactAggregated | WLDFR | HFTD - Distribution - Tier 3 - 2QU CoRE ¦ 5QU LoRE | Non-Red Flag Warning - Large Fires | Vegetation Contact | Aggregated | 2031 | 8.1398e-06 | 22.7224 | 0.00018496 | 2031 | Mitigation | 0.95 | 45 | 0 | esc | 0.00097009 | 7.8963e-09 | 0.00097009 | 7.8963e-09 | 0.0027785 | 4.8994e-11 | 0.0083522 | 2.4287e-08
[120 empty] | 7.3.3.17.5 (Remote Grid) Updates to grid topology to minimize risk of ignition in HFTDs Remote GridWLDFRVegetation ContactAggregated | WLDFR | HFTD - Distribution - Tier 3 - 2QU CoRE ¦ 5QU LoRE | Non-Red Flag Warning - Large Fires | Vegetation Contact | Aggregated | 2032 | 8.1398e-06 | 22.7224 | 0.00018496 | 2032 | Mitigation | 0.95 | 45 | 0 | esc | 0.00097009 | 7.8963e-09 | 0.00097009 | 7.8963e-09 | 0.0027785 | 4.8994e-11 | 0.0083522 | 2.4287e-08
[120 empty] | 7.3.3.17.5 (Remote Grid) Updates to grid topology to minimize risk of ignition in HFTDs Remote GridWLDFRVegetation ContactAggregated | WLDFR | HFTD - Distribution - Tier 3 - 2QU CoRE ¦ 5QU LoRE | Non-Red Flag Warning - Large Fires | Vegetation Contact | Aggregated | 2033 | 8.1398e-06 | 22.7224 | 0.00018496 | 2033 | Mitigation | 0.95 | 45 | 0 | esc | 0.00097009 | 7.8963e-09 | 0.00097009 | 7.8963e-09 | 0.0027785 | 4.8994e-11 | 0.0083522 | 2.4287e-08
[120 empty] | 7.3.3.17.5 (Remote Grid) Updates to grid topology to minimize risk of ignition in HFTDs Remote GridWLDFRVegetation ContactAggregated | WLDFR | HFTD - Distribution - Tier 3 - 2QU CoRE ¦ 5QU LoRE | Non-Red Flag Warning - Large Fires | Vegetation Contact | Aggregated | 2034 | 8.1398e-06 | 22.7224 | 0.00018496 | 2034 | Mitigation | 0.95 | 45 | 0 | esc | 0.00097009 | 7.8963e-09 | 0.00097009 | 7.8963e-09 | 0.0027785 | 4.8994e-11 | 0.0083522 | 2.4287e-08
[120 empty] | 7.3.3.17.5 (Remote Grid) Updates to grid topology to minimize risk of ignition in HFTDs Remote GridWLDFRVegetation ContactAggregated | WLDFR | HFTD - Distribution - Tier 3 - 2QU CoRE ¦ 5QU LoRE | Non-Red Flag Warning - Large Fires | Vegetation Contact | Aggregated | 2035 | 8.1398e-06 | 22.7224 | 0.00018496 | 2035 | Mitigation | 0.95 | 45 | 0 | esc | 0.00097009 | 7.8963e-09 | 0.00097009 | 7.8963e-09 | 0.0027785 | 4.8994e-11 | 0.0083522 | 2.4287e-08
[120 empty] | 7.3.3.17.5 (Remote Grid) Updates to grid topology to minimize risk of ignition in HFTDs Remote GridWLDFRVegetation ContactAggregated | WLDFR | HFTD - Distribution - Tier 3 - 2QU CoRE ¦ 5QU LoRE | Non-Red Flag Warning - Large Fires | Vegetation Contact | Aggregated | 2036 | 8.1398e-06 | 22.7224 | 0.00018496 | 2036 | Mitigation | 0.95 | 45 | 0 | esc | 0.00097009 | 7.8963e-09 | 0.00097009 | 7.8963e-09 | 0.0027785 | 4.8994e-11 | 0.0083522 | 2.4287e-08
[120 empty] | 7.3.3.17.5 (Remote Grid) Updates to grid topology to minimize risk of ignition in HFTDs Remote GridWLDFRVegetation ContactAggregated | WLDFR | HFTD - Distribution - Tier 3 - 2QU CoRE ¦ 5QU LoRE | Non-Red Flag Warning - Large Fires | Vegetation Contact | Aggregated | 2037 | 8.1398e-06 | 22.7224 | 0.00018496 | 2037 | Mitigation | 0.95 | 45 | 0 | esc | 0.00097009 | 7.8963e-09 | 0.00097009 | 7.8963e-09 | 0.0027785 | 4.8994e-11 | 0.0083522 | 2.4287e-08
[120 empty] | 7.3.3.17.5 (Remote Grid) Updates to grid topology to minimize risk of ignition in HFTDs Remote GridWLDFRVegetation ContactAggregated | WLDFR | HFTD - Distribution - Tier 3 - 2QU CoRE ¦ 5QU LoRE | Non-Red Flag Warning - Large Fires | Vegetation Contact | Aggregated | 2038 | 8.1398e-06 | 22.7224 | 0.00018496 | 2038 | Mitigation | 0.95 | 45 | 0 | esc | 0.00097009 | 7.8963e-09 | 0.00097009 | 7.8963e-09 | 0.0027785 | 4.8994e-11 | 0.0083522 | 2.4287e-08
[120 empty] | 7.3.3.17.5 (Remote Grid) Updates to grid topology to minimize risk of ignition in HFTDs Remote GridWLDFRVegetation ContactAggregated | WLDFR | HFTD - Distribution - Tier 3 - 2QU CoRE ¦ 5QU LoRE | Non-Red Flag Warning - Large Fires | Vegetation Contact | Aggregated | 2039 | 8.1398e-06 | 22.7224 | 0.00018496 | 2039 | Mitigation | 0.95 | 45 | 0 | esc | 0.00097009 | 7.8963e-09 | 0.00097009 | 7.8963e-09 | 0.0027785 | 4.8994e-11 | 0.0083522 | 2.4287e-08
[120 empty] | 7.3.3.17.5 (Remote Grid) Updates to grid topology to minimize risk of ignition in HFTDs Remote GridWLDFRVegetation ContactAggregated | WLDFR | HFTD - Distribution - Tier 3 - 2QU CoRE ¦ 5QU LoRE | Non-Red Flag Warning - Large Fires | Vegetation Contact | Aggregated | 2040 | 8.1398e-06 | 22.7224 | 0.00018496 | 2040 | Mitigation | 0.95 | 45 | 0 | esc | 0.00097009 | 7.8963e-09 | 0.00097009 | 7.8963e-09 | 0 | 0 | 0.0083522 | 2.4287e-08
[120 empty] | 7.3.3.17.5 (Remote Grid) Updates to grid topology to minimize risk of ignition in HFTDs Remote GridWLDFRVegetation ContactAggregated | WLDFR | HFTD - Distribution - Tier 3 - 2QU CoRE ¦ 5QU LoRE | Non-Red Flag Warning - Large Fires | Vegetation Contact | Aggregated | 2041 | 8.1398e-06 | 22.7224 | 0.00018496 | 2041 | Mitigation | 0.95 | 45 | 0 | esc | 0.00097009 | 7.8963e-09 | 0.00097009 | 7.8963e-09 | 0.0027785 | 1.2659e-08 | 0.0083522 | 2.4287e-08
[120 empty] | 7.3.3.17.5 (Remote Grid) Updates to grid topology to minimize risk of ignition in HFTDs Remote GridWLDFRVegetation ContactAggregated | WLDFR | HFTD - Distribution - Tier 3 - 2QU CoRE ¦ 5QU LoRE | Non-Red Flag Warning - Large Fires | Vegetation Contact | Aggregated | 2042 | 8.1398e-06 | 22.7224 | 0.00018496 | 2042 | Mitigation | 0.95 | 45 | 0 | esc | 0.00097009 | 7.8963e-09 | 0.00097009 | 7.8963e-09 | 0.0027785 | 1.2659e-08 | 0.0083522 | 2.4287e-08
[120 empty] | 7.3.3.17.5 (Remote Grid) Updates to grid topology to minimize risk of ignition in HFTDs Remote GridWLDFRVegetation ContactAggregated | WLDFR | HFTD - Distribution - Tier 3 - 2QU CoRE ¦ 5QU LoRE | Non-Red Flag Warning - Large Fires | Vegetation Contact | Aggregated | 2043 | 8.1398e-06 | 22.7224 | 0.00018496 | 2043 | Mitigation | 0.95 | 45 | 0 | esc | 0.00097009 | 7.8963e-09 | 0.00097009 | 7.8963e-09 | 0.0027785 | 1.2659e-08 | 0.0083522 | 2.4287e-08
[120 empty] | 7.3.3.17.5 (Remote Grid) Updates to grid topology to minimize risk of ignition in HFTDs Remote GridWLDFRVegetation ContactAggregated | WLDFR | HFTD - Distribution - Tier 3 - 2QU CoRE ¦ 5QU LoRE | Non-Red Flag Warning - Large Fires | Vegetation Contact | Aggregated | 2044 | 8.1398e-06 | 22.7224 | 0.00018496 | 2044 | Mitigation | 0.95 | 45 | 0 | esc | 0.00097009 | 7.8963e-09 | 0.00097009 | 7.8963e-09 | 0.0027785 | 1.2659e-08 | 0.0083522 | 2.4287e-08
[120 empty] | 7.3.3.17.5 (Remote Grid) Updates to grid topology to minimize risk of ignition in HFTDs Remote GridWLDFRVegetation ContactAggregated | WLDFR | HFTD - Distribution - Tier 3 - 2QU CoRE ¦ 5QU LoRE | Non-Red Flag Warning - Large Fires | Vegetation Contact | Aggregated | 2045 | 8.1398e-06 | 22.7224 | 0.00018496 | 2045 | Mitigation | 0.95 | 45 | 0 | esc | 0.00097009 | 7.8963e-09 | 0.00097009 | 7.8963e-09 | 0.0027785 | 1.2659e-08 | 0.0083522 | 2.4287e-08
[120 empty] | 7.3.3.17.5 (Remote Grid) Updates to grid topology to minimize risk of ignition in HFTDs Remote GridWLDFRVegetation ContactAggregated | WLDFR | HFTD - Distribution - Tier 3 - 2QU CoRE ¦ 5QU LoRE | Non-Red Flag Warning - Large Fires | Vegetation Contact | Aggregated | 2046 | 8.1398e-06 | 22.7224 | 0.00018496 | 2046 | Mitigation | 0.95 | 45 | 0 | esc | 0.00097009 | 7.8963e-09 | 0.00097009 | 7.8963e-09 | 0.0027785 | 1.2659e-08 | 0.0083522 | 2.4287e-08
[120 empty] | 7.3.3.17.5 (Remote Grid) Updates to grid topology to minimize risk of ignition in HFTDs Remote GridWLDFRVegetation ContactAggregated | WLDFR | HFTD - Distribution - Tier 3 - 2QU CoRE ¦ 5QU LoRE | Non-Red Flag Warning - Large Fires | Vegetation Contact | Aggregated | 2047 | 8.1398e-06 | 22.7224 | 0.00018496 | 2047 | Mitigation | 0.95 | 45 | 0 | esc | 0.00097009 | 7.8963e-09 | 0.00097009 | 7.8963e-09 | 0.0027785 | 1.2659e-08 | 0.0083522 | 2.4287e-08
[120 empty] | 7.3.3.17.5 (Remote Grid) Updates to grid topology to minimize risk of ignition in HFTDs Remote GridWLDFRVegetation ContactAggregated | WLDFR | HFTD - Distribution - Tier 3 - 2QU CoRE ¦ 5QU LoRE | Non-Red Flag Warning - Large Fires | Vegetation Contact | Aggregated | 2048 | 8.1398e-06 | 22.7224 | 0.00018496 | 2048 | Mitigation | 0.95 | 45 | 0 | esc | 0.00097009 | 7.8963e-09 | 0.00097009 | 7.8963e-09 | 0.0027785 | 1.2659e-08 | 0.0083522 | 2.4287e-08
[120 empty] | 7.3.3.17.5 (Remote Grid) Updates to grid topology to minimize risk of ignition in HFTDs Remote GridWLDFRVegetation ContactAggregated | WLDFR | HFTD - Distribution - Tier 3 - 2QU CoRE ¦ 5QU LoRE | Non-Red Flag Warning - Large Fires | Vegetation Contact | Aggregated | 2049 | 8.1398e-06 | 22.7224 | 0.00018496 | 2049 | Mitigation | 0.95 | 45 | 0 | esc | 0.00097009 | 7.8963e-09 | 0.00097009 | 7.8963e-09 | 0.0027785 | 1.2659e-08 | 0.0083522 | 2.4287e-08
[120 empty] | 7.3.3.17.5 (Remote Grid) Updates to grid topology to minimize risk of ignition in HFTDs Remote GridWLDFRVegetation ContactAggregated | WLDFR | HFTD - Distribution - Tier 3 - 2QU CoRE ¦ 5QU LoRE | Non-Red Flag Warning - Large Fires | Vegetation Contact | Aggregated | 2050 | 8.1398e-06 | 22.7224 | 0.00018496 | 2050 | Mitigation | 0.95 | 45 | 0 | esc | 0.00097009 | 7.8963e-09 | 0.00097009 | 7.8963e-09 | 0.0027785 | 1.2659e-08 | 0.0083522 | 2.4287e-08
[120 empty] | 7.3.3.17.5 (Remote Grid) Updates to grid topology to minimize risk of ignition in HFTDs Remote GridWLDFRVegetation ContactAggregated | WLDFR | HFTD - Distribution - Tier 3 - 2QU CoRE ¦ 5QU LoRE | Non-Red Flag Warning - Large Fires | Vegetation Contact | Aggregated | 2051 | 8.1398e-06 | 22.7224 | 0.00018496 | 2051 | Mitigation | 0.95 | 45 | 0 | esc | 0.00097009 | 7.8963e-09 | 0.00097009 | 7.8963e-09 | 0.0027785 | 1.2659e-08 | 0.0083522 | 2.4287e-08
[120 empty] | 7.3.3.17.5 (Remote Grid) Updates to grid topology to minimize risk of ignition in HFTDs Remote GridWLDFRVegetation ContactAggregated | WLDFR | HFTD - Distribution - Tier 3 - 2QU CoRE ¦ 5QU LoRE | Non-Red Flag Warning - Large Fires | Vegetation Contact | Aggregated | 2052 | 8.1398e-06 | 22.7224 | 0.00018496 | 2052 | Mitigation | 0.95 | 45 | 0 | esc | 0.00097009 | 7.8963e-09 | 0.00097009 | 7.8963e-09 | 0.0027785 | 1.2659e-08 | 0.0083522 | 2.4287e-08
[120 empty] | 7.3.3.17.5 (Remote Grid) Updates to grid topology to minimize risk of ignition in HFTDs Remote GridWLDFRVegetation ContactAggregated | WLDFR | HFTD - Distribution - Tier 3 - 2QU CoRE ¦ 5QU LoRE | Non-Red Flag Warning - Large Fires | Vegetation Contact | Aggregated | 2053 | 8.1398e-06 | 22.7224 | 0.00018496 | 2053 | Mitigation | 0.95 | 45 | 0 | esc | 0.00097009 | 7.8963e-09 | 0.00097009 | 7.8963e-09 | 0.0027785 | 1.2659e-08 | 0.0083522 | 2.4287e-08
[120 empty] | 7.3.3.17.5 (Remote Grid) Updates to grid topology to minimize risk of ignition in HFTDs Remote GridWLDFRVegetation ContactAggregated | WLDFR | HFTD - Distribution - Tier 3 - 2QU CoRE ¦ 5QU LoRE | Non-Red Flag Warning - Large Fires | Vegetation Contact | Aggregated | 2054 | 8.1398e-06 | 22.7224 | 0.00018496 | 2054 | Mitigation | 0.95 | 45 | 0 | esc | 0.00097009 | 7.8963e-09 | 0.00097009 | 7.8963e-09 | 0.0027785 | 1.2659e-08 | 0.0083522 | 2.4287e-08
[120 empty] | 7.3.3.17.5 (Remote Grid) Updates to grid topology to minimize risk of ignition in HFTDs Remote GridWLDFRVegetation ContactAggregated | WLDFR | HFTD - Distribution - Tier 3 - 2QU CoRE ¦ 5QU LoRE | Non-Red Flag Warning - Large Fires | Vegetation Contact | Aggregated | 2055 | 8.1398e-06 | 22.7224 | 0.00018496 | 2055 | Mitigation | 0.95 | 45 | 0 | esc | 0.00097009 | 7.8963e-09 | 0.00097009 | 7.8963e-09 | 0.0027785 | 1.2659e-08 | 0.0083522 | 2.4287e-08
[120 empty] | 7.3.3.17.5 (Remote Grid) Updates to grid topology to minimize risk of ignition in HFTDs Remote GridWLDFRVegetation ContactAggregated | WLDFR | HFTD - Distribution - Tier 3 - 2QU CoRE ¦ 5QU LoRE | Non-Red Flag Warning - Large Fires | Vegetation Contact | Aggregated | 2056 | 8.1398e-06 | 22.7224 | 0.00018496 | 2056 | Mitigation | 0.95 | 45 | 0 | esc | 0.00097009 | 7.8963e-09 | 0.00097009 | 7.8963e-09 | 0.0027785 | 1.2659e-08 | 0.0083522 | 2.4287e-08
[120 empty] | 7.3.3.17.5 (Remote Grid) Updates to grid topology to minimize risk of ignition in HFTDs Remote GridWLDFRVegetation ContactAggregated | WLDFR | HFTD - Distribution - Tier 3 - 2QU CoRE ¦ 5QU LoRE | Non-Red Flag Warning - Large Fires | Vegetation Contact | Aggregated | 2057 | 8.1398e-06 | 22.7224 | 0.00018496 | 2057 | Mitigation | 0.95 | 45 | 0 | esc | 0.00097009 | 7.8963e-09 | 0.00097009 | 7.8963e-09 | 0.0027785 | 1.2659e-08 | 0.0083522 | 2.4287e-08
[120 empty] | 7.3.3.17.5 (Remote Grid) Updates to grid topology to minimize risk of ignition in HFTDs Remote GridWLDFRVegetation ContactAggregated | WLDFR | HFTD - Distribution - Tier 3 - 2QU CoRE ¦ 5QU LoRE | Non-Red Flag Warning - Large Fires | Vegetation Contact | Aggregated | 2058 | 8.1398e-06 | 22.7224 | 0.00018496 | 2058 | Mitigation | 0.95 | 45 | 0 | esc | 0.00097009 | 7.8963e-09 | 0.00097009 | 7.8963e-09 | 0.0027785 | 1.2659e-08 | 0.0083522 | 2.4287e-08
[120 empty] | 7.3.3.17.5 (Remote Grid) Updates to grid topology to minimize risk of ignition in HFTDs Remote GridWLDFRVegetation ContactAggregated | WLDFR | HFTD - Distribution - Tier 3 - 2QU CoRE ¦ 5QU LoRE | Non-Red Flag Warning - Large Fires | Vegetation Contact | Aggregated | 2059 | 8.1398e-06 | 22.7224 | 0.00018496 | 2059 | Mitigation | 0.95 | 45 | 0 | esc | 0.00097009 | 7.8963e-09 | 0.00097009 | 7.8963e-09 | 0.0027785 | 1.2659e-08 | 0.0083522 | 2.4287e-08
[120 empty] | 7.3.3.17.5 (Remote Grid) Updates to grid topology to minimize risk of ignition in HFTDs Remote GridWLDFRVegetation ContactAggregated | WLDFR | HFTD - Distribution - Tier 3 - 2QU CoRE ¦ 5QU LoRE | Non-Red Flag Warning - Large Fires | Vegetation Contact | Aggregated | 2060 | 8.1398e-06 | 22.7224 | 0.00018496 | 2060 | Mitigation | 0.95 | 45 | 0 | esc | 0.00097009 | 7.8963e-09 | 0.00097009 | 7.8963e-09 | 0.0027785 | 1.2659e-08 | 0 | 0
[120 empty] | 7.3.3.17.5 (Remote Grid) Updates to grid topology to minimize risk of ignition in HFTDs Remote GridWLDFRVegetation ContactAggregated | WLDFR | HFTD - Distribution - Tier 3 - 2QU CoRE ¦ 5QU LoRE | Non-Red Flag Warning - Large Fires | Vegetation Contact | Aggregated | 2061 | 8.1398e-06 | 22.7224 | 0.00018496 | 2061 | Mitigation | 0.95 | 45 | 0 | esc | 0.00097009 | 7.8963e-09 | 0.00097009 | 7.8963e-09 | 0.0027785 | 1.2659e-08 | 0 | 0
[120 empty] | 7.3.3.17.5 (Remote Grid) Updates to grid topology to minimize risk of ignition in HFTDs Remote GridWLDFRVegetation ContactAggregated | WLDFR | HFTD - Distribution - Tier 3 - 2QU CoRE ¦ 5QU LoRE | Non-Red Flag Warning - Large Fires | Vegetation Contact | Aggregated | 2062 | 8.1398e-06 | 22.7224 | 0.00018496 | 2062 | Mitigation | 0.95 | 45 | 0 | esc | 0.00097009 | 7.8963e-09 | 0.00097009 | 7.8963e-09 | 0.0027785 | 1.2659e-08 | 0.0092336 | 2.8263e-09
[120 empty] | 7.3.3.17.5 (Remote Grid) Updates to grid topology to minimize risk of ignition in HFTDs Remote GridWLDFRVegetation ContactAggregated | WLDFR | HFTD - Distribution - Tier 3 - 2QU CoRE ¦ 5QU LoRE | Non-Red Flag Warning - Large Fires | Vegetation Contact | Aggregated | 2063 | 8.1398e-06 | 22.7224 | 0.00018496 | 2063 | Mitigation | 0.95 | 45 | 0 | esc | 0.00097009 | 7.8963e-09 | 0.00097009 | 7.8963e-09 | 0.0027785 | 1.2659e-08 | 0.0092336 | 2.8263e-09
[120 empty] | 7.3.3.17.5 (Remote Grid) Updates to grid topology to minimize risk of ignition in HFTDs Remote GridWLDFRVegetation ContactAggregated | WLDFR | HFTD - Distribution - Tier 3 - 2QU CoRE ¦ 5QU LoRE | Non-Red Flag Warning - Large Fires | Vegetation Contact | Aggregated | 2064 | 8.1398e-06 | 22.7224 | 0.00018496 | 2064 | Mitigation | 0.95 | 45 | 0 | esc | 0.00097009 | 7.8963e-09 | 0.00097009 | 7.8963e-09 | 0.0027785 | 1.2659e-08 | 0.0092336 | 2.8263e-09
[120 empty] | 7.3.3.17.5 (Remote Grid) Updates to grid topology to minimize risk of ignition in HFTDs Remote GridWLDFRVegetation ContactAggregated | WLDFR | HFTD - Distribution - Tier 3 - 2QU CoRE ¦ 5QU LoRE | Non-Red Flag Warning - Large Fires | Vegetation Contact | Aggregated | 2065 | 8.1398e-06 | 22.7224 | 0.00018496 | 2065 | Mitigation | 0.95 | 45 | 0 | esc | 0.00097009 | 7.8963e-09 | 0.00097009 | 7.8963e-09 | 0.0027785 | 1.2659e-08 | 0.0092336 | 2.8263e-09
[120 empty] | 7.3.3.17.5 (Remote Grid) Updates to grid topology to minimize risk of ignition in HFTDs Remote GridWLDFRVegetation ContactAggregated | WLDFR | HFTD - Distribution - Tier 3 - 2QU CoRE ¦ 5QU LoRE | Non-Red Flag Warning - Large Fires | Vegetation Contact | Aggregated | 2066 | 8.1398e-06 | 22.7224 | 0.00018496 | 2066 | Mitigation | 0.95 | 45 | 0 | esc | 0.00097009 | 7.8963e-09 | 0.00097009 | 7.8963e-09 | 0.0027785 | 1.2659e-08 | 0.0092336 | 2.8263e-09
[120 empty] | 7.3.3.17.5 (Remote Grid) Updates to grid topology to minimize risk of ignition in HFTDs Remote GridWLDFRVegetation ContactAggregated | WLDFR | HFTD - Distribution - Tier 3 - 2QU CoRE ¦ 5QU LoRE | Non-Red Flag Warning - Large Fires | Vegetation Contact | Aggregated | 2067 | 8.1398e-06 | 22.7224 | 0.00018496 | 2067 | Mitigation | 0.95 | 45 | 0 | esc | 0 | 0 | 0.00097009 | 7.8963e-09 | 0.0027785 | 1.2659e-08 | 0.0092336 | 2.8263e-09
[120 empty] | 7.3.3.17.5 (Remote Grid) Updates to grid topology to minimize risk of ignition in HFTDs Remote GridWLDFRWire-to-wire contactAggregated | WLDFR | HFTD - Distribution - Tier 3 - 2QU CoRE ¦ 5QU LoRE | Non-Red Flag Warning - Large Fires | Wire-to-wire contact | Aggregated | 2022 | 3.1739e-06 | 22.7224 | 7.212e-05 | 2022 | Mitigation | 0.95 | 45 | 0 | esc | 0.00097009 | 3.079e-09 | 0 | 0 | 0.0027785 | 1.2659e-08 | 0.0092336 | 2.8263e-09
[120 empty] | 7.3.3.17.5 (Remote Grid) Updates to grid topology to minimize risk of ignition in HFTDs Remote GridWLDFRWire-to-wire contactAggregated | WLDFR | HFTD - Distribution - Tier 3 - 2QU CoRE ¦ 5QU LoRE | Non-Red Flag Warning - Large Fires | Wire-to-wire contact | Aggregated | 2023 | 3.1739e-06 | 22.7224 | 7.212e-05 | 2023 | Mitigation | 0.95 | 45 | 0 | esc | 0.00097009 | 3.079e-09 | 0.00097009 | 3.079e-09 | 0.0027785 | 1.2659e-08 | 0.0092336 | 2.8263e-09
[120 empty] | 7.3.3.17.5 (Remote Grid) Updates to grid topology to minimize risk of ignition in HFTDs Remote GridWLDFRWire-to-wire contactAggregated | WLDFR | HFTD - Distribution - Tier 3 - 2QU CoRE ¦ 5QU LoRE | Non-Red Flag Warning - Large Fires | Wire-to-wire contact | Aggregated | 2024 | 3.1739e-06 | 22.7224 | 7.212e-05 | 2024 | Mitigation | 0.95 | 45 | 0 | esc | 0.00097009 | 3.079e-09 | 0.00097009 | 3.079e-09 | 0.0027785 | 1.2659e-08 | 0.0092336 | 2.8263e-09
[120 empty] | 7.3.3.17.5 (Remote Grid) Updates to grid topology to minimize risk of ignition in HFTDs Remote GridWLDFRWire-to-wire contactAggregated | WLDFR | HFTD - Distribution - Tier 3 - 2QU CoRE ¦ 5QU LoRE | Non-Red Flag Warning - Large Fires | Wire-to-wire contact | Aggregated | 2025 | 3.1739e-06 | 22.7224 | 7.212e-05 | 2025 | Mitigation | 0.95 | 45 | 0 | esc | 0.00097009 | 3.079e-09 | 0.00097009 | 3.079e-09 | 0.0027785 | 1.2659e-08 | 0.0092336 | 2.8263e-09
[120 empty] | 7.3.3.17.5 (Remote Grid) Updates to grid topology to minimize risk of ignition in HFTDs Remote GridWLDFRWire-to-wire contactAggregated | WLDFR | HFTD - Distribution - Tier 3 - 2QU CoRE ¦ 5QU LoRE | Non-Red Flag Warning - Large Fires | Wire-to-wire contact | Aggregated | 2026 | 3.1739e-06 | 22.7224 | 7.212e-05 | 2026 | Mitigation | 0.95 | 45 | 0 | esc | 0.00097009 | 3.079e-09 | 0.00097009 | 3.079e-09 | 0.0027785 | 1.2659e-08 | 0.0092336 | 2.8263e-09
[120 empty] | 7.3.3.17.5 (Remote Grid) Updates to grid topology to minimize risk of ignition in HFTDs Remote GridWLDFRWire-to-wire contactAggregated | WLDFR | HFTD - Distribution - Tier 3 - 2QU CoRE ¦ 5QU LoRE | Non-Red Flag Warning - Large Fires | Wire-to-wire contact | Aggregated | 2027 | 3.1739e-06 | 22.7224 | 7.212e-05 | 2027 | Mitigation | 0.95 | 45 | 0 | esc | 0.00097009 | 3.079e-09 | 0.00097009 | 3.079e-09 | 0.0027785 | 1.2659e-08 | 0.0092336 | 2.8263e-09
[120 empty] | 7.3.3.17.5 (Remote Grid) Updates to grid topology to minimize risk of ignition in HFTDs Remote GridWLDFRWire-to-wire contactAggregated | WLDFR | HFTD - Distribution - Tier 3 - 2QU CoRE ¦ 5QU LoRE | Non-Red Flag Warning - Large Fires | Wire-to-wire contact | Aggregated | 2028 | 3.1739e-06 | 22.7224 | 7.212e-05 | 2028 | Mitigation | 0.95 | 45 | 0 | esc | 0.00097009 | 3.079e-09 | 0.00097009 | 3.079e-09 | 0.0027785 | 1.2659e-08 | 0.0092336 | 2.8263e-09
[120 empty] | 7.3.3.17.5 (Remote Grid) Updates to grid topology to minimize risk of ignition in HFTDs Remote GridWLDFRWire-to-wire contactAggregated | WLDFR | HFTD - Distribution - Tier 3 - 2QU CoRE ¦ 5QU LoRE | Non-Red Flag Warning - Large Fires | Wire-to-wire contact | Aggregated | 2029 | 3.1739e-06 | 22.7224 | 7.212e-05 | 2029 | Mitigation | 0.95 | 45 | 0 | esc | 0.00097009 | 3.079e-09 | 0.00097009 | 3.079e-09 | 0.0027785 | 1.2659e-08 | 0.0092336 | 2.8263e-09
[120 empty] | 7.3.3.17.5 (Remote Grid) Updates to grid topology to minimize risk of ignition in HFTDs Remote GridWLDFRWire-to-wire contactAggregated | WLDFR | HFTD - Distribution - Tier 3 - 2QU CoRE ¦ 5QU LoRE | Non-Red Flag Warning - Large Fires | Wire-to-wire contact | Aggregated | 2030 | 3.1739e-06 | 22.7224 | 7.212e-05 | 2030 | Mitigation | 0.95 | 45 | 0 | esc | 0.00097009 | 3.079e-09 | 0.00097009 | 3.079e-09 | 0.0027785 | 1.2659e-08 | 0.0092336 | 2.8263e-09
[120 empty] | 7.3.3.17.5 (Remote Grid) Updates to grid topology to minimize risk of ignition in HFTDs Remote GridWLDFRWire-to-wire contactAggregated | WLDFR | HFTD - Distribution - Tier 3 - 2QU CoRE ¦ 5QU LoRE | Non-Red Flag Warning - Large Fires | Wire-to-wire contact | Aggregated | 2031 | 3.1739e-06 | 22.7224 | 7.212e-05 | 2031 | Mitigation | 0.95 | 45 | 0 | esc | 0.00097009 | 3.079e-09 | 0.00097009 | 3.079e-09 | 0.0027785 | 1.2659e-08 | 0.0092336 | 2.8263e-09
[120 empty] | 7.3.3.17.5 (Remote Grid) Updates to grid topology to minimize risk of ignition in HFTDs Remote GridWLDFRWire-to-wire contactAggregated | WLDFR | HFTD - Distribution - Tier 3 - 2QU CoRE ¦ 5QU LoRE | Non-Red Flag Warning - Large Fires | Wire-to-wire contact | Aggregated | 2032 | 3.1739e-06 | 22.7224 | 7.212e-05 | 2032 | Mitigation | 0.95 | 45 | 0 | esc | 0.00097009 | 3.079e-09 | 0.00097009 | 3.079e-09 | 0.0027785 | 1.2659e-08 | 0.0092336 | 2.8263e-09
[120 empty] | 7.3.3.17.5 (Remote Grid) Updates to grid topology to minimize risk of ignition in HFTDs Remote GridWLDFRWire-to-wire contactAggregated | WLDFR | HFTD - Distribution - Tier 3 - 2QU CoRE ¦ 5QU LoRE | Non-Red Flag Warning - Large Fires | Wire-to-wire contact | Aggregated | 2033 | 3.1739e-06 | 22.7224 | 7.212e-05 | 2033 | Mitigation | 0.95 | 45 | 0 | esc | 0.00097009 | 3.079e-09 | 0.00097009 | 3.079e-09 | 0.0027785 | 1.2659e-08 | 0.0092336 | 2.8263e-09
[120 empty] | 7.3.3.17.5 (Remote Grid) Updates to grid topology to minimize risk of ignition in HFTDs Remote GridWLDFRWire-to-wire contactAggregated | WLDFR | HFTD - Distribution - Tier 3 - 2QU CoRE ¦ 5QU LoRE | Non-Red Flag Warning - Large Fires | Wire-to-wire contact | Aggregated | 2034 | 3.1739e-06 | 22.7224 | 7.212e-05 | 2034 | Mitigation | 0.95 | 45 | 0 | esc | 0.00097009 | 3.079e-09 | 0.00097009 | 3.079e-09 | 0.0027785 | 1.2659e-08 | 0.0092336 | 2.8263e-09
[120 empty] | 7.3.3.17.5 (Remote Grid) Updates to grid topology to minimize risk of ignition in HFTDs Remote GridWLDFRWire-to-wire contactAggregated | WLDFR | HFTD - Distribution - Tier 3 - 2QU CoRE ¦ 5QU LoRE | Non-Red Flag Warning - Large Fires | Wire-to-wire contact | Aggregated | 2035 | 3.1739e-06 | 22.7224 | 7.212e-05 | 2035 | Mitigation | 0.95 | 45 | 0 | esc | 0.00097009 | 3.079e-09 | 0.00097009 | 3.079e-09 | 0.0027785 | 1.2659e-08 | 0.0092336 | 2.8263e-09
[120 empty] | 7.3.3.17.5 (Remote Grid) Updates to grid topology to minimize risk of ignition in HFTDs Remote GridWLDFRWire-to-wire contactAggregated | WLDFR | HFTD - Distribution - Tier 3 - 2QU CoRE ¦ 5QU LoRE | Non-Red Flag Warning - Large Fires | Wire-to-wire contact | Aggregated | 2036 | 3.1739e-06 | 22.7224 | 7.212e-05 | 2036 | Mitigation | 0.95 | 45 | 0 | esc | 0.00097009 | 3.079e-09 | 0.00097009 | 3.079e-09 | 0.0027785 | 1.2659e-08 | 0.0092336 | 2.8263e-09
[120 empty] | 7.3.3.17.5 (Remote Grid) Updates to grid topology to minimize risk of ignition in HFTDs Remote GridWLDFRWire-to-wire contactAggregated | WLDFR | HFTD - Distribution - Tier 3 - 2QU CoRE ¦ 5QU LoRE | Non-Red Flag Warning - Large Fires | Wire-to-wire contact | Aggregated | 2037 | 3.1739e-06 | 22.7224 | 7.212e-05 | 2037 | Mitigation | 0.95 | 45 | 0 | esc | 0.00097009 | 3.079e-09 | 0.00097009 | 3.079e-09 | 0.0027785 | 1.2659e-08 | 0.0092336 | 2.8263e-09
[120 empty] | 7.3.3.17.5 (Remote Grid) Updates to grid topology to minimize risk of ignition in HFTDs Remote GridWLDFRWire-to-wire contactAggregated | WLDFR | HFTD - Distribution - Tier 3 - 2QU CoRE ¦ 5QU LoRE | Non-Red Flag Warning - Large Fires | Wire-to-wire contact | Aggregated | 2038 | 3.1739e-06 | 22.7224 | 7.212e-05 | 2038 | Mitigation | 0.95 | 45 | 0 | esc | 0.00097009 | 3.079e-09 | 0.00097009 | 3.079e-09 | 0.0027785 | 1.2659e-08 | 0.0092336 | 2.8263e-09
[120 empty] | 7.3.3.17.5 (Remote Grid) Updates to grid topology to minimize risk of ignition in HFTDs Remote GridWLDFRWire-to-wire contactAggregated | WLDFR | HFTD - Distribution - Tier 3 - 2QU CoRE ¦ 5QU LoRE | Non-Red Flag Warning - Large Fires | Wire-to-wire contact | Aggregated | 2039 | 3.1739e-06 | 22.7224 | 7.212e-05 | 2039 | Mitigation | 0.95 | 45 | 0 | esc | 0.00097009 | 3.079e-09 | 0.00097009 | 3.079e-09 | 0.0027785 | 1.2659e-08 | 0.0092336 | 2.8263e-09
[120 empty] | 7.3.3.17.5 (Remote Grid) Updates to grid topology to minimize risk of ignition in HFTDs Remote GridWLDFRWire-to-wire contactAggregated | WLDFR | HFTD - Distribution - Tier 3 - 2QU CoRE ¦ 5QU LoRE | Non-Red Flag Warning - Large Fires | Wire-to-wire contact | Aggregated | 2040 | 3.1739e-06 | 22.7224 | 7.212e-05 | 2040 | Mitigation | 0.95 | 45 | 0 | esc | 0.00097009 | 3.079e-09 | 0.00097009 | 3.079e-09 | 0.0027785 | 1.2659e-08 | 0.0092336 | 2.8263e-09
[120 empty] | 7.3.3.17.5 (Remote Grid) Updates to grid topology to minimize risk of ignition in HFTDs Remote GridWLDFRWire-to-wire contactAggregated | WLDFR | HFTD - Distribution - Tier 3 - 2QU CoRE ¦ 5QU LoRE | Non-Red Flag Warning - Large Fires | Wire-to-wire contact | Aggregated | 2041 | 3.1739e-06 | 22.7224 | 7.212e-05 | 2041 | Mitigation | 0.95 | 45 | 0 | esc | 0.00097009 | 3.079e-09 | 0.00097009 | 3.079e-09 | 0.0027785 | 1.2659e-08 | 0.0092336 | 2.8263e-09
[120 empty] | 7.3.3.17.5 (Remote Grid) Updates to grid topology to minimize risk of ignition in HFTDs Remote GridWLDFRWire-to-wire contactAggregated | WLDFR | HFTD - Distribution - Tier 3 - 2QU CoRE ¦ 5QU LoRE | Non-Red Flag Warning - Large Fires | Wire-to-wire contact | Aggregated | 2042 | 3.1739e-06 | 22.7224 | 7.212e-05 | 2042 | Mitigation | 0.95 | 45 | 0 | esc | 0.00097009 | 3.079e-09 | 0.00097009 | 3.079e-09 | 0.0027785 | 1.2659e-08 | 0.0092336 | 2.8263e-09
[120 empty] | 7.3.3.17.5 (Remote Grid) Updates to grid topology to minimize risk of ignition in HFTDs Remote GridWLDFRWire-to-wire contactAggregated | WLDFR | HFTD - Distribution - Tier 3 - 2QU CoRE ¦ 5QU LoRE | Non-Red Flag Warning - Large Fires | Wire-to-wire contact | Aggregated | 2043 | 3.1739e-06 | 22.7224 | 7.212e-05 | 2043 | Mitigation | 0.95 | 45 | 0 | esc | 0.00097009 | 3.079e-09 | 0.00097009 | 3.079e-09 | 0.0027785 | 1.2659e-08 | 0.0092336 | 2.8263e-09
[120 empty] | 7.3.3.17.5 (Remote Grid) Updates to grid topology to minimize risk of ignition in HFTDs Remote GridWLDFRWire-to-wire contactAggregated | WLDFR | HFTD - Distribution - Tier 3 - 2QU CoRE ¦ 5QU LoRE | Non-Red Flag Warning - Large Fires | Wire-to-wire contact | Aggregated | 2044 | 3.1739e-06 | 22.7224 | 7.212e-05 | 2044 | Mitigation | 0.95 | 45 | 0 | esc | 0.00097009 | 3.079e-09 | 0.00097009 | 3.079e-09 | 0 | 0 | 0.0092336 | 2.8263e-09
[120 empty] | 7.3.3.17.5 (Remote Grid) Updates to grid topology to minimize risk of ignition in HFTDs Remote GridWLDFRWire-to-wire contactAggregated | WLDFR | HFTD - Distribution - Tier 3 - 2QU CoRE ¦ 5QU LoRE | Non-Red Flag Warning - Large Fires | Wire-to-wire contact | Aggregated | 2045 | 3.1739e-06 | 22.7224 | 7.212e-05 | 2045 | Mitigation | 0.95 | 45 | 0 | esc | 0.00097009 | 3.079e-09 | 0.00097009 | 3.079e-09 | 0.0027785 | 2.7583e-10 | 0.0092336 | 2.8263e-09
[120 empty] | 7.3.3.17.5 (Remote Grid) Updates to grid topology to minimize risk of ignition in HFTDs Remote GridWLDFRWire-to-wire contactAggregated | WLDFR | HFTD - Distribution - Tier 3 - 2QU CoRE ¦ 5QU LoRE | Non-Red Flag Warning - Large Fires | Wire-to-wire contact | Aggregated | 2046 | 3.1739e-06 | 22.7224 | 7.212e-05 | 2046 | Mitigation | 0.95 | 45 | 0 | esc | 0.00097009 | 3.079e-09 | 0.00097009 | 3.079e-09 | 0.0027785 | 2.7583e-10 | 0 | 0
[120 empty] | 7.3.3.17.5 (Remote Grid) Updates to grid topology to minimize risk of ignition in HFTDs Remote GridWLDFRWire-to-wire contactAggregated | WLDFR | HFTD - Distribution - Tier 3 - 2QU CoRE ¦ 5QU LoRE | Non-Red Flag Warning - Large Fires | Wire-to-wire contact | Aggregated | 2047 | 3.1739e-06 | 22.7224 | 7.212e-05 | 2047 | Mitigation | 0.95 | 45 | 0 | esc | 0.00097009 | 3.079e-09 | 0.00097009 | 3.079e-09 | 0.0027785 | 2.7583e-10 | 0 | 0
[120 empty] | 7.3.3.17.5 (Remote Grid) Updates to grid topology to minimize risk of ignition in HFTDs Remote GridWLDFRWire-to-wire contactAggregated | WLDFR | HFTD - Distribution - Tier 3 - 2QU CoRE ¦ 5QU LoRE | Non-Red Flag Warning - Large Fires | Wire-to-wire contact | Aggregated | 2048 | 3.1739e-06 | 22.7224 | 7.212e-05 | 2048 | Mitigation | 0.95 | 45 | 0 | esc | 0.00097009 | 3.079e-09 | 0.00097009 | 3.079e-09 | 0.0027785 | 2.7583e-10 | 0.0033164 | 4.9512e-08
[120 empty] | 7.3.3.17.5 (Remote Grid) Updates to grid topology to minimize risk of ignition in HFTDs Remote GridWLDFRWire-to-wire contactAggregated | WLDFR | HFTD - Distribution - Tier 3 - 2QU CoRE ¦ 5QU LoRE | Non-Red Flag Warning - Large Fires | Wire-to-wire contact | Aggregated | 2049 | 3.1739e-06 | 22.7224 | 7.212e-05 | 2049 | Mitigation | 0.95 | 45 | 0 | esc | 0.00097009 | 3.079e-09 | 0.00097009 | 3.079e-09 | 0.0027785 | 2.7583e-10 | 0.0033164 | 4.9512e-08
[120 empty] | 7.3.3.17.5 (Remote Grid) Updates to grid topology to minimize risk of ignition in HFTDs Remote GridWLDFRWire-to-wire contactAggregated | WLDFR | HFTD - Distribution - Tier 3 - 2QU CoRE ¦ 5QU LoRE | Non-Red Flag Warning - Large Fires | Wire-to-wire contact | Aggregated | 2050 | 3.1739e-06 | 22.7224 | 7.212e-05 | 2050 | Mitigation | 0.95 | 45 | 0 | esc | 0.00097009 | 3.079e-09 | 0.00097009 | 3.079e-09 | 0.0027785 | 2.7583e-10 | 0.0033164 | 4.9512e-08
[120 empty] | 7.3.3.17.5 (Remote Grid) Updates to grid topology to minimize risk of ignition in HFTDs Remote GridWLDFRWire-to-wire contactAggregated | WLDFR | HFTD - Distribution - Tier 3 - 2QU CoRE ¦ 5QU LoRE | Non-Red Flag Warning - Large Fires | Wire-to-wire contact | Aggregated | 2051 | 3.1739e-06 | 22.7224 | 7.212e-05 | 2051 | Mitigation | 0.95 | 45 | 0 | esc | 0.00097009 | 3.079e-09 | 0.00097009 | 3.079e-09 | 0.0027785 | 2.7583e-10 | 0.0033164 | 4.9512e-08
[120 empty] | 7.3.3.17.5 (Remote Grid) Updates to grid topology to minimize risk of ignition in HFTDs Remote GridWLDFRWire-to-wire contactAggregated | WLDFR | HFTD - Distribution - Tier 3 - 2QU CoRE ¦ 5QU LoRE | Non-Red Flag Warning - Large Fires | Wire-to-wire contact | Aggregated | 2052 | 3.1739e-06 | 22.7224 | 7.212e-05 | 2052 | Mitigation | 0.95 | 45 | 0 | esc | 0.00097009 | 3.079e-09 | 0.00097009 | 3.079e-09 | 0.0027785 | 2.7583e-10 | 0.0033164 | 4.9512e-08
[120 empty] | 7.3.3.17.5 (Remote Grid) Updates to grid topology to minimize risk of ignition in HFTDs Remote GridWLDFRWire-to-wire contactAggregated | WLDFR | HFTD - Distribution - Tier 3 - 2QU CoRE ¦ 5QU LoRE | Non-Red Flag Warning - Large Fires | Wire-to-wire contact | Aggregated | 2053 | 3.1739e-06 | 22.7224 | 7.212e-05 | 2053 | Mitigation | 0.95 | 45 | 0 | esc | 0.00097009 | 3.079e-09 | 0.00097009 | 3.079e-09 | 0.0027785 | 2.7583e-10 | 0.0033164 | 4.9512e-08
[120 empty] | 7.3.3.17.5 (Remote Grid) Updates to grid topology to minimize risk of ignition in HFTDs Remote GridWLDFRWire-to-wire contactAggregated | WLDFR | HFTD - Distribution - Tier 3 - 2QU CoRE ¦ 5QU LoRE | Non-Red Flag Warning - Large Fires | Wire-to-wire contact | Aggregated | 2054 | 3.1739e-06 | 22.7224 | 7.212e-05 | 2054 | Mitigation | 0.95 | 45 | 0 | esc | 0.00097009 | 3.079e-09 | 0.00097009 | 3.079e-09 | 0.0027785 | 2.7583e-10 | 0.0033164 | 4.9512e-08
[120 empty] | 7.3.3.17.5 (Remote Grid) Updates to grid topology to minimize risk of ignition in HFTDs Remote GridWLDFRWire-to-wire contactAggregated | WLDFR | HFTD - Distribution - Tier 3 - 2QU CoRE ¦ 5QU LoRE | Non-Red Flag Warning - Large Fires | Wire-to-wire contact | Aggregated | 2055 | 3.1739e-06 | 22.7224 | 7.212e-05 | 2055 | Mitigation | 0.95 | 45 | 0 | esc | 0.00097009 | 3.079e-09 | 0.00097009 | 3.079e-09 | 0.0027785 | 2.7583e-10 | 0.0033164 | 4.9512e-08
[120 empty] | 7.3.3.17.5 (Remote Grid) Updates to grid topology to minimize risk of ignition in HFTDs Remote GridWLDFRWire-to-wire contactAggregated | WLDFR | HFTD - Distribution - Tier 3 - 2QU CoRE ¦ 5QU LoRE | Non-Red Flag Warning - Large Fires | Wire-to-wire contact | Aggregated | 2056 | 3.1739e-06 | 22.7224 | 7.212e-05 | 2056 | Mitigation | 0.95 | 45 | 0 | esc | 0.00097009 | 3.079e-09 | 0.00097009 | 3.079e-09 | 0.0027785 | 2.7583e-10 | 0.0033164 | 4.9512e-08
[120 empty] | 7.3.3.17.5 (Remote Grid) Updates to grid topology to minimize risk of ignition in HFTDs Remote GridWLDFRWire-to-wire contactAggregated | WLDFR | HFTD - Distribution - Tier 3 - 2QU CoRE ¦ 5QU LoRE | Non-Red Flag Warning - Large Fires | Wire-to-wire contact | Aggregated | 2057 | 3.1739e-06 | 22.7224 | 7.212e-05 | 2057 | Mitigation | 0.95 | 45 | 0 | esc | 0.00097009 | 3.079e-09 | 0.00097009 | 3.079e-09 | 0.0027785 | 2.7583e-10 | 0.0033164 | 4.9512e-08
[120 empty] | 7.3.3.17.5 (Remote Grid) Updates to grid topology to minimize risk of ignition in HFTDs Remote GridWLDFRWire-to-wire contactAggregated | WLDFR | HFTD - Distribution - Tier 3 - 2QU CoRE ¦ 5QU LoRE | Non-Red Flag Warning - Large Fires | Wire-to-wire contact | Aggregated | 2058 | 3.1739e-06 | 22.7224 | 7.212e-05 | 2058 | Mitigation | 0.95 | 45 | 0 | esc | 0.00097009 | 3.079e-09 | 0.00097009 | 3.079e-09 | 0.0027785 | 2.7583e-10 | 0.0033164 | 4.9512e-08
[120 empty] | 7.3.3.17.5 (Remote Grid) Updates to grid topology to minimize risk of ignition in HFTDs Remote GridWLDFRWire-to-wire contactAggregated | WLDFR | HFTD - Distribution - Tier 3 - 2QU CoRE ¦ 5QU LoRE | Non-Red Flag Warning - Large Fires | Wire-to-wire contact | Aggregated | 2059 | 3.1739e-06 | 22.7224 | 7.212e-05 | 2059 | Mitigation | 0.95 | 45 | 0 | esc | 0.00097009 | 3.079e-09 | 0.00097009 | 3.079e-09 | 0.0027785 | 2.7583e-10 | 0.0033164 | 4.9512e-08
[120 empty] | 7.3.3.17.5 (Remote Grid) Updates to grid topology to minimize risk of ignition in HFTDs Remote GridWLDFRWire-to-wire contactAggregated | WLDFR | HFTD - Distribution - Tier 3 - 2QU CoRE ¦ 5QU LoRE | Non-Red Flag Warning - Large Fires | Wire-to-wire contact | Aggregated | 2060 | 3.1739e-06 | 22.7224 | 7.212e-05 | 2060 | Mitigation | 0.95 | 45 | 0 | esc | 0.00097009 | 3.079e-09 | 0.00097009 | 3.079e-09 | 0.0027785 | 2.7583e-10 | 0.0033164 | 4.9512e-08
[120 empty] | 7.3.3.17.5 (Remote Grid) Updates to grid topology to minimize risk of ignition in HFTDs Remote GridWLDFRWire-to-wire contactAggregated | WLDFR | HFTD - Distribution - Tier 3 - 2QU CoRE ¦ 5QU LoRE | Non-Red Flag Warning - Large Fires | Wire-to-wire contact | Aggregated | 2061 | 3.1739e-06 | 22.7224 | 7.212e-05 | 2061 | Mitigation | 0.95 | 45 | 0 | esc | 0.00097009 | 3.079e-09 | 0.00097009 | 3.079e-09 | 0.0027785 | 2.7583e-10 | 0.0033164 | 4.9512e-08
[120 empty] | 7.3.3.17.5 (Remote Grid) Updates to grid topology to minimize risk of ignition in HFTDs Remote GridWLDFRWire-to-wire contactAggregated | WLDFR | HFTD - Distribution - Tier 3 - 2QU CoRE ¦ 5QU LoRE | Non-Red Flag Warning - Large Fires | Wire-to-wire contact | Aggregated | 2062 | 3.1739e-06 | 22.7224 | 7.212e-05 | 2062 | Mitigation | 0.95 | 45 | 0 | esc | 0.00097009 | 3.079e-09 | 0.00097009 | 3.079e-09 | 0.0027785 | 2.7583e-10 | 0.0033164 | 4.9512e-08
[120 empty] | 7.3.3.17.5 (Remote Grid) Updates to grid topology to minimize risk of ignition in HFTDs Remote GridWLDFRWire-to-wire contactAggregated | WLDFR | HFTD - Distribution - Tier 3 - 2QU CoRE ¦ 5QU LoRE | Non-Red Flag Warning - Large Fires | Wire-to-wire contact | Aggregated | 2063 | 3.1739e-06 | 22.7224 | 7.212e-05 | 2063 | Mitigation | 0.95 | 45 | 0 | esc | 0.00097009 | 3.079e-09 | 0.00097009 | 3.079e-09 | 0.0027785 | 2.7583e-10 | 0.0033164 | 4.9512e-08
[120 empty] | 7.3.3.17.5 (Remote Grid) Updates to grid topology to minimize risk of ignition in HFTDs Remote GridWLDFRWire-to-wire contactAggregated | WLDFR | HFTD - Distribution - Tier 3 - 2QU CoRE ¦ 5QU LoRE | Non-Red Flag Warning - Large Fires | Wire-to-wire contact | Aggregated | 2064 | 3.1739e-06 | 22.7224 | 7.212e-05 | 2064 | Mitigation | 0.95 | 45 | 0 | esc | 0.00097009 | 3.079e-09 | 0.00097009 | 3.079e-09 | 0.0027785 | 2.7583e-10 | 0.0033164 | 4.9512e-08
[120 empty] | 7.3.3.17.5 (Remote Grid) Updates to grid topology to minimize risk of ignition in HFTDs Remote GridWLDFRWire-to-wire contactAggregated | WLDFR | HFTD - Distribution - Tier 3 - 2QU CoRE ¦ 5QU LoRE | Non-Red Flag Warning - Large Fires | Wire-to-wire contact | Aggregated | 2065 | 3.1739e-06 | 22.7224 | 7.212e-05 | 2065 | Mitigation | 0.95 | 45 | 0 | esc | 0.00097009 | 3.079e-09 | 0.00097009 | 3.079e-09 | 0.0027785 | 2.7583e-10 | 0.0033164 | 4.9512e-08
[120 empty] | 7.3.3.17.5 (Remote Grid) Updates to grid topology to minimize risk of ignition in HFTDs Remote GridWLDFRWire-to-wire contactAggregated | WLDFR | HFTD - Distribution - Tier 3 - 2QU CoRE ¦ 5QU LoRE | Non-Red Flag Warning - Large Fires | Wire-to-wire contact | Aggregated | 2066 | 3.1739e-06 | 22.7224 | 7.212e-05 | 2066 | Mitigation | 0.95 | 45 | 0 | esc | 0.00097009 | 3.079e-09 | 0.00097009 | 3.079e-09 | 0.0027785 | 2.7583e-10 | 0.0033164 | 4.9512e-08
[120 empty] | 7.3.3.17.5 (Remote Grid) Updates to grid topology to minimize risk of ignition in HFTDs Remote GridWLDFRWire-to-wire contactAggregated | WLDFR | HFTD - Distribution - Tier 3 - 2QU CoRE ¦ 5QU LoRE | Non-Red Flag Warning - Large Fires | Wire-to-wire contact | Aggregated | 2067 | 3.1739e-06 | 22.7224 | 7.212e-05 | 2067 | Mitigation | 0.95 | 45 | 0 | esc | 0 | 0 | 0.00097009 | 3.079e-09 | 0.0027785 | 2.7583e-10 | 0.0033164 | 4.9512e-08
[120 empty] | 7.3.3.17.5 (Remote Grid) Updates to grid topology to minimize risk of ignition in HFTDs Remote GridWLDFRContact from objectAggregated | WLDFR | HFTD - Distribution - Tier 3 - 2QU CoRE ¦ 5QU LoRE | Non-Red Flag Warning - Small Fires | Contact from object | Aggregated | 2022 | 0.00013075 | 22.7224 | 0.0029709 | 2022 | Mitigation | 0.95 | 45 | 0 | esc | 0.00097009 | 1.2683e-07 | 0 | 0 | 0.0027785 | 2.7583e-10 | 0.0033164 | 4.9512e-08
[120 empty] | 7.3.3.17.5 (Remote Grid) Updates to grid topology to minimize risk of ignition in HFTDs Remote GridWLDFRContact from objectAggregated | WLDFR | HFTD - Distribution - Tier 3 - 2QU CoRE ¦ 5QU LoRE | Non-Red Flag Warning - Small Fires | Contact from object | Aggregated | 2023 | 0.00013075 | 22.7224 | 0.0029709 | 2023 | Mitigation | 0.95 | 45 | 0 | esc | 0.00097009 | 1.2683e-07 | 0.00097009 | 1.2683e-07 | 0.0027785 | 2.7583e-10 | 0.0033164 | 4.9512e-08
[120 empty] | 7.3.3.17.5 (Remote Grid) Updates to grid topology to minimize risk of ignition in HFTDs Remote GridWLDFRContact from objectAggregated | WLDFR | HFTD - Distribution - Tier 3 - 2QU CoRE ¦ 5QU LoRE | Non-Red Flag Warning - Small Fires | Contact from object | Aggregated | 2024 | 0.00013075 | 22.7224 | 0.0029709 | 2024 | Mitigation | 0.95 | 45 | 0 | esc | 0.00097009 | 1.2683e-07 | 0.00097009 | 1.2683e-07 | 0.0027785 | 2.7583e-10 | 0.0033164 | 4.9512e-08
[120 empty] | 7.3.3.17.5 (Remote Grid) Updates to grid topology to minimize risk of ignition in HFTDs Remote GridWLDFRContact from objectAggregated | WLDFR | HFTD - Distribution - Tier 3 - 2QU CoRE ¦ 5QU LoRE | Non-Red Flag Warning - Small Fires | Contact from object | Aggregated | 2025 | 0.00013075 | 22.7224 | 0.0029709 | 2025 | Mitigation | 0.95 | 45 | 0 | esc | 0.00097009 | 1.2683e-07 | 0.00097009 | 1.2683e-07 | 0.0027785 | 2.7583e-10 | 0.0033164 | 4.9512e-08
[120 empty] | 7.3.3.17.5 (Remote Grid) Updates to grid topology to minimize risk of ignition in HFTDs Remote GridWLDFRContact from objectAggregated | WLDFR | HFTD - Distribution - Tier 3 - 2QU CoRE ¦ 5QU LoRE | Non-Red Flag Warning - Small Fires | Contact from object | Aggregated | 2026 | 0.00013075 | 22.7224 | 0.0029709 | 2026 | Mitigation | 0.95 | 45 | 0 | esc | 0.00097009 | 1.2683e-07 | 0.00097009 | 1.2683e-07 | 0.0027785 | 2.7583e-10 | 0.0033164 | 4.9512e-08
[120 empty] | 7.3.3.17.5 (Remote Grid) Updates to grid topology to minimize risk of ignition in HFTDs Remote GridWLDFRContact from objectAggregated | WLDFR | HFTD - Distribution - Tier 3 - 2QU CoRE ¦ 5QU LoRE | Non-Red Flag Warning - Small Fires | Contact from object | Aggregated | 2027 | 0.00013075 | 22.7224 | 0.0029709 | 2027 | Mitigation | 0.95 | 45 | 0 | esc | 0.00097009 | 1.2683e-07 | 0.00097009 | 1.2683e-07 | 0.0027785 | 2.7583e-10 | 0.0033164 | 4.9512e-08
[120 empty] | 7.3.3.17.5 (Remote Grid) Updates to grid topology to minimize risk of ignition in HFTDs Remote GridWLDFRContact from objectAggregated | WLDFR | HFTD - Distribution - Tier 3 - 2QU CoRE ¦ 5QU LoRE | Non-Red Flag Warning - Small Fires | Contact from object | Aggregated | 2028 | 0.00013075 | 22.7224 | 0.0029709 | 2028 | Mitigation | 0.95 | 45 | 0 | esc | 0.00097009 | 1.2683e-07 | 0.00097009 | 1.2683e-07 | 0.0027785 | 2.7583e-10 | 0.0033164 | 4.9512e-08
[120 empty] | 7.3.3.17.5 (Remote Grid) Updates to grid topology to minimize risk of ignition in HFTDs Remote GridWLDFRContact from objectAggregated | WLDFR | HFTD - Distribution - Tier 3 - 2QU CoRE ¦ 5QU LoRE | Non-Red Flag Warning - Small Fires | Contact from object | Aggregated | 2029 | 0.00013075 | 22.7224 | 0.0029709 | 2029 | Mitigation | 0.95 | 45 | 0 | esc | 0.00097009 | 1.2683e-07 | 0.00097009 | 1.2683e-07 | 0.0027785 | 2.7583e-10 | 0.0033164 | 4.9512e-08
[120 empty] | 7.3.3.17.5 (Remote Grid) Updates to grid topology to minimize risk of ignition in HFTDs Remote GridWLDFRContact from objectAggregated | WLDFR | HFTD - Distribution - Tier 3 - 2QU CoRE ¦ 5QU LoRE | Non-Red Flag Warning - Small Fires | Contact from object | Aggregated | 2030 | 0.00013075 | 22.7224 | 0.0029709 | 2030 | Mitigation | 0.95 | 45 | 0 | esc | 0.00097009 | 1.2683e-07 | 0.00097009 | 1.2683e-07 | 0.0027785 | 2.7583e-10 | 0.0033164 | 4.9512e-08
[120 empty] | 7.3.3.17.5 (Remote Grid) Updates to grid topology to minimize risk of ignition in HFTDs Remote GridWLDFRContact from objectAggregated | WLDFR | HFTD - Distribution - Tier 3 - 2QU CoRE ¦ 5QU LoRE | Non-Red Flag Warning - Small Fires | Contact from object | Aggregated | 2031 | 0.00013075 | 22.7224 | 0.0029709 | 2031 | Mitigation | 0.95 | 45 | 0 | esc | 0.00097009 | 1.2683e-07 | 0.00097009 | 1.2683e-07 | 0.0027785 | 2.7583e-10 | 0.0033164 | 4.9512e-08
[120 empty] | 7.3.3.17.5 (Remote Grid) Updates to grid topology to minimize risk of ignition in HFTDs Remote GridWLDFRContact from objectAggregated | WLDFR | HFTD - Distribution - Tier 3 - 2QU CoRE ¦ 5QU LoRE | Non-Red Flag Warning - Small Fires | Contact from object | Aggregated | 2032 | 0.00013075 | 22.7224 | 0.0029709 | 2032 | Mitigation | 0.95 | 45 | 0 | esc | 0.00097009 | 1.2683e-07 | 0.00097009 | 1.2683e-07 | 0.0027785 | 2.7583e-10 | 0 | 0
[120 empty] | 7.3.3.17.5 (Remote Grid) Updates to grid topology to minimize risk of ignition in HFTDs Remote GridWLDFRContact from objectAggregated | WLDFR | HFTD - Distribution - Tier 3 - 2QU CoRE ¦ 5QU LoRE | Non-Red Flag Warning - Small Fires | Contact from object | Aggregated | 2033 | 0.00013075 | 22.7224 | 0.0029709 | 2033 | Mitigation | 0.95 | 45 | 0 | esc | 0.00097009 | 1.2683e-07 | 0.00097009 | 1.2683e-07 | 0.0027785 | 2.7583e-10 | 0 | 0
[120 empty] | 7.3.3.17.5 (Remote Grid) Updates to grid topology to minimize risk of ignition in HFTDs Remote GridWLDFRContact from objectAggregated | WLDFR | HFTD - Distribution - Tier 3 - 2QU CoRE ¦ 5QU LoRE | Non-Red Flag Warning - Small Fires | Contact from object | Aggregated | 2034 | 0.00013075 | 22.7224 | 0.0029709 | 2034 | Mitigation | 0.95 | 45 | 0 | esc | 0.00097009 | 1.2683e-07 | 0.00097009 | 1.2683e-07 | 0.0027785 | 2.7583e-10 | 0.013543 | 3.9918e-10
[120 empty] | 7.3.3.17.5 (Remote Grid) Updates to grid topology to minimize risk of ignition in HFTDs Remote GridWLDFRContact from objectAggregated | WLDFR | HFTD - Distribution - Tier 3 - 2QU CoRE ¦ 5QU LoRE | Non-Red Flag Warning - Small Fires | Contact from object | Aggregated | 2035 | 0.00013075 | 22.7224 | 0.0029709 | 2035 | Mitigation | 0.95 | 45 | 0 | esc | 0.00097009 | 1.2683e-07 | 0.00097009 | 1.2683e-07 | 0.0027785 | 2.7583e-10 | 0.013543 | 3.9918e-10
[120 empty] | 7.3.3.17.5 (Remote Grid) Updates to grid topology to minimize risk of ignition in HFTDs Remote GridWLDFRContact from objectAggregated | WLDFR | HFTD - Distribution - Tier 3 - 2QU CoRE ¦ 5QU LoRE | Non-Red Flag Warning - Small Fires | Contact from object | Aggregated | 2036 | 0.00013075 | 22.7224 | 0.0029709 | 2036 | Mitigation | 0.95 | 45 | 0 | esc | 0.00097009 | 1.2683e-07 | 0.00097009 | 1.2683e-07 | 0.0027785 | 2.7583e-10 | 0.013543 | 3.9918e-10
[120 empty] | 7.3.3.17.5 (Remote Grid) Updates to grid topology to minimize risk of ignition in HFTDs Remote GridWLDFRContact from objectAggregated | WLDFR | HFTD - Distribution - Tier 3 - 2QU CoRE ¦ 5QU LoRE | Non-Red Flag Warning - Small Fires | Contact from object | Aggregated | 2037 | 0.00013075 | 22.7224 | 0.0029709 | 2037 | Mitigation | 0.95 | 45 | 0 | esc | 0.00097009 | 1.2683e-07 | 0.00097009 | 1.2683e-07 | 0.0027785 | 2.7583e-10 | 0.013543 | 3.9918e-10
[120 empty] | 7.3.3.17.5 (Remote Grid) Updates to grid topology to minimize risk of ignition in HFTDs Remote GridWLDFRContact from objectAggregated | WLDFR | HFTD - Distribution - Tier 3 - 2QU CoRE ¦ 5QU LoRE | Non-Red Flag Warning - Small Fires | Contact from object | Aggregated | 2038 | 0.00013075 | 22.7224 | 0.0029709 | 2038 | Mitigation | 0.95 | 45 | 0 | esc | 0.00097009 | 1.2683e-07 | 0.00097009 | 1.2683e-07 | 0.0027785 | 2.7583e-10 | 0.013543 | 3.9918e-10
[120 empty] | 7.3.3.17.5 (Remote Grid) Updates to grid topology to minimize risk of ignition in HFTDs Remote GridWLDFRContact from objectAggregated | WLDFR | HFTD - Distribution - Tier 3 - 2QU CoRE ¦ 5QU LoRE | Non-Red Flag Warning - Small Fires | Contact from object | Aggregated | 2039 | 0.00013075 | 22.7224 | 0.0029709 | 2039 | Mitigation | 0.95 | 45 | 0 | esc | 0.00097009 | 1.2683e-07 | 0.00097009 | 1.2683e-07 | 0.0027785 | 2.7583e-10 | 0.013543 | 3.9918e-10
[120 empty] | 7.3.3.17.5 (Remote Grid) Updates to grid topology to minimize risk of ignition in HFTDs Remote GridWLDFRContact from objectAggregated | WLDFR | HFTD - Distribution - Tier 3 - 2QU CoRE ¦ 5QU LoRE | Non-Red Flag Warning - Small Fires | Contact from object | Aggregated | 2040 | 0.00013075 | 22.7224 | 0.0029709 | 2040 | Mitigation | 0.95 | 45 | 0 | esc | 0.00097009 | 1.2683e-07 | 0.00097009 | 1.2683e-07 | 0.0027785 | 2.7583e-10 | 0.013543 | 3.9918e-10
[120 empty] | 7.3.3.17.5 (Remote Grid) Updates to grid topology to minimize risk of ignition in HFTDs Remote GridWLDFRContact from objectAggregated | WLDFR | HFTD - Distribution - Tier 3 - 2QU CoRE ¦ 5QU LoRE | Non-Red Flag Warning - Small Fires | Contact from object | Aggregated | 2041 | 0.00013075 | 22.7224 | 0.0029709 | 2041 | Mitigation | 0.95 | 45 | 0 | esc | 0.00097009 | 1.2683e-07 | 0.00097009 | 1.2683e-07 | 0.0027785 | 2.7583e-10 | 0.013543 | 3.9918e-10
[120 empty] | 7.3.3.17.5 (Remote Grid) Updates to grid topology to minimize risk of ignition in HFTDs Remote GridWLDFRContact from objectAggregated | WLDFR | HFTD - Distribution - Tier 3 - 2QU CoRE ¦ 5QU LoRE | Non-Red Flag Warning - Small Fires | Contact from object | Aggregated | 2042 | 0.00013075 | 22.7224 | 0.0029709 | 2042 | Mitigation | 0.95 | 45 | 0 | esc | 0.00097009 | 1.2683e-07 | 0.00097009 | 1.2683e-07 | 0.0027785 | 2.7583e-10 | 0.013543 | 3.9918e-10
[120 empty] | 7.3.3.17.5 (Remote Grid) Updates to grid topology to minimize risk of ignition in HFTDs Remote GridWLDFRContact from objectAggregated | WLDFR | HFTD - Distribution - Tier 3 - 2QU CoRE ¦ 5QU LoRE | Non-Red Flag Warning - Small Fires | Contact from object | Aggregated | 2043 | 0.00013075 | 22.7224 | 0.0029709 | 2043 | Mitigation | 0.95 | 45 | 0 | esc | 0.00097009 | 1.2683e-07 | 0.00097009 | 1.2683e-07 | 0.0027785 | 2.7583e-10 | 0.013543 | 3.9918e-10
[120 empty] | 7.3.3.17.5 (Remote Grid) Updates to grid topology to minimize risk of ignition in HFTDs Remote GridWLDFRContact from objectAggregated | WLDFR | HFTD - Distribution - Tier 3 - 2QU CoRE ¦ 5QU LoRE | Non-Red Flag Warning - Small Fires | Contact from object | Aggregated | 2044 | 0.00013075 | 22.7224 | 0.0029709 | 2044 | Mitigation | 0.95 | 45 | 0 | esc | 0.00097009 | 1.2683e-07 | 0.00097009 | 1.2683e-07 | 0.0027785 | 2.7583e-10 | 0.013543 | 3.9918e-10
[120 empty] | 7.3.3.17.5 (Remote Grid) Updates to grid topology to minimize risk of ignition in HFTDs Remote GridWLDFRContact from objectAggregated | WLDFR | HFTD - Distribution - Tier 3 - 2QU CoRE ¦ 5QU LoRE | Non-Red Flag Warning - Small Fires | Contact from object | Aggregated | 2045 | 0.00013075 | 22.7224 | 0.0029709 | 2045 | Mitigation | 0.95 | 45 | 0 | esc | 0.00097009 | 1.2683e-07 | 0.00097009 | 1.2683e-07 | 0.0027785 | 2.7583e-10 | 0.013543 | 3.9918e-10
[120 empty] | 7.3.3.17.5 (Remote Grid) Updates to grid topology to minimize risk of ignition in HFTDs Remote GridWLDFRContact from objectAggregated | WLDFR | HFTD - Distribution - Tier 3 - 2QU CoRE ¦ 5QU LoRE | Non-Red Flag Warning - Small Fires | Contact from object | Aggregated | 2046 | 0.00013075 | 22.7224 | 0.0029709 | 2046 | Mitigation | 0.95 | 45 | 0 | esc | 0.00097009 | 1.2683e-07 | 0.00097009 | 1.2683e-07 | 0.0027785 | 2.7583e-10 | 0.013543 | 3.9918e-10
[120 empty] | 7.3.3.17.5 (Remote Grid) Updates to grid topology to minimize risk of ignition in HFTDs Remote GridWLDFRContact from objectAggregated | WLDFR | HFTD - Distribution - Tier 3 - 2QU CoRE ¦ 5QU LoRE | Non-Red Flag Warning - Small Fires | Contact from object | Aggregated | 2047 | 0.00013075 | 22.7224 | 0.0029709 | 2047 | Mitigation | 0.95 | 45 | 0 | esc | 0.00097009 | 1.2683e-07 | 0.00097009 | 1.2683e-07 | 0.0027785 | 2.7583e-10 | 0.013543 | 3.9918e-10
[120 empty] | 7.3.3.17.5 (Remote Grid) Updates to grid topology to minimize risk of ignition in HFTDs Remote GridWLDFRContact from objectAggregated | WLDFR | HFTD - Distribution - Tier 3 - 2QU CoRE ¦ 5QU LoRE | Non-Red Flag Warning - Small Fires | Contact from object | Aggregated | 2048 | 0.00013075 | 22.7224 | 0.0029709 | 2048 | Mitigation | 0.95 | 45 | 0 | esc | 0.00097009 | 1.2683e-07 | 0.00097009 | 1.2683e-07 | 0 | 0 | 0.013543 | 3.9918e-10
[120 empty] | 7.3.3.17.5 (Remote Grid) Updates to grid topology to minimize risk of ignition in HFTDs Remote GridWLDFRContact from objectAggregated | WLDFR | HFTD - Distribution - Tier 3 - 2QU CoRE ¦ 5QU LoRE | Non-Red Flag Warning - Small Fires | Contact from object | Aggregated | 2049 | 0.00013075 | 22.7224 | 0.0029709 | 2049 | Mitigation | 0.95 | 45 | 0 | esc | 0.00097009 | 1.2683e-07 | 0.00097009 | 1.2683e-07 | 0.0027785 | 4.0646e-09 | 0.013543 | 3.9918e-10
[120 empty] | 7.3.3.17.5 (Remote Grid) Updates to grid topology to minimize risk of ignition in HFTDs Remote GridWLDFRContact from objectAggregated | WLDFR | HFTD - Distribution - Tier 3 - 2QU CoRE ¦ 5QU LoRE | Non-Red Flag Warning - Small Fires | Contact from object | Aggregated | 2050 | 0.00013075 | 22.7224 | 0.0029709 | 2050 | Mitigation | 0.95 | 45 | 0 | esc | 0.00097009 | 1.2683e-07 | 0.00097009 | 1.2683e-07 | 0.0027785 | 4.0646e-09 | 0.013543 | 3.9918e-10
[120 empty] | 7.3.3.17.5 (Remote Grid) Updates to grid topology to minimize risk of ignition in HFTDs Remote GridWLDFRContact from objectAggregated | WLDFR | HFTD - Distribution - Tier 3 - 2QU CoRE ¦ 5QU LoRE | Non-Red Flag Warning - Small Fires | Contact from object | Aggregated | 2051 | 0.00013075 | 22.7224 | 0.0029709 | 2051 | Mitigation | 0.95 | 45 | 0 | esc | 0.00097009 | 1.2683e-07 | 0.00097009 | 1.2683e-07 | 0.0027785 | 4.0646e-09 | 0.013543 | 3.9918e-10
[120 empty] | 7.3.3.17.5 (Remote Grid) Updates to grid topology to minimize risk of ignition in HFTDs Remote GridWLDFRContact from objectAggregated | WLDFR | HFTD - Distribution - Tier 3 - 2QU CoRE ¦ 5QU LoRE | Non-Red Flag Warning - Small Fires | Contact from object | Aggregated | 2052 | 0.00013075 | 22.7224 | 0.0029709 | 2052 | Mitigation | 0.95 | 45 | 0 | esc | 0.00097009 | 1.2683e-07 | 0.00097009 | 1.2683e-07 | 0.0027785 | 4.0646e-09 | 0.013543 | 3.9918e-10
[120 empty] | 7.3.3.17.5 (Remote Grid) Updates to grid topology to minimize risk of ignition in HFTDs Remote GridWLDFRContact from objectAggregated | WLDFR | HFTD - Distribution - Tier 3 - 2QU CoRE ¦ 5QU LoRE | Non-Red Flag Warning - Small Fires | Contact from object | Aggregated | 2053 | 0.00013075 | 22.7224 | 0.0029709 | 2053 | Mitigation | 0.95 | 45 | 0 | esc | 0.00097009 | 1.2683e-07 | 0.00097009 | 1.2683e-07 | 0.0027785 | 4.0646e-09 | 0.013543 | 3.9918e-10
[120 empty] | 7.3.3.17.5 (Remote Grid) Updates to grid topology to minimize risk of ignition in HFTDs Remote GridWLDFRContact from objectAggregated | WLDFR | HFTD - Distribution - Tier 3 - 2QU CoRE ¦ 5QU LoRE | Non-Red Flag Warning - Small Fires | Contact from object | Aggregated | 2054 | 0.00013075 | 22.7224 | 0.0029709 | 2054 | Mitigation | 0.95 | 45 | 0 | esc | 0.00097009 | 1.2683e-07 | 0.00097009 | 1.2683e-07 | 0.0027785 | 4.0646e-09 | 0.013543 | 3.9918e-10
[120 empty] | 7.3.3.17.5 (Remote Grid) Updates to grid topology to minimize risk of ignition in HFTDs Remote GridWLDFRContact from objectAggregated | WLDFR | HFTD - Distribution - Tier 3 - 2QU CoRE ¦ 5QU LoRE | Non-Red Flag Warning - Small Fires | Contact from object | Aggregated | 2055 | 0.00013075 | 22.7224 | 0.0029709 | 2055 | Mitigation | 0.95 | 45 | 0 | esc | 0.00097009 | 1.2683e-07 | 0.00097009 | 1.2683e-07 | 0.0027785 | 4.0646e-09 | 0.013543 | 3.9918e-10
[120 empty] | 7.3.3.17.5 (Remote Grid) Updates to grid topology to minimize risk of ignition in HFTDs Remote GridWLDFRContact from objectAggregated | WLDFR | HFTD - Distribution - Tier 3 - 2QU CoRE ¦ 5QU LoRE | Non-Red Flag Warning - Small Fires | Contact from object | Aggregated | 2056 | 0.00013075 | 22.7224 | 0.0029709 | 2056 | Mitigation | 0.95 | 45 | 0 | esc | 0.00097009 | 1.2683e-07 | 0.00097009 | 1.2683e-07 | 0.0027785 | 4.0646e-09 | 0.013543 | 3.9918e-10
[120 empty] | 7.3.3.17.5 (Remote Grid) Updates to grid topology to minimize risk of ignition in HFTDs Remote GridWLDFRContact from objectAggregated | WLDFR | HFTD - Distribution - Tier 3 - 2QU CoRE ¦ 5QU LoRE | Non-Red Flag Warning - Small Fires | Contact from object | Aggregated | 2057 | 0.00013075 | 22.7224 | 0.0029709 | 2057 | Mitigation | 0.95 | 45 | 0 | esc | 0.00097009 | 1.2683e-07 | 0.00097009 | 1.2683e-07 | 0.0027785 | 4.0646e-09 | 0.013543 | 3.9918e-10
[120 empty] | 7.3.3.17.5 (Remote Grid) Updates to grid topology to minimize risk of ignition in HFTDs Remote GridWLDFRContact from objectAggregated | WLDFR | HFTD - Distribution - Tier 3 - 2QU CoRE ¦ 5QU LoRE | Non-Red Flag Warning - Small Fires | Contact from object | Aggregated | 2058 | 0.00013075 | 22.7224 | 0.0029709 | 2058 | Mitigation | 0.95 | 45 | 0 | esc | 0.00097009 | 1.2683e-07 | 0.00097009 | 1.2683e-07 | 0.0027785 | 4.0646e-09 | 0.013543 | 3.9918e-10
[120 empty] | 7.3.3.17.5 (Remote Grid) Updates to grid topology to minimize risk of ignition in HFTDs Remote GridWLDFRContact from objectAggregated | WLDFR | HFTD - Distribution - Tier 3 - 2QU CoRE ¦ 5QU LoRE | Non-Red Flag Warning - Small Fires | Contact from object | Aggregated | 2059 | 0.00013075 | 22.7224 | 0.0029709 | 2059 | Mitigation | 0.95 | 45 | 0 | esc | 0.00097009 | 1.2683e-07 | 0.00097009 | 1.2683e-07 | 0.0027785 | 4.0646e-09 | 0.013543 | 3.9918e-10
[120 empty] | 7.3.3.17.5 (Remote Grid) Updates to grid topology to minimize risk of ignition in HFTDs Remote GridWLDFRContact from objectAggregated | WLDFR | HFTD - Distribution - Tier 3 - 2QU CoRE ¦ 5QU LoRE | Non-Red Flag Warning - Small Fires | Contact from object | Aggregated | 2060 | 0.00013075 | 22.7224 | 0.0029709 | 2060 | Mitigation | 0.95 | 45 | 0 | esc | 0.00097009 | 1.2683e-07 | 0.00097009 | 1.2683e-07 | 0.0027785 | 4.0646e-09 | 0.013543 | 3.9918e-10
[120 empty] | 7.3.3.17.5 (Remote Grid) Updates to grid topology to minimize risk of ignition in HFTDs Remote GridWLDFRContact from objectAggregated | WLDFR | HFTD - Distribution - Tier 3 - 2QU CoRE ¦ 5QU LoRE | Non-Red Flag Warning - Small Fires | Contact from object | Aggregated | 2061 | 0.00013075 | 22.7224 | 0.0029709 | 2061 | Mitigation | 0.95 | 45 | 0 | esc | 0.00097009 | 1.2683e-07 | 0.00097009 | 1.2683e-07 | 0.0027785 | 4.0646e-09 | 0.013543 | 3.9918e-10
[120 empty] | 7.3.3.17.5 (Remote Grid) Updates to grid topology to minimize risk of ignition in HFTDs Remote GridWLDFRContact from objectAggregated | WLDFR | HFTD - Distribution - Tier 3 - 2QU CoRE ¦ 5QU LoRE | Non-Red Flag Warning - Small Fires | Contact from object | Aggregated | 2062 | 0.00013075 | 22.7224 | 0.0029709 | 2062 | Mitigation | 0.95 | 45 | 0 | esc | 0.00097009 | 1.2683e-07 | 0.00097009 | 1.2683e-07 | 0.0027785 | 4.0646e-09 | 0.013543 | 3.9918e-10
[120 empty] | 7.3.3.17.5 (Remote Grid) Updates to grid topology to minimize risk of ignition in HFTDs Remote GridWLDFRContact from objectAggregated | WLDFR | HFTD - Distribution - Tier 3 - 2QU CoRE ¦ 5QU LoRE | Non-Red Flag Warning - Small Fires | Contact from object | Aggregated | 2063 | 0.00013075 | 22.7224 | 0.0029709 | 2063 | Mitigation | 0.95 | 45 | 0 | esc | 0.00097009 | 1.2683e-07 | 0.00097009 | 1.2683e-07 | 0.0027785 | 4.0646e-09 | 0.013543 | 3.9918e-10
[120 empty] | 7.3.3.17.5 (Remote Grid) Updates to grid topology to minimize risk of ignition in HFTDs Remote GridWLDFRContact from objectAggregated | WLDFR | HFTD - Distribution - Tier 3 - 2QU CoRE ¦ 5QU LoRE | Non-Red Flag Warning - Small Fires | Contact from object | Aggregated | 2064 | 0.00013075 | 22.7224 | 0.0029709 | 2064 | Mitigation | 0.95 | 45 | 0 | esc | 0.00097009 | 1.2683e-07 | 0.00097009 | 1.2683e-07 | 0.0027785 | 4.0646e-09 | 0 | 0
[120 empty] | 7.3.3.17.5 (Remote Grid) Updates to grid topology to minimize risk of ignition in HFTDs Remote GridWLDFRContact from objectAggregated | WLDFR | HFTD - Distribution - Tier 3 - 2QU CoRE ¦ 5QU LoRE | Non-Red Flag Warning - Small Fires | Contact from object | Aggregated | 2065 | 0.00013075 | 22.7224 | 0.0029709 | 2065 | Mitigation | 0.95 | 45 | 0 | esc | 0.00097009 | 1.2683e-07 | 0.00097009 | 1.2683e-07 | 0.0027785 | 4.0646e-09 | 0 | 0
[120 empty] | 7.3.3.17.5 (Remote Grid) Updates to grid topology to minimize risk of ignition in HFTDs Remote GridWLDFRContact from objectAggregated | WLDFR | HFTD - Distribution - Tier 3 - 2QU CoRE ¦ 5QU LoRE | Non-Red Flag Warning - Small Fires | Contact from object | Aggregated | 2066 | 0.00013075 | 22.7224 | 0.0029709 | 2066 | Mitigation | 0.95 | 45 | 0 | esc | 0.00097009 | 1.2683e-07 | 0.00097009 | 1.2683e-07 | 0.0027785 | 4.0646e-09 | 0.0013359 | 3.9491e-11
[120 empty] | 7.3.3.17.5 (Remote Grid) Updates to grid topology to minimize risk of ignition in HFTDs Remote GridWLDFRContact from objectAggregated | WLDFR | HFTD - Distribution - Tier 3 - 2QU CoRE ¦ 5QU LoRE | Non-Red Flag Warning - Small Fires | Contact from object | Aggregated | 2067 | 0.00013075 | 22.7224 | 0.0029709 | 2067 | Mitigation | 0.95 | 45 | 0 | esc | 0 | 0 | 0.00097009 | 1.2683e-07 | 0.0027785 | 4.0646e-09 | 0.0013359 | 3.9491e-11
[120 empty] | 7.3.3.17.5 (Remote Grid) Updates to grid topology to minimize risk of ignition in HFTDs Remote GridWLDFRContaminationAggregated | WLDFR | HFTD - Distribution - Tier 3 - 2QU CoRE ¦ 5QU LoRE | Non-Red Flag Warning - Small Fires | Contamination | Aggregated | 2022 | 2.3602e-06 | 22.7224 | 5.363e-05 | 2022 | Mitigation | 0.95 | 45 | 0 | esc | 0.00097009 | 2.2896e-09 | 0 | 0 | 0.0027785 | 4.0646e-09 | 0.0013359 | 3.9491e-11
[120 empty] | 7.3.3.17.5 (Remote Grid) Updates to grid topology to minimize risk of ignition in HFTDs Remote GridWLDFRContaminationAggregated | WLDFR | HFTD - Distribution - Tier 3 - 2QU CoRE ¦ 5QU LoRE | Non-Red Flag Warning - Small Fires | Contamination | Aggregated | 2023 | 2.3602e-06 | 22.7224 | 5.363e-05 | 2023 | Mitigation | 0.95 | 45 | 0 | esc | 0.00097009 | 2.2896e-09 | 0.00097009 | 2.2896e-09 | 0.0027785 | 4.0646e-09 | 0.0013359 | 3.9491e-11
[120 empty] | 7.3.3.17.5 (Remote Grid) Updates to grid topology to minimize risk of ignition in HFTDs Remote GridWLDFRContaminationAggregated | WLDFR | HFTD - Distribution - Tier 3 - 2QU CoRE ¦ 5QU LoRE | Non-Red Flag Warning - Small Fires | Contamination | Aggregated | 2024 | 2.3602e-06 | 22.7224 | 5.363e-05 | 2024 | Mitigation | 0.95 | 45 | 0 | esc | 0.00097009 | 2.2896e-09 | 0.00097009 | 2.2896e-09 | 0.0027785 | 4.0646e-09 | 0.0013359 | 3.9491e-11
[120 empty] | 7.3.3.17.5 (Remote Grid) Updates to grid topology to minimize risk of ignition in HFTDs Remote GridWLDFRContaminationAggregated | WLDFR | HFTD - Distribution - Tier 3 - 2QU CoRE ¦ 5QU LoRE | Non-Red Flag Warning - Small Fires | Contamination | Aggregated | 2025 | 2.3602e-06 | 22.7224 | 5.363e-05 | 2025 | Mitigation | 0.95 | 45 | 0 | esc | 0.00097009 | 2.2896e-09 | 0.00097009 | 2.2896e-09 | 0.0027785 | 4.0646e-09 | 0.0013359 | 3.9491e-11
[120 empty] | 7.3.3.17.5 (Remote Grid) Updates to grid topology to minimize risk of ignition in HFTDs Remote GridWLDFRContaminationAggregated | WLDFR | HFTD - Distribution - Tier 3 - 2QU CoRE ¦ 5QU LoRE | Non-Red Flag Warning - Small Fires | Contamination | Aggregated | 2026 | 2.3602e-06 | 22.7224 | 5.363e-05 | 2026 | Mitigation | 0.95 | 45 | 0 | esc | 0.00097009 | 2.2896e-09 | 0.00097009 | 2.2896e-09 | 0.0027785 | 4.0646e-09 | 0.0013359 | 3.9491e-11
[120 empty] | 7.3.3.17.5 (Remote Grid) Updates to grid topology to minimize risk of ignition in HFTDs Remote GridWLDFRContaminationAggregated | WLDFR | HFTD - Distribution - Tier 3 - 2QU CoRE ¦ 5QU LoRE | Non-Red Flag Warning - Small Fires | Contamination | Aggregated | 2027 | 2.3602e-06 | 22.7224 | 5.363e-05 | 2027 | Mitigation | 0.95 | 45 | 0 | esc | 0.00097009 | 2.2896e-09 | 0.00097009 | 2.2896e-09 | 0.0027785 | 4.0646e-09 | 0.0013359 | 3.9491e-11
[120 empty] | 7.3.3.17.5 (Remote Grid) Updates to grid topology to minimize risk of ignition in HFTDs Remote GridWLDFRContaminationAggregated | WLDFR | HFTD - Distribution - Tier 3 - 2QU CoRE ¦ 5QU LoRE | Non-Red Flag Warning - Small Fires | Contamination | Aggregated | 2028 | 2.3602e-06 | 22.7224 | 5.363e-05 | 2028 | Mitigation | 0.95 | 45 | 0 | esc | 0.00097009 | 2.2896e-09 | 0.00097009 | 2.2896e-09 | 0.0027785 | 4.0646e-09 | 0.0013359 | 3.9491e-11
[120 empty] | 7.3.3.17.5 (Remote Grid) Updates to grid topology to minimize risk of ignition in HFTDs Remote GridWLDFRContaminationAggregated | WLDFR | HFTD - Distribution - Tier 3 - 2QU CoRE ¦ 5QU LoRE | Non-Red Flag Warning - Small Fires | Contamination | Aggregated | 2029 | 2.3602e-06 | 22.7224 | 5.363e-05 | 2029 | Mitigation | 0.95 | 45 | 0 | esc | 0.00097009 | 2.2896e-09 | 0.00097009 | 2.2896e-09 | 0.0027785 | 4.0646e-09 | 0.0013359 | 3.9491e-11
[120 empty] | 7.3.3.17.5 (Remote Grid) Updates to grid topology to minimize risk of ignition in HFTDs Remote GridWLDFRContaminationAggregated | WLDFR | HFTD - Distribution - Tier 3 - 2QU CoRE ¦ 5QU LoRE | Non-Red Flag Warning - Small Fires | Contamination | Aggregated | 2030 | 2.3602e-06 | 22.7224 | 5.363e-05 | 2030 | Mitigation | 0.95 | 45 | 0 | esc | 0.00097009 | 2.2896e-09 | 0.00097009 | 2.2896e-09 | 0.0027785 | 4.0646e-09 | 0.0013359 | 3.9491e-11
[120 empty] | 7.3.3.17.5 (Remote Grid) Updates to grid topology to minimize risk of ignition in HFTDs Remote GridWLDFRContaminationAggregated | WLDFR | HFTD - Distribution - Tier 3 - 2QU CoRE ¦ 5QU LoRE | Non-Red Flag Warning - Small Fires | Contamination | Aggregated | 2031 | 2.3602e-06 | 22.7224 | 5.363e-05 | 2031 | Mitigation | 0.95 | 45 | 0 | esc | 0.00097009 | 2.2896e-09 | 0.00097009 | 2.2896e-09 | 0.0027785 | 4.0646e-09 | 0.0013359 | 3.9491e-11
[120 empty] | 7.3.3.17.5 (Remote Grid) Updates to grid topology to minimize risk of ignition in HFTDs Remote GridWLDFRContaminationAggregated | WLDFR | HFTD - Distribution - Tier 3 - 2QU CoRE ¦ 5QU LoRE | Non-Red Flag Warning - Small Fires | Contamination | Aggregated | 2032 | 2.3602e-06 | 22.7224 | 5.363e-05 | 2032 | Mitigation | 0.95 | 45 | 0 | esc | 0.00097009 | 2.2896e-09 | 0.00097009 | 2.2896e-09 | 0.0027785 | 4.0646e-09 | 0.0013359 | 3.9491e-11
[120 empty] | 7.3.3.17.5 (Remote Grid) Updates to grid topology to minimize risk of ignition in HFTDs Remote GridWLDFRContaminationAggregated | WLDFR | HFTD - Distribution - Tier 3 - 2QU CoRE ¦ 5QU LoRE | Non-Red Flag Warning - Small Fires | Contamination | Aggregated | 2033 | 2.3602e-06 | 22.7224 | 5.363e-05 | 2033 | Mitigation | 0.95 | 45 | 0 | esc | 0.00097009 | 2.2896e-09 | 0.00097009 | 2.2896e-09 | 0.0027785 | 4.0646e-09 | 0.0013359 | 3.9491e-11
[120 empty] | 7.3.3.17.5 (Remote Grid) Updates to grid topology to minimize risk of ignition in HFTDs Remote GridWLDFRContaminationAggregated | WLDFR | HFTD - Distribution - Tier 3 - 2QU CoRE ¦ 5QU LoRE | Non-Red Flag Warning - Small Fires | Contamination | Aggregated | 2034 | 2.3602e-06 | 22.7224 | 5.363e-05 | 2034 | Mitigation | 0.95 | 45 | 0 | esc | 0.00097009 | 2.2896e-09 | 0.00097009 | 2.2896e-09 | 0.0027785 | 4.0646e-09 | 0.0013359 | 3.9491e-11
[120 empty] | 7.3.3.17.5 (Remote Grid) Updates to grid topology to minimize risk of ignition in HFTDs Remote GridWLDFRContaminationAggregated | WLDFR | HFTD - Distribution - Tier 3 - 2QU CoRE ¦ 5QU LoRE | Non-Red Flag Warning - Small Fires | Contamination | Aggregated | 2035 | 2.3602e-06 | 22.7224 | 5.363e-05 | 2035 | Mitigation | 0.95 | 45 | 0 | esc | 0.00097009 | 2.2896e-09 | 0.00097009 | 2.2896e-09 | 0.0027785 | 4.0646e-09 | 0.0013359 | 3.9491e-11
[120 empty] | 7.3.3.17.5 (Remote Grid) Updates to grid topology to minimize risk of ignition in HFTDs Remote GridWLDFRContaminationAggregated | WLDFR | HFTD - Distribution - Tier 3 - 2QU CoRE ¦ 5QU LoRE | Non-Red Flag Warning - Small Fires | Contamination | Aggregated | 2036 | 2.3602e-06 | 22.7224 | 5.363e-05 | 2036 | Mitigation | 0.95 | 45 | 0 | esc | 0.00097009 | 2.2896e-09 | 0.00097009 | 2.2896e-09 | 0.0027785 | 4.0646e-09 | 0.0013359 | 3.9491e-11
[120 empty] | 7.3.3.17.5 (Remote Grid) Updates to grid topology to minimize risk of ignition in HFTDs Remote GridWLDFRContaminationAggregated | WLDFR | HFTD - Distribution - Tier 3 - 2QU CoRE ¦ 5QU LoRE | Non-Red Flag Warning - Small Fires | Contamination | Aggregated | 2037 | 2.3602e-06 | 22.7224 | 5.363e-05 | 2037 | Mitigation | 0.95 | 45 | 0 | esc | 0.00097009 | 2.2896e-09 | 0.00097009 | 2.2896e-09 | 0.0027785 | 4.0646e-09 | 0.0013359 | 3.9491e-11
[120 empty] | 7.3.3.17.5 (Remote Grid) Updates to grid topology to minimize risk of ignition in HFTDs Remote GridWLDFRContaminationAggregated | WLDFR | HFTD - Distribution - Tier 3 - 2QU CoRE ¦ 5QU LoRE | Non-Red Flag Warning - Small Fires | Contamination | Aggregated | 2038 | 2.3602e-06 | 22.7224 | 5.363e-05 | 2038 | Mitigation | 0.95 | 45 | 0 | esc | 0.00097009 | 2.2896e-09 | 0.00097009 | 2.2896e-09 | 0.0027785 | 4.0646e-09 | 0.0013359 | 3.9491e-11
[120 empty] | 7.3.3.17.5 (Remote Grid) Updates to grid topology to minimize risk of ignition in HFTDs Remote GridWLDFRContaminationAggregated | WLDFR | HFTD - Distribution - Tier 3 - 2QU CoRE ¦ 5QU LoRE | Non-Red Flag Warning - Small Fires | Contamination | Aggregated | 2039 | 2.3602e-06 | 22.7224 | 5.363e-05 | 2039 | Mitigation | 0.95 | 45 | 0 | esc | 0.00097009 | 2.2896e-09 | 0.00097009 | 2.2896e-09 | 0.0027785 | 4.0646e-09 | 0.0013359 | 3.9491e-11
[120 empty] | 7.3.3.17.5 (Remote Grid) Updates to grid topology to minimize risk of ignition in HFTDs Remote GridWLDFRContaminationAggregated | WLDFR | HFTD - Distribution - Tier 3 - 2QU CoRE ¦ 5QU LoRE | Non-Red Flag Warning - Small Fires | Contamination | Aggregated | 2040 | 2.3602e-06 | 22.7224 | 5.363e-05 | 2040 | Mitigation | 0.95 | 45 | 0 | esc | 0.00097009 | 2.2896e-09 | 0.00097009 | 2.2896e-09 | 0.0027785 | 4.0646e-09 | 0.0013359 | 3.9491e-11
[120 empty] | 7.3.3.17.5 (Remote Grid) Updates to grid topology to minimize risk of ignition in HFTDs Remote GridWLDFRContaminationAggregated | WLDFR | HFTD - Distribution - Tier 3 - 2QU CoRE ¦ 5QU LoRE | Non-Red Flag Warning - Small Fires | Contamination | Aggregated | 2041 | 2.3602e-06 | 22.7224 | 5.363e-05 | 2041 | Mitigation | 0.95 | 45 | 0 | esc | 0.00097009 | 2.2896e-09 | 0.00097009 | 2.2896e-09 | 0.0027785 | 4.0646e-09 | 0.0013359 | 3.9491e-11
[120 empty] | 7.3.3.17.5 (Remote Grid) Updates to grid topology to minimize risk of ignition in HFTDs Remote GridWLDFRContaminationAggregated | WLDFR | HFTD - Distribution - Tier 3 - 2QU CoRE ¦ 5QU LoRE | Non-Red Flag Warning - Small Fires | Contamination | Aggregated | 2042 | 2.3602e-06 | 22.7224 | 5.363e-05 | 2042 | Mitigation | 0.95 | 45 | 0 | esc | 0.00097009 | 2.2896e-09 | 0.00097009 | 2.2896e-09 | 0.0027785 | 4.0646e-09 | 0.0013359 | 3.9491e-11
[120 empty] | 7.3.3.17.5 (Remote Grid) Updates to grid topology to minimize risk of ignition in HFTDs Remote GridWLDFRContaminationAggregated | WLDFR | HFTD - Distribution - Tier 3 - 2QU CoRE ¦ 5QU LoRE | Non-Red Flag Warning - Small Fires | Contamination | Aggregated | 2043 | 2.3602e-06 | 22.7224 | 5.363e-05 | 2043 | Mitigation | 0.95 | 45 | 0 | esc | 0.00097009 | 2.2896e-09 | 0.00097009 | 2.2896e-09 | 0.0027785 | 4.0646e-09 | 0.0013359 | 3.9491e-11
[120 empty] | 7.3.3.17.5 (Remote Grid) Updates to grid topology to minimize risk of ignition in HFTDs Remote GridWLDFRContaminationAggregated | WLDFR | HFTD - Distribution - Tier 3 - 2QU CoRE ¦ 5QU LoRE | Non-Red Flag Warning - Small Fires | Contamination | Aggregated | 2044 | 2.3602e-06 | 22.7224 | 5.363e-05 | 2044 | Mitigation | 0.95 | 45 | 0 | esc | 0.00097009 | 2.2896e-09 | 0.00097009 | 2.2896e-09 | 0.0027785 | 4.0646e-09 | 0.0013359 | 3.9491e-11
[120 empty] | 7.3.3.17.5 (Remote Grid) Updates to grid topology to minimize risk of ignition in HFTDs Remote GridWLDFRContaminationAggregated | WLDFR | HFTD - Distribution - Tier 3 - 2QU CoRE ¦ 5QU LoRE | Non-Red Flag Warning - Small Fires | Contamination | Aggregated | 2045 | 2.3602e-06 | 22.7224 | 5.363e-05 | 2045 | Mitigation | 0.95 | 45 | 0 | esc | 0.00097009 | 2.2896e-09 | 0.00097009 | 2.2896e-09 | 0.0027785 | 4.0646e-09 | 0.0013359 | 3.9491e-11
[120 empty] | 7.3.3.17.5 (Remote Grid) Updates to grid topology to minimize risk of ignition in HFTDs Remote GridWLDFRContaminationAggregated | WLDFR | HFTD - Distribution - Tier 3 - 2QU CoRE ¦ 5QU LoRE | Non-Red Flag Warning - Small Fires | Contamination | Aggregated | 2046 | 2.3602e-06 | 22.7224 | 5.363e-05 | 2046 | Mitigation | 0.95 | 45 | 0 | esc | 0.00097009 | 2.2896e-09 | 0.00097009 | 2.2896e-09 | 0.0027785 | 4.0646e-09 | 0.0013359 | 3.9491e-11
[120 empty] | 7.3.3.17.5 (Remote Grid) Updates to grid topology to minimize risk of ignition in HFTDs Remote GridWLDFRContaminationAggregated | WLDFR | HFTD - Distribution - Tier 3 - 2QU CoRE ¦ 5QU LoRE | Non-Red Flag Warning - Small Fires | Contamination | Aggregated | 2047 | 2.3602e-06 | 22.7224 | 5.363e-05 | 2047 | Mitigation | 0.95 | 45 | 0 | esc | 0.00097009 | 2.2896e-09 | 0.00097009 | 2.2896e-09 | 0.0027785 | 4.0646e-09 | 0.0013359 | 3.9491e-11
[120 empty] | 7.3.3.17.5 (Remote Grid) Updates to grid topology to minimize risk of ignition in HFTDs Remote GridWLDFRContaminationAggregated | WLDFR | HFTD - Distribution - Tier 3 - 2QU CoRE ¦ 5QU LoRE | Non-Red Flag Warning - Small Fires | Contamination | Aggregated | 2048 | 2.3602e-06 | 22.7224 | 5.363e-05 | 2048 | Mitigation | 0.95 | 45 | 0 | esc | 0.00097009 | 2.2896e-09 | 0.00097009 | 2.2896e-09 | 0.0027785 | 4.0646e-09 | 0.0013359 | 3.9491e-11
[120 empty] | 7.3.3.17.5 (Remote Grid) Updates to grid topology to minimize risk of ignition in HFTDs Remote GridWLDFRContaminationAggregated | WLDFR | HFTD - Distribution - Tier 3 - 2QU CoRE ¦ 5QU LoRE | Non-Red Flag Warning - Small Fires | Contamination | Aggregated | 2049 | 2.3602e-06 | 22.7224 | 5.363e-05 | 2049 | Mitigation | 0.95 | 45 | 0 | esc | 0.00097009 | 2.2896e-09 | 0.00097009 | 2.2896e-09 | 0.0027785 | 4.0646e-09 | 0.0013359 | 3.9491e-11
[120 empty] | 7.3.3.17.5 (Remote Grid) Updates to grid topology to minimize risk of ignition in HFTDs Remote GridWLDFRContaminationAggregated | WLDFR | HFTD - Distribution - Tier 3 - 2QU CoRE ¦ 5QU LoRE | Non-Red Flag Warning - Small Fires | Contamination | Aggregated | 2050 | 2.3602e-06 | 22.7224 | 5.363e-05 | 2050 | Mitigation | 0.95 | 45 | 0 | esc | 0.00097009 | 2.2896e-09 | 0.00097009 | 2.2896e-09 | 0.0027785 | 4.0646e-09 | 0 | 0
[120 empty] | 7.3.3.17.5 (Remote Grid) Updates to grid topology to minimize risk of ignition in HFTDs Remote GridWLDFRContaminationAggregated | WLDFR | HFTD - Distribution - Tier 3 - 2QU CoRE ¦ 5QU LoRE | Non-Red Flag Warning - Small Fires | Contamination | Aggregated | 2051 | 2.3602e-06 | 22.7224 | 5.363e-05 | 2051 | Mitigation | 0.95 | 45 | 0 | esc | 0.00097009 | 2.2896e-09 | 0.00097009 | 2.2896e-09 | 0.0027785 | 4.0646e-09 | 0 | 0
[120 empty] | 7.3.3.17.5 (Remote Grid) Updates to grid topology to minimize risk of ignition in HFTDs Remote GridWLDFRContaminationAggregated | WLDFR | HFTD - Distribution - Tier 3 - 2QU CoRE ¦ 5QU LoRE | Non-Red Flag Warning - Small Fires | Contamination | Aggregated | 2052 | 2.3602e-06 | 22.7224 | 5.363e-05 | 2052 | Mitigation | 0.95 | 45 | 0 | esc | 0.00097009 | 2.2896e-09 | 0.00097009 | 2.2896e-09 | 0 | 0 | 0.0093813 | 1.0655e-08
[120 empty] | 7.3.3.17.5 (Remote Grid) Updates to grid topology to minimize risk of ignition in HFTDs Remote GridWLDFRContaminationAggregated | WLDFR | HFTD - Distribution - Tier 3 - 2QU CoRE ¦ 5QU LoRE | Non-Red Flag Warning - Small Fires | Contamination | Aggregated | 2053 | 2.3602e-06 | 22.7224 | 5.363e-05 | 2053 | Mitigation | 0.95 | 45 | 0 | esc | 0.00097009 | 2.2896e-09 | 0.00097009 | 2.2896e-09 | 0.0027785 | 7.2609e-10 | 0.0093813 | 1.0655e-08
[120 empty] | 7.3.3.17.5 (Remote Grid) Updates to grid topology to minimize risk of ignition in HFTDs Remote GridWLDFRContaminationAggregated | WLDFR | HFTD - Distribution - Tier 3 - 2QU CoRE ¦ 5QU LoRE | Non-Red Flag Warning - Small Fires | Contamination | Aggregated | 2054 | 2.3602e-06 | 22.7224 | 5.363e-05 | 2054 | Mitigation | 0.95 | 45 | 0 | esc | 0.00097009 | 2.2896e-09 | 0.00097009 | 2.2896e-09 | 0.0027785 | 7.2609e-10 | 0.0093813 | 1.0655e-08
[120 empty] | 7.3.3.17.5 (Remote Grid) Updates to grid topology to minimize risk of ignition in HFTDs Remote GridWLDFRContaminationAggregated | WLDFR | HFTD - Distribution - Tier 3 - 2QU CoRE ¦ 5QU LoRE | Non-Red Flag Warning - Small Fires | Contamination | Aggregated | 2055 | 2.3602e-06 | 22.7224 | 5.363e-05 | 2055 | Mitigation | 0.95 | 45 | 0 | esc | 0.00097009 | 2.2896e-09 | 0.00097009 | 2.2896e-09 | 0.0027785 | 7.2609e-10 | 0.0093813 | 1.0655e-08
[120 empty] | 7.3.3.17.5 (Remote Grid) Updates to grid topology to minimize risk of ignition in HFTDs Remote GridWLDFRContaminationAggregated | WLDFR | HFTD - Distribution - Tier 3 - 2QU CoRE ¦ 5QU LoRE | Non-Red Flag Warning - Small Fires | Contamination | Aggregated | 2056 | 2.3602e-06 | 22.7224 | 5.363e-05 | 2056 | Mitigation | 0.95 | 45 | 0 | esc | 0.00097009 | 2.2896e-09 | 0.00097009 | 2.2896e-09 | 0.0027785 | 7.2609e-10 | 0.0093813 | 1.0655e-08
[120 empty] | 7.3.3.17.5 (Remote Grid) Updates to grid topology to minimize risk of ignition in HFTDs Remote GridWLDFRContaminationAggregated | WLDFR | HFTD - Distribution - Tier 3 - 2QU CoRE ¦ 5QU LoRE | Non-Red Flag Warning - Small Fires | Contamination | Aggregated | 2057 | 2.3602e-06 | 22.7224 | 5.363e-05 | 2057 | Mitigation | 0.95 | 45 | 0 | esc | 0.00097009 | 2.2896e-09 | 0.00097009 | 2.2896e-09 | 0.0027785 | 7.2609e-10 | 0.0093813 | 1.0655e-08
[120 empty] | 7.3.3.17.5 (Remote Grid) Updates to grid topology to minimize risk of ignition in HFTDs Remote GridWLDFRContaminationAggregated | WLDFR | HFTD - Distribution - Tier 3 - 2QU CoRE ¦ 5QU LoRE | Non-Red Flag Warning - Small Fires | Contamination | Aggregated | 2058 | 2.3602e-06 | 22.7224 | 5.363e-05 | 2058 | Mitigation | 0.95 | 45 | 0 | esc | 0.00097009 | 2.2896e-09 | 0.00097009 | 2.2896e-09 | 0.0027785 | 7.2609e-10 | 0.0093813 | 1.0655e-08
[120 empty] | 7.3.3.17.5 (Remote Grid) Updates to grid topology to minimize risk of ignition in HFTDs Remote GridWLDFRContaminationAggregated | WLDFR | HFTD - Distribution - Tier 3 - 2QU CoRE ¦ 5QU LoRE | Non-Red Flag Warning - Small Fires | Contamination | Aggregated | 2059 | 2.3602e-06 | 22.7224 | 5.363e-05 | 2059 | Mitigation | 0.95 | 45 | 0 | esc | 0.00097009 | 2.2896e-09 | 0.00097009 | 2.2896e-09 | 0.0027785 | 7.2609e-10 | 0.0093813 | 1.0655e-08
[120 empty] | 7.3.3.17.5 (Remote Grid) Updates to grid topology to minimize risk of ignition in HFTDs Remote GridWLDFRContaminationAggregated | WLDFR | HFTD - Distribution - Tier 3 - 2QU CoRE ¦ 5QU LoRE | Non-Red Flag Warning - Small Fires | Contamination | Aggregated | 2060 | 2.3602e-06 | 22.7224 | 5.363e-05 | 2060 | Mitigation | 0.95 | 45 | 0 | esc | 0.00097009 | 2.2896e-09 | 0.00097009 | 2.2896e-09 | 0.0027785 | 7.2609e-10 | 0.0093813 | 1.0655e-08
[120 empty] | 7.3.3.17.5 (Remote Grid) Updates to grid topology to minimize risk of ignition in HFTDs Remote GridWLDFRContaminationAggregated | WLDFR | HFTD - Distribution - Tier 3 - 2QU CoRE ¦ 5QU LoRE | Non-Red Flag Warning - Small Fires | Contamination | Aggregated | 2061 | 2.3602e-06 | 22.7224 | 5.363e-05 | 2061 | Mitigation | 0.95 | 45 | 0 | esc | 0.00097009 | 2.2896e-09 | 0.00097009 | 2.2896e-09 | 0.0027785 | 7.2609e-10 | 0.0093813 | 1.0655e-08
[120 empty] | 7.3.3.17.5 (Remote Grid) Updates to grid topology to minimize risk of ignition in HFTDs Remote GridWLDFRContaminationAggregated | WLDFR | HFTD - Distribution - Tier 3 - 2QU CoRE ¦ 5QU LoRE | Non-Red Flag Warning - Small Fires | Contamination | Aggregated | 2062 | 2.3602e-06 | 22.7224 | 5.363e-05 | 2062 | Mitigation | 0.95 | 45 | 0 | esc | 0.00097009 | 2.2896e-09 | 0.00097009 | 2.2896e-09 | 0.0027785 | 7.2609e-10 | 0.0093813 | 1.0655e-08
[120 empty] | 7.3.3.17.5 (Remote Grid) Updates to grid topology to minimize risk of ignition in HFTDs Remote GridWLDFRContaminationAggregated | WLDFR | HFTD - Distribution - Tier 3 - 2QU CoRE ¦ 5QU LoRE | Non-Red Flag Warning - Small Fires | Contamination | Aggregated | 2063 | 2.3602e-06 | 22.7224 | 5.363e-05 | 2063 | Mitigation | 0.95 | 45 | 0 | esc | 0.00097009 | 2.2896e-09 | 0.00097009 | 2.2896e-09 | 0.0027785 | 7.2609e-10 | 0.0093813 | 1.0655e-08
[120 empty] | 7.3.3.17.5 (Remote Grid) Updates to grid topology to minimize risk of ignition in HFTDs Remote GridWLDFRContaminationAggregated | WLDFR | HFTD - Distribution - Tier 3 - 2QU CoRE ¦ 5QU LoRE | Non-Red Flag Warning - Small Fires | Contamination | Aggregated | 2064 | 2.3602e-06 | 22.7224 | 5.363e-05 | 2064 | Mitigation | 0.95 | 45 | 0 | esc | 0.00097009 | 2.2896e-09 | 0.00097009 | 2.2896e-09 | 0.0027785 | 7.2609e-10 | 0.0093813 | 1.0655e-08
[120 empty] | 7.3.3.17.5 (Remote Grid) Updates to grid topology to minimize risk of ignition in HFTDs Remote GridWLDFRContaminationAggregated | WLDFR | HFTD - Distribution - Tier 3 - 2QU CoRE ¦ 5QU LoRE | Non-Red Flag Warning - Small Fires | Contamination | Aggregated | 2065 | 2.3602e-06 | 22.7224 | 5.363e-05 | 2065 | Mitigation | 0.95 | 45 | 0 | esc | 0.00097009 | 2.2896e-09 | 0.00097009 | 2.2896e-09 | 0.0027785 | 7.2609e-10 | 0.0093813 | 1.0655e-08
[120 empty] | 7.3.3.17.5 (Remote Grid) Updates to grid topology to minimize risk of ignition in HFTDs Remote GridWLDFRContaminationAggregated | WLDFR | HFTD - Distribution - Tier 3 - 2QU CoRE ¦ 5QU LoRE | Non-Red Flag Warning - Small Fires | Contamination | Aggregated | 2066 | 2.3602e-06 | 22.7224 | 5.363e-05 | 2066 | Mitigation | 0.95 | 45 | 0 | esc | 0.00097009 | 2.2896e-09 | 0.00097009 | 2.2896e-09 | 0.0027785 | 7.2609e-10 | 0.0093813 | 1.0655e-08
[120 empty] | 7.3.3.17.5 (Remote Grid) Updates to grid topology to minimize risk of ignition in HFTDs Remote GridWLDFRContaminationAggregated | WLDFR | HFTD - Distribution - Tier 3 - 2QU CoRE ¦ 5QU LoRE | Non-Red Flag Warning - Small Fires | Contamination | Aggregated | 2067 | 2.3602e-06 | 22.7224 | 5.363e-05 | 2067 | Mitigation | 0.95 | 45 | 0 | esc | 0 | 0 | 0.00097009 | 2.2896e-09 | 0.0027785 | 7.2609e-10 | 0.0093813 | 1.0655e-08
[120 empty] | 7.3.3.17.5 (Remote Grid) Updates to grid topology to minimize risk of ignition in HFTDs Remote GridWLDFREquipment / facility failureAggregated | WLDFR | HFTD - Distribution - Tier 3 - 2QU CoRE ¦ 5QU LoRE | Non-Red Flag Warning - Small Fires | Equipment / facility failure | Aggregated | 2022 | 0.00034285 | 22.7224 | 0.0077904 | 2022 | Mitigation | 0.95 | 45 | 0 | esc | 0.00097009 | 3.326e-07 | 0 | 0 | 0.0027785 | 7.2609e-10 | 0.0093813 | 1.0655e-08
[120 empty] | 7.3.3.17.5 (Remote Grid) Updates to grid topology to minimize risk of ignition in HFTDs Remote GridWLDFREquipment / facility failureAggregated | WLDFR | HFTD - Distribution - Tier 3 - 2QU CoRE ¦ 5QU LoRE | Non-Red Flag Warning - Small Fires | Equipment / facility failure | Aggregated | 2023 | 0.00034285 | 22.7224 | 0.0077904 | 2023 | Mitigation | 0.95 | 45 | 0 | esc | 0.00097009 | 3.326e-07 | 0.00097009 | 3.326e-07 | 0.0027785 | 7.2609e-10 | 0.0093813 | 1.0655e-08
[120 empty] | 7.3.3.17.5 (Remote Grid) Updates to grid topology to minimize risk of ignition in HFTDs Remote GridWLDFREquipment / facility failureAggregated | WLDFR | HFTD - Distribution - Tier 3 - 2QU CoRE ¦ 5QU LoRE | Non-Red Flag Warning - Small Fires | Equipment / facility failure | Aggregated | 2024 | 0.00034285 | 22.7224 | 0.0077904 | 2024 | Mitigation | 0.95 | 45 | 0 | esc | 0.00097009 | 3.326e-07 | 0.00097009 | 3.326e-07 | 0.0027785 | 7.2609e-10 | 0.0093813 | 1.0655e-08
[120 empty] | 7.3.3.17.5 (Remote Grid) Updates to grid topology to minimize risk of ignition in HFTDs Remote GridWLDFREquipment / facility failureAggregated | WLDFR | HFTD - Distribution - Tier 3 - 2QU CoRE ¦ 5QU LoRE | Non-Red Flag Warning - Small Fires | Equipment / facility failure | Aggregated | 2025 | 0.00034285 | 22.7224 | 0.0077904 | 2025 | Mitigation | 0.95 | 45 | 0 | esc | 0.00097009 | 3.326e-07 | 0.00097009 | 3.326e-07 | 0.0027785 | 7.2609e-10 | 0.0093813 | 1.0655e-08
[120 empty] | 7.3.3.17.5 (Remote Grid) Updates to grid topology to minimize risk of ignition in HFTDs Remote GridWLDFREquipment / facility failureAggregated | WLDFR | HFTD - Distribution - Tier 3 - 2QU CoRE ¦ 5QU LoRE | Non-Red Flag Warning - Small Fires | Equipment / facility failure | Aggregated | 2026 | 0.00034285 | 22.7224 | 0.0077904 | 2026 | Mitigation | 0.95 | 45 | 0 | esc | 0.00097009 | 3.326e-07 | 0.00097009 | 3.326e-07 | 0.0027785 | 7.2609e-10 | 0.0093813 | 1.0655e-08
[120 empty] | 7.3.3.17.5 (Remote Grid) Updates to grid topology to minimize risk of ignition in HFTDs Remote GridWLDFREquipment / facility failureAggregated | WLDFR | HFTD - Distribution - Tier 3 - 2QU CoRE ¦ 5QU LoRE | Non-Red Flag Warning - Small Fires | Equipment / facility failure | Aggregated | 2027 | 0.00034285 | 22.7224 | 0.0077904 | 2027 | Mitigation | 0.95 | 45 | 0 | esc | 0.00097009 | 3.326e-07 | 0.00097009 | 3.326e-07 | 0.0027785 | 7.2609e-10 | 0.0093813 | 1.0655e-08
[120 empty] | 7.3.3.17.5 (Remote Grid) Updates to grid topology to minimize risk of ignition in HFTDs Remote GridWLDFREquipment / facility failureAggregated | WLDFR | HFTD - Distribution - Tier 3 - 2QU CoRE ¦ 5QU LoRE | Non-Red Flag Warning - Small Fires | Equipment / facility failure | Aggregated | 2028 | 0.00034285 | 22.7224 | 0.0077904 | 2028 | Mitigation | 0.95 | 45 | 0 | esc | 0.00097009 | 3.326e-07 | 0.00097009 | 3.326e-07 | 0.0027785 | 7.2609e-10 | 0.0093813 | 1.0655e-08
[120 empty] | 7.3.3.17.5 (Remote Grid) Updates to grid topology to minimize risk of ignition in HFTDs Remote GridWLDFREquipment / facility failureAggregated | WLDFR | HFTD - Distribution - Tier 3 - 2QU CoRE ¦ 5QU LoRE | Non-Red Flag Warning - Small Fires | Equipment / facility failure | Aggregated | 2029 | 0.00034285 | 22.7224 | 0.0077904 | 2029 | Mitigation | 0.95 | 45 | 0 | esc | 0.00097009 | 3.326e-07 | 0.00097009 | 3.326e-07 | 0.0027785 | 7.2609e-10 | 0.0093813 | 1.0655e-08
[120 empty] | 7.3.3.17.5 (Remote Grid) Updates to grid topology to minimize risk of ignition in HFTDs Remote GridWLDFREquipment / facility failureAggregated | WLDFR | HFTD - Distribution - Tier 3 - 2QU CoRE ¦ 5QU LoRE | Non-Red Flag Warning - Small Fires | Equipment / facility failure | Aggregated | 2030 | 0.00034285 | 22.7224 | 0.0077904 | 2030 | Mitigation | 0.95 | 45 | 0 | esc | 0.00097009 | 3.326e-07 | 0.00097009 | 3.326e-07 | 0.0027785 | 7.2609e-10 | 0.0093813 | 1.0655e-08
[120 empty] | 7.3.3.17.5 (Remote Grid) Updates to grid topology to minimize risk of ignition in HFTDs Remote GridWLDFREquipment / facility failureAggregated | WLDFR | HFTD - Distribution - Tier 3 - 2QU CoRE ¦ 5QU LoRE | Non-Red Flag Warning - Small Fires | Equipment / facility failure | Aggregated | 2031 | 0.00034285 | 22.7224 | 0.0077904 | 2031 | Mitigation | 0.95 | 45 | 0 | esc | 0.00097009 | 3.326e-07 | 0.00097009 | 3.326e-07 | 0.0027785 | 7.2609e-10 | 0.0093813 | 1.0655e-08
[120 empty] | 7.3.3.17.5 (Remote Grid) Updates to grid topology to minimize risk of ignition in HFTDs Remote GridWLDFREquipment / facility failureAggregated | WLDFR | HFTD - Distribution - Tier 3 - 2QU CoRE ¦ 5QU LoRE | Non-Red Flag Warning - Small Fires | Equipment / facility failure | Aggregated | 2032 | 0.00034285 | 22.7224 | 0.0077904 | 2032 | Mitigation | 0.95 | 45 | 0 | esc | 0.00097009 | 3.326e-07 | 0.00097009 | 3.326e-07 | 0.0027785 | 7.2609e-10 | 0.0093813 | 1.0655e-08
[120 empty] | 7.3.3.17.5 (Remote Grid) Updates to grid topology to minimize risk of ignition in HFTDs Remote GridWLDFREquipment / facility failureAggregated | WLDFR | HFTD - Distribution - Tier 3 - 2QU CoRE ¦ 5QU LoRE | Non-Red Flag Warning - Small Fires | Equipment / facility failure | Aggregated | 2033 | 0.00034285 | 22.7224 | 0.0077904 | 2033 | Mitigation | 0.95 | 45 | 0 | esc | 0.00097009 | 3.326e-07 | 0.00097009 | 3.326e-07 | 0.0027785 | 7.2609e-10 | 0.0093813 | 1.0655e-08
[120 empty] | 7.3.3.17.5 (Remote Grid) Updates to grid topology to minimize risk of ignition in HFTDs Remote GridWLDFREquipment / facility failureAggregated | WLDFR | HFTD - Distribution - Tier 3 - 2QU CoRE ¦ 5QU LoRE | Non-Red Flag Warning - Small Fires | Equipment / facility failure | Aggregated | 2034 | 0.00034285 | 22.7224 | 0.0077904 | 2034 | Mitigation | 0.95 | 45 | 0 | esc | 0.00097009 | 3.326e-07 | 0.00097009 | 3.326e-07 | 0.0027785 | 7.2609e-10 | 0.0093813 | 1.0655e-08
[120 empty] | 7.3.3.17.5 (Remote Grid) Updates to grid topology to minimize risk of ignition in HFTDs Remote GridWLDFREquipment / facility failureAggregated | WLDFR | HFTD - Distribution - Tier 3 - 2QU CoRE ¦ 5QU LoRE | Non-Red Flag Warning - Small Fires | Equipment / facility failure | Aggregated | 2035 | 0.00034285 | 22.7224 | 0.0077904 | 2035 | Mitigation | 0.95 | 45 | 0 | esc | 0.00097009 | 3.326e-07 | 0.00097009 | 3.326e-07 | 0.0027785 | 7.2609e-10 | 0.0093813 | 1.0655e-08
[120 empty] | 7.3.3.17.5 (Remote Grid) Updates to grid topology to minimize risk of ignition in HFTDs Remote GridWLDFREquipment / facility failureAggregated | WLDFR | HFTD - Distribution - Tier 3 - 2QU CoRE ¦ 5QU LoRE | Non-Red Flag Warning - Small Fires | Equipment / facility failure | Aggregated | 2036 | 0.00034285 | 22.7224 | 0.0077904 | 2036 | Mitigation | 0.95 | 45 | 0 | esc | 0.00097009 | 3.326e-07 | 0.00097009 | 3.326e-07 | 0.0027785 | 7.2609e-10 | 0 | 0
[120 empty] | 7.3.3.17.5 (Remote Grid) Updates to grid topology to minimize risk of ignition in HFTDs Remote GridWLDFREquipment / facility failureAggregated | WLDFR | HFTD - Distribution - Tier 3 - 2QU CoRE ¦ 5QU LoRE | Non-Red Flag Warning - Small Fires | Equipment / facility failure | Aggregated | 2037 | 0.00034285 | 22.7224 | 0.0077904 | 2037 | Mitigation | 0.95 | 45 | 0 | esc | 0.00097009 | 3.326e-07 | 0.00097009 | 3.326e-07 | 0.0027785 | 7.2609e-10 | 0 | 0
[120 empty] | 7.3.3.17.5 (Remote Grid) Updates to grid topology to minimize risk of ignition in HFTDs Remote GridWLDFREquipment / facility failureAggregated | WLDFR | HFTD - Distribution - Tier 3 - 2QU CoRE ¦ 5QU LoRE | Non-Red Flag Warning - Small Fires | Equipment / facility failure | Aggregated | 2038 | 0.00034285 | 22.7224 | 0.0077904 | 2038 | Mitigation | 0.95 | 45 | 0 | esc | 0.00097009 | 3.326e-07 | 0.00097009 | 3.326e-07 | 0.0027785 | 7.2609e-10 | 0.014004 | 4.9293e-09
[120 empty] | 7.3.3.17.5 (Remote Grid) Updates to grid topology to minimize risk of ignition in HFTDs Remote GridWLDFREquipment / facility failureAggregated | WLDFR | HFTD - Distribution - Tier 3 - 2QU CoRE ¦ 5QU LoRE | Non-Red Flag Warning - Small Fires | Equipment / facility failure | Aggregated | 2039 | 0.00034285 | 22.7224 | 0.0077904 | 2039 | Mitigation | 0.95 | 45 | 0 | esc | 0.00097009 | 3.326e-07 | 0.00097009 | 3.326e-07 | 0.0027785 | 7.2609e-10 | 0.014004 | 4.9293e-09
[120 empty] | 7.3.3.17.5 (Remote Grid) Updates to grid topology to minimize risk of ignition in HFTDs Remote GridWLDFREquipment / facility failureAggregated | WLDFR | HFTD - Distribution - Tier 3 - 2QU CoRE ¦ 5QU LoRE | Non-Red Flag Warning - Small Fires | Equipment / facility failure | Aggregated | 2040 | 0.00034285 | 22.7224 | 0.0077904 | 2040 | Mitigation | 0.95 | 45 | 0 | esc | 0.00097009 | 3.326e-07 | 0.00097009 | 3.326e-07 | 0.0027785 | 7.2609e-10 | 0.014004 | 4.9293e-09
[120 empty] | 7.3.3.17.5 (Remote Grid) Updates to grid topology to minimize risk of ignition in HFTDs Remote GridWLDFREquipment / facility failureAggregated | WLDFR | HFTD - Distribution - Tier 3 - 2QU CoRE ¦ 5QU LoRE | Non-Red Flag Warning - Small Fires | Equipment / facility failure | Aggregated | 2041 | 0.00034285 | 22.7224 | 0.0077904 | 2041 | Mitigation | 0.95 | 45 | 0 | esc | 0.00097009 | 3.326e-07 | 0.00097009 | 3.326e-07 | 0.0027785 | 7.2609e-10 | 0.014004 | 4.9293e-09
[120 empty] | 7.3.3.17.5 (Remote Grid) Updates to grid topology to minimize risk of ignition in HFTDs Remote GridWLDFREquipment / facility failureAggregated | WLDFR | HFTD - Distribution - Tier 3 - 2QU CoRE ¦ 5QU LoRE | Non-Red Flag Warning - Small Fires | Equipment / facility failure | Aggregated | 2042 | 0.00034285 | 22.7224 | 0.0077904 | 2042 | Mitigation | 0.95 | 45 | 0 | esc | 0.00097009 | 3.326e-07 | 0.00097009 | 3.326e-07 | 0.0027785 | 7.2609e-10 | 0.014004 | 4.9293e-09
[120 empty] | 7.3.3.17.5 (Remote Grid) Updates to grid topology to minimize risk of ignition in HFTDs Remote GridWLDFREquipment / facility failureAggregated | WLDFR | HFTD - Distribution - Tier 3 - 2QU CoRE ¦ 5QU LoRE | Non-Red Flag Warning - Small Fires | Equipment / facility failure | Aggregated | 2043 | 0.00034285 | 22.7224 | 0.0077904 | 2043 | Mitigation | 0.95 | 45 | 0 | esc | 0.00097009 | 3.326e-07 | 0.00097009 | 3.326e-07 | 0.0027785 | 7.2609e-10 | 0.014004 | 4.9293e-09
[120 empty] | 7.3.3.17.5 (Remote Grid) Updates to grid topology to minimize risk of ignition in HFTDs Remote GridWLDFREquipment / facility failureAggregated | WLDFR | HFTD - Distribution - Tier 3 - 2QU CoRE ¦ 5QU LoRE | Non-Red Flag Warning - Small Fires | Equipment / facility failure | Aggregated | 2044 | 0.00034285 | 22.7224 | 0.0077904 | 2044 | Mitigation | 0.95 | 45 | 0 | esc | 0.00097009 | 3.326e-07 | 0.00097009 | 3.326e-07 | 0.0027785 | 7.2609e-10 | 0.014004 | 4.9293e-09
[120 empty] | 7.3.3.17.5 (Remote Grid) Updates to grid topology to minimize risk of ignition in HFTDs Remote GridWLDFREquipment / facility failureAggregated | WLDFR | HFTD - Distribution - Tier 3 - 2QU CoRE ¦ 5QU LoRE | Non-Red Flag Warning - Small Fires | Equipment / facility failure | Aggregated | 2045 | 0.00034285 | 22.7224 | 0.0077904 | 2045 | Mitigation | 0.95 | 45 | 0 | esc | 0.00097009 | 3.326e-07 | 0.00097009 | 3.326e-07 | 0.0027785 | 7.2609e-10 | 0.014004 | 4.9293e-09
[120 empty] | 7.3.3.17.5 (Remote Grid) Updates to grid topology to minimize risk of ignition in HFTDs Remote GridWLDFREquipment / facility failureAggregated | WLDFR | HFTD - Distribution - Tier 3 - 2QU CoRE ¦ 5QU LoRE | Non-Red Flag Warning - Small Fires | Equipment / facility failure | Aggregated | 2046 | 0.00034285 | 22.7224 | 0.0077904 | 2046 | Mitigation | 0.95 | 45 | 0 | esc | 0.00097009 | 3.326e-07 | 0.00097009 | 3.326e-07 | 0.0027785 | 7.2609e-10 | 0.014004 | 4.9293e-09
[120 empty] | 7.3.3.17.5 (Remote Grid) Updates to grid topology to minimize risk of ignition in HFTDs Remote GridWLDFREquipment / facility failureAggregated | WLDFR | HFTD - Distribution - Tier 3 - 2QU CoRE ¦ 5QU LoRE | Non-Red Flag Warning - Small Fires | Equipment / facility failure | Aggregated | 2047 | 0.00034285 | 22.7224 | 0.0077904 | 2047 | Mitigation | 0.95 | 45 | 0 | esc | 0.00097009 | 3.326e-07 | 0.00097009 | 3.326e-07 | 0.0027785 | 7.2609e-10 | 0.014004 | 4.9293e-09
[120 empty] | 7.3.3.17.5 (Remote Grid) Updates to grid topology to minimize risk of ignition in HFTDs Remote GridWLDFREquipment / facility failureAggregated | WLDFR | HFTD - Distribution - Tier 3 - 2QU CoRE ¦ 5QU LoRE | Non-Red Flag Warning - Small Fires | Equipment / facility failure | Aggregated | 2048 | 0.00034285 | 22.7224 | 0.0077904 | 2048 | Mitigation | 0.95 | 45 | 0 | esc | 0.00097009 | 3.326e-07 | 0.00097009 | 3.326e-07 | 0.0027785 | 7.2609e-10 | 0.014004 | 4.9293e-09
[120 empty] | 7.3.3.17.5 (Remote Grid) Updates to grid topology to minimize risk of ignition in HFTDs Remote GridWLDFREquipment / facility failureAggregated | WLDFR | HFTD - Distribution - Tier 3 - 2QU CoRE ¦ 5QU LoRE | Non-Red Flag Warning - Small Fires | Equipment / facility failure | Aggregated | 2049 | 0.00034285 | 22.7224 | 0.0077904 | 2049 | Mitigation | 0.95 | 45 | 0 | esc | 0.00097009 | 3.326e-07 | 0.00097009 | 3.326e-07 | 0.0027785 | 7.2609e-10 | 0.014004 | 4.9293e-09
[120 empty] | 7.3.3.17.5 (Remote Grid) Updates to grid topology to minimize risk of ignition in HFTDs Remote GridWLDFREquipment / facility failureAggregated | WLDFR | HFTD - Distribution - Tier 3 - 2QU CoRE ¦ 5QU LoRE | Non-Red Flag Warning - Small Fires | Equipment / facility failure | Aggregated | 2050 | 0.00034285 | 22.7224 | 0.0077904 | 2050 | Mitigation | 0.95 | 45 | 0 | esc | 0.00097009 | 3.326e-07 | 0.00097009 | 3.326e-07 | 0.0027785 | 7.2609e-10 | 0.014004 | 4.9293e-09
[120 empty] | 7.3.3.17.5 (Remote Grid) Updates to grid topology to minimize risk of ignition in HFTDs Remote GridWLDFREquipment / facility failureAggregated | WLDFR | HFTD - Distribution - Tier 3 - 2QU CoRE ¦ 5QU LoRE | Non-Red Flag Warning - Small Fires | Equipment / facility failure | Aggregated | 2051 | 0.00034285 | 22.7224 | 0.0077904 | 2051 | Mitigation | 0.95 | 45 | 0 | esc | 0.00097009 | 3.326e-07 | 0.00097009 | 3.326e-07 | 0.0027785 | 7.2609e-10 | 0.014004 | 4.9293e-09
[120 empty] | 7.3.3.17.5 (Remote Grid) Updates to grid topology to minimize risk of ignition in HFTDs Remote GridWLDFREquipment / facility failureAggregated | WLDFR | HFTD - Distribution - Tier 3 - 2QU CoRE ¦ 5QU LoRE | Non-Red Flag Warning - Small Fires | Equipment / facility failure | Aggregated | 2052 | 0.00034285 | 22.7224 | 0.0077904 | 2052 | Mitigation | 0.95 | 45 | 0 | esc | 0.00097009 | 3.326e-07 | 0.00097009 | 3.326e-07 | 0.0027785 | 7.2609e-10 | 0.014004 | 4.9293e-09
[120 empty] | 7.3.3.17.5 (Remote Grid) Updates to grid topology to minimize risk of ignition in HFTDs Remote GridWLDFREquipment / facility failureAggregated | WLDFR | HFTD - Distribution - Tier 3 - 2QU CoRE ¦ 5QU LoRE | Non-Red Flag Warning - Small Fires | Equipment / facility failure | Aggregated | 2053 | 0.00034285 | 22.7224 | 0.0077904 | 2053 | Mitigation | 0.95 | 45 | 0 | esc | 0.00097009 | 3.326e-07 | 0.00097009 | 3.326e-07 | 0.0027785 | 7.2609e-10 | 0.014004 | 4.9293e-09
[120 empty] | 7.3.3.17.5 (Remote Grid) Updates to grid topology to minimize risk of ignition in HFTDs Remote GridWLDFREquipment / facility failureAggregated | WLDFR | HFTD - Distribution - Tier 3 - 2QU CoRE ¦ 5QU LoRE | Non-Red Flag Warning - Small Fires | Equipment / facility failure | Aggregated | 2054 | 0.00034285 | 22.7224 | 0.0077904 | 2054 | Mitigation | 0.95 | 45 | 0 | esc | 0.00097009 | 3.326e-07 | 0.00097009 | 3.326e-07 | 0.0027785 | 7.2609e-10 | 0.014004 | 4.9293e-09
[120 empty] | 7.3.3.17.5 (Remote Grid) Updates to grid topology to minimize risk of ignition in HFTDs Remote GridWLDFREquipment / facility failureAggregated | WLDFR | HFTD - Distribution - Tier 3 - 2QU CoRE ¦ 5QU LoRE | Non-Red Flag Warning - Small Fires | Equipment / facility failure | Aggregated | 2055 | 0.00034285 | 22.7224 | 0.0077904 | 2055 | Mitigation | 0.95 | 45 | 0 | esc | 0.00097009 | 3.326e-07 | 0.00097009 | 3.326e-07 | 0.0027785 | 7.2609e-10 | 0.014004 | 4.9293e-09
[120 empty] | 7.3.3.17.5 (Remote Grid) Updates to grid topology to minimize risk of ignition in HFTDs Remote GridWLDFREquipment / facility failureAggregated | WLDFR | HFTD - Distribution - Tier 3 - 2QU CoRE ¦ 5QU LoRE | Non-Red Flag Warning - Small Fires | Equipment / facility failure | Aggregated | 2056 | 0.00034285 | 22.7224 | 0.0077904 | 2056 | Mitigation | 0.95 | 45 | 0 | esc | 0.00097009 | 3.326e-07 | 0.00097009 | 3.326e-07 | 0 | 0 | 0.014004 | 4.9293e-09
[120 empty] | 7.3.3.17.5 (Remote Grid) Updates to grid topology to minimize risk of ignition in HFTDs Remote GridWLDFREquipment / facility failureAggregated | WLDFR | HFTD - Distribution - Tier 3 - 2QU CoRE ¦ 5QU LoRE | Non-Red Flag Warning - Small Fires | Equipment / facility failure | Aggregated | 2057 | 0.00034285 | 22.7224 | 0.0077904 | 2057 | Mitigation | 0.95 | 45 | 0 | esc | 0.00097009 | 3.326e-07 | 0.00097009 | 3.326e-07 | 0.0027785 | 1.8665e-09 | 0.014004 | 4.9293e-09
[120 empty] | 7.3.3.17.5 (Remote Grid) Updates to grid topology to minimize risk of ignition in HFTDs Remote GridWLDFREquipment / facility failureAggregated | WLDFR | HFTD - Distribution - Tier 3 - 2QU CoRE ¦ 5QU LoRE | Non-Red Flag Warning - Small Fires | Equipment / facility failure | Aggregated | 2058 | 0.00034285 | 22.7224 | 0.0077904 | 2058 | Mitigation | 0.95 | 45 | 0 | esc | 0.00097009 | 3.326e-07 | 0.00097009 | 3.326e-07 | 0.0027785 | 1.8665e-09 | 0.014004 | 4.9293e-09
[120 empty] | 7.3.3.17.5 (Remote Grid) Updates to grid topology to minimize risk of ignition in HFTDs Remote GridWLDFREquipment / facility failureAggregated | WLDFR | HFTD - Distribution - Tier 3 - 2QU CoRE ¦ 5QU LoRE | Non-Red Flag Warning - Small Fires | Equipment / facility failure | Aggregated | 2059 | 0.00034285 | 22.7224 | 0.0077904 | 2059 | Mitigation | 0.95 | 45 | 0 | esc | 0.00097009 | 3.326e-07 | 0.00097009 | 3.326e-07 | 0.0027785 | 1.8665e-09 | 0.014004 | 4.9293e-09
[120 empty] | 7.3.3.17.5 (Remote Grid) Updates to grid topology to minimize risk of ignition in HFTDs Remote GridWLDFREquipment / facility failureAggregated | WLDFR | HFTD - Distribution - Tier 3 - 2QU CoRE ¦ 5QU LoRE | Non-Red Flag Warning - Small Fires | Equipment / facility failure | Aggregated | 2060 | 0.00034285 | 22.7224 | 0.0077904 | 2060 | Mitigation | 0.95 | 45 | 0 | esc | 0.00097009 | 3.326e-07 | 0.00097009 | 3.326e-07 | 0.0027785 | 1.8665e-09 | 0.014004 | 4.9293e-09
[120 empty] | 7.3.3.17.5 (Remote Grid) Updates to grid topology to minimize risk of ignition in HFTDs Remote GridWLDFREquipment / facility failureAggregated | WLDFR | HFTD - Distribution - Tier 3 - 2QU CoRE ¦ 5QU LoRE | Non-Red Flag Warning - Small Fires | Equipment / facility failure | Aggregated | 2061 | 0.00034285 | 22.7224 | 0.0077904 | 2061 | Mitigation | 0.95 | 45 | 0 | esc | 0.00097009 | 3.326e-07 | 0.00097009 | 3.326e-07 | 0.0027785 | 1.8665e-09 | 0.014004 | 4.9293e-09
[120 empty] | 7.3.3.17.5 (Remote Grid) Updates to grid topology to minimize risk of ignition in HFTDs Remote GridWLDFREquipment / facility failureAggregated | WLDFR | HFTD - Distribution - Tier 3 - 2QU CoRE ¦ 5QU LoRE | Non-Red Flag Warning - Small Fires | Equipment / facility failure | Aggregated | 2062 | 0.00034285 | 22.7224 | 0.0077904 | 2062 | Mitigation | 0.95 | 45 | 0 | esc | 0.00097009 | 3.326e-07 | 0.00097009 | 3.326e-07 | 0.0027785 | 1.8665e-09 | 0.014004 | 4.9293e-09
[120 empty] | 7.3.3.17.5 (Remote Grid) Updates to grid topology to minimize risk of ignition in HFTDs Remote GridWLDFREquipment / facility failureAggregated | WLDFR | HFTD - Distribution - Tier 3 - 2QU CoRE ¦ 5QU LoRE | Non-Red Flag Warning - Small Fires | Equipment / facility failure | Aggregated | 2063 | 0.00034285 | 22.7224 | 0.0077904 | 2063 | Mitigation | 0.95 | 45 | 0 | esc | 0.00097009 | 3.326e-07 | 0.00097009 | 3.326e-07 | 0.0027785 | 1.8665e-09 | 0.014004 | 4.9293e-09
[120 empty] | 7.3.3.17.5 (Remote Grid) Updates to grid topology to minimize risk of ignition in HFTDs Remote GridWLDFREquipment / facility failureAggregated | WLDFR | HFTD - Distribution - Tier 3 - 2QU CoRE ¦ 5QU LoRE | Non-Red Flag Warning - Small Fires | Equipment / facility failure | Aggregated | 2064 | 0.00034285 | 22.7224 | 0.0077904 | 2064 | Mitigation | 0.95 | 45 | 0 | esc | 0.00097009 | 3.326e-07 | 0.00097009 | 3.326e-07 | 0.0027785 | 1.8665e-09 | 0.014004 | 4.9293e-09
[120 empty] | 7.3.3.17.5 (Remote Grid) Updates to grid topology to minimize risk of ignition in HFTDs Remote GridWLDFREquipment / facility failureAggregated | WLDFR | HFTD - Distribution - Tier 3 - 2QU CoRE ¦ 5QU LoRE | Non-Red Flag Warning - Small Fires | Equipment / facility failure | Aggregated | 2065 | 0.00034285 | 22.7224 | 0.0077904 | 2065 | Mitigation | 0.95 | 45 | 0 | esc | 0.00097009 | 3.326e-07 | 0.00097009 | 3.326e-07 | 0.0027785 | 1.8665e-09 | 0.014004 | 4.9293e-09
[120 empty] | 7.3.3.17.5 (Remote Grid) Updates to grid topology to minimize risk of ignition in HFTDs Remote GridWLDFREquipment / facility failureAggregated | WLDFR | HFTD - Distribution - Tier 3 - 2QU CoRE ¦ 5QU LoRE | Non-Red Flag Warning - Small Fires | Equipment / facility failure | Aggregated | 2066 | 0.00034285 | 22.7224 | 0.0077904 | 2066 | Mitigation | 0.95 | 45 | 0 | esc | 0.00097009 | 3.326e-07 | 0.00097009 | 3.326e-07 | 0.0027785 | 1.8665e-09 | 0.014004 | 4.9293e-09
[120 empty] | 7.3.3.17.5 (Remote Grid) Updates to grid topology to minimize risk of ignition in HFTDs Remote GridWLDFREquipment / facility failureAggregated | WLDFR | HFTD - Distribution - Tier 3 - 2QU CoRE ¦ 5QU LoRE | Non-Red Flag Warning - Small Fires | Equipment / facility failure | Aggregated | 2067 | 0.00034285 | 22.7224 | 0.0077904 | 2067 | Mitigation | 0.95 | 45 | 0 | esc | 0 | 0 | 0.00097009 | 3.326e-07 | 0.0027785 | 1.8665e-09 | 0.014004 | 4.9293e-09
[120 empty] | 7.3.3.17.5 (Remote Grid) Updates to grid topology to minimize risk of ignition in HFTDs Remote GridWLDFRVegetation ContactAggregated | WLDFR | HFTD - Distribution - Tier 3 - 2QU CoRE ¦ 5QU LoRE | Non-Red Flag Warning - Small Fires | Vegetation Contact | Aggregated | 2022 | 0.001182 | 22.7224 | 0.026859 | 2022 | Mitigation | 0.95 | 45 | 0 | esc | 0.00097009 | 1.1467e-06 | 0 | 0 | 0.0027785 | 1.8665e-09 | 0 | 0
[120 empty] | 7.3.3.17.5 (Remote Grid) Updates to grid topology to minimize risk of ignition in HFTDs Remote GridWLDFRVegetation ContactAggregated | WLDFR | HFTD - Distribution - Tier 3 - 2QU CoRE ¦ 5QU LoRE | Non-Red Flag Warning - Small Fires | Vegetation Contact | Aggregated | 2023 | 0.001182 | 22.7224 | 0.026859 | 2023 | Mitigation | 0.95 | 45 | 0 | esc | 0.00097009 | 1.1467e-06 | 0.00097009 | 1.1467e-06 | 0.0027785 | 1.8665e-09 | 0 | 0
[120 empty] | 7.3.3.17.5 (Remote Grid) Updates to grid topology to minimize risk of ignition in HFTDs Remote GridWLDFRVegetation ContactAggregated | WLDFR | HFTD - Distribution - Tier 3 - 2QU CoRE ¦ 5QU LoRE | Non-Red Flag Warning - Small Fires | Vegetation Contact | Aggregated | 2024 | 0.001182 | 22.7224 | 0.026859 | 2024 | Mitigation | 0.95 | 45 | 0 | esc | 0.00097009 | 1.1467e-06 | 0.00097009 | 1.1467e-06 | 0.0027785 | 1.8665e-09 | 0.012777 | 3.9886e-09
[120 empty] | 7.3.3.17.5 (Remote Grid) Updates to grid topology to minimize risk of ignition in HFTDs Remote GridWLDFRVegetation ContactAggregated | WLDFR | HFTD - Distribution - Tier 3 - 2QU CoRE ¦ 5QU LoRE | Non-Red Flag Warning - Small Fires | Vegetation Contact | Aggregated | 2025 | 0.001182 | 22.7224 | 0.026859 | 2025 | Mitigation | 0.95 | 45 | 0 | esc | 0.00097009 | 1.1467e-06 | 0.00097009 | 1.1467e-06 | 0.0027785 | 1.8665e-09 | 0.012777 | 3.9886e-09
[120 empty] | 7.3.3.17.5 (Remote Grid) Updates to grid topology to minimize risk of ignition in HFTDs Remote GridWLDFRVegetation ContactAggregated | WLDFR | HFTD - Distribution - Tier 3 - 2QU CoRE ¦ 5QU LoRE | Non-Red Flag Warning - Small Fires | Vegetation Contact | Aggregated | 2026 | 0.001182 | 22.7224 | 0.026859 | 2026 | Mitigation | 0.95 | 45 | 0 | esc | 0.00097009 | 1.1467e-06 | 0.00097009 | 1.1467e-06 | 0.0027785 | 1.8665e-09 | 0.012777 | 3.9886e-09
[120 empty] | 7.3.3.17.5 (Remote Grid) Updates to grid topology to minimize risk of ignition in HFTDs Remote GridWLDFRVegetation ContactAggregated | WLDFR | HFTD - Distribution - Tier 3 - 2QU CoRE ¦ 5QU LoRE | Non-Red Flag Warning - Small Fires | Vegetation Contact | Aggregated | 2027 | 0.001182 | 22.7224 | 0.026859 | 2027 | Mitigation | 0.95 | 45 | 0 | esc | 0.00097009 | 1.1467e-06 | 0.00097009 | 1.1467e-06 | 0.0027785 | 1.8665e-09 | 0.012777 | 3.9886e-09
[120 empty] | 7.3.3.17.5 (Remote Grid) Updates to grid topology to minimize risk of ignition in HFTDs Remote GridWLDFRVegetation ContactAggregated | WLDFR | HFTD - Distribution - Tier 3 - 2QU CoRE ¦ 5QU LoRE | Non-Red Flag Warning - Small Fires | Vegetation Contact | Aggregated | 2028 | 0.001182 | 22.7224 | 0.026859 | 2028 | Mitigation | 0.95 | 45 | 0 | esc | 0.00097009 | 1.1467e-06 | 0.00097009 | 1.1467e-06 | 0.0027785 | 1.8665e-09 | 0.012777 | 3.9886e-09
[120 empty] | 7.3.3.17.5 (Remote Grid) Updates to grid topology to minimize risk of ignition in HFTDs Remote GridWLDFRVegetation ContactAggregated | WLDFR | HFTD - Distribution - Tier 3 - 2QU CoRE ¦ 5QU LoRE | Non-Red Flag Warning - Small Fires | Vegetation Contact | Aggregated | 2029 | 0.001182 | 22.7224 | 0.026859 | 2029 | Mitigation | 0.95 | 45 | 0 | esc | 0.00097009 | 1.1467e-06 | 0.00097009 | 1.1467e-06 | 0.0027785 | 1.8665e-09 | 0.012777 | 3.9886e-09
[120 empty] | 7.3.3.17.5 (Remote Grid) Updates to grid topology to minimize risk of ignition in HFTDs Remote GridWLDFRVegetation ContactAggregated | WLDFR | HFTD - Distribution - Tier 3 - 2QU CoRE ¦ 5QU LoRE | Non-Red Flag Warning - Small Fires | Vegetation Contact | Aggregated | 2030 | 0.001182 | 22.7224 | 0.026859 | 2030 | Mitigation | 0.95 | 45 | 0 | esc | 0.00097009 | 1.1467e-06 | 0.00097009 | 1.1467e-06 | 0.0027785 | 1.8665e-09 | 0.012777 | 3.9886e-09
[120 empty] | 7.3.3.17.5 (Remote Grid) Updates to grid topology to minimize risk of ignition in HFTDs Remote GridWLDFRVegetation ContactAggregated | WLDFR | HFTD - Distribution - Tier 3 - 2QU CoRE ¦ 5QU LoRE | Non-Red Flag Warning - Small Fires | Vegetation Contact | Aggregated | 2031 | 0.001182 | 22.7224 | 0.026859 | 2031 | Mitigation | 0.95 | 45 | 0 | esc | 0.00097009 | 1.1467e-06 | 0.00097009 | 1.1467e-06 | 0.0027785 | 1.8665e-09 | 0.012777 | 3.9886e-09
[120 empty] | 7.3.3.17.5 (Remote Grid) Updates to grid topology to minimize risk of ignition in HFTDs Remote GridWLDFRVegetation ContactAggregated | WLDFR | HFTD - Distribution - Tier 3 - 2QU CoRE ¦ 5QU LoRE | Non-Red Flag Warning - Small Fires | Vegetation Contact | Aggregated | 2032 | 0.001182 | 22.7224 | 0.026859 | 2032 | Mitigation | 0.95 | 45 | 0 | esc | 0.00097009 | 1.1467e-06 | 0.00097009 | 1.1467e-06 | 0.0027785 | 1.8665e-09 | 0.012777 | 3.9886e-09
[120 empty] | 7.3.3.17.5 (Remote Grid) Updates to grid topology to minimize risk of ignition in HFTDs Remote GridWLDFRVegetation ContactAggregated | WLDFR | HFTD - Distribution - Tier 3 - 2QU CoRE ¦ 5QU LoRE | Non-Red Flag Warning - Small Fires | Vegetation Contact | Aggregated | 2033 | 0.001182 | 22.7224 | 0.026859 | 2033 | Mitigation | 0.95 | 45 | 0 | esc | 0.00097009 | 1.1467e-06 | 0.00097009 | 1.1467e-06 | 0.0027785 | 1.8665e-09 | 0.012777 | 3.9886e-09
[120 empty] | 7.3.3.17.5 (Remote Grid) Updates to grid topology to minimize risk of ignition in HFTDs Remote GridWLDFRVegetation ContactAggregated | WLDFR | HFTD - Distribution - Tier 3 - 2QU CoRE ¦ 5QU LoRE | Non-Red Flag Warning - Small Fires | Vegetation Contact | Aggregated | 2034 | 0.001182 | 22.7224 | 0.026859 | 2034 | Mitigation | 0.95 | 45 | 0 | esc | 0.00097009 | 1.1467e-06 | 0.00097009 | 1.1467e-06 | 0.0027785 | 1.8665e-09 | 0.012777 | 3.9886e-09
[120 empty] | 7.3.3.17.5 (Remote Grid) Updates to grid topology to minimize risk of ignition in HFTDs Remote GridWLDFRVegetation ContactAggregated | WLDFR | HFTD - Distribution - Tier 3 - 2QU CoRE ¦ 5QU LoRE | Non-Red Flag Warning - Small Fires | Vegetation Contact | Aggregated | 2035 | 0.001182 | 22.7224 | 0.026859 | 2035 | Mitigation | 0.95 | 45 | 0 | esc | 0.00097009 | 1.1467e-06 | 0.00097009 | 1.1467e-06 | 0.0027785 | 1.8665e-09 | 0.012777 | 3.9886e-09
[120 empty] | 7.3.3.17.5 (Remote Grid) Updates to grid topology to minimize risk of ignition in HFTDs Remote GridWLDFRVegetation ContactAggregated | WLDFR | HFTD - Distribution - Tier 3 - 2QU CoRE ¦ 5QU LoRE | Non-Red Flag Warning - Small Fires | Vegetation Contact | Aggregated | 2036 | 0.001182 | 22.7224 | 0.026859 | 2036 | Mitigation | 0.95 | 45 | 0 | esc | 0.00097009 | 1.1467e-06 | 0.00097009 | 1.1467e-06 | 0.0027785 | 1.8665e-09 | 0.012777 | 3.9886e-09
[120 empty] | 7.3.3.17.5 (Remote Grid) Updates to grid topology to minimize risk of ignition in HFTDs Remote GridWLDFRVegetation ContactAggregated | WLDFR | HFTD - Distribution - Tier 3 - 2QU CoRE ¦ 5QU LoRE | Non-Red Flag Warning - Small Fires | Vegetation Contact | Aggregated | 2037 | 0.001182 | 22.7224 | 0.026859 | 2037 | Mitigation | 0.95 | 45 | 0 | esc | 0.00097009 | 1.1467e-06 | 0.00097009 | 1.1467e-06 | 0.0027785 | 1.8665e-09 | 0.012777 | 3.9886e-09
[120 empty] | 7.3.3.17.5 (Remote Grid) Updates to grid topology to minimize risk of ignition in HFTDs Remote GridWLDFRVegetation ContactAggregated | WLDFR | HFTD - Distribution - Tier 3 - 2QU CoRE ¦ 5QU LoRE | Non-Red Flag Warning - Small Fires | Vegetation Contact | Aggregated | 2038 | 0.001182 | 22.7224 | 0.026859 | 2038 | Mitigation | 0.95 | 45 | 0 | esc | 0.00097009 | 1.1467e-06 | 0.00097009 | 1.1467e-06 | 0.0027785 | 1.8665e-09 | 0.012777 | 3.9886e-09
[120 empty] | 7.3.3.17.5 (Remote Grid) Updates to grid topology to minimize risk of ignition in HFTDs Remote GridWLDFRVegetation ContactAggregated | WLDFR | HFTD - Distribution - Tier 3 - 2QU CoRE ¦ 5QU LoRE | Non-Red Flag Warning - Small Fires | Vegetation Contact | Aggregated | 2039 | 0.001182 | 22.7224 | 0.026859 | 2039 | Mitigation | 0.95 | 45 | 0 | esc | 0.00097009 | 1.1467e-06 | 0.00097009 | 1.1467e-06 | 0.0027785 | 1.8665e-09 | 0.012777 | 3.9886e-09
[120 empty] | 7.3.3.17.5 (Remote Grid) Updates to grid topology to minimize risk of ignition in HFTDs Remote GridWLDFRVegetation ContactAggregated | WLDFR | HFTD - Distribution - Tier 3 - 2QU CoRE ¦ 5QU LoRE | Non-Red Flag Warning - Small Fires | Vegetation Contact | Aggregated | 2040 | 0.001182 | 22.7224 | 0.026859 | 2040 | Mitigation | 0.95 | 45 | 0 | esc | 0.00097009 | 1.1467e-06 | 0.00097009 | 1.1467e-06 | 0.0027785 | 1.8665e-09 | 0.012777 | 3.9886e-09
[120 empty] | 7.3.3.17.5 (Remote Grid) Updates to grid topology to minimize risk of ignition in HFTDs Remote GridWLDFRVegetation ContactAggregated | WLDFR | HFTD - Distribution - Tier 3 - 2QU CoRE ¦ 5QU LoRE | Non-Red Flag Warning - Small Fires | Vegetation Contact | Aggregated | 2041 | 0.001182 | 22.7224 | 0.026859 | 2041 | Mitigation | 0.95 | 45 | 0 | esc | 0.00097009 | 1.1467e-06 | 0.00097009 | 1.1467e-06 | 0.0027785 | 1.8665e-09 | 0.012777 | 3.9886e-09
[120 empty] | 7.3.3.17.5 (Remote Grid) Updates to grid topology to minimize risk of ignition in HFTDs Remote GridWLDFRVegetation ContactAggregated | WLDFR | HFTD - Distribution - Tier 3 - 2QU CoRE ¦ 5QU LoRE | Non-Red Flag Warning - Small Fires | Vegetation Contact | Aggregated | 2042 | 0.001182 | 22.7224 | 0.026859 | 2042 | Mitigation | 0.95 | 45 | 0 | esc | 0.00097009 | 1.1467e-06 | 0.00097009 | 1.1467e-06 | 0.0027785 | 1.8665e-09 | 0.012777 | 3.9886e-09
[120 empty] | 7.3.3.17.5 (Remote Grid) Updates to grid topology to minimize risk of ignition in HFTDs Remote GridWLDFRVegetation ContactAggregated | WLDFR | HFTD - Distribution - Tier 3 - 2QU CoRE ¦ 5QU LoRE | Non-Red Flag Warning - Small Fires | Vegetation Contact | Aggregated | 2043 | 0.001182 | 22.7224 | 0.026859 | 2043 | Mitigation | 0.95 | 45 | 0 | esc | 0.00097009 | 1.1467e-06 | 0.00097009 | 1.1467e-06 | 0.0027785 | 1.8665e-09 | 0.012777 | 3.9886e-09
[120 empty] | 7.3.3.17.5 (Remote Grid) Updates to grid topology to minimize risk of ignition in HFTDs Remote GridWLDFRVegetation ContactAggregated | WLDFR | HFTD - Distribution - Tier 3 - 2QU CoRE ¦ 5QU LoRE | Non-Red Flag Warning - Small Fires | Vegetation Contact | Aggregated | 2044 | 0.001182 | 22.7224 | 0.026859 | 2044 | Mitigation | 0.95 | 45 | 0 | esc | 0.00097009 | 1.1467e-06 | 0.00097009 | 1.1467e-06 | 0.0027785 | 1.8665e-09 | 0.012777 | 3.9886e-09
[120 empty] | 7.3.3.17.5 (Remote Grid) Updates to grid topology to minimize risk of ignition in HFTDs Remote GridWLDFRVegetation ContactAggregated | WLDFR | HFTD - Distribution - Tier 3 - 2QU CoRE ¦ 5QU LoRE | Non-Red Flag Warning - Small Fires | Vegetation Contact | Aggregated | 2045 | 0.001182 | 22.7224 | 0.026859 | 2045 | Mitigation | 0.95 | 45 | 0 | esc | 0.00097009 | 1.1467e-06 | 0.00097009 | 1.1467e-06 | 0.0027785 | 1.8665e-09 | 0.012777 | 3.9886e-09
[120 empty] | 7.3.3.17.5 (Remote Grid) Updates to grid topology to minimize risk of ignition in HFTDs Remote GridWLDFRVegetation ContactAggregated | WLDFR | HFTD - Distribution - Tier 3 - 2QU CoRE ¦ 5QU LoRE | Non-Red Flag Warning - Small Fires | Vegetation Contact | Aggregated | 2046 | 0.001182 | 22.7224 | 0.026859 | 2046 | Mitigation | 0.95 | 45 | 0 | esc | 0.00097009 | 1.1467e-06 | 0.00097009 | 1.1467e-06 | 0.0027785 | 1.8665e-09 | 0.012777 | 3.9886e-09
[120 empty] | 7.3.3.17.5 (Remote Grid) Updates to grid topology to minimize risk of ignition in HFTDs Remote GridWLDFRVegetation ContactAggregated | WLDFR | HFTD - Distribution - Tier 3 - 2QU CoRE ¦ 5QU LoRE | Non-Red Flag Warning - Small Fires | Vegetation Contact | Aggregated | 2047 | 0.001182 | 22.7224 | 0.026859 | 2047 | Mitigation | 0.95 | 45 | 0 | esc | 0.00097009 | 1.1467e-06 | 0.00097009 | 1.1467e-06 | 0.0027785 | 1.8665e-09 | 0.012777 | 3.9886e-09
[120 empty] | 7.3.3.17.5 (Remote Grid) Updates to grid topology to minimize risk of ignition in HFTDs Remote GridWLDFRVegetation ContactAggregated | WLDFR | HFTD - Distribution - Tier 3 - 2QU CoRE ¦ 5QU LoRE | Non-Red Flag Warning - Small Fires | Vegetation Contact | Aggregated | 2048 | 0.001182 | 22.7224 | 0.026859 | 2048 | Mitigation | 0.95 | 45 | 0 | esc | 0.00097009 | 1.1467e-06 | 0.00097009 | 1.1467e-06 | 0.0027785 | 1.8665e-09 | 0.012777 | 3.9886e-09
[120 empty] | 7.3.3.17.5 (Remote Grid) Updates to grid topology to minimize risk of ignition in HFTDs Remote GridWLDFRVegetation ContactAggregated | WLDFR | HFTD - Distribution - Tier 3 - 2QU CoRE ¦ 5QU LoRE | Non-Red Flag Warning - Small Fires | Vegetation Contact | Aggregated | 2049 | 0.001182 | 22.7224 | 0.026859 | 2049 | Mitigation | 0.95 | 45 | 0 | esc | 0.00097009 | 1.1467e-06 | 0.00097009 | 1.1467e-06 | 0.0027785 | 1.8665e-09 | 0.012777 | 3.9886e-09
[120 empty] | 7.3.3.17.5 (Remote Grid) Updates to grid topology to minimize risk of ignition in HFTDs Remote GridWLDFRVegetation ContactAggregated | WLDFR | HFTD - Distribution - Tier 3 - 2QU CoRE ¦ 5QU LoRE | Non-Red Flag Warning - Small Fires | Vegetation Contact | Aggregated | 2050 | 0.001182 | 22.7224 | 0.026859 | 2050 | Mitigation | 0.95 | 45 | 0 | esc | 0.00097009 | 1.1467e-06 | 0.00097009 | 1.1467e-06 | 0.0027785 | 1.8665e-09 | 0.012777 | 3.9886e-09
[120 empty] | 7.3.3.17.5 (Remote Grid) Updates to grid topology to minimize risk of ignition in HFTDs Remote GridWLDFRVegetation ContactAggregated | WLDFR | HFTD - Distribution - Tier 3 - 2QU CoRE ¦ 5QU LoRE | Non-Red Flag Warning - Small Fires | Vegetation Contact | Aggregated | 2051 | 0.001182 | 22.7224 | 0.026859 | 2051 | Mitigation | 0.95 | 45 | 0 | esc | 0.00097009 | 1.1467e-06 | 0.00097009 | 1.1467e-06 | 0.0027785 | 1.8665e-09 | 0.012777 | 3.9886e-09
[120 empty] | 7.3.3.17.5 (Remote Grid) Updates to grid topology to minimize risk of ignition in HFTDs Remote GridWLDFRVegetation ContactAggregated | WLDFR | HFTD - Distribution - Tier 3 - 2QU CoRE ¦ 5QU LoRE | Non-Red Flag Warning - Small Fires | Vegetation Contact | Aggregated | 2052 | 0.001182 | 22.7224 | 0.026859 | 2052 | Mitigation | 0.95 | 45 | 0 | esc | 0.00097009 | 1.1467e-06 | 0.00097009 | 1.1467e-06 | 0.0027785 | 1.8665e-09 | 0.012777 | 3.9886e-09
[120 empty] | 7.3.3.17.5 (Remote Grid) Updates to grid topology to minimize risk of ignition in HFTDs Remote GridWLDFRVegetation ContactAggregated | WLDFR | HFTD - Distribution - Tier 3 - 2QU CoRE ¦ 5QU LoRE | Non-Red Flag Warning - Small Fires | Vegetation Contact | Aggregated | 2053 | 0.001182 | 22.7224 | 0.026859 | 2053 | Mitigation | 0.95 | 45 | 0 | esc | 0.00097009 | 1.1467e-06 | 0.00097009 | 1.1467e-06 | 0.0027785 | 1.8665e-09 | 0.012777 | 3.9886e-09
[120 empty] | 7.3.3.17.5 (Remote Grid) Updates to grid topology to minimize risk of ignition in HFTDs Remote GridWLDFRVegetation ContactAggregated | WLDFR | HFTD - Distribution - Tier 3 - 2QU CoRE ¦ 5QU LoRE | Non-Red Flag Warning - Small Fires | Vegetation Contact | Aggregated | 2054 | 0.001182 | 22.7224 | 0.026859 | 2054 | Mitigation | 0.95 | 45 | 0 | esc | 0.00097009 | 1.1467e-06 | 0.00097009 | 1.1467e-06 | 0.0027785 | 1.8665e-09 | 0 | 0
[120 empty] | 7.3.3.17.5 (Remote Grid) Updates to grid topology to minimize risk of ignition in HFTDs Remote GridWLDFRVegetation ContactAggregated | WLDFR | HFTD - Distribution - Tier 3 - 2QU CoRE ¦ 5QU LoRE | Non-Red Flag Warning - Small Fires | Vegetation Contact | Aggregated | 2055 | 0.001182 | 22.7224 | 0.026859 | 2055 | Mitigation | 0.95 | 45 | 0 | esc | 0.00097009 | 1.1467e-06 | 0.00097009 | 1.1467e-06 | 0.0027785 | 1.8665e-09 | 0 | 0
[120 empty] | 7.3.3.17.5 (Remote Grid) Updates to grid topology to minimize risk of ignition in HFTDs Remote GridWLDFRVegetation ContactAggregated | WLDFR | HFTD - Distribution - Tier 3 - 2QU CoRE ¦ 5QU LoRE | Non-Red Flag Warning - Small Fires | Vegetation Contact | Aggregated | 2056 | 0.001182 | 22.7224 | 0.026859 | 2056 | Mitigation | 0.95 | 45 | 0 | esc | 0.00097009 | 1.1467e-06 | 0.00097009 | 1.1467e-06 | 0.0027785 | 1.8665e-09 | 0.012705 | 4.3154e-09
[120 empty] | 7.3.3.17.5 (Remote Grid) Updates to grid topology to minimize risk of ignition in HFTDs Remote GridWLDFRVegetation ContactAggregated | WLDFR | HFTD - Distribution - Tier 3 - 2QU CoRE ¦ 5QU LoRE | Non-Red Flag Warning - Small Fires | Vegetation Contact | Aggregated | 2057 | 0.001182 | 22.7224 | 0.026859 | 2057 | Mitigation | 0.95 | 45 | 0 | esc | 0.00097009 | 1.1467e-06 | 0.00097009 | 1.1467e-06 | 0.0027785 | 1.8665e-09 | 0.012705 | 4.3154e-09
[120 empty] | 7.3.3.17.5 (Remote Grid) Updates to grid topology to minimize risk of ignition in HFTDs Remote GridWLDFRVegetation ContactAggregated | WLDFR | HFTD - Distribution - Tier 3 - 2QU CoRE ¦ 5QU LoRE | Non-Red Flag Warning - Small Fires | Vegetation Contact | Aggregated | 2058 | 0.001182 | 22.7224 | 0.026859 | 2058 | Mitigation | 0.95 | 45 | 0 | esc | 0.00097009 | 1.1467e-06 | 0.00097009 | 1.1467e-06 | 0.0027785 | 1.8665e-09 | 0.012705 | 4.3154e-09
[120 empty] | 7.3.3.17.5 (Remote Grid) Updates to grid topology to minimize risk of ignition in HFTDs Remote GridWLDFRVegetation ContactAggregated | WLDFR | HFTD - Distribution - Tier 3 - 2QU CoRE ¦ 5QU LoRE | Non-Red Flag Warning - Small Fires | Vegetation Contact | Aggregated | 2059 | 0.001182 | 22.7224 | 0.026859 | 2059 | Mitigation | 0.95 | 45 | 0 | esc | 0.00097009 | 1.1467e-06 | 0.00097009 | 1.1467e-06 | 0.0027785 | 1.8665e-09 | 0.012705 | 4.3154e-09
[120 empty] | 7.3.3.17.5 (Remote Grid) Updates to grid topology to minimize risk of ignition in HFTDs Remote GridWLDFRVegetation ContactAggregated | WLDFR | HFTD - Distribution - Tier 3 - 2QU CoRE ¦ 5QU LoRE | Non-Red Flag Warning - Small Fires | Vegetation Contact | Aggregated | 2060 | 0.001182 | 22.7224 | 0.026859 | 2060 | Mitigation | 0.95 | 45 | 0 | esc | 0.00097009 | 1.1467e-06 | 0.00097009 | 1.1467e-06 | 0 | 0 | 0.012705 | 4.3154e-09
[120 empty] | 7.3.3.17.5 (Remote Grid) Updates to grid topology to minimize risk of ignition in HFTDs Remote GridWLDFRVegetation ContactAggregated | WLDFR | HFTD - Distribution - Tier 3 - 2QU CoRE ¦ 5QU LoRE | Non-Red Flag Warning - Small Fires | Vegetation Contact | Aggregated | 2061 | 0.001182 | 22.7224 | 0.026859 | 2061 | Mitigation | 0.95 | 45 | 0 | esc | 0.00097009 | 1.1467e-06 | 0.00097009 | 1.1467e-06 | 0.0027785 | 4.8391e-10 | 0.012705 | 4.3154e-09
[120 empty] | 7.3.3.17.5 (Remote Grid) Updates to grid topology to minimize risk of ignition in HFTDs Remote GridWLDFRVegetation ContactAggregated | WLDFR | HFTD - Distribution - Tier 3 - 2QU CoRE ¦ 5QU LoRE | Non-Red Flag Warning - Small Fires | Vegetation Contact | Aggregated | 2062 | 0.001182 | 22.7224 | 0.026859 | 2062 | Mitigation | 0.95 | 45 | 0 | esc | 0.00097009 | 1.1467e-06 | 0.00097009 | 1.1467e-06 | 0.0027785 | 4.8391e-10 | 0.012705 | 4.3154e-09
[120 empty] | 7.3.3.17.5 (Remote Grid) Updates to grid topology to minimize risk of ignition in HFTDs Remote GridWLDFRVegetation ContactAggregated | WLDFR | HFTD - Distribution - Tier 3 - 2QU CoRE ¦ 5QU LoRE | Non-Red Flag Warning - Small Fires | Vegetation Contact | Aggregated | 2063 | 0.001182 | 22.7224 | 0.026859 | 2063 | Mitigation | 0.95 | 45 | 0 | esc | 0.00097009 | 1.1467e-06 | 0.00097009 | 1.1467e-06 | 0.0027785 | 4.8391e-10 | 0.012705 | 4.3154e-09
[120 empty] | 7.3.3.17.5 (Remote Grid) Updates to grid topology to minimize risk of ignition in HFTDs Remote GridWLDFRVegetation ContactAggregated | WLDFR | HFTD - Distribution - Tier 3 - 2QU CoRE ¦ 5QU LoRE | Non-Red Flag Warning - Small Fires | Vegetation Contact | Aggregated | 2064 | 0.001182 | 22.7224 | 0.026859 | 2064 | Mitigation | 0.95 | 45 | 0 | esc | 0.00097009 | 1.1467e-06 | 0.00097009 | 1.1467e-06 | 0.0027785 | 4.8391e-10 | 0.012705 | 4.3154e-09
[120 empty] | 7.3.3.17.5 (Remote Grid) Updates to grid topology to minimize risk of ignition in HFTDs Remote GridWLDFRVegetation ContactAggregated | WLDFR | HFTD - Distribution - Tier 3 - 2QU CoRE ¦ 5QU LoRE | Non-Red Flag Warning - Small Fires | Vegetation Contact | Aggregated | 2065 | 0.001182 | 22.7224 | 0.026859 | 2065 | Mitigation | 0.95 | 45 | 0 | esc | 0.00097009 | 1.1467e-06 | 0.00097009 | 1.1467e-06 | 0.0027785 | 4.8391e-10 | 0.012705 | 4.3154e-09
[120 empty] | 7.3.3.17.5 (Remote Grid) Updates to grid topology to minimize risk of ignition in HFTDs Remote GridWLDFRVegetation ContactAggregated | WLDFR | HFTD - Distribution - Tier 3 - 2QU CoRE ¦ 5QU LoRE | Non-Red Flag Warning - Small Fires | Vegetation Contact | Aggregated | 2066 | 0.001182 | 22.7224 | 0.026859 | 2066 | Mitigation | 0.95 | 45 | 0 | esc | 0.00097009 | 1.1467e-06 | 0.00097009 | 1.1467e-06 | 0.0027785 | 4.8391e-10 | 0.012705 | 4.3154e-09
[120 empty] | 7.3.3.17.5 (Remote Grid) Updates to grid topology to minimize risk of ignition in HFTDs Remote GridWLDFRVegetation ContactAggregated | WLDFR | HFTD - Distribution - Tier 3 - 2QU CoRE ¦ 5QU LoRE | Non-Red Flag Warning - Small Fires | Vegetation Contact | Aggregated | 2067 | 0.001182 | 22.7224 | 0.026859 | 2067 | Mitigation | 0.95 | 45 | 0 | esc | 0 | 0 | 0.00097009 | 1.1467e-06 | 0.0027785 | 4.8391e-10 | 0.012705 | 4.3154e-09
[120 empty] | 7.3.3.17.5 (Remote Grid) Updates to grid topology to minimize risk of ignition in HFTDs Remote GridWLDFRWire-to-wire contactAggregated | WLDFR | HFTD - Distribution - Tier 3 - 2QU CoRE ¦ 5QU LoRE | Non-Red Flag Warning - Small Fires | Wire-to-wire contact | Aggregated | 2022 | 0.00030345 | 22.7224 | 0.0068952 | 2022 | Mitigation | 0.95 | 45 | 0 | esc | 0.00097009 | 2.9437e-07 | 0 | 0 | 0.0027785 | 4.8391e-10 | 0.012705 | 4.3154e-09
[120 empty] | 7.3.3.17.5 (Remote Grid) Updates to grid topology to minimize risk of ignition in HFTDs Remote GridWLDFRWire-to-wire contactAggregated | WLDFR | HFTD - Distribution - Tier 3 - 2QU CoRE ¦ 5QU LoRE | Non-Red Flag Warning - Small Fires | Wire-to-wire contact | Aggregated | 2023 | 0.00030345 | 22.7224 | 0.0068952 | 2023 | Mitigation | 0.95 | 45 | 0 | esc | 0.00097009 | 2.9437e-07 | 0.00097009 | 2.9437e-07 | 0.0027785 | 4.8391e-10 | 0.012705 | 4.3154e-09
[120 empty] | 7.3.3.17.5 (Remote Grid) Updates to grid topology to minimize risk of ignition in HFTDs Remote GridWLDFRWire-to-wire contactAggregated | WLDFR | HFTD - Distribution - Tier 3 - 2QU CoRE ¦ 5QU LoRE | Non-Red Flag Warning - Small Fires | Wire-to-wire contact | Aggregated | 2024 | 0.00030345 | 22.7224 | 0.0068952 | 2024 | Mitigation | 0.95 | 45 | 0 | esc | 0.00097009 | 2.9437e-07 | 0.00097009 | 2.9437e-07 | 0.0027785 | 4.8391e-10 | 0.012705 | 4.3154e-09
[120 empty] | 7.3.3.17.5 (Remote Grid) Updates to grid topology to minimize risk of ignition in HFTDs Remote GridWLDFRWire-to-wire contactAggregated | WLDFR | HFTD - Distribution - Tier 3 - 2QU CoRE ¦ 5QU LoRE | Non-Red Flag Warning - Small Fires | Wire-to-wire contact | Aggregated | 2025 | 0.00030345 | 22.7224 | 0.0068952 | 2025 | Mitigation | 0.95 | 45 | 0 | esc | 0.00097009 | 2.9437e-07 | 0.00097009 | 2.9437e-07 | 0.0027785 | 4.8391e-10 | 0.012705 | 4.3154e-09
[120 empty] | 7.3.3.17.5 (Remote Grid) Updates to grid topology to minimize risk of ignition in HFTDs Remote GridWLDFRWire-to-wire contactAggregated | WLDFR | HFTD - Distribution - Tier 3 - 2QU CoRE ¦ 5QU LoRE | Non-Red Flag Warning - Small Fires | Wire-to-wire contact | Aggregated | 2026 | 0.00030345 | 22.7224 | 0.0068952 | 2026 | Mitigation | 0.95 | 45 | 0 | esc | 0.00097009 | 2.9437e-07 | 0.00097009 | 2.9437e-07 | 0.0027785 | 4.8391e-10 | 0.012705 | 4.3154e-09
[120 empty] | 7.3.3.17.5 (Remote Grid) Updates to grid topology to minimize risk of ignition in HFTDs Remote GridWLDFRWire-to-wire contactAggregated | WLDFR | HFTD - Distribution - Tier 3 - 2QU CoRE ¦ 5QU LoRE | Non-Red Flag Warning - Small Fires | Wire-to-wire contact | Aggregated | 2027 | 0.00030345 | 22.7224 | 0.0068952 | 2027 | Mitigation | 0.95 | 45 | 0 | esc | 0.00097009 | 2.9437e-07 | 0.00097009 | 2.9437e-07 | 0.0027785 | 4.8391e-10 | 0.012705 | 4.3154e-09
[120 empty] | 7.3.3.17.5 (Remote Grid) Updates to grid topology to minimize risk of ignition in HFTDs Remote GridWLDFRWire-to-wire contactAggregated | WLDFR | HFTD - Distribution - Tier 3 - 2QU CoRE ¦ 5QU LoRE | Non-Red Flag Warning - Small Fires | Wire-to-wire contact | Aggregated | 2028 | 0.00030345 | 22.7224 | 0.0068952 | 2028 | Mitigation | 0.95 | 45 | 0 | esc | 0.00097009 | 2.9437e-07 | 0.00097009 | 2.9437e-07 | 0.0027785 | 4.8391e-10 | 0.012705 | 4.3154e-09
[120 empty] | 7.3.3.17.5 (Remote Grid) Updates to grid topology to minimize risk of ignition in HFTDs Remote GridWLDFRWire-to-wire contactAggregated | WLDFR | HFTD - Distribution - Tier 3 - 2QU CoRE ¦ 5QU LoRE | Non-Red Flag Warning - Small Fires | Wire-to-wire contact | Aggregated | 2029 | 0.00030345 | 22.7224 | 0.0068952 | 2029 | Mitigation | 0.95 | 45 | 0 | esc | 0.00097009 | 2.9437e-07 | 0.00097009 | 2.9437e-07 | 0.0027785 | 4.8391e-10 | 0.012705 | 4.3154e-09
[120 empty] | 7.3.3.17.5 (Remote Grid) Updates to grid topology to minimize risk of ignition in HFTDs Remote GridWLDFRWire-to-wire contactAggregated | WLDFR | HFTD - Distribution - Tier 3 - 2QU CoRE ¦ 5QU LoRE | Non-Red Flag Warning - Small Fires | Wire-to-wire contact | Aggregated | 2030 | 0.00030345 | 22.7224 | 0.0068952 | 2030 | Mitigation | 0.95 | 45 | 0 | esc | 0.00097009 | 2.9437e-07 | 0.00097009 | 2.9437e-07 | 0.0027785 | 4.8391e-10 | 0.012705 | 4.3154e-09
[120 empty] | 7.3.3.17.5 (Remote Grid) Updates to grid topology to minimize risk of ignition in HFTDs Remote GridWLDFRWire-to-wire contactAggregated | WLDFR | HFTD - Distribution - Tier 3 - 2QU CoRE ¦ 5QU LoRE | Non-Red Flag Warning - Small Fires | Wire-to-wire contact | Aggregated | 2031 | 0.00030345 | 22.7224 | 0.0068952 | 2031 | Mitigation | 0.95 | 45 | 0 | esc | 0.00097009 | 2.9437e-07 | 0.00097009 | 2.9437e-07 | 0.0027785 | 4.8391e-10 | 0.012705 | 4.3154e-09
[120 empty] | 7.3.3.17.5 (Remote Grid) Updates to grid topology to minimize risk of ignition in HFTDs Remote GridWLDFRWire-to-wire contactAggregated | WLDFR | HFTD - Distribution - Tier 3 - 2QU CoRE ¦ 5QU LoRE | Non-Red Flag Warning - Small Fires | Wire-to-wire contact | Aggregated | 2032 | 0.00030345 | 22.7224 | 0.0068952 | 2032 | Mitigation | 0.95 | 45 | 0 | esc | 0.00097009 | 2.9437e-07 | 0.00097009 | 2.9437e-07 | 0.0027785 | 4.8391e-10 | 0.012705 | 4.3154e-09
[120 empty] | 7.3.3.17.5 (Remote Grid) Updates to grid topology to minimize risk of ignition in HFTDs Remote GridWLDFRWire-to-wire contactAggregated | WLDFR | HFTD - Distribution - Tier 3 - 2QU CoRE ¦ 5QU LoRE | Non-Red Flag Warning - Small Fires | Wire-to-wire contact | Aggregated | 2033 | 0.00030345 | 22.7224 | 0.0068952 | 2033 | Mitigation | 0.95 | 45 | 0 | esc | 0.00097009 | 2.9437e-07 | 0.00097009 | 2.9437e-07 | 0.0027785 | 4.8391e-10 | 0.012705 | 4.3154e-09
[120 empty] | 7.3.3.17.5 (Remote Grid) Updates to grid topology to minimize risk of ignition in HFTDs Remote GridWLDFRWire-to-wire contactAggregated | WLDFR | HFTD - Distribution - Tier 3 - 2QU CoRE ¦ 5QU LoRE | Non-Red Flag Warning - Small Fires | Wire-to-wire contact | Aggregated | 2034 | 0.00030345 | 22.7224 | 0.0068952 | 2034 | Mitigation | 0.95 | 45 | 0 | esc | 0.00097009 | 2.9437e-07 | 0.00097009 | 2.9437e-07 | 0.0027785 | 4.8391e-10 | 0.012705 | 4.3154e-09
[120 empty] | 7.3.3.17.5 (Remote Grid) Updates to grid topology to minimize risk of ignition in HFTDs Remote GridWLDFRWire-to-wire contactAggregated | WLDFR | HFTD - Distribution - Tier 3 - 2QU CoRE ¦ 5QU LoRE | Non-Red Flag Warning - Small Fires | Wire-to-wire contact | Aggregated | 2035 | 0.00030345 | 22.7224 | 0.0068952 | 2035 | Mitigation | 0.95 | 45 | 0 | esc | 0.00097009 | 2.9437e-07 | 0.00097009 | 2.9437e-07 | 0.0027785 | 4.8391e-10 | 0.012705 | 4.3154e-09
[120 empty] | 7.3.3.17.5 (Remote Grid) Updates to grid topology to minimize risk of ignition in HFTDs Remote GridWLDFRWire-to-wire contactAggregated | WLDFR | HFTD - Distribution - Tier 3 - 2QU CoRE ¦ 5QU LoRE | Non-Red Flag Warning - Small Fires | Wire-to-wire contact | Aggregated | 2036 | 0.00030345 | 22.7224 | 0.0068952 | 2036 | Mitigation | 0.95 | 45 | 0 | esc | 0.00097009 | 2.9437e-07 | 0.00097009 | 2.9437e-07 | 0.0027785 | 4.8391e-10 | 0.012705 | 4.3154e-09
[120 empty] | 7.3.3.17.5 (Remote Grid) Updates to grid topology to minimize risk of ignition in HFTDs Remote GridWLDFRWire-to-wire contactAggregated | WLDFR | HFTD - Distribution - Tier 3 - 2QU CoRE ¦ 5QU LoRE | Non-Red Flag Warning - Small Fires | Wire-to-wire contact | Aggregated | 2037 | 0.00030345 | 22.7224 | 0.0068952 | 2037 | Mitigation | 0.95 | 45 | 0 | esc | 0.00097009 | 2.9437e-07 | 0.00097009 | 2.9437e-07 | 0.0027785 | 4.8391e-10 | 0.012705 | 4.3154e-09
[120 empty] | 7.3.3.17.5 (Remote Grid) Updates to grid topology to minimize risk of ignition in HFTDs Remote GridWLDFRWire-to-wire contactAggregated | WLDFR | HFTD - Distribution - Tier 3 - 2QU CoRE ¦ 5QU LoRE | Non-Red Flag Warning - Small Fires | Wire-to-wire contact | Aggregated | 2038 | 0.00030345 | 22.7224 | 0.0068952 | 2038 | Mitigation | 0.95 | 45 | 0 | esc | 0.00097009 | 2.9437e-07 | 0.00097009 | 2.9437e-07 | 0.0027785 | 4.8391e-10 | 0.012705 | 4.3154e-09
[120 empty] | 7.3.3.17.5 (Remote Grid) Updates to grid topology to minimize risk of ignition in HFTDs Remote GridWLDFRWire-to-wire contactAggregated | WLDFR | HFTD - Distribution - Tier 3 - 2QU CoRE ¦ 5QU LoRE | Non-Red Flag Warning - Small Fires | Wire-to-wire contact | Aggregated | 2039 | 0.00030345 | 22.7224 | 0.0068952 | 2039 | Mitigation | 0.95 | 45 | 0 | esc | 0.00097009 | 2.9437e-07 | 0.00097009 | 2.9437e-07 | 0.0027785 | 4.8391e-10 | 0.012705 | 4.3154e-09
[120 empty] | 7.3.3.17.5 (Remote Grid) Updates to grid topology to minimize risk of ignition in HFTDs Remote GridWLDFRWire-to-wire contactAggregated | WLDFR | HFTD - Distribution - Tier 3 - 2QU CoRE ¦ 5QU LoRE | Non-Red Flag Warning - Small Fires | Wire-to-wire contact | Aggregated | 2040 | 0.00030345 | 22.7224 | 0.0068952 | 2040 | Mitigation | 0.95 | 45 | 0 | esc | 0.00097009 | 2.9437e-07 | 0.00097009 | 2.9437e-07 | 0.0027785 | 4.8391e-10 | 0 | 0
[120 empty] | 7.3.3.17.5 (Remote Grid) Updates to grid topology to minimize risk of ignition in HFTDs Remote GridWLDFRWire-to-wire contactAggregated | WLDFR | HFTD - Distribution - Tier 3 - 2QU CoRE ¦ 5QU LoRE | Non-Red Flag Warning - Small Fires | Wire-to-wire contact | Aggregated | 2041 | 0.00030345 | 22.7224 | 0.0068952 | 2041 | Mitigation | 0.95 | 45 | 0 | esc | 0.00097009 | 2.9437e-07 | 0.00097009 | 2.9437e-07 | 0.0027785 | 4.8391e-10 | 0 | 0
[120 empty] | 7.3.3.17.5 (Remote Grid) Updates to grid topology to minimize risk of ignition in HFTDs Remote GridWLDFRWire-to-wire contactAggregated | WLDFR | HFTD - Distribution - Tier 3 - 2QU CoRE ¦ 5QU LoRE | Non-Red Flag Warning - Small Fires | Wire-to-wire contact | Aggregated | 2042 | 0.00030345 | 22.7224 | 0.0068952 | 2042 | Mitigation | 0.95 | 45 | 0 | esc | 0.00097009 | 2.9437e-07 | 0.00097009 | 2.9437e-07 | 0.0027785 | 4.8391e-10 | 0.01662 | 5.495e-10
[120 empty] | 7.3.3.17.5 (Remote Grid) Updates to grid topology to minimize risk of ignition in HFTDs Remote GridWLDFRWire-to-wire contactAggregated | WLDFR | HFTD - Distribution - Tier 3 - 2QU CoRE ¦ 5QU LoRE | Non-Red Flag Warning - Small Fires | Wire-to-wire contact | Aggregated | 2043 | 0.00030345 | 22.7224 | 0.0068952 | 2043 | Mitigation | 0.95 | 45 | 0 | esc | 0.00097009 | 2.9437e-07 | 0.00097009 | 2.9437e-07 | 0.0027785 | 4.8391e-10 | 0.01662 | 5.495e-10
[120 empty] | 7.3.3.17.5 (Remote Grid) Updates to grid topology to minimize risk of ignition in HFTDs Remote GridWLDFRWire-to-wire contactAggregated | WLDFR | HFTD - Distribution - Tier 3 - 2QU CoRE ¦ 5QU LoRE | Non-Red Flag Warning - Small Fires | Wire-to-wire contact | Aggregated | 2044 | 0.00030345 | 22.7224 | 0.0068952 | 2044 | Mitigation | 0.95 | 45 | 0 | esc | 0.00097009 | 2.9437e-07 | 0.00097009 | 2.9437e-07 | 0.0027785 | 4.8391e-10 | 0.01662 | 5.495e-10
[120 empty] | 7.3.3.17.5 (Remote Grid) Updates to grid topology to minimize risk of ignition in HFTDs Remote GridWLDFRWire-to-wire contactAggregated | WLDFR | HFTD - Distribution - Tier 3 - 2QU CoRE ¦ 5QU LoRE | Non-Red Flag Warning - Small Fires | Wire-to-wire contact | Aggregated | 2045 | 0.00030345 | 22.7224 | 0.0068952 | 2045 | Mitigation | 0.95 | 45 | 0 | esc | 0.00097009 | 2.9437e-07 | 0.00097009 | 2.9437e-07 | 0.0027785 | 4.8391e-10 | 0.01662 | 5.495e-10
[120 empty] | 7.3.3.17.5 (Remote Grid) Updates to grid topology to minimize risk of ignition in HFTDs Remote GridWLDFRWire-to-wire contactAggregated | WLDFR | HFTD - Distribution - Tier 3 - 2QU CoRE ¦ 5QU LoRE | Non-Red Flag Warning - Small Fires | Wire-to-wire contact | Aggregated | 2046 | 0.00030345 | 22.7224 | 0.0068952 | 2046 | Mitigation | 0.95 | 45 | 0 | esc | 0.00097009 | 2.9437e-07 | 0.00097009 | 2.9437e-07 | 0.0027785 | 4.8391e-10 | 0.01662 | 5.495e-10
[120 empty] | 7.3.3.17.5 (Remote Grid) Updates to grid topology to minimize risk of ignition in HFTDs Remote GridWLDFRWire-to-wire contactAggregated | WLDFR | HFTD - Distribution - Tier 3 - 2QU CoRE ¦ 5QU LoRE | Non-Red Flag Warning - Small Fires | Wire-to-wire contact | Aggregated | 2047 | 0.00030345 | 22.7224 | 0.0068952 | 2047 | Mitigation | 0.95 | 45 | 0 | esc | 0.00097009 | 2.9437e-07 | 0.00097009 | 2.9437e-07 | 0.0027785 | 4.8391e-10 | 0.01662 | 5.495e-10
[120 empty] | 7.3.3.17.5 (Remote Grid) Updates to grid topology to minimize risk of ignition in HFTDs Remote GridWLDFRWire-to-wire contactAggregated | WLDFR | HFTD - Distribution - Tier 3 - 2QU CoRE ¦ 5QU LoRE | Non-Red Flag Warning - Small Fires | Wire-to-wire contact | Aggregated | 2048 | 0.00030345 | 22.7224 | 0.0068952 | 2048 | Mitigation | 0.95 | 45 | 0 | esc | 0.00097009 | 2.9437e-07 | 0.00097009 | 2.9437e-07 | 0.0027785 | 4.8391e-10 | 0.01662 | 5.495e-10
[120 empty] | 7.3.3.17.5 (Remote Grid) Updates to grid topology to minimize risk of ignition in HFTDs Remote GridWLDFRWire-to-wire contactAggregated | WLDFR | HFTD - Distribution - Tier 3 - 2QU CoRE ¦ 5QU LoRE | Non-Red Flag Warning - Small Fires | Wire-to-wire contact | Aggregated | 2049 | 0.00030345 | 22.7224 | 0.0068952 | 2049 | Mitigation | 0.95 | 45 | 0 | esc | 0.00097009 | 2.9437e-07 | 0.00097009 | 2.9437e-07 | 0.0027785 | 4.8391e-10 | 0.01662 | 5.495e-10
[120 empty] | 7.3.3.17.5 (Remote Grid) Updates to grid topology to minimize risk of ignition in HFTDs Remote GridWLDFRWire-to-wire contactAggregated | WLDFR | HFTD - Distribution - Tier 3 - 2QU CoRE ¦ 5QU LoRE | Non-Red Flag Warning - Small Fires | Wire-to-wire contact | Aggregated | 2050 | 0.00030345 | 22.7224 | 0.0068952 | 2050 | Mitigation | 0.95 | 45 | 0 | esc | 0.00097009 | 2.9437e-07 | 0.00097009 | 2.9437e-07 | 0.0027785 | 4.8391e-10 | 0.01662 | 5.495e-10
[120 empty] | 7.3.3.17.5 (Remote Grid) Updates to grid topology to minimize risk of ignition in HFTDs Remote GridWLDFRWire-to-wire contactAggregated | WLDFR | HFTD - Distribution - Tier 3 - 2QU CoRE ¦ 5QU LoRE | Non-Red Flag Warning - Small Fires | Wire-to-wire contact | Aggregated | 2051 | 0.00030345 | 22.7224 | 0.0068952 | 2051 | Mitigation | 0.95 | 45 | 0 | esc | 0.00097009 | 2.9437e-07 | 0.00097009 | 2.9437e-07 | 0.0027785 | 4.8391e-10 | 0.01662 | 5.495e-10
[120 empty] | 7.3.3.17.5 (Remote Grid) Updates to grid topology to minimize risk of ignition in HFTDs Remote GridWLDFRWire-to-wire contactAggregated | WLDFR | HFTD - Distribution - Tier 3 - 2QU CoRE ¦ 5QU LoRE | Non-Red Flag Warning - Small Fires | Wire-to-wire contact | Aggregated | 2052 | 0.00030345 | 22.7224 | 0.0068952 | 2052 | Mitigation | 0.95 | 45 | 0 | esc | 0.00097009 | 2.9437e-07 | 0.00097009 | 2.9437e-07 | 0.0027785 | 4.8391e-10 | 0.01662 | 5.495e-10
[120 empty] | 7.3.3.17.5 (Remote Grid) Updates to grid topology to minimize risk of ignition in HFTDs Remote GridWLDFRWire-to-wire contactAggregated | WLDFR | HFTD - Distribution - Tier 3 - 2QU CoRE ¦ 5QU LoRE | Non-Red Flag Warning - Small Fires | Wire-to-wire contact | Aggregated | 2053 | 0.00030345 | 22.7224 | 0.0068952 | 2053 | Mitigation | 0.95 | 45 | 0 | esc | 0.00097009 | 2.9437e-07 | 0.00097009 | 2.9437e-07 | 0.0027785 | 4.8391e-10 | 0.01662 | 5.495e-10
[120 empty] | 7.3.3.17.5 (Remote Grid) Updates to grid topology to minimize risk of ignition in HFTDs Remote GridWLDFRWire-to-wire contactAggregated | WLDFR | HFTD - Distribution - Tier 3 - 2QU CoRE ¦ 5QU LoRE | Non-Red Flag Warning - Small Fires | Wire-to-wire contact | Aggregated | 2054 | 0.00030345 | 22.7224 | 0.0068952 | 2054 | Mitigation | 0.95 | 45 | 0 | esc | 0.00097009 | 2.9437e-07 | 0.00097009 | 2.9437e-07 | 0.0027785 | 4.8391e-10 | 0.01662 | 5.495e-10
[120 empty] | 7.3.3.17.5 (Remote Grid) Updates to grid topology to minimize risk of ignition in HFTDs Remote GridWLDFRWire-to-wire contactAggregated | WLDFR | HFTD - Distribution - Tier 3 - 2QU CoRE ¦ 5QU LoRE | Non-Red Flag Warning - Small Fires | Wire-to-wire contact | Aggregated | 2055 | 0.00030345 | 22.7224 | 0.0068952 | 2055 | Mitigation | 0.95 | 45 | 0 | esc | 0.00097009 | 2.9437e-07 | 0.00097009 | 2.9437e-07 | 0.0027785 | 4.8391e-10 | 0.01662 | 5.495e-10
[120 empty] | 7.3.3.17.5 (Remote Grid) Updates to grid topology to minimize risk of ignition in HFTDs Remote GridWLDFRWire-to-wire contactAggregated | WLDFR | HFTD - Distribution - Tier 3 - 2QU CoRE ¦ 5QU LoRE | Non-Red Flag Warning - Small Fires | Wire-to-wire contact | Aggregated | 2056 | 0.00030345 | 22.7224 | 0.0068952 | 2056 | Mitigation | 0.95 | 45 | 0 | esc | 0.00097009 | 2.9437e-07 | 0.00097009 | 2.9437e-07 | 0.0027785 | 4.8391e-10 | 0.01662 | 5.495e-10
[120 empty] | 7.3.3.17.5 (Remote Grid) Updates to grid topology to minimize risk of ignition in HFTDs Remote GridWLDFRWire-to-wire contactAggregated | WLDFR | HFTD - Distribution - Tier 3 - 2QU CoRE ¦ 5QU LoRE | Non-Red Flag Warning - Small Fires | Wire-to-wire contact | Aggregated | 2057 | 0.00030345 | 22.7224 | 0.0068952 | 2057 | Mitigation | 0.95 | 45 | 0 | esc | 0.00097009 | 2.9437e-07 | 0.00097009 | 2.9437e-07 | 0.0027785 | 4.8391e-10 | 0.01662 | 5.495e-10
[120 empty] | 7.3.3.17.5 (Remote Grid) Updates to grid topology to minimize risk of ignition in HFTDs Remote GridWLDFRWire-to-wire contactAggregated | WLDFR | HFTD - Distribution - Tier 3 - 2QU CoRE ¦ 5QU LoRE | Non-Red Flag Warning - Small Fires | Wire-to-wire contact | Aggregated | 2058 | 0.00030345 | 22.7224 | 0.0068952 | 2058 | Mitigation | 0.95 | 45 | 0 | esc | 0.00097009 | 2.9437e-07 | 0.00097009 | 2.9437e-07 | 0.0027785 | 4.8391e-10 | 0.01662 | 5.495e-10
[120 empty] | 7.3.3.17.5 (Remote Grid) Updates to grid topology to minimize risk of ignition in HFTDs Remote GridWLDFRWire-to-wire contactAggregated | WLDFR | HFTD - Distribution - Tier 3 - 2QU CoRE ¦ 5QU LoRE | Non-Red Flag Warning - Small Fires | Wire-to-wire contact | Aggregated | 2059 | 0.00030345 | 22.7224 | 0.0068952 | 2059 | Mitigation | 0.95 | 45 | 0 | esc | 0.00097009 | 2.9437e-07 | 0.00097009 | 2.9437e-07 | 0.0027785 | 4.8391e-10 | 0.01662 | 5.495e-10
[120 empty] | 7.3.3.17.5 (Remote Grid) Updates to grid topology to minimize risk of ignition in HFTDs Remote GridWLDFRWire-to-wire contactAggregated | WLDFR | HFTD - Distribution - Tier 3 - 2QU CoRE ¦ 5QU LoRE | Non-Red Flag Warning - Small Fires | Wire-to-wire contact | Aggregated | 2060 | 0.00030345 | 22.7224 | 0.0068952 | 2060 | Mitigation | 0.95 | 45 | 0 | esc | 0.00097009 | 2.9437e-07 | 0.00097009 | 2.9437e-07 | 0.0027785 | 4.8391e-10 | 0.01662 | 5.495e-10
[120 empty] | 7.3.3.17.5 (Remote Grid) Updates to grid topology to minimize risk of ignition in HFTDs Remote GridWLDFRWire-to-wire contactAggregated | WLDFR | HFTD - Distribution - Tier 3 - 2QU CoRE ¦ 5QU LoRE | Non-Red Flag Warning - Small Fires | Wire-to-wire contact | Aggregated | 2061 | 0.00030345 | 22.7224 | 0.0068952 | 2061 | Mitigation | 0.95 | 45 | 0 | esc | 0.00097009 | 2.9437e-07 | 0.00097009 | 2.9437e-07 | 0.0027785 | 4.8391e-10 | 0.01662 | 5.495e-10
[120 empty] | 7.3.3.17.5 (Remote Grid) Updates to grid topology to minimize risk of ignition in HFTDs Remote GridWLDFRWire-to-wire contactAggregated | WLDFR | HFTD - Distribution - Tier 3 - 2QU CoRE ¦ 5QU LoRE | Non-Red Flag Warning - Small Fires | Wire-to-wire contact | Aggregated | 2062 | 0.00030345 | 22.7224 | 0.0068952 | 2062 | Mitigation | 0.95 | 45 | 0 | esc | 0.00097009 | 2.9437e-07 | 0.00097009 | 2.9437e-07 | 0.0027785 | 4.8391e-10 | 0.01662 | 5.495e-10
[120 empty] | 7.3.3.17.5 (Remote Grid) Updates to grid topology to minimize risk of ignition in HFTDs Remote GridWLDFRWire-to-wire contactAggregated | WLDFR | HFTD - Distribution - Tier 3 - 2QU CoRE ¦ 5QU LoRE | Non-Red Flag Warning - Small Fires | Wire-to-wire contact | Aggregated | 2063 | 0.00030345 | 22.7224 | 0.0068952 | 2063 | Mitigation | 0.95 | 45 | 0 | esc | 0.00097009 | 2.9437e-07 | 0.00097009 | 2.9437e-07 | 0.0027785 | 4.8391e-10 | 0.01662 | 5.495e-10
[120 empty] | 7.3.3.17.5 (Remote Grid) Updates to grid topology to minimize risk of ignition in HFTDs Remote GridWLDFRWire-to-wire contactAggregated | WLDFR | HFTD - Distribution - Tier 3 - 2QU CoRE ¦ 5QU LoRE | Non-Red Flag Warning - Small Fires | Wire-to-wire contact | Aggregated | 2064 | 0.00030345 | 22.7224 | 0.0068952 | 2064 | Mitigation | 0.95 | 45 | 0 | esc | 0.00097009 | 2.9437e-07 | 0.00097009 | 2.9437e-07 | 0 | 0 | 0.01662 | 5.495e-10
[120 empty] | 7.3.3.17.5 (Remote Grid) Updates to grid topology to minimize risk of ignition in HFTDs Remote GridWLDFRWire-to-wire contactAggregated | WLDFR | HFTD - Distribution - Tier 3 - 2QU CoRE ¦ 5QU LoRE | Non-Red Flag Warning - Small Fires | Wire-to-wire contact | Aggregated | 2065 | 0.00030345 | 22.7224 | 0.0068952 | 2065 | Mitigation | 0.95 | 45 | 0 | esc | 0.00097009 | 2.9437e-07 | 0.00097009 | 2.9437e-07 | 0.0027785 | 1.5638e-08 | 0.01662 | 5.495e-10
[120 empty] | 7.3.3.17.5 (Remote Grid) Updates to grid topology to minimize risk of ignition in HFTDs Remote GridWLDFRWire-to-wire contactAggregated | WLDFR | HFTD - Distribution - Tier 3 - 2QU CoRE ¦ 5QU LoRE | Non-Red Flag Warning - Small Fires | Wire-to-wire contact | Aggregated | 2066 | 0.00030345 | 22.7224 | 0.0068952 | 2066 | Mitigation | 0.95 | 45 | 0 | esc | 0.00097009 | 2.9437e-07 | 0.00097009 | 2.9437e-07 | 0.0027785 | 1.5638e-08 | 0.01662 | 5.495e-10
[120 empty] | 7.3.3.17.5 (Remote Grid) Updates to grid topology to minimize risk of ignition in HFTDs Remote GridWLDFRWire-to-wire contactAggregated | WLDFR | HFTD - Distribution - Tier 3 - 2QU CoRE ¦ 5QU LoRE | Non-Red Flag Warning - Small Fires | Wire-to-wire contact | Aggregated | 2067 | 0.00030345 | 22.7224 | 0.0068952 | 2067 | Mitigation | 0.95 | 45 | 0 | esc | 0 | 0 | 0.00097009 | 2.9437e-07 | 0.0027785 | 1.5638e-08 | 0.01662 | 5.495e-10
[120 empty] | 7.3.3.17.5 (Remote Grid) Updates to grid topology to minimize risk of ignition in HFTDs Remote GridWLDFREquipment / facility failureAggregated | WLDFR | HFTD - Distribution - Tier 3 - 2QU CoRE ¦ 5QU LoRE | Red Flag Warning - Catastrophic Fires | Equipment / facility failure | Aggregated | 2022 | 8.4287e-06 | 22.7224 | 0.00019152 | 2022 | Mitigation | 0.95 | 45 | 0 | esc | 0.00097009 | 8.1765e-09 | 0 | 0 | 0.0027785 | 1.5638e-08 | 0.01662 | 5.495e-10
[120 empty] | 7.3.3.17.5 (Remote Grid) Updates to grid topology to minimize risk of ignition in HFTDs Remote GridWLDFREquipment / facility failureAggregated | WLDFR | HFTD - Distribution - Tier 3 - 2QU CoRE ¦ 5QU LoRE | Red Flag Warning - Catastrophic Fires | Equipment / facility failure | Aggregated | 2023 | 8.4287e-06 | 22.7224 | 0.00019152 | 2023 | Mitigation | 0.95 | 45 | 0 | esc | 0.00097009 | 8.1765e-09 | 0.00097009 | 8.1765e-09 | 0.0027785 | 1.5638e-08 | 0.01662 | 5.495e-10
[120 empty] | 7.3.3.17.5 (Remote Grid) Updates to grid topology to minimize risk of ignition in HFTDs Remote GridWLDFREquipment / facility failureAggregated | WLDFR | HFTD - Distribution - Tier 3 - 2QU CoRE ¦ 5QU LoRE | Red Flag Warning - Catastrophic Fires | Equipment / facility failure | Aggregated | 2024 | 8.4287e-06 | 22.7224 | 0.00019152 | 2024 | Mitigation | 0.95 | 45 | 0 | esc | 0.00097009 | 8.1765e-09 | 0.00097009 | 8.1765e-09 | 0.0027785 | 1.5638e-08 | 0.01662 | 5.495e-10
[120 empty] | 7.3.3.17.5 (Remote Grid) Updates to grid topology to minimize risk of ignition in HFTDs Remote GridWLDFREquipment / facility failureAggregated | WLDFR | HFTD - Distribution - Tier 3 - 2QU CoRE ¦ 5QU LoRE | Red Flag Warning - Catastrophic Fires | Equipment / facility failure | Aggregated | 2025 | 8.4287e-06 | 22.7224 | 0.00019152 | 2025 | Mitigation | 0.95 | 45 | 0 | esc | 0.00097009 | 8.1765e-09 | 0.00097009 | 8.1765e-09 | 0.0027785 | 1.5638e-08 | 0.01662 | 5.495e-10
[120 empty] | 7.3.3.17.5 (Remote Grid) Updates to grid topology to minimize risk of ignition in HFTDs Remote GridWLDFREquipment / facility failureAggregated | WLDFR | HFTD - Distribution - Tier 3 - 2QU CoRE ¦ 5QU LoRE | Red Flag Warning - Catastrophic Fires | Equipment / facility failure | Aggregated | 2026 | 8.4287e-06 | 22.7224 | 0.00019152 | 2026 | Mitigation | 0.95 | 45 | 0 | esc | 0.00097009 | 8.1765e-09 | 0.00097009 | 8.1765e-09 | 0.0027785 | 1.5638e-08 | 0 | 0
[120 empty] | 7.3.3.17.5 (Remote Grid) Updates to grid topology to minimize risk of ignition in HFTDs Remote GridWLDFREquipment / facility failureAggregated | WLDFR | HFTD - Distribution - Tier 3 - 2QU CoRE ¦ 5QU LoRE | Red Flag Warning - Catastrophic Fires | Equipment / facility failure | Aggregated | 2027 | 8.4287e-06 | 22.7224 | 0.00019152 | 2027 | Mitigation | 0.95 | 45 | 0 | esc | 0.00097009 | 8.1765e-09 | 0.00097009 | 8.1765e-09 | 0.0027785 | 1.5638e-08 | 0 | 0
[120 empty] | 7.3.3.17.5 (Remote Grid) Updates to grid topology to minimize risk of ignition in HFTDs Remote GridWLDFREquipment / facility failureAggregated | WLDFR | HFTD - Distribution - Tier 3 - 2QU CoRE ¦ 5QU LoRE | Red Flag Warning - Catastrophic Fires | Equipment / facility failure | Aggregated | 2028 | 8.4287e-06 | 22.7224 | 0.00019152 | 2028 | Mitigation | 0.95 | 45 | 0 | esc | 0.00097009 | 8.1765e-09 | 0.00097009 | 8.1765e-09 | 0.0027785 | 1.5638e-08 | 0.0080352 | 4.4562e-09
[120 empty] | 7.3.3.17.5 (Remote Grid) Updates to grid topology to minimize risk of ignition in HFTDs Remote GridWLDFREquipment / facility failureAggregated | WLDFR | HFTD - Distribution - Tier 3 - 2QU CoRE ¦ 5QU LoRE | Red Flag Warning - Catastrophic Fires | Equipment / facility failure | Aggregated | 2029 | 8.4287e-06 | 22.7224 | 0.00019152 | 2029 | Mitigation | 0.95 | 45 | 0 | esc | 0.00097009 | 8.1765e-09 | 0.00097009 | 8.1765e-09 | 0.0027785 | 1.5638e-08 | 0.0080352 | 4.4562e-09
[120 empty] | 7.3.3.17.5 (Remote Grid) Updates to grid topology to minimize risk of ignition in HFTDs Remote GridWLDFREquipment / facility failureAggregated | WLDFR | HFTD - Distribution - Tier 3 - 2QU CoRE ¦ 5QU LoRE | Red Flag Warning - Catastrophic Fires | Equipment / facility failure | Aggregated | 2030 | 8.4287e-06 | 22.7224 | 0.00019152 | 2030 | Mitigation | 0.95 | 45 | 0 | esc | 0.00097009 | 8.1765e-09 | 0.00097009 | 8.1765e-09 | 0.0027785 | 1.5638e-08 | 0.0080352 | 4.4562e-09
[120 empty] | 7.3.3.17.5 (Remote Grid) Updates to grid topology to minimize risk of ignition in HFTDs Remote GridWLDFREquipment / facility failureAggregated | WLDFR | HFTD - Distribution - Tier 3 - 2QU CoRE ¦ 5QU LoRE | Red Flag Warning - Catastrophic Fires | Equipment / facility failure | Aggregated | 2031 | 8.4287e-06 | 22.7224 | 0.00019152 | 2031 | Mitigation | 0.95 | 45 | 0 | esc | 0.00097009 | 8.1765e-09 | 0.00097009 | 8.1765e-09 | 0.0027785 | 1.5638e-08 | 0.0080352 | 4.4562e-09
[120 empty] | 7.3.3.17.5 (Remote Grid) Updates to grid topology to minimize risk of ignition in HFTDs Remote GridWLDFREquipment / facility failureAggregated | WLDFR | HFTD - Distribution - Tier 3 - 2QU CoRE ¦ 5QU LoRE | Red Flag Warning - Catastrophic Fires | Equipment / facility failure | Aggregated | 2032 | 8.4287e-06 | 22.7224 | 0.00019152 | 2032 | Mitigation | 0.95 | 45 | 0 | esc | 0.00097009 | 8.1765e-09 | 0.00097009 | 8.1765e-09 | 0.0027785 | 1.5638e-08 | 0.0080352 | 4.4562e-09
[120 empty] | 7.3.3.17.5 (Remote Grid) Updates to grid topology to minimize risk of ignition in HFTDs Remote GridWLDFREquipment / facility failureAggregated | WLDFR | HFTD - Distribution - Tier 3 - 2QU CoRE ¦ 5QU LoRE | Red Flag Warning - Catastrophic Fires | Equipment / facility failure | Aggregated | 2033 | 8.4287e-06 | 22.7224 | 0.00019152 | 2033 | Mitigation | 0.95 | 45 | 0 | esc | 0.00097009 | 8.1765e-09 | 0.00097009 | 8.1765e-09 | 0.0027785 | 1.5638e-08 | 0.0080352 | 4.4562e-09
[120 empty] | 7.3.3.17.5 (Remote Grid) Updates to grid topology to minimize risk of ignition in HFTDs Remote GridWLDFREquipment / facility failureAggregated | WLDFR | HFTD - Distribution - Tier 3 - 2QU CoRE ¦ 5QU LoRE | Red Flag Warning - Catastrophic Fires | Equipment / facility failure | Aggregated | 2034 | 8.4287e-06 | 22.7224 | 0.00019152 | 2034 | Mitigation | 0.95 | 45 | 0 | esc | 0.00097009 | 8.1765e-09 | 0.00097009 | 8.1765e-09 | 0.0027785 | 1.5638e-08 | 0.0080352 | 4.4562e-09
[120 empty] | 7.3.3.17.5 (Remote Grid) Updates to grid topology to minimize risk of ignition in HFTDs Remote GridWLDFREquipment / facility failureAggregated | WLDFR | HFTD - Distribution - Tier 3 - 2QU CoRE ¦ 5QU LoRE | Red Flag Warning - Catastrophic Fires | Equipment / facility failure | Aggregated | 2035 | 8.4287e-06 | 22.7224 | 0.00019152 | 2035 | Mitigation | 0.95 | 45 | 0 | esc | 0.00097009 | 8.1765e-09 | 0.00097009 | 8.1765e-09 | 0.0027785 | 1.5638e-08 | 0.0080352 | 4.4562e-09
[120 empty] | 7.3.3.17.5 (Remote Grid) Updates to grid topology to minimize risk of ignition in HFTDs Remote GridWLDFREquipment / facility failureAggregated | WLDFR | HFTD - Distribution - Tier 3 - 2QU CoRE ¦ 5QU LoRE | Red Flag Warning - Catastrophic Fires | Equipment / facility failure | Aggregated | 2036 | 8.4287e-06 | 22.7224 | 0.00019152 | 2036 | Mitigation | 0.95 | 45 | 0 | esc | 0.00097009 | 8.1765e-09 | 0.00097009 | 8.1765e-09 | 0.0027785 | 1.5638e-08 | 0.0080352 | 4.4562e-09
[120 empty] | 7.3.3.17.5 (Remote Grid) Updates to grid topology to minimize risk of ignition in HFTDs Remote GridWLDFREquipment / facility failureAggregated | WLDFR | HFTD - Distribution - Tier 3 - 2QU CoRE ¦ 5QU LoRE | Red Flag Warning - Catastrophic Fires | Equipment / facility failure | Aggregated | 2037 | 8.4287e-06 | 22.7224 | 0.00019152 | 2037 | Mitigation | 0.95 | 45 | 0 | esc | 0.00097009 | 8.1765e-09 | 0.00097009 | 8.1765e-09 | 0.0027785 | 1.5638e-08 | 0.0080352 | 4.4562e-09
[120 empty] | 7.3.3.17.5 (Remote Grid) Updates to grid topology to minimize risk of ignition in HFTDs Remote GridWLDFREquipment / facility failureAggregated | WLDFR | HFTD - Distribution - Tier 3 - 2QU CoRE ¦ 5QU LoRE | Red Flag Warning - Catastrophic Fires | Equipment / facility failure | Aggregated | 2038 | 8.4287e-06 | 22.7224 | 0.00019152 | 2038 | Mitigation | 0.95 | 45 | 0 | esc | 0.00097009 | 8.1765e-09 | 0.00097009 | 8.1765e-09 | 0.0027785 | 1.5638e-08 | 0.0080352 | 4.4562e-09
[120 empty] | 7.3.3.17.5 (Remote Grid) Updates to grid topology to minimize risk of ignition in HFTDs Remote GridWLDFREquipment / facility failureAggregated | WLDFR | HFTD - Distribution - Tier 3 - 2QU CoRE ¦ 5QU LoRE | Red Flag Warning - Catastrophic Fires | Equipment / facility failure | Aggregated | 2039 | 8.4287e-06 | 22.7224 | 0.00019152 | 2039 | Mitigation | 0.95 | 45 | 0 | esc | 0.00097009 | 8.1765e-09 | 0.00097009 | 8.1765e-09 | 0.0027785 | 1.5638e-08 | 0.0080352 | 4.4562e-09
[120 empty] | 7.3.3.17.5 (Remote Grid) Updates to grid topology to minimize risk of ignition in HFTDs Remote GridWLDFREquipment / facility failureAggregated | WLDFR | HFTD - Distribution - Tier 3 - 2QU CoRE ¦ 5QU LoRE | Red Flag Warning - Catastrophic Fires | Equipment / facility failure | Aggregated | 2040 | 8.4287e-06 | 22.7224 | 0.00019152 | 2040 | Mitigation | 0.95 | 45 | 0 | esc | 0.00097009 | 8.1765e-09 | 0.00097009 | 8.1765e-09 | 0.0027785 | 1.5638e-08 | 0.0080352 | 4.4562e-09
[120 empty] | 7.3.3.17.5 (Remote Grid) Updates to grid topology to minimize risk of ignition in HFTDs Remote GridWLDFREquipment / facility failureAggregated | WLDFR | HFTD - Distribution - Tier 3 - 2QU CoRE ¦ 5QU LoRE | Red Flag Warning - Catastrophic Fires | Equipment / facility failure | Aggregated | 2041 | 8.4287e-06 | 22.7224 | 0.00019152 | 2041 | Mitigation | 0.95 | 45 | 0 | esc | 0.00097009 | 8.1765e-09 | 0.00097009 | 8.1765e-09 | 0.0027785 | 1.5638e-08 | 0.0080352 | 4.4562e-09
[120 empty] | 7.3.3.17.5 (Remote Grid) Updates to grid topology to minimize risk of ignition in HFTDs Remote GridWLDFREquipment / facility failureAggregated | WLDFR | HFTD - Distribution - Tier 3 - 2QU CoRE ¦ 5QU LoRE | Red Flag Warning - Catastrophic Fires | Equipment / facility failure | Aggregated | 2042 | 8.4287e-06 | 22.7224 | 0.00019152 | 2042 | Mitigation | 0.95 | 45 | 0 | esc | 0.00097009 | 8.1765e-09 | 0.00097009 | 8.1765e-09 | 0.0027785 | 1.5638e-08 | 0.0080352 | 4.4562e-09
[120 empty] | 7.3.3.17.5 (Remote Grid) Updates to grid topology to minimize risk of ignition in HFTDs Remote GridWLDFREquipment / facility failureAggregated | WLDFR | HFTD - Distribution - Tier 3 - 2QU CoRE ¦ 5QU LoRE | Red Flag Warning - Catastrophic Fires | Equipment / facility failure | Aggregated | 2043 | 8.4287e-06 | 22.7224 | 0.00019152 | 2043 | Mitigation | 0.95 | 45 | 0 | esc | 0.00097009 | 8.1765e-09 | 0.00097009 | 8.1765e-09 | 0.0027785 | 1.5638e-08 | 0.0080352 | 4.4562e-09
[120 empty] | 7.3.3.17.5 (Remote Grid) Updates to grid topology to minimize risk of ignition in HFTDs Remote GridWLDFREquipment / facility failureAggregated | WLDFR | HFTD - Distribution - Tier 3 - 2QU CoRE ¦ 5QU LoRE | Red Flag Warning - Catastrophic Fires | Equipment / facility failure | Aggregated | 2044 | 8.4287e-06 | 22.7224 | 0.00019152 | 2044 | Mitigation | 0.95 | 45 | 0 | esc | 0.00097009 | 8.1765e-09 | 0.00097009 | 8.1765e-09 | 0.0027785 | 1.5638e-08 | 0.0080352 | 4.4562e-09
[120 empty] | 7.3.3.17.5 (Remote Grid) Updates to grid topology to minimize risk of ignition in HFTDs Remote GridWLDFREquipment / facility failureAggregated | WLDFR | HFTD - Distribution - Tier 3 - 2QU CoRE ¦ 5QU LoRE | Red Flag Warning - Catastrophic Fires | Equipment / facility failure | Aggregated | 2045 | 8.4287e-06 | 22.7224 | 0.00019152 | 2045 | Mitigation | 0.95 | 45 | 0 | esc | 0.00097009 | 8.1765e-09 | 0.00097009 | 8.1765e-09 | 0.0027785 | 1.5638e-08 | 0.0080352 | 4.4562e-09
[120 empty] | 7.3.3.17.5 (Remote Grid) Updates to grid topology to minimize risk of ignition in HFTDs Remote GridWLDFREquipment / facility failureAggregated | WLDFR | HFTD - Distribution - Tier 3 - 2QU CoRE ¦ 5QU LoRE | Red Flag Warning - Catastrophic Fires | Equipment / facility failure | Aggregated | 2046 | 8.4287e-06 | 22.7224 | 0.00019152 | 2046 | Mitigation | 0.95 | 45 | 0 | esc | 0.00097009 | 8.1765e-09 | 0.00097009 | 8.1765e-09 | 0.0027785 | 1.5638e-08 | 0.0080352 | 4.4562e-09
[120 empty] | 7.3.3.17.5 (Remote Grid) Updates to grid topology to minimize risk of ignition in HFTDs Remote GridWLDFREquipment / facility failureAggregated | WLDFR | HFTD - Distribution - Tier 3 - 2QU CoRE ¦ 5QU LoRE | Red Flag Warning - Catastrophic Fires | Equipment / facility failure | Aggregated | 2047 | 8.4287e-06 | 22.7224 | 0.00019152 | 2047 | Mitigation | 0.95 | 45 | 0 | esc | 0.00097009 | 8.1765e-09 | 0.00097009 | 8.1765e-09 | 0.0027785 | 1.5638e-08 | 0.0080352 | 4.4562e-09
[120 empty] | 7.3.3.17.5 (Remote Grid) Updates to grid topology to minimize risk of ignition in HFTDs Remote GridWLDFREquipment / facility failureAggregated | WLDFR | HFTD - Distribution - Tier 3 - 2QU CoRE ¦ 5QU LoRE | Red Flag Warning - Catastrophic Fires | Equipment / facility failure | Aggregated | 2048 | 8.4287e-06 | 22.7224 | 0.00019152 | 2048 | Mitigation | 0.95 | 45 | 0 | esc | 0.00097009 | 8.1765e-09 | 0.00097009 | 8.1765e-09 | 0.0027785 | 1.5638e-08 | 0.0080352 | 4.4562e-09
[120 empty] | 7.3.3.17.5 (Remote Grid) Updates to grid topology to minimize risk of ignition in HFTDs Remote GridWLDFREquipment / facility failureAggregated | WLDFR | HFTD - Distribution - Tier 3 - 2QU CoRE ¦ 5QU LoRE | Red Flag Warning - Catastrophic Fires | Equipment / facility failure | Aggregated | 2049 | 8.4287e-06 | 22.7224 | 0.00019152 | 2049 | Mitigation | 0.95 | 45 | 0 | esc | 0.00097009 | 8.1765e-09 | 0.00097009 | 8.1765e-09 | 0.0027785 | 1.5638e-08 | 0.0080352 | 4.4562e-09
[120 empty] | 7.3.3.17.5 (Remote Grid) Updates to grid topology to minimize risk of ignition in HFTDs Remote GridWLDFREquipment / facility failureAggregated | WLDFR | HFTD - Distribution - Tier 3 - 2QU CoRE ¦ 5QU LoRE | Red Flag Warning - Catastrophic Fires | Equipment / facility failure | Aggregated | 2050 | 8.4287e-06 | 22.7224 | 0.00019152 | 2050 | Mitigation | 0.95 | 45 | 0 | esc | 0.00097009 | 8.1765e-09 | 0.00097009 | 8.1765e-09 | 0.0027785 | 1.5638e-08 | 0.0080352 | 4.4562e-09
[120 empty] | 7.3.3.17.5 (Remote Grid) Updates to grid topology to minimize risk of ignition in HFTDs Remote GridWLDFREquipment / facility failureAggregated | WLDFR | HFTD - Distribution - Tier 3 - 2QU CoRE ¦ 5QU LoRE | Red Flag Warning - Catastrophic Fires | Equipment / facility failure | Aggregated | 2051 | 8.4287e-06 | 22.7224 | 0.00019152 | 2051 | Mitigation | 0.95 | 45 | 0 | esc | 0.00097009 | 8.1765e-09 | 0.00097009 | 8.1765e-09 | 0.0027785 | 1.5638e-08 | 0.0080352 | 4.4562e-09
[120 empty] | 7.3.3.17.5 (Remote Grid) Updates to grid topology to minimize risk of ignition in HFTDs Remote GridWLDFREquipment / facility failureAggregated | WLDFR | HFTD - Distribution - Tier 3 - 2QU CoRE ¦ 5QU LoRE | Red Flag Warning - Catastrophic Fires | Equipment / facility failure | Aggregated | 2052 | 8.4287e-06 | 22.7224 | 0.00019152 | 2052 | Mitigation | 0.95 | 45 | 0 | esc | 0.00097009 | 8.1765e-09 | 0.00097009 | 8.1765e-09 | 0.0027785 | 1.5638e-08 | 0.0080352 | 4.4562e-09
[120 empty] | 7.3.3.17.5 (Remote Grid) Updates to grid topology to minimize risk of ignition in HFTDs Remote GridWLDFREquipment / facility failureAggregated | WLDFR | HFTD - Distribution - Tier 3 - 2QU CoRE ¦ 5QU LoRE | Red Flag Warning - Catastrophic Fires | Equipment / facility failure | Aggregated | 2053 | 8.4287e-06 | 22.7224 | 0.00019152 | 2053 | Mitigation | 0.95 | 45 | 0 | esc | 0.00097009 | 8.1765e-09 | 0.00097009 | 8.1765e-09 | 0.0027785 | 1.5638e-08 | 0.0080352 | 4.4562e-09
[120 empty] | 7.3.3.17.5 (Remote Grid) Updates to grid topology to minimize risk of ignition in HFTDs Remote GridWLDFREquipment / facility failureAggregated | WLDFR | HFTD - Distribution - Tier 3 - 2QU CoRE ¦ 5QU LoRE | Red Flag Warning - Catastrophic Fires | Equipment / facility failure | Aggregated | 2054 | 8.4287e-06 | 22.7224 | 0.00019152 | 2054 | Mitigation | 0.95 | 45 | 0 | esc | 0.00097009 | 8.1765e-09 | 0.00097009 | 8.1765e-09 | 0.0027785 | 1.5638e-08 | 0.0080352 | 4.4562e-09
[120 empty] | 7.3.3.17.5 (Remote Grid) Updates to grid topology to minimize risk of ignition in HFTDs Remote GridWLDFREquipment / facility failureAggregated | WLDFR | HFTD - Distribution - Tier 3 - 2QU CoRE ¦ 5QU LoRE | Red Flag Warning - Catastrophic Fires | Equipment / facility failure | Aggregated | 2055 | 8.4287e-06 | 22.7224 | 0.00019152 | 2055 | Mitigation | 0.95 | 45 | 0 | esc | 0.00097009 | 8.1765e-09 | 0.00097009 | 8.1765e-09 | 0.0027785 | 1.5638e-08 | 0.0080352 | 4.4562e-09
[120 empty] | 7.3.3.17.5 (Remote Grid) Updates to grid topology to minimize risk of ignition in HFTDs Remote GridWLDFREquipment / facility failureAggregated | WLDFR | HFTD - Distribution - Tier 3 - 2QU CoRE ¦ 5QU LoRE | Red Flag Warning - Catastrophic Fires | Equipment / facility failure | Aggregated | 2056 | 8.4287e-06 | 22.7224 | 0.00019152 | 2056 | Mitigation | 0.95 | 45 | 0 | esc | 0.00097009 | 8.1765e-09 | 0.00097009 | 8.1765e-09 | 0.0027785 | 1.5638e-08 | 0.0080352 | 4.4562e-09
[120 empty] | 7.3.3.17.5 (Remote Grid) Updates to grid topology to minimize risk of ignition in HFTDs Remote GridWLDFREquipment / facility failureAggregated | WLDFR | HFTD - Distribution - Tier 3 - 2QU CoRE ¦ 5QU LoRE | Red Flag Warning - Catastrophic Fires | Equipment / facility failure | Aggregated | 2057 | 8.4287e-06 | 22.7224 | 0.00019152 | 2057 | Mitigation | 0.95 | 45 | 0 | esc | 0.00097009 | 8.1765e-09 | 0.00097009 | 8.1765e-09 | 0.0027785 | 1.5638e-08 | 0.0080352 | 4.4562e-09
[120 empty] | 7.3.3.17.5 (Remote Grid) Updates to grid topology to minimize risk of ignition in HFTDs Remote GridWLDFREquipment / facility failureAggregated | WLDFR | HFTD - Distribution - Tier 3 - 2QU CoRE ¦ 5QU LoRE | Red Flag Warning - Catastrophic Fires | Equipment / facility failure | Aggregated | 2058 | 8.4287e-06 | 22.7224 | 0.00019152 | 2058 | Mitigation | 0.95 | 45 | 0 | esc | 0.00097009 | 8.1765e-09 | 0.00097009 | 8.1765e-09 | 0.0027785 | 1.5638e-08 | 0 | 0
[120 empty] | 7.3.3.17.5 (Remote Grid) Updates to grid topology to minimize risk of ignition in HFTDs Remote GridWLDFREquipment / facility failureAggregated | WLDFR | HFTD - Distribution - Tier 3 - 2QU CoRE ¦ 5QU LoRE | Red Flag Warning - Catastrophic Fires | Equipment / facility failure | Aggregated | 2059 | 8.4287e-06 | 22.7224 | 0.00019152 | 2059 | Mitigation | 0.95 | 45 | 0 | esc | 0.00097009 | 8.1765e-09 | 0.00097009 | 8.1765e-09 | 0.0027785 | 1.5638e-08 | 0 | 0
[120 empty] | 7.3.3.17.5 (Remote Grid) Updates to grid topology to minimize risk of ignition in HFTDs Remote GridWLDFREquipment / facility failureAggregated | WLDFR | HFTD - Distribution - Tier 3 - 2QU CoRE ¦ 5QU LoRE | Red Flag Warning - Catastrophic Fires | Equipment / facility failure | Aggregated | 2060 | 8.4287e-06 | 22.7224 | 0.00019152 | 2060 | Mitigation | 0.95 | 45 | 0 | esc | 0.00097009 | 8.1765e-09 | 0.00097009 | 8.1765e-09 | 0.0027785 | 1.5638e-08 | 0.010315 | 1.798e-09
[120 empty] | 7.3.3.17.5 (Remote Grid) Updates to grid topology to minimize risk of ignition in HFTDs Remote GridWLDFREquipment / facility failureAggregated | WLDFR | HFTD - Distribution - Tier 3 - 2QU CoRE ¦ 5QU LoRE | Red Flag Warning - Catastrophic Fires | Equipment / facility failure | Aggregated | 2061 | 8.4287e-06 | 22.7224 | 0.00019152 | 2061 | Mitigation | 0.95 | 45 | 0 | esc | 0.00097009 | 8.1765e-09 | 0.00097009 | 8.1765e-09 | 0.0027785 | 1.5638e-08 | 0.010315 | 1.798e-09
[120 empty] | 7.3.3.17.5 (Remote Grid) Updates to grid topology to minimize risk of ignition in HFTDs Remote GridWLDFREquipment / facility failureAggregated | WLDFR | HFTD - Distribution - Tier 3 - 2QU CoRE ¦ 5QU LoRE | Red Flag Warning - Catastrophic Fires | Equipment / facility failure | Aggregated | 2062 | 8.4287e-06 | 22.7224 | 0.00019152 | 2062 | Mitigation | 0.95 | 45 | 0 | esc | 0.00097009 | 8.1765e-09 | 0.00097009 | 8.1765e-09 | 0.0027785 | 1.5638e-08 | 0.010315 | 1.798e-09
[120 empty] | 7.3.3.17.5 (Remote Grid) Updates to grid topology to minimize risk of ignition in HFTDs Remote GridWLDFREquipment / facility failureAggregated | WLDFR | HFTD - Distribution - Tier 3 - 2QU CoRE ¦ 5QU LoRE | Red Flag Warning - Catastrophic Fires | Equipment / facility failure | Aggregated | 2063 | 8.4287e-06 | 22.7224 | 0.00019152 | 2063 | Mitigation | 0.95 | 45 | 0 | esc | 0.00097009 | 8.1765e-09 | 0.00097009 | 8.1765e-09 | 0.0027785 | 1.5638e-08 | 0.010315 | 1.798e-09
[120 empty] | 7.3.3.17.5 (Remote Grid) Updates to grid topology to minimize risk of ignition in HFTDs Remote GridWLDFREquipment / facility failureAggregated | WLDFR | HFTD - Distribution - Tier 3 - 2QU CoRE ¦ 5QU LoRE | Red Flag Warning - Catastrophic Fires | Equipment / facility failure | Aggregated | 2064 | 8.4287e-06 | 22.7224 | 0.00019152 | 2064 | Mitigation | 0.95 | 45 | 0 | esc | 0.00097009 | 8.1765e-09 | 0.00097009 | 8.1765e-09 | 0.0027785 | 1.5638e-08 | 0.010315 | 1.798e-09
[120 empty] | 7.3.3.17.5 (Remote Grid) Updates to grid topology to minimize risk of ignition in HFTDs Remote GridWLDFREquipment / facility failureAggregated | WLDFR | HFTD - Distribution - Tier 3 - 2QU CoRE ¦ 5QU LoRE | Red Flag Warning - Catastrophic Fires | Equipment / facility failure | Aggregated | 2065 | 8.4287e-06 | 22.7224 | 0.00019152 | 2065 | Mitigation | 0.95 | 45 | 0 | esc | 0.00097009 | 8.1765e-09 | 0.00097009 | 8.1765e-09 | 0.0027785 | 1.5638e-08 | 0.010315 | 1.798e-09
[120 empty] | 7.3.3.17.5 (Remote Grid) Updates to grid topology to minimize risk of ignition in HFTDs Remote GridWLDFREquipment / facility failureAggregated | WLDFR | HFTD - Distribution - Tier 3 - 2QU CoRE ¦ 5QU LoRE | Red Flag Warning - Catastrophic Fires | Equipment / facility failure | Aggregated | 2066 | 8.4287e-06 | 22.7224 | 0.00019152 | 2066 | Mitigation | 0.95 | 45 | 0 | esc | 0.00097009 | 8.1765e-09 | 0.00097009 | 8.1765e-09 | 0.0027785 | 1.5638e-08 | 0.010315 | 1.798e-09
[120 empty] | 7.3.3.17.5 (Remote Grid) Updates to grid topology to minimize risk of ignition in HFTDs Remote GridWLDFREquipment / facility failureAggregated | WLDFR | HFTD - Distribution - Tier 3 - 2QU CoRE ¦ 5QU LoRE | Red Flag Warning - Catastrophic Fires | Equipment / facility failure | Aggregated | 2067 | 8.4287e-06 | 22.7224 | 0.00019152 | 2067 | Mitigation | 0.95 | 45 | 0 | esc | 0 | 0 | 0.00097009 | 8.1765e-09 | 0.0027785 | 1.5638e-08 | 0.010315 | 1.798e-09
[120 empty] | 7.3.3.17.5 (Remote Grid) Updates to grid topology to minimize risk of ignition in HFTDs Remote GridWLDFRVegetation ContactAggregated | WLDFR | HFTD - Distribution - Tier 3 - 2QU CoRE ¦ 5QU LoRE | Red Flag Warning - Catastrophic Fires | Vegetation Contact | Aggregated | 2022 | 3.1046e-05 | 22.7224 | 0.00070544 | 2022 | Mitigation | 0.95 | 45 | 0 | esc | 0.00097009 | 3.0117e-08 | 0 | 0 | 0 | 0 | 0.010315 | 1.798e-09
[120 empty] | 7.3.3.17.5 (Remote Grid) Updates to grid topology to minimize risk of ignition in HFTDs Remote GridWLDFRVegetation ContactAggregated | WLDFR | HFTD - Distribution - Tier 3 - 2QU CoRE ¦ 5QU LoRE | Red Flag Warning - Catastrophic Fires | Vegetation Contact | Aggregated | 2023 | 3.1046e-05 | 22.7224 | 0.00070544 | 2023 | Mitigation | 0.95 | 45 | 0 | esc | 0.00097009 | 3.0117e-08 | 0.00097009 | 3.0117e-08 | 0.0027785 | 2.9649e-09 | 0.010315 | 1.798e-09
[120 empty] | 7.3.3.17.5 (Remote Grid) Updates to grid topology to minimize risk of ignition in HFTDs Remote GridWLDFRVegetation ContactAggregated | WLDFR | HFTD - Distribution - Tier 3 - 2QU CoRE ¦ 5QU LoRE | Red Flag Warning - Catastrophic Fires | Vegetation Contact | Aggregated | 2024 | 3.1046e-05 | 22.7224 | 0.00070544 | 2024 | Mitigation | 0.95 | 45 | 0 | esc | 0.00097009 | 3.0117e-08 | 0.00097009 | 3.0117e-08 | 0.0027785 | 2.9649e-09 | 0.010315 | 1.798e-09
[120 empty] | 7.3.3.17.5 (Remote Grid) Updates to grid topology to minimize risk of ignition in HFTDs Remote GridWLDFRVegetation ContactAggregated | WLDFR | HFTD - Distribution - Tier 3 - 2QU CoRE ¦ 5QU LoRE | Red Flag Warning - Catastrophic Fires | Vegetation Contact | Aggregated | 2025 | 3.1046e-05 | 22.7224 | 0.00070544 | 2025 | Mitigation | 0.95 | 45 | 0 | esc | 0.00097009 | 3.0117e-08 | 0.00097009 | 3.0117e-08 | 0.0027785 | 2.9649e-09 | 0.010315 | 1.798e-09
[120 empty] | 7.3.3.17.5 (Remote Grid) Updates to grid topology to minimize risk of ignition in HFTDs Remote GridWLDFRVegetation ContactAggregated | WLDFR | HFTD - Distribution - Tier 3 - 2QU CoRE ¦ 5QU LoRE | Red Flag Warning - Catastrophic Fires | Vegetation Contact | Aggregated | 2026 | 3.1046e-05 | 22.7224 | 0.00070544 | 2026 | Mitigation | 0.95 | 45 | 0 | esc | 0.00097009 | 3.0117e-08 | 0.00097009 | 3.0117e-08 | 0.0027785 | 2.9649e-09 | 0.010315 | 1.798e-09
[120 empty] | 7.3.3.17.5 (Remote Grid) Updates to grid topology to minimize risk of ignition in HFTDs Remote GridWLDFRVegetation ContactAggregated | WLDFR | HFTD - Distribution - Tier 3 - 2QU CoRE ¦ 5QU LoRE | Red Flag Warning - Catastrophic Fires | Vegetation Contact | Aggregated | 2027 | 3.1046e-05 | 22.7224 | 0.00070544 | 2027 | Mitigation | 0.95 | 45 | 0 | esc | 0.00097009 | 3.0117e-08 | 0.00097009 | 3.0117e-08 | 0.0027785 | 2.9649e-09 | 0.010315 | 1.798e-09
[120 empty] | 7.3.3.17.5 (Remote Grid) Updates to grid topology to minimize risk of ignition in HFTDs Remote GridWLDFRVegetation ContactAggregated | WLDFR | HFTD - Distribution - Tier 3 - 2QU CoRE ¦ 5QU LoRE | Red Flag Warning - Catastrophic Fires | Vegetation Contact | Aggregated | 2028 | 3.1046e-05 | 22.7224 | 0.00070544 | 2028 | Mitigation | 0.95 | 45 | 0 | esc | 0.00097009 | 3.0117e-08 | 0.00097009 | 3.0117e-08 | 0.0027785 | 2.9649e-09 | 0.010315 | 1.798e-09
[120 empty] | 7.3.3.17.5 (Remote Grid) Updates to grid topology to minimize risk of ignition in HFTDs Remote GridWLDFRVegetation ContactAggregated | WLDFR | HFTD - Distribution - Tier 3 - 2QU CoRE ¦ 5QU LoRE | Red Flag Warning - Catastrophic Fires | Vegetation Contact | Aggregated | 2029 | 3.1046e-05 | 22.7224 | 0.00070544 | 2029 | Mitigation | 0.95 | 45 | 0 | esc | 0.00097009 | 3.0117e-08 | 0.00097009 | 3.0117e-08 | 0.0027785 | 2.9649e-09 | 0.010315 | 1.798e-09
[120 empty] | 7.3.3.17.5 (Remote Grid) Updates to grid topology to minimize risk of ignition in HFTDs Remote GridWLDFRVegetation ContactAggregated | WLDFR | HFTD - Distribution - Tier 3 - 2QU CoRE ¦ 5QU LoRE | Red Flag Warning - Catastrophic Fires | Vegetation Contact | Aggregated | 2030 | 3.1046e-05 | 22.7224 | 0.00070544 | 2030 | Mitigation | 0.95 | 45 | 0 | esc | 0.00097009 | 3.0117e-08 | 0.00097009 | 3.0117e-08 | 0.0027785 | 2.9649e-09 | 0.010315 | 1.798e-09
[120 empty] | 7.3.3.17.5 (Remote Grid) Updates to grid topology to minimize risk of ignition in HFTDs Remote GridWLDFRVegetation ContactAggregated | WLDFR | HFTD - Distribution - Tier 3 - 2QU CoRE ¦ 5QU LoRE | Red Flag Warning - Catastrophic Fires | Vegetation Contact | Aggregated | 2031 | 3.1046e-05 | 22.7224 | 0.00070544 | 2031 | Mitigation | 0.95 | 45 | 0 | esc | 0.00097009 | 3.0117e-08 | 0.00097009 | 3.0117e-08 | 0.0027785 | 2.9649e-09 | 0.010315 | 1.798e-09
[120 empty] | 7.3.3.17.5 (Remote Grid) Updates to grid topology to minimize risk of ignition in HFTDs Remote GridWLDFRVegetation ContactAggregated | WLDFR | HFTD - Distribution - Tier 3 - 2QU CoRE ¦ 5QU LoRE | Red Flag Warning - Catastrophic Fires | Vegetation Contact | Aggregated | 2032 | 3.1046e-05 | 22.7224 | 0.00070544 | 2032 | Mitigation | 0.95 | 45 | 0 | esc | 0.00097009 | 3.0117e-08 | 0.00097009 | 3.0117e-08 | 0.0027785 | 2.9649e-09 | 0.010315 | 1.798e-09
[120 empty] | 7.3.3.17.5 (Remote Grid) Updates to grid topology to minimize risk of ignition in HFTDs Remote GridWLDFRVegetation ContactAggregated | WLDFR | HFTD - Distribution - Tier 3 - 2QU CoRE ¦ 5QU LoRE | Red Flag Warning - Catastrophic Fires | Vegetation Contact | Aggregated | 2033 | 3.1046e-05 | 22.7224 | 0.00070544 | 2033 | Mitigation | 0.95 | 45 | 0 | esc | 0.00097009 | 3.0117e-08 | 0.00097009 | 3.0117e-08 | 0.0027785 | 2.9649e-09 | 0.010315 | 1.798e-09
[120 empty] | 7.3.3.17.5 (Remote Grid) Updates to grid topology to minimize risk of ignition in HFTDs Remote GridWLDFRVegetation ContactAggregated | WLDFR | HFTD - Distribution - Tier 3 - 2QU CoRE ¦ 5QU LoRE | Red Flag Warning - Catastrophic Fires | Vegetation Contact | Aggregated | 2034 | 3.1046e-05 | 22.7224 | 0.00070544 | 2034 | Mitigation | 0.95 | 45 | 0 | esc | 0.00097009 | 3.0117e-08 | 0.00097009 | 3.0117e-08 | 0.0027785 | 2.9649e-09 | 0.010315 | 1.798e-09
[120 empty] | 7.3.3.17.5 (Remote Grid) Updates to grid topology to minimize risk of ignition in HFTDs Remote GridWLDFRVegetation ContactAggregated | WLDFR | HFTD - Distribution - Tier 3 - 2QU CoRE ¦ 5QU LoRE | Red Flag Warning - Catastrophic Fires | Vegetation Contact | Aggregated | 2035 | 3.1046e-05 | 22.7224 | 0.00070544 | 2035 | Mitigation | 0.95 | 45 | 0 | esc | 0.00097009 | 3.0117e-08 | 0.00097009 | 3.0117e-08 | 0.0027785 | 2.9649e-09 | 0.010315 | 1.798e-09
[120 empty] | 7.3.3.17.5 (Remote Grid) Updates to grid topology to minimize risk of ignition in HFTDs Remote GridWLDFRVegetation ContactAggregated | WLDFR | HFTD - Distribution - Tier 3 - 2QU CoRE ¦ 5QU LoRE | Red Flag Warning - Catastrophic Fires | Vegetation Contact | Aggregated | 2036 | 3.1046e-05 | 22.7224 | 0.00070544 | 2036 | Mitigation | 0.95 | 45 | 0 | esc | 0.00097009 | 3.0117e-08 | 0.00097009 | 3.0117e-08 | 0.0027785 | 2.9649e-09 | 0.010315 | 1.798e-09
[120 empty] | 7.3.3.17.5 (Remote Grid) Updates to grid topology to minimize risk of ignition in HFTDs Remote GridWLDFRVegetation ContactAggregated | WLDFR | HFTD - Distribution - Tier 3 - 2QU CoRE ¦ 5QU LoRE | Red Flag Warning - Catastrophic Fires | Vegetation Contact | Aggregated | 2037 | 3.1046e-05 | 22.7224 | 0.00070544 | 2037 | Mitigation | 0.95 | 45 | 0 | esc | 0.00097009 | 3.0117e-08 | 0.00097009 | 3.0117e-08 | 0.0027785 | 2.9649e-09 | 0.010315 | 1.798e-09
[120 empty] | 7.3.3.17.5 (Remote Grid) Updates to grid topology to minimize risk of ignition in HFTDs Remote GridWLDFRVegetation ContactAggregated | WLDFR | HFTD - Distribution - Tier 3 - 2QU CoRE ¦ 5QU LoRE | Red Flag Warning - Catastrophic Fires | Vegetation Contact | Aggregated | 2038 | 3.1046e-05 | 22.7224 | 0.00070544 | 2038 | Mitigation | 0.95 | 45 | 0 | esc | 0.00097009 | 3.0117e-08 | 0.00097009 | 3.0117e-08 | 0.0027785 | 2.9649e-09 | 0.010315 | 1.798e-09
[120 empty] | 7.3.3.17.5 (Remote Grid) Updates to grid topology to minimize risk of ignition in HFTDs Remote GridWLDFRVegetation ContactAggregated | WLDFR | HFTD - Distribution - Tier 3 - 2QU CoRE ¦ 5QU LoRE | Red Flag Warning - Catastrophic Fires | Vegetation Contact | Aggregated | 2039 | 3.1046e-05 | 22.7224 | 0.00070544 | 2039 | Mitigation | 0.95 | 45 | 0 | esc | 0.00097009 | 3.0117e-08 | 0.00097009 | 3.0117e-08 | 0.0027785 | 2.9649e-09 | 0.010315 | 1.798e-09
[120 empty] | 7.3.3.17.5 (Remote Grid) Updates to grid topology to minimize risk of ignition in HFTDs Remote GridWLDFRVegetation ContactAggregated | WLDFR | HFTD - Distribution - Tier 3 - 2QU CoRE ¦ 5QU LoRE | Red Flag Warning - Catastrophic Fires | Vegetation Contact | Aggregated | 2040 | 3.1046e-05 | 22.7224 | 0.00070544 | 2040 | Mitigation | 0.95 | 45 | 0 | esc | 0.00097009 | 3.0117e-08 | 0.00097009 | 3.0117e-08 | 0.0027785 | 2.9649e-09 | 0.010315 | 1.798e-09
[120 empty] | 7.3.3.17.5 (Remote Grid) Updates to grid topology to minimize risk of ignition in HFTDs Remote GridWLDFRVegetation ContactAggregated | WLDFR | HFTD - Distribution - Tier 3 - 2QU CoRE ¦ 5QU LoRE | Red Flag Warning - Catastrophic Fires | Vegetation Contact | Aggregated | 2041 | 3.1046e-05 | 22.7224 | 0.00070544 | 2041 | Mitigation | 0.95 | 45 | 0 | esc | 0.00097009 | 3.0117e-08 | 0.00097009 | 3.0117e-08 | 0.0027785 | 2.9649e-09 | 0.010315 | 1.798e-09
[120 empty] | 7.3.3.17.5 (Remote Grid) Updates to grid topology to minimize risk of ignition in HFTDs Remote GridWLDFRVegetation ContactAggregated | WLDFR | HFTD - Distribution - Tier 3 - 2QU CoRE ¦ 5QU LoRE | Red Flag Warning - Catastrophic Fires | Vegetation Contact | Aggregated | 2042 | 3.1046e-05 | 22.7224 | 0.00070544 | 2042 | Mitigation | 0.95 | 45 | 0 | esc | 0.00097009 | 3.0117e-08 | 0.00097009 | 3.0117e-08 | 0.0027785 | 2.9649e-09 | 0.010315 | 1.798e-09
[120 empty] | 7.3.3.17.5 (Remote Grid) Updates to grid topology to minimize risk of ignition in HFTDs Remote GridWLDFRVegetation ContactAggregated | WLDFR | HFTD - Distribution - Tier 3 - 2QU CoRE ¦ 5QU LoRE | Red Flag Warning - Catastrophic Fires | Vegetation Contact | Aggregated | 2043 | 3.1046e-05 | 22.7224 | 0.00070544 | 2043 | Mitigation | 0.95 | 45 | 0 | esc | 0.00097009 | 3.0117e-08 | 0.00097009 | 3.0117e-08 | 0.0027785 | 2.9649e-09 | 0.010315 | 1.798e-09
[120 empty] | 7.3.3.17.5 (Remote Grid) Updates to grid topology to minimize risk of ignition in HFTDs Remote GridWLDFRVegetation ContactAggregated | WLDFR | HFTD - Distribution - Tier 3 - 2QU CoRE ¦ 5QU LoRE | Red Flag Warning - Catastrophic Fires | Vegetation Contact | Aggregated | 2044 | 3.1046e-05 | 22.7224 | 0.00070544 | 2044 | Mitigation | 0.95 | 45 | 0 | esc | 0.00097009 | 3.0117e-08 | 0.00097009 | 3.0117e-08 | 0.0027785 | 2.9649e-09 | 0 | 0
[120 empty] | 7.3.3.17.5 (Remote Grid) Updates to grid topology to minimize risk of ignition in HFTDs Remote GridWLDFRVegetation ContactAggregated | WLDFR | HFTD - Distribution - Tier 3 - 2QU CoRE ¦ 5QU LoRE | Red Flag Warning - Catastrophic Fires | Vegetation Contact | Aggregated | 2045 | 3.1046e-05 | 22.7224 | 0.00070544 | 2045 | Mitigation | 0.95 | 45 | 0 | esc | 0.00097009 | 3.0117e-08 | 0.00097009 | 3.0117e-08 | 0.0027785 | 2.9649e-09 | 0 | 0
[120 empty] | 7.3.3.17.5 (Remote Grid) Updates to grid topology to minimize risk of ignition in HFTDs Remote GridWLDFRVegetation ContactAggregated | WLDFR | HFTD - Distribution - Tier 3 - 2QU CoRE ¦ 5QU LoRE | Red Flag Warning - Catastrophic Fires | Vegetation Contact | Aggregated | 2046 | 3.1046e-05 | 22.7224 | 0.00070544 | 2046 | Mitigation | 0.95 | 45 | 0 | esc | 0.00097009 | 3.0117e-08 | 0.00097009 | 3.0117e-08 | 0.0027785 | 2.9649e-09 | 0.013666 | 2.3441e-09
[120 empty] | 7.3.3.17.5 (Remote Grid) Updates to grid topology to minimize risk of ignition in HFTDs Remote GridWLDFRVegetation ContactAggregated | WLDFR | HFTD - Distribution - Tier 3 - 2QU CoRE ¦ 5QU LoRE | Red Flag Warning - Catastrophic Fires | Vegetation Contact | Aggregated | 2047 | 3.1046e-05 | 22.7224 | 0.00070544 | 2047 | Mitigation | 0.95 | 45 | 0 | esc | 0.00097009 | 3.0117e-08 | 0.00097009 | 3.0117e-08 | 0.0027785 | 2.9649e-09 | 0.013666 | 2.3441e-09
[120 empty] | 7.3.3.17.5 (Remote Grid) Updates to grid topology to minimize risk of ignition in HFTDs Remote GridWLDFRVegetation ContactAggregated | WLDFR | HFTD - Distribution - Tier 3 - 2QU CoRE ¦ 5QU LoRE | Red Flag Warning - Catastrophic Fires | Vegetation Contact | Aggregated | 2048 | 3.1046e-05 | 22.7224 | 0.00070544 | 2048 | Mitigation | 0.95 | 45 | 0 | esc | 0.00097009 | 3.0117e-08 | 0.00097009 | 3.0117e-08 | 0.0027785 | 2.9649e-09 | 0.013666 | 2.3441e-09
[120 empty] | 7.3.3.17.5 (Remote Grid) Updates to grid topology to minimize risk of ignition in HFTDs Remote GridWLDFRVegetation ContactAggregated | WLDFR | HFTD - Distribution - Tier 3 - 2QU CoRE ¦ 5QU LoRE | Red Flag Warning - Catastrophic Fires | Vegetation Contact | Aggregated | 2049 | 3.1046e-05 | 22.7224 | 0.00070544 | 2049 | Mitigation | 0.95 | 45 | 0 | esc | 0.00097009 | 3.0117e-08 | 0.00097009 | 3.0117e-08 | 0.0027785 | 2.9649e-09 | 0.013666 | 2.3441e-09
[120 empty] | 7.3.3.17.5 (Remote Grid) Updates to grid topology to minimize risk of ignition in HFTDs Remote GridWLDFRVegetation ContactAggregated | WLDFR | HFTD - Distribution - Tier 3 - 2QU CoRE ¦ 5QU LoRE | Red Flag Warning - Catastrophic Fires | Vegetation Contact | Aggregated | 2050 | 3.1046e-05 | 22.7224 | 0.00070544 | 2050 | Mitigation | 0.95 | 45 | 0 | esc | 0.00097009 | 3.0117e-08 | 0.00097009 | 3.0117e-08 | 0.0027785 | 2.9649e-09 | 0.013666 | 2.3441e-09
[120 empty] | 7.3.3.17.5 (Remote Grid) Updates to grid topology to minimize risk of ignition in HFTDs Remote GridWLDFRVegetation ContactAggregated | WLDFR | HFTD - Distribution - Tier 3 - 2QU CoRE ¦ 5QU LoRE | Red Flag Warning - Catastrophic Fires | Vegetation Contact | Aggregated | 2051 | 3.1046e-05 | 22.7224 | 0.00070544 | 2051 | Mitigation | 0.95 | 45 | 0 | esc | 0.00097009 | 3.0117e-08 | 0.00097009 | 3.0117e-08 | 0.0027785 | 2.9649e-09 | 0.013666 | 2.3441e-09
[120 empty] | 7.3.3.17.5 (Remote Grid) Updates to grid topology to minimize risk of ignition in HFTDs Remote GridWLDFRVegetation ContactAggregated | WLDFR | HFTD - Distribution - Tier 3 - 2QU CoRE ¦ 5QU LoRE | Red Flag Warning - Catastrophic Fires | Vegetation Contact | Aggregated | 2052 | 3.1046e-05 | 22.7224 | 0.00070544 | 2052 | Mitigation | 0.95 | 45 | 0 | esc | 0.00097009 | 3.0117e-08 | 0.00097009 | 3.0117e-08 | 0.0027785 | 2.9649e-09 | 0.013666 | 2.3441e-09
[120 empty] | 7.3.3.17.5 (Remote Grid) Updates to grid topology to minimize risk of ignition in HFTDs Remote GridWLDFRVegetation ContactAggregated | WLDFR | HFTD - Distribution - Tier 3 - 2QU CoRE ¦ 5QU LoRE | Red Flag Warning - Catastrophic Fires | Vegetation Contact | Aggregated | 2053 | 3.1046e-05 | 22.7224 | 0.00070544 | 2053 | Mitigation | 0.95 | 45 | 0 | esc | 0.00097009 | 3.0117e-08 | 0.00097009 | 3.0117e-08 | 0.0027785 | 2.9649e-09 | 0.013666 | 2.3441e-09
[120 empty] | 7.3.3.17.5 (Remote Grid) Updates to grid topology to minimize risk of ignition in HFTDs Remote GridWLDFRVegetation ContactAggregated | WLDFR | HFTD - Distribution - Tier 3 - 2QU CoRE ¦ 5QU LoRE | Red Flag Warning - Catastrophic Fires | Vegetation Contact | Aggregated | 2054 | 3.1046e-05 | 22.7224 | 0.00070544 | 2054 | Mitigation | 0.95 | 45 | 0 | esc | 0.00097009 | 3.0117e-08 | 0.00097009 | 3.0117e-08 | 0.0027785 | 2.9649e-09 | 0.013666 | 2.3441e-09
[120 empty] | 7.3.3.17.5 (Remote Grid) Updates to grid topology to minimize risk of ignition in HFTDs Remote GridWLDFRVegetation ContactAggregated | WLDFR | HFTD - Distribution - Tier 3 - 2QU CoRE ¦ 5QU LoRE | Red Flag Warning - Catastrophic Fires | Vegetation Contact | Aggregated | 2055 | 3.1046e-05 | 22.7224 | 0.00070544 | 2055 | Mitigation | 0.95 | 45 | 0 | esc | 0.00097009 | 3.0117e-08 | 0.00097009 | 3.0117e-08 | 0.0027785 | 2.9649e-09 | 0.013666 | 2.3441e-09
[120 empty] | 7.3.3.17.5 (Remote Grid) Updates to grid topology to minimize risk of ignition in HFTDs Remote GridWLDFRVegetation ContactAggregated | WLDFR | HFTD - Distribution - Tier 3 - 2QU CoRE ¦ 5QU LoRE | Red Flag Warning - Catastrophic Fires | Vegetation Contact | Aggregated | 2056 | 3.1046e-05 | 22.7224 | 0.00070544 | 2056 | Mitigation | 0.95 | 45 | 0 | esc | 0.00097009 | 3.0117e-08 | 0.00097009 | 3.0117e-08 | 0.0027785 | 2.9649e-09 | 0.013666 | 2.3441e-09
[120 empty] | 7.3.3.17.5 (Remote Grid) Updates to grid topology to minimize risk of ignition in HFTDs Remote GridWLDFRVegetation ContactAggregated | WLDFR | HFTD - Distribution - Tier 3 - 2QU CoRE ¦ 5QU LoRE | Red Flag Warning - Catastrophic Fires | Vegetation Contact | Aggregated | 2057 | 3.1046e-05 | 22.7224 | 0.00070544 | 2057 | Mitigation | 0.95 | 45 | 0 | esc | 0.00097009 | 3.0117e-08 | 0.00097009 | 3.0117e-08 | 0.0027785 | 2.9649e-09 | 0.013666 | 2.3441e-09
[120 empty] | 7.3.3.17.5 (Remote Grid) Updates to grid topology to minimize risk of ignition in HFTDs Remote GridWLDFRVegetation ContactAggregated | WLDFR | HFTD - Distribution - Tier 3 - 2QU CoRE ¦ 5QU LoRE | Red Flag Warning - Catastrophic Fires | Vegetation Contact | Aggregated | 2058 | 3.1046e-05 | 22.7224 | 0.00070544 | 2058 | Mitigation | 0.95 | 45 | 0 | esc | 0.00097009 | 3.0117e-08 | 0.00097009 | 3.0117e-08 | 0.0027785 | 2.9649e-09 | 0.013666 | 2.3441e-09
[120 empty] | 7.3.3.17.5 (Remote Grid) Updates to grid topology to minimize risk of ignition in HFTDs Remote GridWLDFRVegetation ContactAggregated | WLDFR | HFTD - Distribution - Tier 3 - 2QU CoRE ¦ 5QU LoRE | Red Flag Warning - Catastrophic Fires | Vegetation Contact | Aggregated | 2059 | 3.1046e-05 | 22.7224 | 0.00070544 | 2059 | Mitigation | 0.95 | 45 | 0 | esc | 0.00097009 | 3.0117e-08 | 0.00097009 | 3.0117e-08 | 0.0027785 | 2.9649e-09 | 0.013666 | 2.3441e-09
[120 empty] | 7.3.3.17.5 (Remote Grid) Updates to grid topology to minimize risk of ignition in HFTDs Remote GridWLDFRVegetation ContactAggregated | WLDFR | HFTD - Distribution - Tier 3 - 2QU CoRE ¦ 5QU LoRE | Red Flag Warning - Catastrophic Fires | Vegetation Contact | Aggregated | 2060 | 3.1046e-05 | 22.7224 | 0.00070544 | 2060 | Mitigation | 0.95 | 45 | 0 | esc | 0.00097009 | 3.0117e-08 | 0.00097009 | 3.0117e-08 | 0.0027785 | 2.9649e-09 | 0.013666 | 2.3441e-09
[120 empty] | 7.3.3.17.5 (Remote Grid) Updates to grid topology to minimize risk of ignition in HFTDs Remote GridWLDFRVegetation ContactAggregated | WLDFR | HFTD - Distribution - Tier 3 - 2QU CoRE ¦ 5QU LoRE | Red Flag Warning - Catastrophic Fires | Vegetation Contact | Aggregated | 2061 | 3.1046e-05 | 22.7224 | 0.00070544 | 2061 | Mitigation | 0.95 | 45 | 0 | esc | 0.00097009 | 3.0117e-08 | 0.00097009 | 3.0117e-08 | 0.0027785 | 2.9649e-09 | 0.013666 | 2.3441e-09
[120 empty] | 7.3.3.17.5 (Remote Grid) Updates to grid topology to minimize risk of ignition in HFTDs Remote GridWLDFRVegetation ContactAggregated | WLDFR | HFTD - Distribution - Tier 3 - 2QU CoRE ¦ 5QU LoRE | Red Flag Warning - Catastrophic Fires | Vegetation Contact | Aggregated | 2062 | 3.1046e-05 | 22.7224 | 0.00070544 | 2062 | Mitigation | 0.95 | 45 | 0 | esc | 0.00097009 | 3.0117e-08 | 0.00097009 | 3.0117e-08 | 0.0027785 | 2.9649e-09 | 0.013666 | 2.3441e-09
[120 empty] | 7.3.3.17.5 (Remote Grid) Updates to grid topology to minimize risk of ignition in HFTDs Remote GridWLDFRVegetation ContactAggregated | WLDFR | HFTD - Distribution - Tier 3 - 2QU CoRE ¦ 5QU LoRE | Red Flag Warning - Catastrophic Fires | Vegetation Contact | Aggregated | 2063 | 3.1046e-05 | 22.7224 | 0.00070544 | 2063 | Mitigation | 0.95 | 45 | 0 | esc | 0.00097009 | 3.0117e-08 | 0.00097009 | 3.0117e-08 | 0.0027785 | 2.9649e-09 | 0.013666 | 2.3441e-09
[120 empty] | 7.3.3.17.5 (Remote Grid) Updates to grid topology to minimize risk of ignition in HFTDs Remote GridWLDFRVegetation ContactAggregated | WLDFR | HFTD - Distribution - Tier 3 - 2QU CoRE ¦ 5QU LoRE | Red Flag Warning - Catastrophic Fires | Vegetation Contact | Aggregated | 2064 | 3.1046e-05 | 22.7224 | 0.00070544 | 2064 | Mitigation | 0.95 | 45 | 0 | esc | 0.00097009 | 3.0117e-08 | 0.00097009 | 3.0117e-08 | 0.0027785 | 2.9649e-09 | 0.013666 | 2.3441e-09
[120 empty] | 7.3.3.17.5 (Remote Grid) Updates to grid topology to minimize risk of ignition in HFTDs Remote GridWLDFRVegetation ContactAggregated | WLDFR | HFTD - Distribution - Tier 3 - 2QU CoRE ¦ 5QU LoRE | Red Flag Warning - Catastrophic Fires | Vegetation Contact | Aggregated | 2065 | 3.1046e-05 | 22.7224 | 0.00070544 | 2065 | Mitigation | 0.95 | 45 | 0 | esc | 0.00097009 | 3.0117e-08 | 0.00097009 | 3.0117e-08 | 0.0027785 | 2.9649e-09 | 0.013666 | 2.3441e-09
[120 empty] | 7.3.3.17.5 (Remote Grid) Updates to grid topology to minimize risk of ignition in HFTDs Remote GridWLDFRVegetation ContactAggregated | WLDFR | HFTD - Distribution - Tier 3 - 2QU CoRE ¦ 5QU LoRE | Red Flag Warning - Catastrophic Fires | Vegetation Contact | Aggregated | 2066 | 3.1046e-05 | 22.7224 | 0.00070544 | 2066 | Mitigation | 0.95 | 45 | 0 | esc | 0.00097009 | 3.0117e-08 | 0.00097009 | 3.0117e-08 | 0.0027785 | 2.9649e-09 | 0.013666 | 2.3441e-09
[120 empty] | 7.3.3.17.5 (Remote Grid) Updates to grid topology to minimize risk of ignition in HFTDs Remote GridWLDFRVegetation ContactAggregated | WLDFR | HFTD - Distribution - Tier 3 - 2QU CoRE ¦ 5QU LoRE | Red Flag Warning - Catastrophic Fires | Vegetation Contact | Aggregated | 2067 | 3.1046e-05 | 22.7224 | 0.00070544 | 2067 | Mitigation | 0.95 | 45 | 0 | esc | 0 | 0 | 0.00097009 | 3.0117e-08 | 0.0027785 | 2.9649e-09 | 0.013666 | 2.3441e-09
[120 empty] | 7.3.3.17.5 (Remote Grid) Updates to grid topology to minimize risk of ignition in HFTDs Remote GridWLDFREquipment / facility failureAggregated | WLDFR | HFTD - Distribution - Tier 3 - 2QU CoRE ¦ 5QU LoRE | Red Flag Warning - Destructive Fires | Equipment / facility failure | Aggregated | 2022 | 1.4911e-06 | 22.7224 | 3.3882e-05 | 2022 | Mitigation | 0.95 | 45 | 0 | esc | 0.00097009 | 1.4465e-09 | 0 | 0 | 0.0027785 | 2.9649e-09 | 0.013666 | 2.3441e-09
[120 empty] | 7.3.3.17.5 (Remote Grid) Updates to grid topology to minimize risk of ignition in HFTDs Remote GridWLDFREquipment / facility failureAggregated | WLDFR | HFTD - Distribution - Tier 3 - 2QU CoRE ¦ 5QU LoRE | Red Flag Warning - Destructive Fires | Equipment / facility failure | Aggregated | 2023 | 1.4911e-06 | 22.7224 | 3.3882e-05 | 2023 | Mitigation | 0.95 | 45 | 0 | esc | 0.00097009 | 1.4465e-09 | 0.00097009 | 1.4465e-09 | 0.0027785 | 2.9649e-09 | 0.013666 | 2.3441e-09
[120 empty] | 7.3.3.17.5 (Remote Grid) Updates to grid topology to minimize risk of ignition in HFTDs Remote GridWLDFREquipment / facility failureAggregated | WLDFR | HFTD - Distribution - Tier 3 - 2QU CoRE ¦ 5QU LoRE | Red Flag Warning - Destructive Fires | Equipment / facility failure | Aggregated | 2024 | 1.4911e-06 | 22.7224 | 3.3882e-05 | 2024 | Mitigation | 0.95 | 45 | 0 | esc | 0.00097009 | 1.4465e-09 | 0.00097009 | 1.4465e-09 | 0.0027785 | 2.9649e-09 | 0.013666 | 2.3441e-09
[120 empty] | 7.3.3.17.5 (Remote Grid) Updates to grid topology to minimize risk of ignition in HFTDs Remote GridWLDFREquipment / facility failureAggregated | WLDFR | HFTD - Distribution - Tier 3 - 2QU CoRE ¦ 5QU LoRE | Red Flag Warning - Destructive Fires | Equipment / facility failure | Aggregated | 2025 | 1.4911e-06 | 22.7224 | 3.3882e-05 | 2025 | Mitigation | 0.95 | 45 | 0 | esc | 0.00097009 | 1.4465e-09 | 0.00097009 | 1.4465e-09 | 0.0027785 | 2.9649e-09 | 0.013666 | 2.3441e-09
[120 empty] | 7.3.3.17.5 (Remote Grid) Updates to grid topology to minimize risk of ignition in HFTDs Remote GridWLDFREquipment / facility failureAggregated | WLDFR | HFTD - Distribution - Tier 3 - 2QU CoRE ¦ 5QU LoRE | Red Flag Warning - Destructive Fires | Equipment / facility failure | Aggregated | 2026 | 1.4911e-06 | 22.7224 | 3.3882e-05 | 2026 | Mitigation | 0.95 | 45 | 0 | esc | 0.00097009 | 1.4465e-09 | 0.00097009 | 1.4465e-09 | 0 | 0 | 0.013666 | 2.3441e-09
[120 empty] | 7.3.3.17.5 (Remote Grid) Updates to grid topology to minimize risk of ignition in HFTDs Remote GridWLDFREquipment / facility failureAggregated | WLDFR | HFTD - Distribution - Tier 3 - 2QU CoRE ¦ 5QU LoRE | Red Flag Warning - Destructive Fires | Equipment / facility failure | Aggregated | 2027 | 1.4911e-06 | 22.7224 | 3.3882e-05 | 2027 | Mitigation | 0.95 | 45 | 0 | esc | 0.00097009 | 1.4465e-09 | 0.00097009 | 1.4465e-09 | 0.0027785 | 3.4023e-06 | 0.013666 | 2.3441e-09
[120 empty] | 7.3.3.17.5 (Remote Grid) Updates to grid topology to minimize risk of ignition in HFTDs Remote GridWLDFREquipment / facility failureAggregated | WLDFR | HFTD - Distribution - Tier 3 - 2QU CoRE ¦ 5QU LoRE | Red Flag Warning - Destructive Fires | Equipment / facility failure | Aggregated | 2028 | 1.4911e-06 | 22.7224 | 3.3882e-05 | 2028 | Mitigation | 0.95 | 45 | 0 | esc | 0.00097009 | 1.4465e-09 | 0.00097009 | 1.4465e-09 | 0.0027785 | 3.4023e-06 | 0.013666 | 2.3441e-09
[120 empty] | 7.3.3.17.5 (Remote Grid) Updates to grid topology to minimize risk of ignition in HFTDs Remote GridWLDFREquipment / facility failureAggregated | WLDFR | HFTD - Distribution - Tier 3 - 2QU CoRE ¦ 5QU LoRE | Red Flag Warning - Destructive Fires | Equipment / facility failure | Aggregated | 2029 | 1.4911e-06 | 22.7224 | 3.3882e-05 | 2029 | Mitigation | 0.95 | 45 | 0 | esc | 0.00097009 | 1.4465e-09 | 0.00097009 | 1.4465e-09 | 0.0027785 | 3.4023e-06 | 0.013666 | 2.3441e-09
[120 empty] | 7.3.3.17.5 (Remote Grid) Updates to grid topology to minimize risk of ignition in HFTDs Remote GridWLDFREquipment / facility failureAggregated | WLDFR | HFTD - Distribution - Tier 3 - 2QU CoRE ¦ 5QU LoRE | Red Flag Warning - Destructive Fires | Equipment / facility failure | Aggregated | 2030 | 1.4911e-06 | 22.7224 | 3.3882e-05 | 2030 | Mitigation | 0.95 | 45 | 0 | esc | 0.00097009 | 1.4465e-09 | 0.00097009 | 1.4465e-09 | 0.0027785 | 3.4023e-06 | 0 | 0
[120 empty] | 7.3.3.17.5 (Remote Grid) Updates to grid topology to minimize risk of ignition in HFTDs Remote GridWLDFREquipment / facility failureAggregated | WLDFR | HFTD - Distribution - Tier 3 - 2QU CoRE ¦ 5QU LoRE | Red Flag Warning - Destructive Fires | Equipment / facility failure | Aggregated | 2031 | 1.4911e-06 | 22.7224 | 3.3882e-05 | 2031 | Mitigation | 0.95 | 45 | 0 | esc | 0.00097009 | 1.4465e-09 | 0.00097009 | 1.4465e-09 | 0.0027785 | 3.4023e-06 | 0 | 0
[120 empty] | 7.3.3.17.5 (Remote Grid) Updates to grid topology to minimize risk of ignition in HFTDs Remote GridWLDFREquipment / facility failureAggregated | WLDFR | HFTD - Distribution - Tier 3 - 2QU CoRE ¦ 5QU LoRE | Red Flag Warning - Destructive Fires | Equipment / facility failure | Aggregated | 2032 | 1.4911e-06 | 22.7224 | 3.3882e-05 | 2032 | Mitigation | 0.95 | 45 | 0 | esc | 0.00097009 | 1.4465e-09 | 0.00097009 | 1.4465e-09 | 0.0027785 | 3.4023e-06 | 0.0063316 | 8.9263e-11
[120 empty] | 7.3.3.17.5 (Remote Grid) Updates to grid topology to minimize risk of ignition in HFTDs Remote GridWLDFREquipment / facility failureAggregated | WLDFR | HFTD - Distribution - Tier 3 - 2QU CoRE ¦ 5QU LoRE | Red Flag Warning - Destructive Fires | Equipment / facility failure | Aggregated | 2033 | 1.4911e-06 | 22.7224 | 3.3882e-05 | 2033 | Mitigation | 0.95 | 45 | 0 | esc | 0.00097009 | 1.4465e-09 | 0.00097009 | 1.4465e-09 | 0.0027785 | 3.4023e-06 | 0.0063316 | 8.9263e-11
[120 empty] | 7.3.3.17.5 (Remote Grid) Updates to grid topology to minimize risk of ignition in HFTDs Remote GridWLDFREquipment / facility failureAggregated | WLDFR | HFTD - Distribution - Tier 3 - 2QU CoRE ¦ 5QU LoRE | Red Flag Warning - Destructive Fires | Equipment / facility failure | Aggregated | 2034 | 1.4911e-06 | 22.7224 | 3.3882e-05 | 2034 | Mitigation | 0.95 | 45 | 0 | esc | 0.00097009 | 1.4465e-09 | 0.00097009 | 1.4465e-09 | 0.0027785 | 3.4023e-06 | 0.0063316 | 8.9263e-11
[120 empty] | 7.3.3.17.5 (Remote Grid) Updates to grid topology to minimize risk of ignition in HFTDs Remote GridWLDFREquipment / facility failureAggregated | WLDFR | HFTD - Distribution - Tier 3 - 2QU CoRE ¦ 5QU LoRE | Red Flag Warning - Destructive Fires | Equipment / facility failure | Aggregated | 2035 | 1.4911e-06 | 22.7224 | 3.3882e-05 | 2035 | Mitigation | 0.95 | 45 | 0 | esc | 0.00097009 | 1.4465e-09 | 0.00097009 | 1.4465e-09 | 0.0027785 | 3.4023e-06 | 0.0063316 | 8.9263e-11
[120 empty] | 7.3.3.17.5 (Remote Grid) Updates to grid topology to minimize risk of ignition in HFTDs Remote GridWLDFREquipment / facility failureAggregated | WLDFR | HFTD - Distribution - Tier 3 - 2QU CoRE ¦ 5QU LoRE | Red Flag Warning - Destructive Fires | Equipment / facility failure | Aggregated | 2036 | 1.4911e-06 | 22.7224 | 3.3882e-05 | 2036 | Mitigation | 0.95 | 45 | 0 | esc | 0.00097009 | 1.4465e-09 | 0.00097009 | 1.4465e-09 | 0.0027785 | 3.4023e-06 | 0.0063316 | 8.9263e-11
[120 empty] | 7.3.3.17.5 (Remote Grid) Updates to grid topology to minimize risk of ignition in HFTDs Remote GridWLDFREquipment / facility failureAggregated | WLDFR | HFTD - Distribution - Tier 3 - 2QU CoRE ¦ 5QU LoRE | Red Flag Warning - Destructive Fires | Equipment / facility failure | Aggregated | 2037 | 1.4911e-06 | 22.7224 | 3.3882e-05 | 2037 | Mitigation | 0.95 | 45 | 0 | esc | 0.00097009 | 1.4465e-09 | 0.00097009 | 1.4465e-09 | 0.0027785 | 3.4023e-06 | 0.0063316 | 8.9263e-11
[120 empty] | 7.3.3.17.5 (Remote Grid) Updates to grid topology to minimize risk of ignition in HFTDs Remote GridWLDFREquipment / facility failureAggregated | WLDFR | HFTD - Distribution - Tier 3 - 2QU CoRE ¦ 5QU LoRE | Red Flag Warning - Destructive Fires | Equipment / facility failure | Aggregated | 2038 | 1.4911e-06 | 22.7224 | 3.3882e-05 | 2038 | Mitigation | 0.95 | 45 | 0 | esc | 0.00097009 | 1.4465e-09 | 0.00097009 | 1.4465e-09 | 0.0027785 | 3.4023e-06 | 0.0063316 | 8.9263e-11
[120 empty] | 7.3.3.17.5 (Remote Grid) Updates to grid topology to minimize risk of ignition in HFTDs Remote GridWLDFREquipment / facility failureAggregated | WLDFR | HFTD - Distribution - Tier 3 - 2QU CoRE ¦ 5QU LoRE | Red Flag Warning - Destructive Fires | Equipment / facility failure | Aggregated | 2039 | 1.4911e-06 | 22.7224 | 3.3882e-05 | 2039 | Mitigation | 0.95 | 45 | 0 | esc | 0.00097009 | 1.4465e-09 | 0.00097009 | 1.4465e-09 | 0.0027785 | 3.4023e-06 | 0.0063316 | 8.9263e-11
[120 empty] | 7.3.3.17.5 (Remote Grid) Updates to grid topology to minimize risk of ignition in HFTDs Remote GridWLDFREquipment / facility failureAggregated | WLDFR | HFTD - Distribution - Tier 3 - 2QU CoRE ¦ 5QU LoRE | Red Flag Warning - Destructive Fires | Equipment / facility failure | Aggregated | 2040 | 1.4911e-06 | 22.7224 | 3.3882e-05 | 2040 | Mitigation | 0.95 | 45 | 0 | esc | 0.00097009 | 1.4465e-09 | 0.00097009 | 1.4465e-09 | 0.0027785 | 3.4023e-06 | 0.0063316 | 8.9263e-11
[120 empty] | 7.3.3.17.5 (Remote Grid) Updates to grid topology to minimize risk of ignition in HFTDs Remote GridWLDFREquipment / facility failureAggregated | WLDFR | HFTD - Distribution - Tier 3 - 2QU CoRE ¦ 5QU LoRE | Red Flag Warning - Destructive Fires | Equipment / facility failure | Aggregated | 2041 | 1.4911e-06 | 22.7224 | 3.3882e-05 | 2041 | Mitigation | 0.95 | 45 | 0 | esc | 0.00097009 | 1.4465e-09 | 0.00097009 | 1.4465e-09 | 0.0027785 | 3.4023e-06 | 0.0063316 | 8.9263e-11
[120 empty] | 7.3.3.17.5 (Remote Grid) Updates to grid topology to minimize risk of ignition in HFTDs Remote GridWLDFREquipment / facility failureAggregated | WLDFR | HFTD - Distribution - Tier 3 - 2QU CoRE ¦ 5QU LoRE | Red Flag Warning - Destructive Fires | Equipment / facility failure | Aggregated | 2042 | 1.4911e-06 | 22.7224 | 3.3882e-05 | 2042 | Mitigation | 0.95 | 45 | 0 | esc | 0.00097009 | 1.4465e-09 | 0.00097009 | 1.4465e-09 | 0.0027785 | 3.4023e-06 | 0.0063316 | 8.9263e-11
[120 empty] | 7.3.3.17.5 (Remote Grid) Updates to grid topology to minimize risk of ignition in HFTDs Remote GridWLDFREquipment / facility failureAggregated | WLDFR | HFTD - Distribution - Tier 3 - 2QU CoRE ¦ 5QU LoRE | Red Flag Warning - Destructive Fires | Equipment / facility failure | Aggregated | 2043 | 1.4911e-06 | 22.7224 | 3.3882e-05 | 2043 | Mitigation | 0.95 | 45 | 0 | esc | 0.00097009 | 1.4465e-09 | 0.00097009 | 1.4465e-09 | 0.0027785 | 3.4023e-06 | 0.0063316 | 8.9263e-11
[120 empty] | 7.3.3.17.5 (Remote Grid) Updates to grid topology to minimize risk of ignition in HFTDs Remote GridWLDFREquipment / facility failureAggregated | WLDFR | HFTD - Distribution - Tier 3 - 2QU CoRE ¦ 5QU LoRE | Red Flag Warning - Destructive Fires | Equipment / facility failure | Aggregated | 2044 | 1.4911e-06 | 22.7224 | 3.3882e-05 | 2044 | Mitigation | 0.95 | 45 | 0 | esc | 0.00097009 | 1.4465e-09 | 0.00097009 | 1.4465e-09 | 0.0027785 | 3.4023e-06 | 0.0063316 | 8.9263e-11
[120 empty] | 7.3.3.17.5 (Remote Grid) Updates to grid topology to minimize risk of ignition in HFTDs Remote GridWLDFREquipment / facility failureAggregated | WLDFR | HFTD - Distribution - Tier 3 - 2QU CoRE ¦ 5QU LoRE | Red Flag Warning - Destructive Fires | Equipment / facility failure | Aggregated | 2045 | 1.4911e-06 | 22.7224 | 3.3882e-05 | 2045 | Mitigation | 0.95 | 45 | 0 | esc | 0.00097009 | 1.4465e-09 | 0.00097009 | 1.4465e-09 | 0.0027785 | 3.4023e-06 | 0.0063316 | 8.9263e-11
[120 empty] | 7.3.3.17.5 (Remote Grid) Updates to grid topology to minimize risk of ignition in HFTDs Remote GridWLDFREquipment / facility failureAggregated | WLDFR | HFTD - Distribution - Tier 3 - 2QU CoRE ¦ 5QU LoRE | Red Flag Warning - Destructive Fires | Equipment / facility failure | Aggregated | 2046 | 1.4911e-06 | 22.7224 | 3.3882e-05 | 2046 | Mitigation | 0.95 | 45 | 0 | esc | 0.00097009 | 1.4465e-09 | 0.00097009 | 1.4465e-09 | 0.0027785 | 3.4023e-06 | 0.0063316 | 8.9263e-11
[120 empty] | 7.3.3.17.5 (Remote Grid) Updates to grid topology to minimize risk of ignition in HFTDs Remote GridWLDFREquipment / facility failureAggregated | WLDFR | HFTD - Distribution - Tier 3 - 2QU CoRE ¦ 5QU LoRE | Red Flag Warning - Destructive Fires | Equipment / facility failure | Aggregated | 2047 | 1.4911e-06 | 22.7224 | 3.3882e-05 | 2047 | Mitigation | 0.95 | 45 | 0 | esc | 0.00097009 | 1.4465e-09 | 0.00097009 | 1.4465e-09 | 0.0027785 | 3.4023e-06 | 0.0063316 | 8.9263e-11
[120 empty] | 7.3.3.17.5 (Remote Grid) Updates to grid topology to minimize risk of ignition in HFTDs Remote GridWLDFREquipment / facility failureAggregated | WLDFR | HFTD - Distribution - Tier 3 - 2QU CoRE ¦ 5QU LoRE | Red Flag Warning - Destructive Fires | Equipment / facility failure | Aggregated | 2048 | 1.4911e-06 | 22.7224 | 3.3882e-05 | 2048 | Mitigation | 0.95 | 45 | 0 | esc | 0.00097009 | 1.4465e-09 | 0.00097009 | 1.4465e-09 | 0.0027785 | 3.4023e-06 | 0.0063316 | 8.9263e-11
[120 empty] | 7.3.3.17.5 (Remote Grid) Updates to grid topology to minimize risk of ignition in HFTDs Remote GridWLDFREquipment / facility failureAggregated | WLDFR | HFTD - Distribution - Tier 3 - 2QU CoRE ¦ 5QU LoRE | Red Flag Warning - Destructive Fires | Equipment / facility failure | Aggregated | 2049 | 1.4911e-06 | 22.7224 | 3.3882e-05 | 2049 | Mitigation | 0.95 | 45 | 0 | esc | 0.00097009 | 1.4465e-09 | 0.00097009 | 1.4465e-09 | 0.0027785 | 3.4023e-06 | 0.0063316 | 8.9263e-11
[120 empty] | 7.3.3.17.5 (Remote Grid) Updates to grid topology to minimize risk of ignition in HFTDs Remote GridWLDFREquipment / facility failureAggregated | WLDFR | HFTD - Distribution - Tier 3 - 2QU CoRE ¦ 5QU LoRE | Red Flag Warning - Destructive Fires | Equipment / facility failure | Aggregated | 2050 | 1.4911e-06 | 22.7224 | 3.3882e-05 | 2050 | Mitigation | 0.95 | 45 | 0 | esc | 0.00097009 | 1.4465e-09 | 0.00097009 | 1.4465e-09 | 0.0027785 | 3.4023e-06 | 0.0063316 | 8.9263e-11
[120 empty] | 7.3.3.17.5 (Remote Grid) Updates to grid topology to minimize risk of ignition in HFTDs Remote GridWLDFREquipment / facility failureAggregated | WLDFR | HFTD - Distribution - Tier 3 - 2QU CoRE ¦ 5QU LoRE | Red Flag Warning - Destructive Fires | Equipment / facility failure | Aggregated | 2051 | 1.4911e-06 | 22.7224 | 3.3882e-05 | 2051 | Mitigation | 0.95 | 45 | 0 | esc | 0.00097009 | 1.4465e-09 | 0.00097009 | 1.4465e-09 | 0.0027785 | 3.4023e-06 | 0.0063316 | 8.9263e-11
[120 empty] | 7.3.3.17.5 (Remote Grid) Updates to grid topology to minimize risk of ignition in HFTDs Remote GridWLDFREquipment / facility failureAggregated | WLDFR | HFTD - Distribution - Tier 3 - 2QU CoRE ¦ 5QU LoRE | Red Flag Warning - Destructive Fires | Equipment / facility failure | Aggregated | 2052 | 1.4911e-06 | 22.7224 | 3.3882e-05 | 2052 | Mitigation | 0.95 | 45 | 0 | esc | 0.00097009 | 1.4465e-09 | 0.00097009 | 1.4465e-09 | 0.0027785 | 3.4023e-06 | 0.0063316 | 8.9263e-11
[120 empty] | 7.3.3.17.5 (Remote Grid) Updates to grid topology to minimize risk of ignition in HFTDs Remote GridWLDFREquipment / facility failureAggregated | WLDFR | HFTD - Distribution - Tier 3 - 2QU CoRE ¦ 5QU LoRE | Red Flag Warning - Destructive Fires | Equipment / facility failure | Aggregated | 2053 | 1.4911e-06 | 22.7224 | 3.3882e-05 | 2053 | Mitigation | 0.95 | 45 | 0 | esc | 0.00097009 | 1.4465e-09 | 0.00097009 | 1.4465e-09 | 0.0027785 | 3.4023e-06 | 0.0063316 | 8.9263e-11
[120 empty] | 7.3.3.17.5 (Remote Grid) Updates to grid topology to minimize risk of ignition in HFTDs Remote GridWLDFREquipment / facility failureAggregated | WLDFR | HFTD - Distribution - Tier 3 - 2QU CoRE ¦ 5QU LoRE | Red Flag Warning - Destructive Fires | Equipment / facility failure | Aggregated | 2054 | 1.4911e-06 | 22.7224 | 3.3882e-05 | 2054 | Mitigation | 0.95 | 45 | 0 | esc | 0.00097009 | 1.4465e-09 | 0.00097009 | 1.4465e-09 | 0.0027785 | 3.4023e-06 | 0.0063316 | 8.9263e-11
[120 empty] | 7.3.3.17.5 (Remote Grid) Updates to grid topology to minimize risk of ignition in HFTDs Remote GridWLDFREquipment / facility failureAggregated | WLDFR | HFTD - Distribution - Tier 3 - 2QU CoRE ¦ 5QU LoRE | Red Flag Warning - Destructive Fires | Equipment / facility failure | Aggregated | 2055 | 1.4911e-06 | 22.7224 | 3.3882e-05 | 2055 | Mitigation | 0.95 | 45 | 0 | esc | 0.00097009 | 1.4465e-09 | 0.00097009 | 1.4465e-09 | 0.0027785 | 3.4023e-06 | 0.0063316 | 8.9263e-11
[120 empty] | 7.3.3.17.5 (Remote Grid) Updates to grid topology to minimize risk of ignition in HFTDs Remote GridWLDFREquipment / facility failureAggregated | WLDFR | HFTD - Distribution - Tier 3 - 2QU CoRE ¦ 5QU LoRE | Red Flag Warning - Destructive Fires | Equipment / facility failure | Aggregated | 2056 | 1.4911e-06 | 22.7224 | 3.3882e-05 | 2056 | Mitigation | 0.95 | 45 | 0 | esc | 0.00097009 | 1.4465e-09 | 0.00097009 | 1.4465e-09 | 0.0027785 | 3.4023e-06 | 0.0063316 | 8.9263e-11
[120 empty] | 7.3.3.17.5 (Remote Grid) Updates to grid topology to minimize risk of ignition in HFTDs Remote GridWLDFREquipment / facility failureAggregated | WLDFR | HFTD - Distribution - Tier 3 - 2QU CoRE ¦ 5QU LoRE | Red Flag Warning - Destructive Fires | Equipment / facility failure | Aggregated | 2057 | 1.4911e-06 | 22.7224 | 3.3882e-05 | 2057 | Mitigation | 0.95 | 45 | 0 | esc | 0.00097009 | 1.4465e-09 | 0.00097009 | 1.4465e-09 | 0.0027785 | 3.4023e-06 | 0.0063316 | 8.9263e-11
[120 empty] | 7.3.3.17.5 (Remote Grid) Updates to grid topology to minimize risk of ignition in HFTDs Remote GridWLDFREquipment / facility failureAggregated | WLDFR | HFTD - Distribution - Tier 3 - 2QU CoRE ¦ 5QU LoRE | Red Flag Warning - Destructive Fires | Equipment / facility failure | Aggregated | 2058 | 1.4911e-06 | 22.7224 | 3.3882e-05 | 2058 | Mitigation | 0.95 | 45 | 0 | esc | 0.00097009 | 1.4465e-09 | 0.00097009 | 1.4465e-09 | 0.0027785 | 3.4023e-06 | 0.0063316 | 8.9263e-11
[120 empty] | 7.3.3.17.5 (Remote Grid) Updates to grid topology to minimize risk of ignition in HFTDs Remote GridWLDFREquipment / facility failureAggregated | WLDFR | HFTD - Distribution - Tier 3 - 2QU CoRE ¦ 5QU LoRE | Red Flag Warning - Destructive Fires | Equipment / facility failure | Aggregated | 2059 | 1.4911e-06 | 22.7224 | 3.3882e-05 | 2059 | Mitigation | 0.95 | 45 | 0 | esc | 0.00097009 | 1.4465e-09 | 0.00097009 | 1.4465e-09 | 0.0027785 | 3.4023e-06 | 0.0063316 | 8.9263e-11
[120 empty] | 7.3.3.17.5 (Remote Grid) Updates to grid topology to minimize risk of ignition in HFTDs Remote GridWLDFREquipment / facility failureAggregated | WLDFR | HFTD - Distribution - Tier 3 - 2QU CoRE ¦ 5QU LoRE | Red Flag Warning - Destructive Fires | Equipment / facility failure | Aggregated | 2060 | 1.4911e-06 | 22.7224 | 3.3882e-05 | 2060 | Mitigation | 0.95 | 45 | 0 | esc | 0.00097009 | 1.4465e-09 | 0.00097009 | 1.4465e-09 | 0.0027785 | 3.4023e-06 | 0.0063316 | 8.9263e-11
[120 empty] | 7.3.3.17.5 (Remote Grid) Updates to grid topology to minimize risk of ignition in HFTDs Remote GridWLDFREquipment / facility failureAggregated | WLDFR | HFTD - Distribution - Tier 3 - 2QU CoRE ¦ 5QU LoRE | Red Flag Warning - Destructive Fires | Equipment / facility failure | Aggregated | 2061 | 1.4911e-06 | 22.7224 | 3.3882e-05 | 2061 | Mitigation | 0.95 | 45 | 0 | esc | 0.00097009 | 1.4465e-09 | 0.00097009 | 1.4465e-09 | 0.0027785 | 3.4023e-06 | 0.0063316 | 8.9263e-11
[120 empty] | 7.3.3.17.5 (Remote Grid) Updates to grid topology to minimize risk of ignition in HFTDs Remote GridWLDFREquipment / facility failureAggregated | WLDFR | HFTD - Distribution - Tier 3 - 2QU CoRE ¦ 5QU LoRE | Red Flag Warning - Destructive Fires | Equipment / facility failure | Aggregated | 2062 | 1.4911e-06 | 22.7224 | 3.3882e-05 | 2062 | Mitigation | 0.95 | 45 | 0 | esc | 0.00097009 | 1.4465e-09 | 0.00097009 | 1.4465e-09 | 0.0027785 | 3.4023e-06 | 0 | 0
[120 empty] | 7.3.3.17.5 (Remote Grid) Updates to grid topology to minimize risk of ignition in HFTDs Remote GridWLDFREquipment / facility failureAggregated | WLDFR | HFTD - Distribution - Tier 3 - 2QU CoRE ¦ 5QU LoRE | Red Flag Warning - Destructive Fires | Equipment / facility failure | Aggregated | 2063 | 1.4911e-06 | 22.7224 | 3.3882e-05 | 2063 | Mitigation | 0.95 | 45 | 0 | esc | 0.00097009 | 1.4465e-09 | 0.00097009 | 1.4465e-09 | 0.0027785 | 3.4023e-06 | 0 | 0
[120 empty] | 7.3.3.17.5 (Remote Grid) Updates to grid topology to minimize risk of ignition in HFTDs Remote GridWLDFREquipment / facility failureAggregated | WLDFR | HFTD - Distribution - Tier 3 - 2QU CoRE ¦ 5QU LoRE | Red Flag Warning - Destructive Fires | Equipment / facility failure | Aggregated | 2064 | 1.4911e-06 | 22.7224 | 3.3882e-05 | 2064 | Mitigation | 0.95 | 45 | 0 | esc | 0.00097009 | 1.4465e-09 | 0.00097009 | 1.4465e-09 | 0.0027785 | 3.4023e-06 | 0.012004 | 7.8111e-10
[120 empty] | 7.3.3.17.5 (Remote Grid) Updates to grid topology to minimize risk of ignition in HFTDs Remote GridWLDFREquipment / facility failureAggregated | WLDFR | HFTD - Distribution - Tier 3 - 2QU CoRE ¦ 5QU LoRE | Red Flag Warning - Destructive Fires | Equipment / facility failure | Aggregated | 2065 | 1.4911e-06 | 22.7224 | 3.3882e-05 | 2065 | Mitigation | 0.95 | 45 | 0 | esc | 0.00097009 | 1.4465e-09 | 0.00097009 | 1.4465e-09 | 0.0027785 | 3.4023e-06 | 0.012004 | 7.8111e-10
[120 empty] | 7.3.3.17.5 (Remote Grid) Updates to grid topology to minimize risk of ignition in HFTDs Remote GridWLDFREquipment / facility failureAggregated | WLDFR | HFTD - Distribution - Tier 3 - 2QU CoRE ¦ 5QU LoRE | Red Flag Warning - Destructive Fires | Equipment / facility failure | Aggregated | 2066 | 1.4911e-06 | 22.7224 | 3.3882e-05 | 2066 | Mitigation | 0.95 | 45 | 0 | esc | 0.00097009 | 1.4465e-09 | 0.00097009 | 1.4465e-09 | 0.0027785 | 3.4023e-06 | 0.012004 | 7.8111e-10
[120 empty] | 7.3.3.17.5 (Remote Grid) Updates to grid topology to minimize risk of ignition in HFTDs Remote GridWLDFREquipment / facility failureAggregated | WLDFR | HFTD - Distribution - Tier 3 - 2QU CoRE ¦ 5QU LoRE | Red Flag Warning - Destructive Fires | Equipment / facility failure | Aggregated | 2067 | 1.4911e-06 | 22.7224 | 3.3882e-05 | 2067 | Mitigation | 0.95 | 45 | 0 | esc | 0 | 0 | 0.00097009 | 1.4465e-09 | 0.0027785 | 3.4023e-06 | 0.012004 | 7.8111e-10
[120 empty] | 7.3.3.17.5 (Remote Grid) Updates to grid topology to minimize risk of ignition in HFTDs Remote GridWLDFRVegetation ContactAggregated | WLDFR | HFTD - Distribution - Tier 3 - 2QU CoRE ¦ 5QU LoRE | Red Flag Warning - Destructive Fires | Vegetation Contact | Aggregated | 2022 | 3.725e-06 | 22.7224 | 8.4642e-05 | 2022 | Mitigation | 0.95 | 45 | 0 | esc | 0.00097009 | 3.6136e-09 | 0 | 0 | 0.0027785 | 3.4023e-06 | 0.012004 | 7.8111e-10
[120 empty] | 7.3.3.17.5 (Remote Grid) Updates to grid topology to minimize risk of ignition in HFTDs Remote GridWLDFRVegetation ContactAggregated | WLDFR | HFTD - Distribution - Tier 3 - 2QU CoRE ¦ 5QU LoRE | Red Flag Warning - Destructive Fires | Vegetation Contact | Aggregated | 2023 | 3.725e-06 | 22.7224 | 8.4642e-05 | 2023 | Mitigation | 0.95 | 45 | 0 | esc | 0.00097009 | 3.6136e-09 | 0.00097009 | 3.6136e-09 | 0.0027785 | 3.4023e-06 | 0.012004 | 7.8111e-10
[120 empty] | 7.3.3.17.5 (Remote Grid) Updates to grid topology to minimize risk of ignition in HFTDs Remote GridWLDFRVegetation ContactAggregated | WLDFR | HFTD - Distribution - Tier 3 - 2QU CoRE ¦ 5QU LoRE | Red Flag Warning - Destructive Fires | Vegetation Contact | Aggregated | 2024 | 3.725e-06 | 22.7224 | 8.4642e-05 | 2024 | Mitigation | 0.95 | 45 | 0 | esc | 0.00097009 | 3.6136e-09 | 0.00097009 | 3.6136e-09 | 0.0027785 | 3.4023e-06 | 0.012004 | 7.8111e-10
[120 empty] | 7.3.3.17.5 (Remote Grid) Updates to grid topology to minimize risk of ignition in HFTDs Remote GridWLDFRVegetation ContactAggregated | WLDFR | HFTD - Distribution - Tier 3 - 2QU CoRE ¦ 5QU LoRE | Red Flag Warning - Destructive Fires | Vegetation Contact | Aggregated | 2025 | 3.725e-06 | 22.7224 | 8.4642e-05 | 2025 | Mitigation | 0.95 | 45 | 0 | esc | 0.00097009 | 3.6136e-09 | 0.00097009 | 3.6136e-09 | 0.0027785 | 3.4023e-06 | 0.012004 | 7.8111e-10
[120 empty] | 7.3.3.17.5 (Remote Grid) Updates to grid topology to minimize risk of ignition in HFTDs Remote GridWLDFRVegetation ContactAggregated | WLDFR | HFTD - Distribution - Tier 3 - 2QU CoRE ¦ 5QU LoRE | Red Flag Warning - Destructive Fires | Vegetation Contact | Aggregated | 2026 | 3.725e-06 | 22.7224 | 8.4642e-05 | 2026 | Mitigation | 0.95 | 45 | 0 | esc | 0.00097009 | 3.6136e-09 | 0.00097009 | 3.6136e-09 | 0.0027785 | 3.4023e-06 | 0.012004 | 7.8111e-10
[120 empty] | 7.3.3.17.5 (Remote Grid) Updates to grid topology to minimize risk of ignition in HFTDs Remote GridWLDFRVegetation ContactAggregated | WLDFR | HFTD - Distribution - Tier 3 - 2QU CoRE ¦ 5QU LoRE | Red Flag Warning - Destructive Fires | Vegetation Contact | Aggregated | 2027 | 3.725e-06 | 22.7224 | 8.4642e-05 | 2027 | Mitigation | 0.95 | 45 | 0 | esc | 0.00097009 | 3.6136e-09 | 0.00097009 | 3.6136e-09 | 0.0027785 | 3.4023e-06 | 0.012004 | 7.8111e-10
[120 empty] | 7.3.3.17.5 (Remote Grid) Updates to grid topology to minimize risk of ignition in HFTDs Remote GridWLDFRVegetation ContactAggregated | WLDFR | HFTD - Distribution - Tier 3 - 2QU CoRE ¦ 5QU LoRE | Red Flag Warning - Destructive Fires | Vegetation Contact | Aggregated | 2028 | 3.725e-06 | 22.7224 | 8.4642e-05 | 2028 | Mitigation | 0.95 | 45 | 0 | esc | 0.00097009 | 3.6136e-09 | 0.00097009 | 3.6136e-09 | 0.0027785 | 3.4023e-06 | 0.012004 | 7.8111e-10
[120 empty] | 7.3.3.17.5 (Remote Grid) Updates to grid topology to minimize risk of ignition in HFTDs Remote GridWLDFRVegetation ContactAggregated | WLDFR | HFTD - Distribution - Tier 3 - 2QU CoRE ¦ 5QU LoRE | Red Flag Warning - Destructive Fires | Vegetation Contact | Aggregated | 2029 | 3.725e-06 | 22.7224 | 8.4642e-05 | 2029 | Mitigation | 0.95 | 45 | 0 | esc | 0.00097009 | 3.6136e-09 | 0.00097009 | 3.6136e-09 | 0.0027785 | 3.4023e-06 | 0.012004 | 7.8111e-10
[120 empty] | 7.3.3.17.5 (Remote Grid) Updates to grid topology to minimize risk of ignition in HFTDs Remote GridWLDFRVegetation ContactAggregated | WLDFR | HFTD - Distribution - Tier 3 - 2QU CoRE ¦ 5QU LoRE | Red Flag Warning - Destructive Fires | Vegetation Contact | Aggregated | 2030 | 3.725e-06 | 22.7224 | 8.4642e-05 | 2030 | Mitigation | 0.95 | 45 | 0 | esc | 0.00097009 | 3.6136e-09 | 0.00097009 | 3.6136e-09 | 0 | 0 | 0.012004 | 7.8111e-10
[120 empty] | 7.3.3.17.5 (Remote Grid) Updates to grid topology to minimize risk of ignition in HFTDs Remote GridWLDFRVegetation ContactAggregated | WLDFR | HFTD - Distribution - Tier 3 - 2QU CoRE ¦ 5QU LoRE | Red Flag Warning - Destructive Fires | Vegetation Contact | Aggregated | 2031 | 3.725e-06 | 22.7224 | 8.4642e-05 | 2031 | Mitigation | 0.95 | 45 | 0 | esc | 0.00097009 | 3.6136e-09 | 0.00097009 | 3.6136e-09 | 0.0027785 | 7.6853e-08 | 0.012004 | 7.8111e-10
[120 empty] | 7.3.3.17.5 (Remote Grid) Updates to grid topology to minimize risk of ignition in HFTDs Remote GridWLDFRVegetation ContactAggregated | WLDFR | HFTD - Distribution - Tier 3 - 2QU CoRE ¦ 5QU LoRE | Red Flag Warning - Destructive Fires | Vegetation Contact | Aggregated | 2032 | 3.725e-06 | 22.7224 | 8.4642e-05 | 2032 | Mitigation | 0.95 | 45 | 0 | esc | 0.00097009 | 3.6136e-09 | 0.00097009 | 3.6136e-09 | 0.0027785 | 7.6853e-08 | 0.012004 | 7.8111e-10
[120 empty] | 7.3.3.17.5 (Remote Grid) Updates to grid topology to minimize risk of ignition in HFTDs Remote GridWLDFRVegetation ContactAggregated | WLDFR | HFTD - Distribution - Tier 3 - 2QU CoRE ¦ 5QU LoRE | Red Flag Warning - Destructive Fires | Vegetation Contact | Aggregated | 2033 | 3.725e-06 | 22.7224 | 8.4642e-05 | 2033 | Mitigation | 0.95 | 45 | 0 | esc | 0.00097009 | 3.6136e-09 | 0.00097009 | 3.6136e-09 | 0.0027785 | 7.6853e-08 | 0.012004 | 7.8111e-10
[120 empty] | 7.3.3.17.5 (Remote Grid) Updates to grid topology to minimize risk of ignition in HFTDs Remote GridWLDFRVegetation ContactAggregated | WLDFR | HFTD - Distribution - Tier 3 - 2QU CoRE ¦ 5QU LoRE | Red Flag Warning - Destructive Fires | Vegetation Contact | Aggregated | 2034 | 3.725e-06 | 22.7224 | 8.4642e-05 | 2034 | Mitigation | 0.95 | 45 | 0 | esc | 0.00097009 | 3.6136e-09 | 0.00097009 | 3.6136e-09 | 0.0027785 | 7.6853e-08 | 0.012004 | 7.8111e-10
[120 empty] | 7.3.3.17.5 (Remote Grid) Updates to grid topology to minimize risk of ignition in HFTDs Remote GridWLDFRVegetation ContactAggregated | WLDFR | HFTD - Distribution - Tier 3 - 2QU CoRE ¦ 5QU LoRE | Red Flag Warning - Destructive Fires | Vegetation Contact | Aggregated | 2035 | 3.725e-06 | 22.7224 | 8.4642e-05 | 2035 | Mitigation | 0.95 | 45 | 0 | esc | 0.00097009 | 3.6136e-09 | 0.00097009 | 3.6136e-09 | 0.0027785 | 7.6853e-08 | 0.012004 | 7.8111e-10
[120 empty] | 7.3.3.17.5 (Remote Grid) Updates to grid topology to minimize risk of ignition in HFTDs Remote GridWLDFRVegetation ContactAggregated | WLDFR | HFTD - Distribution - Tier 3 - 2QU CoRE ¦ 5QU LoRE | Red Flag Warning - Destructive Fires | Vegetation Contact | Aggregated | 2036 | 3.725e-06 | 22.7224 | 8.4642e-05 | 2036 | Mitigation | 0.95 | 45 | 0 | esc | 0.00097009 | 3.6136e-09 | 0.00097009 | 3.6136e-09 | 0.0027785 | 7.6853e-08 | 0.012004 | 7.8111e-10
[120 empty] | 7.3.3.17.5 (Remote Grid) Updates to grid topology to minimize risk of ignition in HFTDs Remote GridWLDFRVegetation ContactAggregated | WLDFR | HFTD - Distribution - Tier 3 - 2QU CoRE ¦ 5QU LoRE | Red Flag Warning - Destructive Fires | Vegetation Contact | Aggregated | 2037 | 3.725e-06 | 22.7224 | 8.4642e-05 | 2037 | Mitigation | 0.95 | 45 | 0 | esc | 0.00097009 | 3.6136e-09 | 0.00097009 | 3.6136e-09 | 0.0027785 | 7.6853e-08 | 0.012004 | 7.8111e-10
[120 empty] | 7.3.3.17.5 (Remote Grid) Updates to grid topology to minimize risk of ignition in HFTDs Remote GridWLDFRVegetation ContactAggregated | WLDFR | HFTD - Distribution - Tier 3 - 2QU CoRE ¦ 5QU LoRE | Red Flag Warning - Destructive Fires | Vegetation Contact | Aggregated | 2038 | 3.725e-06 | 22.7224 | 8.4642e-05 | 2038 | Mitigation | 0.95 | 45 | 0 | esc | 0.00097009 | 3.6136e-09 | 0.00097009 | 3.6136e-09 | 0.0027785 | 7.6853e-08 | 0.012004 | 7.8111e-10
[120 empty] | 7.3.3.17.5 (Remote Grid) Updates to grid topology to minimize risk of ignition in HFTDs Remote GridWLDFRVegetation ContactAggregated | WLDFR | HFTD - Distribution - Tier 3 - 2QU CoRE ¦ 5QU LoRE | Red Flag Warning - Destructive Fires | Vegetation Contact | Aggregated | 2039 | 3.725e-06 | 22.7224 | 8.4642e-05 | 2039 | Mitigation | 0.95 | 45 | 0 | esc | 0.00097009 | 3.6136e-09 | 0.00097009 | 3.6136e-09 | 0.0027785 | 7.6853e-08 | 0.012004 | 7.8111e-10
[120 empty] | 7.3.3.17.5 (Remote Grid) Updates to grid topology to minimize risk of ignition in HFTDs Remote GridWLDFRVegetation ContactAggregated | WLDFR | HFTD - Distribution - Tier 3 - 2QU CoRE ¦ 5QU LoRE | Red Flag Warning - Destructive Fires | Vegetation Contact | Aggregated | 2040 | 3.725e-06 | 22.7224 | 8.4642e-05 | 2040 | Mitigation | 0.95 | 45 | 0 | esc | 0.00097009 | 3.6136e-09 | 0.00097009 | 3.6136e-09 | 0.0027785 | 7.6853e-08 | 0.012004 | 7.8111e-10
[120 empty] | 7.3.3.17.5 (Remote Grid) Updates to grid topology to minimize risk of ignition in HFTDs Remote GridWLDFRVegetation ContactAggregated | WLDFR | HFTD - Distribution - Tier 3 - 2QU CoRE ¦ 5QU LoRE | Red Flag Warning - Destructive Fires | Vegetation Contact | Aggregated | 2041 | 3.725e-06 | 22.7224 | 8.4642e-05 | 2041 | Mitigation | 0.95 | 45 | 0 | esc | 0.00097009 | 3.6136e-09 | 0.00097009 | 3.6136e-09 | 0.0027785 | 7.6853e-08 | 0.012004 | 7.8111e-10
[120 empty] | 7.3.3.17.5 (Remote Grid) Updates to grid topology to minimize risk of ignition in HFTDs Remote GridWLDFRVegetation ContactAggregated | WLDFR | HFTD - Distribution - Tier 3 - 2QU CoRE ¦ 5QU LoRE | Red Flag Warning - Destructive Fires | Vegetation Contact | Aggregated | 2042 | 3.725e-06 | 22.7224 | 8.4642e-05 | 2042 | Mitigation | 0.95 | 45 | 0 | esc | 0.00097009 | 3.6136e-09 | 0.00097009 | 3.6136e-09 | 0.0027785 | 7.6853e-08 | 0.012004 | 7.8111e-10
[120 empty] | 7.3.3.17.5 (Remote Grid) Updates to grid topology to minimize risk of ignition in HFTDs Remote GridWLDFRVegetation ContactAggregated | WLDFR | HFTD - Distribution - Tier 3 - 2QU CoRE ¦ 5QU LoRE | Red Flag Warning - Destructive Fires | Vegetation Contact | Aggregated | 2043 | 3.725e-06 | 22.7224 | 8.4642e-05 | 2043 | Mitigation | 0.95 | 45 | 0 | esc | 0.00097009 | 3.6136e-09 | 0.00097009 | 3.6136e-09 | 0.0027785 | 7.6853e-08 | 0.012004 | 7.8111e-10
[120 empty] | 7.3.3.17.5 (Remote Grid) Updates to grid topology to minimize risk of ignition in HFTDs Remote GridWLDFRVegetation ContactAggregated | WLDFR | HFTD - Distribution - Tier 3 - 2QU CoRE ¦ 5QU LoRE | Red Flag Warning - Destructive Fires | Vegetation Contact | Aggregated | 2044 | 3.725e-06 | 22.7224 | 8.4642e-05 | 2044 | Mitigation | 0.95 | 45 | 0 | esc | 0.00097009 | 3.6136e-09 | 0.00097009 | 3.6136e-09 | 0.0027785 | 7.6853e-08 | 0.012004 | 7.8111e-10
[120 empty] | 7.3.3.17.5 (Remote Grid) Updates to grid topology to minimize risk of ignition in HFTDs Remote GridWLDFRVegetation ContactAggregated | WLDFR | HFTD - Distribution - Tier 3 - 2QU CoRE ¦ 5QU LoRE | Red Flag Warning - Destructive Fires | Vegetation Contact | Aggregated | 2045 | 3.725e-06 | 22.7224 | 8.4642e-05 | 2045 | Mitigation | 0.95 | 45 | 0 | esc | 0.00097009 | 3.6136e-09 | 0.00097009 | 3.6136e-09 | 0.0027785 | 7.6853e-08 | 0.012004 | 7.8111e-10
[120 empty] | 7.3.3.17.5 (Remote Grid) Updates to grid topology to minimize risk of ignition in HFTDs Remote GridWLDFRVegetation ContactAggregated | WLDFR | HFTD - Distribution - Tier 3 - 2QU CoRE ¦ 5QU LoRE | Red Flag Warning - Destructive Fires | Vegetation Contact | Aggregated | 2046 | 3.725e-06 | 22.7224 | 8.4642e-05 | 2046 | Mitigation | 0.95 | 45 | 0 | esc | 0.00097009 | 3.6136e-09 | 0.00097009 | 3.6136e-09 | 0.0027785 | 7.6853e-08 | 0.012004 | 7.8111e-10
[120 empty] | 7.3.3.17.5 (Remote Grid) Updates to grid topology to minimize risk of ignition in HFTDs Remote GridWLDFRVegetation ContactAggregated | WLDFR | HFTD - Distribution - Tier 3 - 2QU CoRE ¦ 5QU LoRE | Red Flag Warning - Destructive Fires | Vegetation Contact | Aggregated | 2047 | 3.725e-06 | 22.7224 | 8.4642e-05 | 2047 | Mitigation | 0.95 | 45 | 0 | esc | 0.00097009 | 3.6136e-09 | 0.00097009 | 3.6136e-09 | 0.0027785 | 7.6853e-08 | 0.012004 | 7.8111e-10
[120 empty] | 7.3.3.17.5 (Remote Grid) Updates to grid topology to minimize risk of ignition in HFTDs Remote GridWLDFRVegetation ContactAggregated | WLDFR | HFTD - Distribution - Tier 3 - 2QU CoRE ¦ 5QU LoRE | Red Flag Warning - Destructive Fires | Vegetation Contact | Aggregated | 2048 | 3.725e-06 | 22.7224 | 8.4642e-05 | 2048 | Mitigation | 0.95 | 45 | 0 | esc | 0.00097009 | 3.6136e-09 | 0.00097009 | 3.6136e-09 | 0.0027785 | 7.6853e-08 | 0 | 0
[120 empty] | 7.3.3.17.5 (Remote Grid) Updates to grid topology to minimize risk of ignition in HFTDs Remote GridWLDFRVegetation ContactAggregated | WLDFR | HFTD - Distribution - Tier 3 - 2QU CoRE ¦ 5QU LoRE | Red Flag Warning - Destructive Fires | Vegetation Contact | Aggregated | 2049 | 3.725e-06 | 22.7224 | 8.4642e-05 | 2049 | Mitigation | 0.95 | 45 | 0 | esc | 0.00097009 | 3.6136e-09 | 0.00097009 | 3.6136e-09 | 0.0027785 | 7.6853e-08 | 0 | 0
[120 empty] | 7.3.3.17.5 (Remote Grid) Updates to grid topology to minimize risk of ignition in HFTDs Remote GridWLDFRVegetation ContactAggregated | WLDFR | HFTD - Distribution - Tier 3 - 2QU CoRE ¦ 5QU LoRE | Red Flag Warning - Destructive Fires | Vegetation Contact | Aggregated | 2050 | 3.725e-06 | 22.7224 | 8.4642e-05 | 2050 | Mitigation | 0.95 | 45 | 0 | esc | 0.00097009 | 3.6136e-09 | 0.00097009 | 3.6136e-09 | 0.0027785 | 7.6853e-08 | 0.010025 | 1.0819e-09
[120 empty] | 7.3.3.17.5 (Remote Grid) Updates to grid topology to minimize risk of ignition in HFTDs Remote GridWLDFRVegetation ContactAggregated | WLDFR | HFTD - Distribution - Tier 3 - 2QU CoRE ¦ 5QU LoRE | Red Flag Warning - Destructive Fires | Vegetation Contact | Aggregated | 2051 | 3.725e-06 | 22.7224 | 8.4642e-05 | 2051 | Mitigation | 0.95 | 45 | 0 | esc | 0.00097009 | 3.6136e-09 | 0.00097009 | 3.6136e-09 | 0.0027785 | 7.6853e-08 | 0.010025 | 1.0819e-09
[120 empty] | 7.3.3.17.5 (Remote Grid) Updates to grid topology to minimize risk of ignition in HFTDs Remote GridWLDFRVegetation ContactAggregated | WLDFR | HFTD - Distribution - Tier 3 - 2QU CoRE ¦ 5QU LoRE | Red Flag Warning - Destructive Fires | Vegetation Contact | Aggregated | 2052 | 3.725e-06 | 22.7224 | 8.4642e-05 | 2052 | Mitigation | 0.95 | 45 | 0 | esc | 0.00097009 | 3.6136e-09 | 0.00097009 | 3.6136e-09 | 0.0027785 | 7.6853e-08 | 0.010025 | 1.0819e-09
[120 empty] | 7.3.3.17.5 (Remote Grid) Updates to grid topology to minimize risk of ignition in HFTDs Remote GridWLDFRVegetation ContactAggregated | WLDFR | HFTD - Distribution - Tier 3 - 2QU CoRE ¦ 5QU LoRE | Red Flag Warning - Destructive Fires | Vegetation Contact | Aggregated | 2053 | 3.725e-06 | 22.7224 | 8.4642e-05 | 2053 | Mitigation | 0.95 | 45 | 0 | esc | 0.00097009 | 3.6136e-09 | 0.00097009 | 3.6136e-09 | 0.0027785 | 7.6853e-08 | 0.010025 | 1.0819e-09
[120 empty] | 7.3.3.17.5 (Remote Grid) Updates to grid topology to minimize risk of ignition in HFTDs Remote GridWLDFRVegetation ContactAggregated | WLDFR | HFTD - Distribution - Tier 3 - 2QU CoRE ¦ 5QU LoRE | Red Flag Warning - Destructive Fires | Vegetation Contact | Aggregated | 2054 | 3.725e-06 | 22.7224 | 8.4642e-05 | 2054 | Mitigation | 0.95 | 45 | 0 | esc | 0.00097009 | 3.6136e-09 | 0.00097009 | 3.6136e-09 | 0.0027785 | 7.6853e-08 | 0.010025 | 1.0819e-09
[120 empty] | 7.3.3.17.5 (Remote Grid) Updates to grid topology to minimize risk of ignition in HFTDs Remote GridWLDFRVegetation ContactAggregated | WLDFR | HFTD - Distribution - Tier 3 - 2QU CoRE ¦ 5QU LoRE | Red Flag Warning - Destructive Fires | Vegetation Contact | Aggregated | 2055 | 3.725e-06 | 22.7224 | 8.4642e-05 | 2055 | Mitigation | 0.95 | 45 | 0 | esc | 0.00097009 | 3.6136e-09 | 0.00097009 | 3.6136e-09 | 0.0027785 | 7.6853e-08 | 0.010025 | 1.0819e-09
[120 empty] | 7.3.3.17.5 (Remote Grid) Updates to grid topology to minimize risk of ignition in HFTDs Remote GridWLDFRVegetation ContactAggregated | WLDFR | HFTD - Distribution - Tier 3 - 2QU CoRE ¦ 5QU LoRE | Red Flag Warning - Destructive Fires | Vegetation Contact | Aggregated | 2056 | 3.725e-06 | 22.7224 | 8.4642e-05 | 2056 | Mitigation | 0.95 | 45 | 0 | esc | 0.00097009 | 3.6136e-09 | 0.00097009 | 3.6136e-09 | 0.0027785 | 7.6853e-08 | 0.010025 | 1.0819e-09
[120 empty] | 7.3.3.17.5 (Remote Grid) Updates to grid topology to minimize risk of ignition in HFTDs Remote GridWLDFRVegetation ContactAggregated | WLDFR | HFTD - Distribution - Tier 3 - 2QU CoRE ¦ 5QU LoRE | Red Flag Warning - Destructive Fires | Vegetation Contact | Aggregated | 2057 | 3.725e-06 | 22.7224 | 8.4642e-05 | 2057 | Mitigation | 0.95 | 45 | 0 | esc | 0.00097009 | 3.6136e-09 | 0.00097009 | 3.6136e-09 | 0.0027785 | 7.6853e-08 | 0.010025 | 1.0819e-09
[120 empty] | 7.3.3.17.5 (Remote Grid) Updates to grid topology to minimize risk of ignition in HFTDs Remote GridWLDFRVegetation ContactAggregated | WLDFR | HFTD - Distribution - Tier 3 - 2QU CoRE ¦ 5QU LoRE | Red Flag Warning - Destructive Fires | Vegetation Contact | Aggregated | 2058 | 3.725e-06 | 22.7224 | 8.4642e-05 | 2058 | Mitigation | 0.95 | 45 | 0 | esc | 0.00097009 | 3.6136e-09 | 0.00097009 | 3.6136e-09 | 0.0027785 | 7.6853e-08 | 0.010025 | 1.0819e-09
[120 empty] | 7.3.3.17.5 (Remote Grid) Updates to grid topology to minimize risk of ignition in HFTDs Remote GridWLDFRVegetation ContactAggregated | WLDFR | HFTD - Distribution - Tier 3 - 2QU CoRE ¦ 5QU LoRE | Red Flag Warning - Destructive Fires | Vegetation Contact | Aggregated | 2059 | 3.725e-06 | 22.7224 | 8.4642e-05 | 2059 | Mitigation | 0.95 | 45 | 0 | esc | 0.00097009 | 3.6136e-09 | 0.00097009 | 3.6136e-09 | 0.0027785 | 7.6853e-08 | 0.010025 | 1.0819e-09
[120 empty] | 7.3.3.17.5 (Remote Grid) Updates to grid topology to minimize risk of ignition in HFTDs Remote GridWLDFRVegetation ContactAggregated | WLDFR | HFTD - Distribution - Tier 3 - 2QU CoRE ¦ 5QU LoRE | Red Flag Warning - Destructive Fires | Vegetation Contact | Aggregated | 2060 | 3.725e-06 | 22.7224 | 8.4642e-05 | 2060 | Mitigation | 0.95 | 45 | 0 | esc | 0.00097009 | 3.6136e-09 | 0.00097009 | 3.6136e-09 | 0.0027785 | 7.6853e-08 | 0.010025 | 1.0819e-09
[120 empty] | 7.3.3.17.5 (Remote Grid) Updates to grid topology to minimize risk of ignition in HFTDs Remote GridWLDFRVegetation ContactAggregated | WLDFR | HFTD - Distribution - Tier 3 - 2QU CoRE ¦ 5QU LoRE | Red Flag Warning - Destructive Fires | Vegetation Contact | Aggregated | 2061 | 3.725e-06 | 22.7224 | 8.4642e-05 | 2061 | Mitigation | 0.95 | 45 | 0 | esc | 0.00097009 | 3.6136e-09 | 0.00097009 | 3.6136e-09 | 0.0027785 | 7.6853e-08 | 0.010025 | 1.0819e-09
[120 empty] | 7.3.3.17.5 (Remote Grid) Updates to grid topology to minimize risk of ignition in HFTDs Remote GridWLDFRVegetation ContactAggregated | WLDFR | HFTD - Distribution - Tier 3 - 2QU CoRE ¦ 5QU LoRE | Red Flag Warning - Destructive Fires | Vegetation Contact | Aggregated | 2062 | 3.725e-06 | 22.7224 | 8.4642e-05 | 2062 | Mitigation | 0.95 | 45 | 0 | esc | 0.00097009 | 3.6136e-09 | 0.00097009 | 3.6136e-09 | 0.0027785 | 7.6853e-08 | 0.010025 | 1.0819e-09
[120 empty] | 7.3.3.17.5 (Remote Grid) Updates to grid topology to minimize risk of ignition in HFTDs Remote GridWLDFRVegetation ContactAggregated | WLDFR | HFTD - Distribution - Tier 3 - 2QU CoRE ¦ 5QU LoRE | Red Flag Warning - Destructive Fires | Vegetation Contact | Aggregated | 2063 | 3.725e-06 | 22.7224 | 8.4642e-05 | 2063 | Mitigation | 0.95 | 45 | 0 | esc | 0.00097009 | 3.6136e-09 | 0.00097009 | 3.6136e-09 | 0.0027785 | 7.6853e-08 | 0.010025 | 1.0819e-09
[120 empty] | 7.3.3.17.5 (Remote Grid) Updates to grid topology to minimize risk of ignition in HFTDs Remote GridWLDFRVegetation ContactAggregated | WLDFR | HFTD - Distribution - Tier 3 - 2QU CoRE ¦ 5QU LoRE | Red Flag Warning - Destructive Fires | Vegetation Contact | Aggregated | 2064 | 3.725e-06 | 22.7224 | 8.4642e-05 | 2064 | Mitigation | 0.95 | 45 | 0 | esc | 0.00097009 | 3.6136e-09 | 0.00097009 | 3.6136e-09 | 0.0027785 | 7.6853e-08 | 0.010025 | 1.0819e-09
[120 empty] | 7.3.3.17.5 (Remote Grid) Updates to grid topology to minimize risk of ignition in HFTDs Remote GridWLDFRVegetation ContactAggregated | WLDFR | HFTD - Distribution - Tier 3 - 2QU CoRE ¦ 5QU LoRE | Red Flag Warning - Destructive Fires | Vegetation Contact | Aggregated | 2065 | 3.725e-06 | 22.7224 | 8.4642e-05 | 2065 | Mitigation | 0.95 | 45 | 0 | esc | 0.00097009 | 3.6136e-09 | 0.00097009 | 3.6136e-09 | 0.0027785 | 7.6853e-08 | 0.010025 | 1.0819e-09
[120 empty] | 7.3.3.17.5 (Remote Grid) Updates to grid topology to minimize risk of ignition in HFTDs Remote GridWLDFRVegetation ContactAggregated | WLDFR | HFTD - Distribution - Tier 3 - 2QU CoRE ¦ 5QU LoRE | Red Flag Warning - Destructive Fires | Vegetation Contact | Aggregated | 2066 | 3.725e-06 | 22.7224 | 8.4642e-05 | 2066 | Mitigation | 0.95 | 45 | 0 | esc | 0.00097009 | 3.6136e-09 | 0.00097009 | 3.6136e-09 | 0.0027785 | 7.6853e-08 | 0.010025 | 1.0819e-09
[120 empty] | 7.3.3.17.5 (Remote Grid) Updates to grid topology to minimize risk of ignition in HFTDs Remote GridWLDFRVegetation ContactAggregated | WLDFR | HFTD - Distribution - Tier 3 - 2QU CoRE ¦ 5QU LoRE | Red Flag Warning - Destructive Fires | Vegetation Contact | Aggregated | 2067 | 3.725e-06 | 22.7224 | 8.4642e-05 | 2067 | Mitigation | 0.95 | 45 | 0 | esc | 0 | 0 | 0.00097009 | 3.6136e-09 | 0.0027785 | 7.6853e-08 | 0.010025 | 1.0819e-09
[120 empty] | 7.3.3.17.5 (Remote Grid) Updates to grid topology to minimize risk of ignition in HFTDs Remote GridWLDFREquipment / facility failureAggregated | WLDFR | HFTD - Distribution - Tier 3 - 2QU CoRE ¦ 5QU LoRE | Red Flag Warning - Large Fires | Equipment / facility failure | Aggregated | 2022 | 8.387e-06 | 22.7224 | 0.00019057 | 2022 | Mitigation | 0.95 | 45 | 0 | esc | 0.00097009 | 8.1361e-09 | 0 | 0 | 0.0027785 | 7.6853e-08 | 0.010025 | 1.0819e-09
[120 empty] | 7.3.3.17.5 (Remote Grid) Updates to grid topology to minimize risk of ignition in HFTDs Remote GridWLDFREquipment / facility failureAggregated | WLDFR | HFTD - Distribution - Tier 3 - 2QU CoRE ¦ 5QU LoRE | Red Flag Warning - Large Fires | Equipment / facility failure | Aggregated | 2023 | 8.387e-06 | 22.7224 | 0.00019057 | 2023 | Mitigation | 0.95 | 45 | 0 | esc | 0.00097009 | 8.1361e-09 | 0.00097009 | 8.1361e-09 | 0.0027785 | 7.6853e-08 | 0.010025 | 1.0819e-09
[120 empty] | 7.3.3.17.5 (Remote Grid) Updates to grid topology to minimize risk of ignition in HFTDs Remote GridWLDFREquipment / facility failureAggregated | WLDFR | HFTD - Distribution - Tier 3 - 2QU CoRE ¦ 5QU LoRE | Red Flag Warning - Large Fires | Equipment / facility failure | Aggregated | 2024 | 8.387e-06 | 22.7224 | 0.00019057 | 2024 | Mitigation | 0.95 | 45 | 0 | esc | 0.00097009 | 8.1361e-09 | 0.00097009 | 8.1361e-09 | 0.0027785 | 7.6853e-08 | 0.010025 | 1.0819e-09
[120 empty] | 7.3.3.17.5 (Remote Grid) Updates to grid topology to minimize risk of ignition in HFTDs Remote GridWLDFREquipment / facility failureAggregated | WLDFR | HFTD - Distribution - Tier 3 - 2QU CoRE ¦ 5QU LoRE | Red Flag Warning - Large Fires | Equipment / facility failure | Aggregated | 2025 | 8.387e-06 | 22.7224 | 0.00019057 | 2025 | Mitigation | 0.95 | 45 | 0 | esc | 0.00097009 | 8.1361e-09 | 0.00097009 | 8.1361e-09 | 0.0027785 | 7.6853e-08 | 0.010025 | 1.0819e-09
[120 empty] | 7.3.3.17.5 (Remote Grid) Updates to grid topology to minimize risk of ignition in HFTDs Remote GridWLDFREquipment / facility failureAggregated | WLDFR | HFTD - Distribution - Tier 3 - 2QU CoRE ¦ 5QU LoRE | Red Flag Warning - Large Fires | Equipment / facility failure | Aggregated | 2026 | 8.387e-06 | 22.7224 | 0.00019057 | 2026 | Mitigation | 0.95 | 45 | 0 | esc | 0.00097009 | 8.1361e-09 | 0.00097009 | 8.1361e-09 | 0.0027785 | 7.6853e-08 | 0.010025 | 1.0819e-09
[120 empty] | 7.3.3.17.5 (Remote Grid) Updates to grid topology to minimize risk of ignition in HFTDs Remote GridWLDFREquipment / facility failureAggregated | WLDFR | HFTD - Distribution - Tier 3 - 2QU CoRE ¦ 5QU LoRE | Red Flag Warning - Large Fires | Equipment / facility failure | Aggregated | 2027 | 8.387e-06 | 22.7224 | 0.00019057 | 2027 | Mitigation | 0.95 | 45 | 0 | esc | 0.00097009 | 8.1361e-09 | 0.00097009 | 8.1361e-09 | 0.0027785 | 7.6853e-08 | 0.010025 | 1.0819e-09
[120 empty] | 7.3.3.17.5 (Remote Grid) Updates to grid topology to minimize risk of ignition in HFTDs Remote GridWLDFREquipment / facility failureAggregated | WLDFR | HFTD - Distribution - Tier 3 - 2QU CoRE ¦ 5QU LoRE | Red Flag Warning - Large Fires | Equipment / facility failure | Aggregated | 2028 | 8.387e-06 | 22.7224 | 0.00019057 | 2028 | Mitigation | 0.95 | 45 | 0 | esc | 0.00097009 | 8.1361e-09 | 0.00097009 | 8.1361e-09 | 0.0027785 | 7.6853e-08 | 0.010025 | 1.0819e-09
[120 empty] | 7.3.3.17.5 (Remote Grid) Updates to grid topology to minimize risk of ignition in HFTDs Remote GridWLDFREquipment / facility failureAggregated | WLDFR | HFTD - Distribution - Tier 3 - 2QU CoRE ¦ 5QU LoRE | Red Flag Warning - Large Fires | Equipment / facility failure | Aggregated | 2029 | 8.387e-06 | 22.7224 | 0.00019057 | 2029 | Mitigation | 0.95 | 45 | 0 | esc | 0.00097009 | 8.1361e-09 | 0.00097009 | 8.1361e-09 | 0.0027785 | 7.6853e-08 | 0.010025 | 1.0819e-09
[120 empty] | 7.3.3.17.5 (Remote Grid) Updates to grid topology to minimize risk of ignition in HFTDs Remote GridWLDFREquipment / facility failureAggregated | WLDFR | HFTD - Distribution - Tier 3 - 2QU CoRE ¦ 5QU LoRE | Red Flag Warning - Large Fires | Equipment / facility failure | Aggregated | 2030 | 8.387e-06 | 22.7224 | 0.00019057 | 2030 | Mitigation | 0.95 | 45 | 0 | esc | 0.00097009 | 8.1361e-09 | 0.00097009 | 8.1361e-09 | 0.0027785 | 7.6853e-08 | 0.010025 | 1.0819e-09
[120 empty] | 7.3.3.17.5 (Remote Grid) Updates to grid topology to minimize risk of ignition in HFTDs Remote GridWLDFREquipment / facility failureAggregated | WLDFR | HFTD - Distribution - Tier 3 - 2QU CoRE ¦ 5QU LoRE | Red Flag Warning - Large Fires | Equipment / facility failure | Aggregated | 2031 | 8.387e-06 | 22.7224 | 0.00019057 | 2031 | Mitigation | 0.95 | 45 | 0 | esc | 0.00097009 | 8.1361e-09 | 0.00097009 | 8.1361e-09 | 0.0027785 | 7.6853e-08 | 0.010025 | 1.0819e-09
[120 empty] | 7.3.3.17.5 (Remote Grid) Updates to grid topology to minimize risk of ignition in HFTDs Remote GridWLDFREquipment / facility failureAggregated | WLDFR | HFTD - Distribution - Tier 3 - 2QU CoRE ¦ 5QU LoRE | Red Flag Warning - Large Fires | Equipment / facility failure | Aggregated | 2032 | 8.387e-06 | 22.7224 | 0.00019057 | 2032 | Mitigation | 0.95 | 45 | 0 | esc | 0.00097009 | 8.1361e-09 | 0.00097009 | 8.1361e-09 | 0.0027785 | 7.6853e-08 | 0.010025 | 1.0819e-09
[120 empty] | 7.3.3.17.5 (Remote Grid) Updates to grid topology to minimize risk of ignition in HFTDs Remote GridWLDFREquipment / facility failureAggregated | WLDFR | HFTD - Distribution - Tier 3 - 2QU CoRE ¦ 5QU LoRE | Red Flag Warning - Large Fires | Equipment / facility failure | Aggregated | 2033 | 8.387e-06 | 22.7224 | 0.00019057 | 2033 | Mitigation | 0.95 | 45 | 0 | esc | 0.00097009 | 8.1361e-09 | 0.00097009 | 8.1361e-09 | 0.0027785 | 7.6853e-08 | 0.010025 | 1.0819e-09
[120 empty] | 7.3.3.17.5 (Remote Grid) Updates to grid topology to minimize risk of ignition in HFTDs Remote GridWLDFREquipment / facility failureAggregated | WLDFR | HFTD - Distribution - Tier 3 - 2QU CoRE ¦ 5QU LoRE | Red Flag Warning - Large Fires | Equipment / facility failure | Aggregated | 2034 | 8.387e-06 | 22.7224 | 0.00019057 | 2034 | Mitigation | 0.95 | 45 | 0 | esc | 0.00097009 | 8.1361e-09 | 0.00097009 | 8.1361e-09 | 0 | 0 | 0 | 0
[120 empty] | 7.3.3.17.5 (Remote Grid) Updates to grid topology to minimize risk of ignition in HFTDs Remote GridWLDFREquipment / facility failureAggregated | WLDFR | HFTD - Distribution - Tier 3 - 2QU CoRE ¦ 5QU LoRE | Red Flag Warning - Large Fires | Equipment / facility failure | Aggregated | 2035 | 8.387e-06 | 22.7224 | 0.00019057 | 2035 | Mitigation | 0.95 | 45 | 0 | esc | 0.00097009 | 8.1361e-09 | 0.00097009 | 8.1361e-09 | 0.0027785 | 3.3769e-06 | 0 | 0
[120 empty] | 7.3.3.17.5 (Remote Grid) Updates to grid topology to minimize risk of ignition in HFTDs Remote GridWLDFREquipment / facility failureAggregated | WLDFR | HFTD - Distribution - Tier 3 - 2QU CoRE ¦ 5QU LoRE | Red Flag Warning - Large Fires | Equipment / facility failure | Aggregated | 2036 | 8.387e-06 | 22.7224 | 0.00019057 | 2036 | Mitigation | 0.95 | 45 | 0 | esc | 0.00097009 | 8.1361e-09 | 0.00097009 | 8.1361e-09 | 0.0027785 | 3.3769e-06 | 0.0094681 | 4.9387e-09
[120 empty] | 7.3.3.17.5 (Remote Grid) Updates to grid topology to minimize risk of ignition in HFTDs Remote GridWLDFREquipment / facility failureAggregated | WLDFR | HFTD - Distribution - Tier 3 - 2QU CoRE ¦ 5QU LoRE | Red Flag Warning - Large Fires | Equipment / facility failure | Aggregated | 2037 | 8.387e-06 | 22.7224 | 0.00019057 | 2037 | Mitigation | 0.95 | 45 | 0 | esc | 0.00097009 | 8.1361e-09 | 0.00097009 | 8.1361e-09 | 0.0027785 | 3.3769e-06 | 0.0094681 | 4.9387e-09
[120 empty] | 7.3.3.17.5 (Remote Grid) Updates to grid topology to minimize risk of ignition in HFTDs Remote GridWLDFREquipment / facility failureAggregated | WLDFR | HFTD - Distribution - Tier 3 - 2QU CoRE ¦ 5QU LoRE | Red Flag Warning - Large Fires | Equipment / facility failure | Aggregated | 2038 | 8.387e-06 | 22.7224 | 0.00019057 | 2038 | Mitigation | 0.95 | 45 | 0 | esc | 0.00097009 | 8.1361e-09 | 0.00097009 | 8.1361e-09 | 0.0027785 | 3.3769e-06 | 0.0094681 | 4.9387e-09
[120 empty] | 7.3.3.17.5 (Remote Grid) Updates to grid topology to minimize risk of ignition in HFTDs Remote GridWLDFREquipment / facility failureAggregated | WLDFR | HFTD - Distribution - Tier 3 - 2QU CoRE ¦ 5QU LoRE | Red Flag Warning - Large Fires | Equipment / facility failure | Aggregated | 2039 | 8.387e-06 | 22.7224 | 0.00019057 | 2039 | Mitigation | 0.95 | 45 | 0 | esc | 0.00097009 | 8.1361e-09 | 0.00097009 | 8.1361e-09 | 0.0027785 | 3.3769e-06 | 0.0094681 | 4.9387e-09
[120 empty] | 7.3.3.17.5 (Remote Grid) Updates to grid topology to minimize risk of ignition in HFTDs Remote GridWLDFREquipment / facility failureAggregated | WLDFR | HFTD - Distribution - Tier 3 - 2QU CoRE ¦ 5QU LoRE | Red Flag Warning - Large Fires | Equipment / facility failure | Aggregated | 2040 | 8.387e-06 | 22.7224 | 0.00019057 | 2040 | Mitigation | 0.95 | 45 | 0 | esc | 0.00097009 | 8.1361e-09 | 0.00097009 | 8.1361e-09 | 0.0027785 | 3.3769e-06 | 0.0094681 | 4.9387e-09
[120 empty] | 7.3.3.17.5 (Remote Grid) Updates to grid topology to minimize risk of ignition in HFTDs Remote GridWLDFREquipment / facility failureAggregated | WLDFR | HFTD - Distribution - Tier 3 - 2QU CoRE ¦ 5QU LoRE | Red Flag Warning - Large Fires | Equipment / facility failure | Aggregated | 2041 | 8.387e-06 | 22.7224 | 0.00019057 | 2041 | Mitigation | 0.95 | 45 | 0 | esc | 0.00097009 | 8.1361e-09 | 0.00097009 | 8.1361e-09 | 0.0027785 | 3.3769e-06 | 0.0094681 | 4.9387e-09
[120 empty] | 7.3.3.17.5 (Remote Grid) Updates to grid topology to minimize risk of ignition in HFTDs Remote GridWLDFREquipment / facility failureAggregated | WLDFR | HFTD - Distribution - Tier 3 - 2QU CoRE ¦ 5QU LoRE | Red Flag Warning - Large Fires | Equipment / facility failure | Aggregated | 2042 | 8.387e-06 | 22.7224 | 0.00019057 | 2042 | Mitigation | 0.95 | 45 | 0 | esc | 0.00097009 | 8.1361e-09 | 0.00097009 | 8.1361e-09 | 0.0027785 | 3.3769e-06 | 0.0094681 | 4.9387e-09
[120 empty] | 7.3.3.17.5 (Remote Grid) Updates to grid topology to minimize risk of ignition in HFTDs Remote GridWLDFREquipment / facility failureAggregated | WLDFR | HFTD - Distribution - Tier 3 - 2QU CoRE ¦ 5QU LoRE | Red Flag Warning - Large Fires | Equipment / facility failure | Aggregated | 2043 | 8.387e-06 | 22.7224 | 0.00019057 | 2043 | Mitigation | 0.95 | 45 | 0 | esc | 0.00097009 | 8.1361e-09 | 0.00097009 | 8.1361e-09 | 0.0027785 | 3.3769e-06 | 0.0094681 | 4.9387e-09
[120 empty] | 7.3.3.17.5 (Remote Grid) Updates to grid topology to minimize risk of ignition in HFTDs Remote GridWLDFREquipment / facility failureAggregated | WLDFR | HFTD - Distribution - Tier 3 - 2QU CoRE ¦ 5QU LoRE | Red Flag Warning - Large Fires | Equipment / facility failure | Aggregated | 2044 | 8.387e-06 | 22.7224 | 0.00019057 | 2044 | Mitigation | 0.95 | 45 | 0 | esc | 0.00097009 | 8.1361e-09 | 0.00097009 | 8.1361e-09 | 0.0027785 | 3.3769e-06 | 0.0094681 | 4.9387e-09
[120 empty] | 7.3.3.17.5 (Remote Grid) Updates to grid topology to minimize risk of ignition in HFTDs Remote GridWLDFREquipment / facility failureAggregated | WLDFR | HFTD - Distribution - Tier 3 - 2QU CoRE ¦ 5QU LoRE | Red Flag Warning - Large Fires | Equipment / facility failure | Aggregated | 2045 | 8.387e-06 | 22.7224 | 0.00019057 | 2045 | Mitigation | 0.95 | 45 | 0 | esc | 0.00097009 | 8.1361e-09 | 0.00097009 | 8.1361e-09 | 0.0027785 | 3.3769e-06 | 0.0094681 | 4.9387e-09
[120 empty] | 7.3.3.17.5 (Remote Grid) Updates to grid topology to minimize risk of ignition in HFTDs Remote GridWLDFREquipment / facility failureAggregated | WLDFR | HFTD - Distribution - Tier 3 - 2QU CoRE ¦ 5QU LoRE | Red Flag Warning - Large Fires | Equipment / facility failure | Aggregated | 2046 | 8.387e-06 | 22.7224 | 0.00019057 | 2046 | Mitigation | 0.95 | 45 | 0 | esc | 0.00097009 | 8.1361e-09 | 0.00097009 | 8.1361e-09 | 0.0027785 | 3.3769e-06 | 0.0094681 | 4.9387e-09
[120 empty] | 7.3.3.17.5 (Remote Grid) Updates to grid topology to minimize risk of ignition in HFTDs Remote GridWLDFREquipment / facility failureAggregated | WLDFR | HFTD - Distribution - Tier 3 - 2QU CoRE ¦ 5QU LoRE | Red Flag Warning - Large Fires | Equipment / facility failure | Aggregated | 2047 | 8.387e-06 | 22.7224 | 0.00019057 | 2047 | Mitigation | 0.95 | 45 | 0 | esc | 0.00097009 | 8.1361e-09 | 0.00097009 | 8.1361e-09 | 0.0027785 | 3.3769e-06 | 0.0094681 | 4.9387e-09
[120 empty] | 7.3.3.17.5 (Remote Grid) Updates to grid topology to minimize risk of ignition in HFTDs Remote GridWLDFREquipment / facility failureAggregated | WLDFR | HFTD - Distribution - Tier 3 - 2QU CoRE ¦ 5QU LoRE | Red Flag Warning - Large Fires | Equipment / facility failure | Aggregated | 2048 | 8.387e-06 | 22.7224 | 0.00019057 | 2048 | Mitigation | 0.95 | 45 | 0 | esc | 0.00097009 | 8.1361e-09 | 0.00097009 | 8.1361e-09 | 0.0027785 | 3.3769e-06 | 0.0094681 | 4.9387e-09
[120 empty] | 7.3.3.17.5 (Remote Grid) Updates to grid topology to minimize risk of ignition in HFTDs Remote GridWLDFREquipment / facility failureAggregated | WLDFR | HFTD - Distribution - Tier 3 - 2QU CoRE ¦ 5QU LoRE | Red Flag Warning - Large Fires | Equipment / facility failure | Aggregated | 2049 | 8.387e-06 | 22.7224 | 0.00019057 | 2049 | Mitigation | 0.95 | 45 | 0 | esc | 0.00097009 | 8.1361e-09 | 0.00097009 | 8.1361e-09 | 0.0027785 | 3.3769e-06 | 0.0094681 | 4.9387e-09
[120 empty] | 7.3.3.17.5 (Remote Grid) Updates to grid topology to minimize risk of ignition in HFTDs Remote GridWLDFREquipment / facility failureAggregated | WLDFR | HFTD - Distribution - Tier 3 - 2QU CoRE ¦ 5QU LoRE | Red Flag Warning - Large Fires | Equipment / facility failure | Aggregated | 2050 | 8.387e-06 | 22.7224 | 0.00019057 | 2050 | Mitigation | 0.95 | 45 | 0 | esc | 0.00097009 | 8.1361e-09 | 0.00097009 | 8.1361e-09 | 0.0027785 | 3.3769e-06 | 0.0094681 | 4.9387e-09
[120 empty] | 7.3.3.17.5 (Remote Grid) Updates to grid topology to minimize risk of ignition in HFTDs Remote GridWLDFREquipment / facility failureAggregated | WLDFR | HFTD - Distribution - Tier 3 - 2QU CoRE ¦ 5QU LoRE | Red Flag Warning - Large Fires | Equipment / facility failure | Aggregated | 2051 | 8.387e-06 | 22.7224 | 0.00019057 | 2051 | Mitigation | 0.95 | 45 | 0 | esc | 0.00097009 | 8.1361e-09 | 0.00097009 | 8.1361e-09 | 0.0027785 | 3.3769e-06 | 0.0094681 | 4.9387e-09
[120 empty] | 7.3.3.17.5 (Remote Grid) Updates to grid topology to minimize risk of ignition in HFTDs Remote GridWLDFREquipment / facility failureAggregated | WLDFR | HFTD - Distribution - Tier 3 - 2QU CoRE ¦ 5QU LoRE | Red Flag Warning - Large Fires | Equipment / facility failure | Aggregated | 2052 | 8.387e-06 | 22.7224 | 0.00019057 | 2052 | Mitigation | 0.95 | 45 | 0 | esc | 0.00097009 | 8.1361e-09 | 0.00097009 | 8.1361e-09 | 0.0027785 | 3.3769e-06 | 0.0094681 | 4.9387e-09
[120 empty] | 7.3.3.17.5 (Remote Grid) Updates to grid topology to minimize risk of ignition in HFTDs Remote GridWLDFREquipment / facility failureAggregated | WLDFR | HFTD - Distribution - Tier 3 - 2QU CoRE ¦ 5QU LoRE | Red Flag Warning - Large Fires | Equipment / facility failure | Aggregated | 2053 | 8.387e-06 | 22.7224 | 0.00019057 | 2053 | Mitigation | 0.95 | 45 | 0 | esc | 0.00097009 | 8.1361e-09 | 0.00097009 | 8.1361e-09 | 0.0027785 | 3.3769e-06 | 0.0094681 | 4.9387e-09
[120 empty] | 7.3.3.17.5 (Remote Grid) Updates to grid topology to minimize risk of ignition in HFTDs Remote GridWLDFREquipment / facility failureAggregated | WLDFR | HFTD - Distribution - Tier 3 - 2QU CoRE ¦ 5QU LoRE | Red Flag Warning - Large Fires | Equipment / facility failure | Aggregated | 2054 | 8.387e-06 | 22.7224 | 0.00019057 | 2054 | Mitigation | 0.95 | 45 | 0 | esc | 0.00097009 | 8.1361e-09 | 0.00097009 | 8.1361e-09 | 0.0027785 | 3.3769e-06 | 0.0094681 | 4.9387e-09
[120 empty] | 7.3.3.17.5 (Remote Grid) Updates to grid topology to minimize risk of ignition in HFTDs Remote GridWLDFREquipment / facility failureAggregated | WLDFR | HFTD - Distribution - Tier 3 - 2QU CoRE ¦ 5QU LoRE | Red Flag Warning - Large Fires | Equipment / facility failure | Aggregated | 2055 | 8.387e-06 | 22.7224 | 0.00019057 | 2055 | Mitigation | 0.95 | 45 | 0 | esc | 0.00097009 | 8.1361e-09 | 0.00097009 | 8.1361e-09 | 0.0027785 | 3.3769e-06 | 0.0094681 | 4.9387e-09
[120 empty] | 7.3.3.17.5 (Remote Grid) Updates to grid topology to minimize risk of ignition in HFTDs Remote GridWLDFREquipment / facility failureAggregated | WLDFR | HFTD - Distribution - Tier 3 - 2QU CoRE ¦ 5QU LoRE | Red Flag Warning - Large Fires | Equipment / facility failure | Aggregated | 2056 | 8.387e-06 | 22.7224 | 0.00019057 | 2056 | Mitigation | 0.95 | 45 | 0 | esc | 0.00097009 | 8.1361e-09 | 0.00097009 | 8.1361e-09 | 0.0027785 | 3.3769e-06 | 0.0094681 | 4.9387e-09
[120 empty] | 7.3.3.17.5 (Remote Grid) Updates to grid topology to minimize risk of ignition in HFTDs Remote GridWLDFREquipment / facility failureAggregated | WLDFR | HFTD - Distribution - Tier 3 - 2QU CoRE ¦ 5QU LoRE | Red Flag Warning - Large Fires | Equipment / facility failure | Aggregated | 2057 | 8.387e-06 | 22.7224 | 0.00019057 | 2057 | Mitigation | 0.95 | 45 | 0 | esc | 0.00097009 | 8.1361e-09 | 0.00097009 | 8.1361e-09 | 0.0027785 | 3.3769e-06 | 0.0094681 | 4.9387e-09
[120 empty] | 7.3.3.17.5 (Remote Grid) Updates to grid topology to minimize risk of ignition in HFTDs Remote GridWLDFREquipment / facility failureAggregated | WLDFR | HFTD - Distribution - Tier 3 - 2QU CoRE ¦ 5QU LoRE | Red Flag Warning - Large Fires | Equipment / facility failure | Aggregated | 2058 | 8.387e-06 | 22.7224 | 0.00019057 | 2058 | Mitigation | 0.95 | 45 | 0 | esc | 0.00097009 | 8.1361e-09 | 0.00097009 | 8.1361e-09 | 0.0027785 | 3.3769e-06 | 0.0094681 | 4.9387e-09
[120 empty] | 7.3.3.17.5 (Remote Grid) Updates to grid topology to minimize risk of ignition in HFTDs Remote GridWLDFREquipment / facility failureAggregated | WLDFR | HFTD - Distribution - Tier 3 - 2QU CoRE ¦ 5QU LoRE | Red Flag Warning - Large Fires | Equipment / facility failure | Aggregated | 2059 | 8.387e-06 | 22.7224 | 0.00019057 | 2059 | Mitigation | 0.95 | 45 | 0 | esc | 0.00097009 | 8.1361e-09 | 0.00097009 | 8.1361e-09 | 0.0027785 | 3.3769e-06 | 0.0094681 | 4.9387e-09
[120 empty] | 7.3.3.17.5 (Remote Grid) Updates to grid topology to minimize risk of ignition in HFTDs Remote GridWLDFREquipment / facility failureAggregated | WLDFR | HFTD - Distribution - Tier 3 - 2QU CoRE ¦ 5QU LoRE | Red Flag Warning - Large Fires | Equipment / facility failure | Aggregated | 2060 | 8.387e-06 | 22.7224 | 0.00019057 | 2060 | Mitigation | 0.95 | 45 | 0 | esc | 0.00097009 | 8.1361e-09 | 0.00097009 | 8.1361e-09 | 0.0027785 | 3.3769e-06 | 0.0094681 | 4.9387e-09
[120 empty] | 7.3.3.17.5 (Remote Grid) Updates to grid topology to minimize risk of ignition in HFTDs Remote GridWLDFREquipment / facility failureAggregated | WLDFR | HFTD - Distribution - Tier 3 - 2QU CoRE ¦ 5QU LoRE | Red Flag Warning - Large Fires | Equipment / facility failure | Aggregated | 2061 | 8.387e-06 | 22.7224 | 0.00019057 | 2061 | Mitigation | 0.95 | 45 | 0 | esc | 0.00097009 | 8.1361e-09 | 0.00097009 | 8.1361e-09 | 0.0027785 | 3.3769e-06 | 0.0094681 | 4.9387e-09
[120 empty] | 7.3.3.17.5 (Remote Grid) Updates to grid topology to minimize risk of ignition in HFTDs Remote GridWLDFREquipment / facility failureAggregated | WLDFR | HFTD - Distribution - Tier 3 - 2QU CoRE ¦ 5QU LoRE | Red Flag Warning - Large Fires | Equipment / facility failure | Aggregated | 2062 | 8.387e-06 | 22.7224 | 0.00019057 | 2062 | Mitigation | 0.95 | 45 | 0 | esc | 0.00097009 | 8.1361e-09 | 0.00097009 | 8.1361e-09 | 0.0027785 | 3.3769e-06 | 0.0094681 | 4.9387e-09
[120 empty] | 7.3.3.17.5 (Remote Grid) Updates to grid topology to minimize risk of ignition in HFTDs Remote GridWLDFREquipment / facility failureAggregated | WLDFR | HFTD - Distribution - Tier 3 - 2QU CoRE ¦ 5QU LoRE | Red Flag Warning - Large Fires | Equipment / facility failure | Aggregated | 2063 | 8.387e-06 | 22.7224 | 0.00019057 | 2063 | Mitigation | 0.95 | 45 | 0 | esc | 0.00097009 | 8.1361e-09 | 0.00097009 | 8.1361e-09 | 0.0027785 | 3.3769e-06 | 0.0094681 | 4.9387e-09
[120 empty] | 7.3.3.17.5 (Remote Grid) Updates to grid topology to minimize risk of ignition in HFTDs Remote GridWLDFREquipment / facility failureAggregated | WLDFR | HFTD - Distribution - Tier 3 - 2QU CoRE ¦ 5QU LoRE | Red Flag Warning - Large Fires | Equipment / facility failure | Aggregated | 2064 | 8.387e-06 | 22.7224 | 0.00019057 | 2064 | Mitigation | 0.95 | 45 | 0 | esc | 0.00097009 | 8.1361e-09 | 0.00097009 | 8.1361e-09 | 0.0027785 | 3.3769e-06 | 0.0094681 | 4.9387e-09
[120 empty] | 7.3.3.17.5 (Remote Grid) Updates to grid topology to minimize risk of ignition in HFTDs Remote GridWLDFREquipment / facility failureAggregated | WLDFR | HFTD - Distribution - Tier 3 - 2QU CoRE ¦ 5QU LoRE | Red Flag Warning - Large Fires | Equipment / facility failure | Aggregated | 2065 | 8.387e-06 | 22.7224 | 0.00019057 | 2065 | Mitigation | 0.95 | 45 | 0 | esc | 0.00097009 | 8.1361e-09 | 0.00097009 | 8.1361e-09 | 0.0027785 | 3.3769e-06 | 0.0094681 | 4.9387e-09
[120 empty] | 7.3.3.17.5 (Remote Grid) Updates to grid topology to minimize risk of ignition in HFTDs Remote GridWLDFREquipment / facility failureAggregated | WLDFR | HFTD - Distribution - Tier 3 - 2QU CoRE ¦ 5QU LoRE | Red Flag Warning - Large Fires | Equipment / facility failure | Aggregated | 2066 | 8.387e-06 | 22.7224 | 0.00019057 | 2066 | Mitigation | 0.95 | 45 | 0 | esc | 0.00097009 | 8.1361e-09 | 0.00097009 | 8.1361e-09 | 0.0027785 | 3.3769e-06 | 0 | 0
[120 empty] | 7.3.3.17.5 (Remote Grid) Updates to grid topology to minimize risk of ignition in HFTDs Remote GridWLDFREquipment / facility failureAggregated | WLDFR | HFTD - Distribution - Tier 3 - 2QU CoRE ¦ 5QU LoRE | Red Flag Warning - Large Fires | Equipment / facility failure | Aggregated | 2067 | 8.387e-06 | 22.7224 | 0.00019057 | 2067 | Mitigation | 0.95 | 45 | 0 | esc | 0 | 0 | 0.00097009 | 8.1361e-09 | 0.0027785 | 3.3769e-06 | 0 | 0
[120 empty] | 7.3.3.17.5 (Remote Grid) Updates to grid topology to minimize risk of ignition in HFTDs Remote GridWLDFRVegetation ContactAggregated | WLDFR | HFTD - Distribution - Tier 3 - 2QU CoRE ¦ 5QU LoRE | Red Flag Warning - Large Fires | Vegetation Contact | Aggregated | 2022 | 1.822e-05 | 22.7224 | 0.00041401 | 2022 | Mitigation | 0.95 | 45 | 0 | esc | 0.00097009 | 1.7675e-08 | 0 | 0 | 0.0027785 | 3.3769e-06 | 0.010598 | 1.5667e-10
[120 empty] | 7.3.3.17.5 (Remote Grid) Updates to grid topology to minimize risk of ignition in HFTDs Remote GridWLDFRVegetation ContactAggregated | WLDFR | HFTD - Distribution - Tier 3 - 2QU CoRE ¦ 5QU LoRE | Red Flag Warning - Large Fires | Vegetation Contact | Aggregated | 2023 | 1.822e-05 | 22.7224 | 0.00041401 | 2023 | Mitigation | 0.95 | 45 | 0 | esc | 0.00097009 | 1.7675e-08 | 0.00097009 | 1.7675e-08 | 0.0027785 | 3.3769e-06 | 0.010598 | 1.5667e-10
[120 empty] | 7.3.3.17.5 (Remote Grid) Updates to grid topology to minimize risk of ignition in HFTDs Remote GridWLDFRVegetation ContactAggregated | WLDFR | HFTD - Distribution - Tier 3 - 2QU CoRE ¦ 5QU LoRE | Red Flag Warning - Large Fires | Vegetation Contact | Aggregated | 2024 | 1.822e-05 | 22.7224 | 0.00041401 | 2024 | Mitigation | 0.95 | 45 | 0 | esc | 0.00097009 | 1.7675e-08 | 0.00097009 | 1.7675e-08 | 0.0027785 | 3.3769e-06 | 0.010598 | 1.5667e-10
[120 empty] | 7.3.3.17.5 (Remote Grid) Updates to grid topology to minimize risk of ignition in HFTDs Remote GridWLDFRVegetation ContactAggregated | WLDFR | HFTD - Distribution - Tier 3 - 2QU CoRE ¦ 5QU LoRE | Red Flag Warning - Large Fires | Vegetation Contact | Aggregated | 2025 | 1.822e-05 | 22.7224 | 0.00041401 | 2025 | Mitigation | 0.95 | 45 | 0 | esc | 0.00097009 | 1.7675e-08 | 0.00097009 | 1.7675e-08 | 0.0027785 | 3.3769e-06 | 0.010598 | 1.5667e-10
[120 empty] | 7.3.3.17.5 (Remote Grid) Updates to grid topology to minimize risk of ignition in HFTDs Remote GridWLDFRVegetation ContactAggregated | WLDFR | HFTD - Distribution - Tier 3 - 2QU CoRE ¦ 5QU LoRE | Red Flag Warning - Large Fires | Vegetation Contact | Aggregated | 2026 | 1.822e-05 | 22.7224 | 0.00041401 | 2026 | Mitigation | 0.95 | 45 | 0 | esc | 0.00097009 | 1.7675e-08 | 0.00097009 | 1.7675e-08 | 0.0027785 | 3.3769e-06 | 0.010598 | 1.5667e-10
[120 empty] | 7.3.3.17.5 (Remote Grid) Updates to grid topology to minimize risk of ignition in HFTDs Remote GridWLDFRVegetation ContactAggregated | WLDFR | HFTD - Distribution - Tier 3 - 2QU CoRE ¦ 5QU LoRE | Red Flag Warning - Large Fires | Vegetation Contact | Aggregated | 2027 | 1.822e-05 | 22.7224 | 0.00041401 | 2027 | Mitigation | 0.95 | 45 | 0 | esc | 0.00097009 | 1.7675e-08 | 0.00097009 | 1.7675e-08 | 0.0027785 | 3.3769e-06 | 0.010598 | 1.5667e-10
[120 empty] | 7.3.3.17.5 (Remote Grid) Updates to grid topology to minimize risk of ignition in HFTDs Remote GridWLDFRVegetation ContactAggregated | WLDFR | HFTD - Distribution - Tier 3 - 2QU CoRE ¦ 5QU LoRE | Red Flag Warning - Large Fires | Vegetation Contact | Aggregated | 2028 | 1.822e-05 | 22.7224 | 0.00041401 | 2028 | Mitigation | 0.95 | 45 | 0 | esc | 0.00097009 | 1.7675e-08 | 0.00097009 | 1.7675e-08 | 0.0027785 | 3.3769e-06 | 0.010598 | 1.5667e-10
[120 empty] | 7.3.3.17.5 (Remote Grid) Updates to grid topology to minimize risk of ignition in HFTDs Remote GridWLDFRVegetation ContactAggregated | WLDFR | HFTD - Distribution - Tier 3 - 2QU CoRE ¦ 5QU LoRE | Red Flag Warning - Large Fires | Vegetation Contact | Aggregated | 2029 | 1.822e-05 | 22.7224 | 0.00041401 | 2029 | Mitigation | 0.95 | 45 | 0 | esc | 0.00097009 | 1.7675e-08 | 0.00097009 | 1.7675e-08 | 0.0027785 | 3.3769e-06 | 0.010598 | 1.5667e-10
[120 empty] | 7.3.3.17.5 (Remote Grid) Updates to grid topology to minimize risk of ignition in HFTDs Remote GridWLDFRVegetation ContactAggregated | WLDFR | HFTD - Distribution - Tier 3 - 2QU CoRE ¦ 5QU LoRE | Red Flag Warning - Large Fires | Vegetation Contact | Aggregated | 2030 | 1.822e-05 | 22.7224 | 0.00041401 | 2030 | Mitigation | 0.95 | 45 | 0 | esc | 0.00097009 | 1.7675e-08 | 0.00097009 | 1.7675e-08 | 0.0027785 | 3.3769e-06 | 0.010598 | 1.5667e-10
[120 empty] | 7.3.3.17.5 (Remote Grid) Updates to grid topology to minimize risk of ignition in HFTDs Remote GridWLDFRVegetation ContactAggregated | WLDFR | HFTD - Distribution - Tier 3 - 2QU CoRE ¦ 5QU LoRE | Red Flag Warning - Large Fires | Vegetation Contact | Aggregated | 2031 | 1.822e-05 | 22.7224 | 0.00041401 | 2031 | Mitigation | 0.95 | 45 | 0 | esc | 0.00097009 | 1.7675e-08 | 0.00097009 | 1.7675e-08 | 0.0027785 | 3.3769e-06 | 0.010598 | 1.5667e-10
[120 empty] | 7.3.3.17.5 (Remote Grid) Updates to grid topology to minimize risk of ignition in HFTDs Remote GridWLDFRVegetation ContactAggregated | WLDFR | HFTD - Distribution - Tier 3 - 2QU CoRE ¦ 5QU LoRE | Red Flag Warning - Large Fires | Vegetation Contact | Aggregated | 2032 | 1.822e-05 | 22.7224 | 0.00041401 | 2032 | Mitigation | 0.95 | 45 | 0 | esc | 0.00097009 | 1.7675e-08 | 0.00097009 | 1.7675e-08 | 0.0027785 | 3.3769e-06 | 0.010598 | 1.5667e-10
[120 empty] | 7.3.3.17.5 (Remote Grid) Updates to grid topology to minimize risk of ignition in HFTDs Remote GridWLDFRVegetation ContactAggregated | WLDFR | HFTD - Distribution - Tier 3 - 2QU CoRE ¦ 5QU LoRE | Red Flag Warning - Large Fires | Vegetation Contact | Aggregated | 2033 | 1.822e-05 | 22.7224 | 0.00041401 | 2033 | Mitigation | 0.95 | 45 | 0 | esc | 0.00097009 | 1.7675e-08 | 0.00097009 | 1.7675e-08 | 0.0027785 | 3.3769e-06 | 0.010598 | 1.5667e-10
[120 empty] | 7.3.3.17.5 (Remote Grid) Updates to grid topology to minimize risk of ignition in HFTDs Remote GridWLDFRVegetation ContactAggregated | WLDFR | HFTD - Distribution - Tier 3 - 2QU CoRE ¦ 5QU LoRE | Red Flag Warning - Large Fires | Vegetation Contact | Aggregated | 2034 | 1.822e-05 | 22.7224 | 0.00041401 | 2034 | Mitigation | 0.95 | 45 | 0 | esc | 0.00097009 | 1.7675e-08 | 0.00097009 | 1.7675e-08 | 0.0027785 | 3.3769e-06 | 0.010598 | 1.5667e-10
[120 empty] | 7.3.3.17.5 (Remote Grid) Updates to grid topology to minimize risk of ignition in HFTDs Remote GridWLDFRVegetation ContactAggregated | WLDFR | HFTD - Distribution - Tier 3 - 2QU CoRE ¦ 5QU LoRE | Red Flag Warning - Large Fires | Vegetation Contact | Aggregated | 2035 | 1.822e-05 | 22.7224 | 0.00041401 | 2035 | Mitigation | 0.95 | 45 | 0 | esc | 0.00097009 | 1.7675e-08 | 0.00097009 | 1.7675e-08 | 0.0027785 | 3.3769e-06 | 0.010598 | 1.5667e-10
[120 empty] | 7.3.3.17.5 (Remote Grid) Updates to grid topology to minimize risk of ignition in HFTDs Remote GridWLDFRVegetation ContactAggregated | WLDFR | HFTD - Distribution - Tier 3 - 2QU CoRE ¦ 5QU LoRE | Red Flag Warning - Large Fires | Vegetation Contact | Aggregated | 2036 | 1.822e-05 | 22.7224 | 0.00041401 | 2036 | Mitigation | 0.95 | 45 | 0 | esc | 0.00097009 | 1.7675e-08 | 0.00097009 | 1.7675e-08 | 0.0027785 | 3.3769e-06 | 0.010598 | 1.5667e-10
[120 empty] | 7.3.3.17.5 (Remote Grid) Updates to grid topology to minimize risk of ignition in HFTDs Remote GridWLDFRVegetation ContactAggregated | WLDFR | HFTD - Distribution - Tier 3 - 2QU CoRE ¦ 5QU LoRE | Red Flag Warning - Large Fires | Vegetation Contact | Aggregated | 2037 | 1.822e-05 | 22.7224 | 0.00041401 | 2037 | Mitigation | 0.95 | 45 | 0 | esc | 0.00097009 | 1.7675e-08 | 0.00097009 | 1.7675e-08 | 0.0027785 | 3.3769e-06 | 0.010598 | 1.5667e-10
[120 empty] | 7.3.3.17.5 (Remote Grid) Updates to grid topology to minimize risk of ignition in HFTDs Remote GridWLDFRVegetation ContactAggregated | WLDFR | HFTD - Distribution - Tier 3 - 2QU CoRE ¦ 5QU LoRE | Red Flag Warning - Large Fires | Vegetation Contact | Aggregated | 2038 | 1.822e-05 | 22.7224 | 0.00041401 | 2038 | Mitigation | 0.95 | 45 | 0 | esc | 0.00097009 | 1.7675e-08 | 0.00097009 | 1.7675e-08 | 0 | 0 | 0.010598 | 1.5667e-10
[120 empty] | 7.3.3.17.5 (Remote Grid) Updates to grid topology to minimize risk of ignition in HFTDs Remote GridWLDFRVegetation ContactAggregated | WLDFR | HFTD - Distribution - Tier 3 - 2QU CoRE ¦ 5QU LoRE | Red Flag Warning - Large Fires | Vegetation Contact | Aggregated | 2039 | 1.822e-05 | 22.7224 | 0.00041401 | 2039 | Mitigation | 0.95 | 45 | 0 | esc | 0.00097009 | 1.7675e-08 | 0.00097009 | 1.7675e-08 | 0.0027785 | 1.8933e-07 | 0.010598 | 1.5667e-10
[120 empty] | 7.3.3.17.5 (Remote Grid) Updates to grid topology to minimize risk of ignition in HFTDs Remote GridWLDFRVegetation ContactAggregated | WLDFR | HFTD - Distribution - Tier 3 - 2QU CoRE ¦ 5QU LoRE | Red Flag Warning - Large Fires | Vegetation Contact | Aggregated | 2040 | 1.822e-05 | 22.7224 | 0.00041401 | 2040 | Mitigation | 0.95 | 45 | 0 | esc | 0.00097009 | 1.7675e-08 | 0.00097009 | 1.7675e-08 | 0.0027785 | 1.8933e-07 | 0.010598 | 1.5667e-10
[120 empty] | 7.3.3.17.5 (Remote Grid) Updates to grid topology to minimize risk of ignition in HFTDs Remote GridWLDFRVegetation ContactAggregated | WLDFR | HFTD - Distribution - Tier 3 - 2QU CoRE ¦ 5QU LoRE | Red Flag Warning - Large Fires | Vegetation Contact | Aggregated | 2041 | 1.822e-05 | 22.7224 | 0.00041401 | 2041 | Mitigation | 0.95 | 45 | 0 | esc | 0.00097009 | 1.7675e-08 | 0.00097009 | 1.7675e-08 | 0.0027785 | 1.8933e-07 | 0.010598 | 1.5667e-10
[120 empty] | 7.3.3.17.5 (Remote Grid) Updates to grid topology to minimize risk of ignition in HFTDs Remote GridWLDFRVegetation ContactAggregated | WLDFR | HFTD - Distribution - Tier 3 - 2QU CoRE ¦ 5QU LoRE | Red Flag Warning - Large Fires | Vegetation Contact | Aggregated | 2042 | 1.822e-05 | 22.7224 | 0.00041401 | 2042 | Mitigation | 0.95 | 45 | 0 | esc | 0.00097009 | 1.7675e-08 | 0.00097009 | 1.7675e-08 | 0.0027785 | 1.8933e-07 | 0.010598 | 1.5667e-10
[120 empty] | 7.3.3.17.5 (Remote Grid) Updates to grid topology to minimize risk of ignition in HFTDs Remote GridWLDFRVegetation ContactAggregated | WLDFR | HFTD - Distribution - Tier 3 - 2QU CoRE ¦ 5QU LoRE | Red Flag Warning - Large Fires | Vegetation Contact | Aggregated | 2043 | 1.822e-05 | 22.7224 | 0.00041401 | 2043 | Mitigation | 0.95 | 45 | 0 | esc | 0.00097009 | 1.7675e-08 | 0.00097009 | 1.7675e-08 | 0.0027785 | 1.8933e-07 | 0.010598 | 1.5667e-10
[120 empty] | 7.3.3.17.5 (Remote Grid) Updates to grid topology to minimize risk of ignition in HFTDs Remote GridWLDFRVegetation ContactAggregated | WLDFR | HFTD - Distribution - Tier 3 - 2QU CoRE ¦ 5QU LoRE | Red Flag Warning - Large Fires | Vegetation Contact | Aggregated | 2044 | 1.822e-05 | 22.7224 | 0.00041401 | 2044 | Mitigation | 0.95 | 45 | 0 | esc | 0.00097009 | 1.7675e-08 | 0.00097009 | 1.7675e-08 | 0.0027785 | 1.8933e-07 | 0.010598 | 1.5667e-10
[120 empty] | 7.3.3.17.5 (Remote Grid) Updates to grid topology to minimize risk of ignition in HFTDs Remote GridWLDFRVegetation ContactAggregated | WLDFR | HFTD - Distribution - Tier 3 - 2QU CoRE ¦ 5QU LoRE | Red Flag Warning - Large Fires | Vegetation Contact | Aggregated | 2045 | 1.822e-05 | 22.7224 | 0.00041401 | 2045 | Mitigation | 0.95 | 45 | 0 | esc | 0.00097009 | 1.7675e-08 | 0.00097009 | 1.7675e-08 | 0.0027785 | 1.8933e-07 | 0.010598 | 1.5667e-10
[120 empty] | 7.3.3.17.5 (Remote Grid) Updates to grid topology to minimize risk of ignition in HFTDs Remote GridWLDFRVegetation ContactAggregated | WLDFR | HFTD - Distribution - Tier 3 - 2QU CoRE ¦ 5QU LoRE | Red Flag Warning - Large Fires | Vegetation Contact | Aggregated | 2046 | 1.822e-05 | 22.7224 | 0.00041401 | 2046 | Mitigation | 0.95 | 45 | 0 | esc | 0.00097009 | 1.7675e-08 | 0.00097009 | 1.7675e-08 | 0.0027785 | 1.8933e-07 | 0.010598 | 1.5667e-10
[120 empty] | 7.3.3.17.5 (Remote Grid) Updates to grid topology to minimize risk of ignition in HFTDs Remote GridWLDFRVegetation ContactAggregated | WLDFR | HFTD - Distribution - Tier 3 - 2QU CoRE ¦ 5QU LoRE | Red Flag Warning - Large Fires | Vegetation Contact | Aggregated | 2047 | 1.822e-05 | 22.7224 | 0.00041401 | 2047 | Mitigation | 0.95 | 45 | 0 | esc | 0.00097009 | 1.7675e-08 | 0.00097009 | 1.7675e-08 | 0.0027785 | 1.8933e-07 | 0.010598 | 1.5667e-10
[120 empty] | 7.3.3.17.5 (Remote Grid) Updates to grid topology to minimize risk of ignition in HFTDs Remote GridWLDFRVegetation ContactAggregated | WLDFR | HFTD - Distribution - Tier 3 - 2QU CoRE ¦ 5QU LoRE | Red Flag Warning - Large Fires | Vegetation Contact | Aggregated | 2048 | 1.822e-05 | 22.7224 | 0.00041401 | 2048 | Mitigation | 0.95 | 45 | 0 | esc | 0.00097009 | 1.7675e-08 | 0.00097009 | 1.7675e-08 | 0.0027785 | 1.8933e-07 | 0.010598 | 1.5667e-10
[120 empty] | 7.3.3.17.5 (Remote Grid) Updates to grid topology to minimize risk of ignition in HFTDs Remote GridWLDFRVegetation ContactAggregated | WLDFR | HFTD - Distribution - Tier 3 - 2QU CoRE ¦ 5QU LoRE | Red Flag Warning - Large Fires | Vegetation Contact | Aggregated | 2049 | 1.822e-05 | 22.7224 | 0.00041401 | 2049 | Mitigation | 0.95 | 45 | 0 | esc | 0.00097009 | 1.7675e-08 | 0.00097009 | 1.7675e-08 | 0.0027785 | 1.8933e-07 | 0.010598 | 1.5667e-10
[120 empty] | 7.3.3.17.5 (Remote Grid) Updates to grid topology to minimize risk of ignition in HFTDs Remote GridWLDFRVegetation ContactAggregated | WLDFR | HFTD - Distribution - Tier 3 - 2QU CoRE ¦ 5QU LoRE | Red Flag Warning - Large Fires | Vegetation Contact | Aggregated | 2050 | 1.822e-05 | 22.7224 | 0.00041401 | 2050 | Mitigation | 0.95 | 45 | 0 | esc | 0.00097009 | 1.7675e-08 | 0.00097009 | 1.7675e-08 | 0.0027785 | 1.8933e-07 | 0.010598 | 1.5667e-10
[120 empty] | 7.3.3.17.5 (Remote Grid) Updates to grid topology to minimize risk of ignition in HFTDs Remote GridWLDFRVegetation ContactAggregated | WLDFR | HFTD - Distribution - Tier 3 - 2QU CoRE ¦ 5QU LoRE | Red Flag Warning - Large Fires | Vegetation Contact | Aggregated | 2051 | 1.822e-05 | 22.7224 | 0.00041401 | 2051 | Mitigation | 0.95 | 45 | 0 | esc | 0.00097009 | 1.7675e-08 | 0.00097009 | 1.7675e-08 | 0.0027785 | 1.8933e-07 | 0.010598 | 1.5667e-10
[120 empty] | 7.3.3.17.5 (Remote Grid) Updates to grid topology to minimize risk of ignition in HFTDs Remote GridWLDFRVegetation ContactAggregated | WLDFR | HFTD - Distribution - Tier 3 - 2QU CoRE ¦ 5QU LoRE | Red Flag Warning - Large Fires | Vegetation Contact | Aggregated | 2052 | 1.822e-05 | 22.7224 | 0.00041401 | 2052 | Mitigation | 0.95 | 45 | 0 | esc | 0.00097009 | 1.7675e-08 | 0.00097009 | 1.7675e-08 | 0.0027785 | 1.8933e-07 | 0 | 0
[120 empty] | 7.3.3.17.5 (Remote Grid) Updates to grid topology to minimize risk of ignition in HFTDs Remote GridWLDFRVegetation ContactAggregated | WLDFR | HFTD - Distribution - Tier 3 - 2QU CoRE ¦ 5QU LoRE | Red Flag Warning - Large Fires | Vegetation Contact | Aggregated | 2053 | 1.822e-05 | 22.7224 | 0.00041401 | 2053 | Mitigation | 0.95 | 45 | 0 | esc | 0.00097009 | 1.7675e-08 | 0.00097009 | 1.7675e-08 | 0.0027785 | 1.8933e-07 | 0 | 0
[120 empty] | 7.3.3.17.5 (Remote Grid) Updates to grid topology to minimize risk of ignition in HFTDs Remote GridWLDFRVegetation ContactAggregated | WLDFR | HFTD - Distribution - Tier 3 - 2QU CoRE ¦ 5QU LoRE | Red Flag Warning - Large Fires | Vegetation Contact | Aggregated | 2054 | 1.822e-05 | 22.7224 | 0.00041401 | 2054 | Mitigation | 0.95 | 45 | 0 | esc | 0.00097009 | 1.7675e-08 | 0.00097009 | 1.7675e-08 | 0.0027785 | 1.8933e-07 | 0.0087991 | 7.6744e-09
[120 empty] | 7.3.3.17.5 (Remote Grid) Updates to grid topology to minimize risk of ignition in HFTDs Remote GridWLDFRVegetation ContactAggregated | WLDFR | HFTD - Distribution - Tier 3 - 2QU CoRE ¦ 5QU LoRE | Red Flag Warning - Large Fires | Vegetation Contact | Aggregated | 2055 | 1.822e-05 | 22.7224 | 0.00041401 | 2055 | Mitigation | 0.95 | 45 | 0 | esc | 0.00097009 | 1.7675e-08 | 0.00097009 | 1.7675e-08 | 0.0027785 | 1.8933e-07 | 0.0087991 | 7.6744e-09
[120 empty] | 7.3.3.17.5 (Remote Grid) Updates to grid topology to minimize risk of ignition in HFTDs Remote GridWLDFRVegetation ContactAggregated | WLDFR | HFTD - Distribution - Tier 3 - 2QU CoRE ¦ 5QU LoRE | Red Flag Warning - Large Fires | Vegetation Contact | Aggregated | 2056 | 1.822e-05 | 22.7224 | 0.00041401 | 2056 | Mitigation | 0.95 | 45 | 0 | esc | 0.00097009 | 1.7675e-08 | 0.00097009 | 1.7675e-08 | 0.0027785 | 1.8933e-07 | 0.0087991 | 7.6744e-09
[120 empty] | 7.3.3.17.5 (Remote Grid) Updates to grid topology to minimize risk of ignition in HFTDs Remote GridWLDFRVegetation ContactAggregated | WLDFR | HFTD - Distribution - Tier 3 - 2QU CoRE ¦ 5QU LoRE | Red Flag Warning - Large Fires | Vegetation Contact | Aggregated | 2057 | 1.822e-05 | 22.7224 | 0.00041401 | 2057 | Mitigation | 0.95 | 45 | 0 | esc | 0.00097009 | 1.7675e-08 | 0.00097009 | 1.7675e-08 | 0.0027785 | 1.8933e-07 | 0.0087991 | 7.6744e-09
[120 empty] | 7.3.3.17.5 (Remote Grid) Updates to grid topology to minimize risk of ignition in HFTDs Remote GridWLDFRVegetation ContactAggregated | WLDFR | HFTD - Distribution - Tier 3 - 2QU CoRE ¦ 5QU LoRE | Red Flag Warning - Large Fires | Vegetation Contact | Aggregated | 2058 | 1.822e-05 | 22.7224 | 0.00041401 | 2058 | Mitigation | 0.95 | 45 | 0 | esc | 0.00097009 | 1.7675e-08 | 0.00097009 | 1.7675e-08 | 0.0027785 | 1.8933e-07 | 0.0087991 | 7.6744e-09
[120 empty] | 7.3.3.17.5 (Remote Grid) Updates to grid topology to minimize risk of ignition in HFTDs Remote GridWLDFRVegetation ContactAggregated | WLDFR | HFTD - Distribution - Tier 3 - 2QU CoRE ¦ 5QU LoRE | Red Flag Warning - Large Fires | Vegetation Contact | Aggregated | 2059 | 1.822e-05 | 22.7224 | 0.00041401 | 2059 | Mitigation | 0.95 | 45 | 0 | esc | 0.00097009 | 1.7675e-08 | 0.00097009 | 1.7675e-08 | 0.0027785 | 1.8933e-07 | 0.0087991 | 7.6744e-09
[120 empty] | 7.3.3.17.5 (Remote Grid) Updates to grid topology to minimize risk of ignition in HFTDs Remote GridWLDFRVegetation ContactAggregated | WLDFR | HFTD - Distribution - Tier 3 - 2QU CoRE ¦ 5QU LoRE | Red Flag Warning - Large Fires | Vegetation Contact | Aggregated | 2060 | 1.822e-05 | 22.7224 | 0.00041401 | 2060 | Mitigation | 0.95 | 45 | 0 | esc | 0.00097009 | 1.7675e-08 | 0.00097009 | 1.7675e-08 | 0.0027785 | 1.8933e-07 | 0.0087991 | 7.6744e-09
[120 empty] | 7.3.3.17.5 (Remote Grid) Updates to grid topology to minimize risk of ignition in HFTDs Remote GridWLDFRVegetation ContactAggregated | WLDFR | HFTD - Distribution - Tier 3 - 2QU CoRE ¦ 5QU LoRE | Red Flag Warning - Large Fires | Vegetation Contact | Aggregated | 2061 | 1.822e-05 | 22.7224 | 0.00041401 | 2061 | Mitigation | 0.95 | 45 | 0 | esc | 0.00097009 | 1.7675e-08 | 0.00097009 | 1.7675e-08 | 0.0027785 | 1.8933e-07 | 0.0087991 | 7.6744e-09
[120 empty] | 7.3.3.17.5 (Remote Grid) Updates to grid topology to minimize risk of ignition in HFTDs Remote GridWLDFRVegetation ContactAggregated | WLDFR | HFTD - Distribution - Tier 3 - 2QU CoRE ¦ 5QU LoRE | Red Flag Warning - Large Fires | Vegetation Contact | Aggregated | 2062 | 1.822e-05 | 22.7224 | 0.00041401 | 2062 | Mitigation | 0.95 | 45 | 0 | esc | 0.00097009 | 1.7675e-08 | 0.00097009 | 1.7675e-08 | 0.0027785 | 1.8933e-07 | 0.0087991 | 7.6744e-09
[120 empty] | 7.3.3.17.5 (Remote Grid) Updates to grid topology to minimize risk of ignition in HFTDs Remote GridWLDFRVegetation ContactAggregated | WLDFR | HFTD - Distribution - Tier 3 - 2QU CoRE ¦ 5QU LoRE | Red Flag Warning - Large Fires | Vegetation Contact | Aggregated | 2063 | 1.822e-05 | 22.7224 | 0.00041401 | 2063 | Mitigation | 0.95 | 45 | 0 | esc | 0.00097009 | 1.7675e-08 | 0.00097009 | 1.7675e-08 | 0.0027785 | 1.8933e-07 | 0.0087991 | 7.6744e-09
[120 empty] | 7.3.3.17.5 (Remote Grid) Updates to grid topology to minimize risk of ignition in HFTDs Remote GridWLDFRVegetation ContactAggregated | WLDFR | HFTD - Distribution - Tier 3 - 2QU CoRE ¦ 5QU LoRE | Red Flag Warning - Large Fires | Vegetation Contact | Aggregated | 2064 | 1.822e-05 | 22.7224 | 0.00041401 | 2064 | Mitigation | 0.95 | 45 | 0 | esc | 0.00097009 | 1.7675e-08 | 0.00097009 | 1.7675e-08 | 0.0027785 | 1.8933e-07 | 0.0087991 | 7.6744e-09
[120 empty] | 7.3.3.17.5 (Remote Grid) Updates to grid topology to minimize risk of ignition in HFTDs Remote GridWLDFRVegetation ContactAggregated | WLDFR | HFTD - Distribution - Tier 3 - 2QU CoRE ¦ 5QU LoRE | Red Flag Warning - Large Fires | Vegetation Contact | Aggregated | 2065 | 1.822e-05 | 22.7224 | 0.00041401 | 2065 | Mitigation | 0.95 | 45 | 0 | esc | 0.00097009 | 1.7675e-08 | 0.00097009 | 1.7675e-08 | 0.0027785 | 1.8933e-07 | 0.0087991 | 7.6744e-09
[120 empty] | 7.3.3.17.5 (Remote Grid) Updates to grid topology to minimize risk of ignition in HFTDs Remote GridWLDFRVegetation ContactAggregated | WLDFR | HFTD - Distribution - Tier 3 - 2QU CoRE ¦ 5QU LoRE | Red Flag Warning - Large Fires | Vegetation Contact | Aggregated | 2066 | 1.822e-05 | 22.7224 | 0.00041401 | 2066 | Mitigation | 0.95 | 45 | 0 | esc | 0.00097009 | 1.7675e-08 | 0.00097009 | 1.7675e-08 | 0.0027785 | 1.8933e-07 | 0.0087991 | 7.6744e-09
[120 empty] | 7.3.3.17.5 (Remote Grid) Updates to grid topology to minimize risk of ignition in HFTDs Remote GridWLDFRVegetation ContactAggregated | WLDFR | HFTD - Distribution - Tier 3 - 2QU CoRE ¦ 5QU LoRE | Red Flag Warning - Large Fires | Vegetation Contact | Aggregated | 2067 | 1.822e-05 | 22.7224 | 0.00041401 | 2067 | Mitigation | 0.95 | 45 | 0 | esc | 0 | 0 | 0.00097009 | 1.7675e-08 | 0.0027785 | 1.8933e-07 | 0.0087991 | 7.6744e-09
[120 empty] | 7.3.3.17.5 (Remote Grid) Updates to grid topology to minimize risk of ignition in HFTDs Remote GridWLDFRContact from objectAggregated | WLDFR | HFTD - Distribution - Tier 3 - 2QU CoRE ¦ 5QU LoRE | Red Flag Warning - Small Fires | Contact from object | Aggregated | 2022 | 2.6936e-06 | 22.7224 | 6.1206e-05 | 2022 | Mitigation | 0.95 | 45 | 0 | esc | 0.00097009 | 2.613e-09 | 0 | 0 | 0.0027785 | 1.8933e-07 | 0.0087991 | 7.6744e-09
[120 empty] | 7.3.3.17.5 (Remote Grid) Updates to grid topology to minimize risk of ignition in HFTDs Remote GridWLDFRContact from objectAggregated | WLDFR | HFTD - Distribution - Tier 3 - 2QU CoRE ¦ 5QU LoRE | Red Flag Warning - Small Fires | Contact from object | Aggregated | 2023 | 2.6936e-06 | 22.7224 | 6.1206e-05 | 2023 | Mitigation | 0.95 | 45 | 0 | esc | 0.00097009 | 2.613e-09 | 0.00097009 | 2.613e-09 | 0.0027785 | 1.8933e-07 | 0.0087991 | 7.6744e-09
[120 empty] | 7.3.3.17.5 (Remote Grid) Updates to grid topology to minimize risk of ignition in HFTDs Remote GridWLDFRContact from objectAggregated | WLDFR | HFTD - Distribution - Tier 3 - 2QU CoRE ¦ 5QU LoRE | Red Flag Warning - Small Fires | Contact from object | Aggregated | 2024 | 2.6936e-06 | 22.7224 | 6.1206e-05 | 2024 | Mitigation | 0.95 | 45 | 0 | esc | 0.00097009 | 2.613e-09 | 0.00097009 | 2.613e-09 | 0.0027785 | 1.8933e-07 | 0.0087991 | 7.6744e-09
[120 empty] | 7.3.3.17.5 (Remote Grid) Updates to grid topology to minimize risk of ignition in HFTDs Remote GridWLDFRContact from objectAggregated | WLDFR | HFTD - Distribution - Tier 3 - 2QU CoRE ¦ 5QU LoRE | Red Flag Warning - Small Fires | Contact from object | Aggregated | 2025 | 2.6936e-06 | 22.7224 | 6.1206e-05 | 2025 | Mitigation | 0.95 | 45 | 0 | esc | 0.00097009 | 2.613e-09 | 0.00097009 | 2.613e-09 | 0.0027785 | 1.8933e-07 | 0.0087991 | 7.6744e-09
[120 empty] | 7.3.3.17.5 (Remote Grid) Updates to grid topology to minimize risk of ignition in HFTDs Remote GridWLDFRContact from objectAggregated | WLDFR | HFTD - Distribution - Tier 3 - 2QU CoRE ¦ 5QU LoRE | Red Flag Warning - Small Fires | Contact from object | Aggregated | 2026 | 2.6936e-06 | 22.7224 | 6.1206e-05 | 2026 | Mitigation | 0.95 | 45 | 0 | esc | 0.00097009 | 2.613e-09 | 0.00097009 | 2.613e-09 | 0.0027785 | 1.8933e-07 | 0.0087991 | 7.6744e-09
[120 empty] | 7.3.3.17.5 (Remote Grid) Updates to grid topology to minimize risk of ignition in HFTDs Remote GridWLDFRContact from objectAggregated | WLDFR | HFTD - Distribution - Tier 3 - 2QU CoRE ¦ 5QU LoRE | Red Flag Warning - Small Fires | Contact from object | Aggregated | 2027 | 2.6936e-06 | 22.7224 | 6.1206e-05 | 2027 | Mitigation | 0.95 | 45 | 0 | esc | 0.00097009 | 2.613e-09 | 0.00097009 | 2.613e-09 | 0.0027785 | 1.8933e-07 | 0.0087991 | 7.6744e-09
[120 empty] | 7.3.3.17.5 (Remote Grid) Updates to grid topology to minimize risk of ignition in HFTDs Remote GridWLDFRContact from objectAggregated | WLDFR | HFTD - Distribution - Tier 3 - 2QU CoRE ¦ 5QU LoRE | Red Flag Warning - Small Fires | Contact from object | Aggregated | 2028 | 2.6936e-06 | 22.7224 | 6.1206e-05 | 2028 | Mitigation | 0.95 | 45 | 0 | esc | 0.00097009 | 2.613e-09 | 0.00097009 | 2.613e-09 | 0.0027785 | 1.8933e-07 | 0.0087991 | 7.6744e-09
[120 empty] | 7.3.3.17.5 (Remote Grid) Updates to grid topology to minimize risk of ignition in HFTDs Remote GridWLDFRContact from objectAggregated | WLDFR | HFTD - Distribution - Tier 3 - 2QU CoRE ¦ 5QU LoRE | Red Flag Warning - Small Fires | Contact from object | Aggregated | 2029 | 2.6936e-06 | 22.7224 | 6.1206e-05 | 2029 | Mitigation | 0.95 | 45 | 0 | esc | 0.00097009 | 2.613e-09 | 0.00097009 | 2.613e-09 | 0.0027785 | 1.8933e-07 | 0.0087991 | 7.6744e-09
[120 empty] | 7.3.3.17.5 (Remote Grid) Updates to grid topology to minimize risk of ignition in HFTDs Remote GridWLDFRContact from objectAggregated | WLDFR | HFTD - Distribution - Tier 3 - 2QU CoRE ¦ 5QU LoRE | Red Flag Warning - Small Fires | Contact from object | Aggregated | 2030 | 2.6936e-06 | 22.7224 | 6.1206e-05 | 2030 | Mitigation | 0.95 | 45 | 0 | esc | 0.00097009 | 2.613e-09 | 0.00097009 | 2.613e-09 | 0.0027785 | 1.8933e-07 | 0.0087991 | 7.6744e-09
[120 empty] | 7.3.3.17.5 (Remote Grid) Updates to grid topology to minimize risk of ignition in HFTDs Remote GridWLDFRContact from objectAggregated | WLDFR | HFTD - Distribution - Tier 3 - 2QU CoRE ¦ 5QU LoRE | Red Flag Warning - Small Fires | Contact from object | Aggregated | 2031 | 2.6936e-06 | 22.7224 | 6.1206e-05 | 2031 | Mitigation | 0.95 | 45 | 0 | esc | 0.00097009 | 2.613e-09 | 0.00097009 | 2.613e-09 | 0.0027785 | 1.8933e-07 | 0.0087991 | 7.6744e-09
[120 empty] | 7.3.3.17.5 (Remote Grid) Updates to grid topology to minimize risk of ignition in HFTDs Remote GridWLDFRContact from objectAggregated | WLDFR | HFTD - Distribution - Tier 3 - 2QU CoRE ¦ 5QU LoRE | Red Flag Warning - Small Fires | Contact from object | Aggregated | 2032 | 2.6936e-06 | 22.7224 | 6.1206e-05 | 2032 | Mitigation | 0.95 | 45 | 0 | esc | 0.00097009 | 2.613e-09 | 0.00097009 | 2.613e-09 | 0.0027785 | 1.8933e-07 | 0.0087991 | 7.6744e-09
[120 empty] | 7.3.3.17.5 (Remote Grid) Updates to grid topology to minimize risk of ignition in HFTDs Remote GridWLDFRContact from objectAggregated | WLDFR | HFTD - Distribution - Tier 3 - 2QU CoRE ¦ 5QU LoRE | Red Flag Warning - Small Fires | Contact from object | Aggregated | 2033 | 2.6936e-06 | 22.7224 | 6.1206e-05 | 2033 | Mitigation | 0.95 | 45 | 0 | esc | 0.00097009 | 2.613e-09 | 0.00097009 | 2.613e-09 | 0.0027785 | 1.8933e-07 | 0.0087991 | 7.6744e-09
[120 empty] | 7.3.3.17.5 (Remote Grid) Updates to grid topology to minimize risk of ignition in HFTDs Remote GridWLDFRContact from objectAggregated | WLDFR | HFTD - Distribution - Tier 3 - 2QU CoRE ¦ 5QU LoRE | Red Flag Warning - Small Fires | Contact from object | Aggregated | 2034 | 2.6936e-06 | 22.7224 | 6.1206e-05 | 2034 | Mitigation | 0.95 | 45 | 0 | esc | 0.00097009 | 2.613e-09 | 0.00097009 | 2.613e-09 | 0.0027785 | 1.8933e-07 | 0.0087991 | 7.6744e-09
[120 empty] | 7.3.3.17.5 (Remote Grid) Updates to grid topology to minimize risk of ignition in HFTDs Remote GridWLDFRContact from objectAggregated | WLDFR | HFTD - Distribution - Tier 3 - 2QU CoRE ¦ 5QU LoRE | Red Flag Warning - Small Fires | Contact from object | Aggregated | 2035 | 2.6936e-06 | 22.7224 | 6.1206e-05 | 2035 | Mitigation | 0.95 | 45 | 0 | esc | 0.00097009 | 2.613e-09 | 0.00097009 | 2.613e-09 | 0.0027785 | 1.8933e-07 | 0.0087991 | 7.6744e-09
[120 empty] | 7.3.3.17.5 (Remote Grid) Updates to grid topology to minimize risk of ignition in HFTDs Remote GridWLDFRContact from objectAggregated | WLDFR | HFTD - Distribution - Tier 3 - 2QU CoRE ¦ 5QU LoRE | Red Flag Warning - Small Fires | Contact from object | Aggregated | 2036 | 2.6936e-06 | 22.7224 | 6.1206e-05 | 2036 | Mitigation | 0.95 | 45 | 0 | esc | 0.00097009 | 2.613e-09 | 0.00097009 | 2.613e-09 | 0.0027785 | 1.8933e-07 | 0.0087991 | 7.6744e-09
[120 empty] | 7.3.3.17.5 (Remote Grid) Updates to grid topology to minimize risk of ignition in HFTDs Remote GridWLDFRContact from objectAggregated | WLDFR | HFTD - Distribution - Tier 3 - 2QU CoRE ¦ 5QU LoRE | Red Flag Warning - Small Fires | Contact from object | Aggregated | 2037 | 2.6936e-06 | 22.7224 | 6.1206e-05 | 2037 | Mitigation | 0.95 | 45 | 0 | esc | 0.00097009 | 2.613e-09 | 0.00097009 | 2.613e-09 | 0.0027785 | 1.8933e-07 | 0.0087991 | 7.6744e-09
[120 empty] | 7.3.3.17.5 (Remote Grid) Updates to grid topology to minimize risk of ignition in HFTDs Remote GridWLDFRContact from objectAggregated | WLDFR | HFTD - Distribution - Tier 3 - 2QU CoRE ¦ 5QU LoRE | Red Flag Warning - Small Fires | Contact from object | Aggregated | 2038 | 2.6936e-06 | 22.7224 | 6.1206e-05 | 2038 | Mitigation | 0.95 | 45 | 0 | esc | 0.00097009 | 2.613e-09 | 0.00097009 | 2.613e-09 | 0.0027785 | 1.8933e-07 | 0 | 0
[120 empty] | 7.3.3.17.5 (Remote Grid) Updates to grid topology to minimize risk of ignition in HFTDs Remote GridWLDFRContact from objectAggregated | WLDFR | HFTD - Distribution - Tier 3 - 2QU CoRE ¦ 5QU LoRE | Red Flag Warning - Small Fires | Contact from object | Aggregated | 2039 | 2.6936e-06 | 22.7224 | 6.1206e-05 | 2039 | Mitigation | 0.95 | 45 | 0 | esc | 0.00097009 | 2.613e-09 | 0.00097009 | 2.613e-09 | 0.0027785 | 1.8933e-07 | 0 | 0
[120 empty] | 7.3.3.17.5 (Remote Grid) Updates to grid topology to minimize risk of ignition in HFTDs Remote GridWLDFRContact from objectAggregated | WLDFR | HFTD - Distribution - Tier 3 - 2QU CoRE ¦ 5QU LoRE | Red Flag Warning - Small Fires | Contact from object | Aggregated | 2040 | 2.6936e-06 | 22.7224 | 6.1206e-05 | 2040 | Mitigation | 0.95 | 45 | 0 | esc | 0.00097009 | 2.613e-09 | 0.00097009 | 2.613e-09 | 0.0027785 | 1.8933e-07 | 0.00988 | 3.9096e-09
[120 empty] | 7.3.3.17.5 (Remote Grid) Updates to grid topology to minimize risk of ignition in HFTDs Remote GridWLDFRContact from objectAggregated | WLDFR | HFTD - Distribution - Tier 3 - 2QU CoRE ¦ 5QU LoRE | Red Flag Warning - Small Fires | Contact from object | Aggregated | 2041 | 2.6936e-06 | 22.7224 | 6.1206e-05 | 2041 | Mitigation | 0.95 | 45 | 0 | esc | 0.00097009 | 2.613e-09 | 0.00097009 | 2.613e-09 | 0.0027785 | 1.8933e-07 | 0.00988 | 3.9096e-09
[120 empty] | 7.3.3.17.5 (Remote Grid) Updates to grid topology to minimize risk of ignition in HFTDs Remote GridWLDFRContact from objectAggregated | WLDFR | HFTD - Distribution - Tier 3 - 2QU CoRE ¦ 5QU LoRE | Red Flag Warning - Small Fires | Contact from object | Aggregated | 2042 | 2.6936e-06 | 22.7224 | 6.1206e-05 | 2042 | Mitigation | 0.95 | 45 | 0 | esc | 0.00097009 | 2.613e-09 | 0.00097009 | 2.613e-09 | 0 | 0 | 0.00988 | 3.9096e-09
[120 empty] | 7.3.3.17.5 (Remote Grid) Updates to grid topology to minimize risk of ignition in HFTDs Remote GridWLDFRContact from objectAggregated | WLDFR | HFTD - Distribution - Tier 3 - 2QU CoRE ¦ 5QU LoRE | Red Flag Warning - Small Fires | Contact from object | Aggregated | 2043 | 2.6936e-06 | 22.7224 | 6.1206e-05 | 2043 | Mitigation | 0.95 | 45 | 0 | esc | 0.00097009 | 2.613e-09 | 0.00097009 | 2.613e-09 | 0.0027785 | 4.8713e-07 | 0.00988 | 3.9096e-09
[120 empty] | 7.3.3.17.5 (Remote Grid) Updates to grid topology to minimize risk of ignition in HFTDs Remote GridWLDFRContact from objectAggregated | WLDFR | HFTD - Distribution - Tier 3 - 2QU CoRE ¦ 5QU LoRE | Red Flag Warning - Small Fires | Contact from object | Aggregated | 2044 | 2.6936e-06 | 22.7224 | 6.1206e-05 | 2044 | Mitigation | 0.95 | 45 | 0 | esc | 0.00097009 | 2.613e-09 | 0.00097009 | 2.613e-09 | 0.0027785 | 4.8713e-07 | 0.00988 | 3.9096e-09
[120 empty] | 7.3.3.17.5 (Remote Grid) Updates to grid topology to minimize risk of ignition in HFTDs Remote GridWLDFRContact from objectAggregated | WLDFR | HFTD - Distribution - Tier 3 - 2QU CoRE ¦ 5QU LoRE | Red Flag Warning - Small Fires | Contact from object | Aggregated | 2045 | 2.6936e-06 | 22.7224 | 6.1206e-05 | 2045 | Mitigation | 0.95 | 45 | 0 | esc | 0.00097009 | 2.613e-09 | 0.00097009 | 2.613e-09 | 0.0027785 | 4.8713e-07 | 0.00988 | 3.9096e-09
[120 empty] | 7.3.3.17.5 (Remote Grid) Updates to grid topology to minimize risk of ignition in HFTDs Remote GridWLDFRContact from objectAggregated | WLDFR | HFTD - Distribution - Tier 3 - 2QU CoRE ¦ 5QU LoRE | Red Flag Warning - Small Fires | Contact from object | Aggregated | 2046 | 2.6936e-06 | 22.7224 | 6.1206e-05 | 2046 | Mitigation | 0.95 | 45 | 0 | esc | 0.00097009 | 2.613e-09 | 0.00097009 | 2.613e-09 | 0.0027785 | 4.8713e-07 | 0.00988 | 3.9096e-09
[120 empty] | 7.3.3.17.5 (Remote Grid) Updates to grid topology to minimize risk of ignition in HFTDs Remote GridWLDFRContact from objectAggregated | WLDFR | HFTD - Distribution - Tier 3 - 2QU CoRE ¦ 5QU LoRE | Red Flag Warning - Small Fires | Contact from object | Aggregated | 2047 | 2.6936e-06 | 22.7224 | 6.1206e-05 | 2047 | Mitigation | 0.95 | 45 | 0 | esc | 0.00097009 | 2.613e-09 | 0.00097009 | 2.613e-09 | 0.0027785 | 4.8713e-07 | 0.00988 | 3.9096e-09
[120 empty] | 7.3.3.17.5 (Remote Grid) Updates to grid topology to minimize risk of ignition in HFTDs Remote GridWLDFRContact from objectAggregated | WLDFR | HFTD - Distribution - Tier 3 - 2QU CoRE ¦ 5QU LoRE | Red Flag Warning - Small Fires | Contact from object | Aggregated | 2048 | 2.6936e-06 | 22.7224 | 6.1206e-05 | 2048 | Mitigation | 0.95 | 45 | 0 | esc | 0.00097009 | 2.613e-09 | 0.00097009 | 2.613e-09 | 0.0027785 | 4.8713e-07 | 0.00988 | 3.9096e-09
[120 empty] | 7.3.3.17.5 (Remote Grid) Updates to grid topology to minimize risk of ignition in HFTDs Remote GridWLDFRContact from objectAggregated | WLDFR | HFTD - Distribution - Tier 3 - 2QU CoRE ¦ 5QU LoRE | Red Flag Warning - Small Fires | Contact from object | Aggregated | 2049 | 2.6936e-06 | 22.7224 | 6.1206e-05 | 2049 | Mitigation | 0.95 | 45 | 0 | esc | 0.00097009 | 2.613e-09 | 0.00097009 | 2.613e-09 | 0.0027785 | 4.8713e-07 | 0.00988 | 3.9096e-09
[120 empty] | 7.3.3.17.5 (Remote Grid) Updates to grid topology to minimize risk of ignition in HFTDs Remote GridWLDFRContact from objectAggregated | WLDFR | HFTD - Distribution - Tier 3 - 2QU CoRE ¦ 5QU LoRE | Red Flag Warning - Small Fires | Contact from object | Aggregated | 2050 | 2.6936e-06 | 22.7224 | 6.1206e-05 | 2050 | Mitigation | 0.95 | 45 | 0 | esc | 0.00097009 | 2.613e-09 | 0.00097009 | 2.613e-09 | 0.0027785 | 4.8713e-07 | 0.00988 | 3.9096e-09
[120 empty] | 7.3.3.17.5 (Remote Grid) Updates to grid topology to minimize risk of ignition in HFTDs Remote GridWLDFRContact from objectAggregated | WLDFR | HFTD - Distribution - Tier 3 - 2QU CoRE ¦ 5QU LoRE | Red Flag Warning - Small Fires | Contact from object | Aggregated | 2051 | 2.6936e-06 | 22.7224 | 6.1206e-05 | 2051 | Mitigation | 0.95 | 45 | 0 | esc | 0.00097009 | 2.613e-09 | 0.00097009 | 2.613e-09 | 0.0027785 | 4.8713e-07 | 0.00988 | 3.9096e-09
[120 empty] | 7.3.3.17.5 (Remote Grid) Updates to grid topology to minimize risk of ignition in HFTDs Remote GridWLDFRContact from objectAggregated | WLDFR | HFTD - Distribution - Tier 3 - 2QU CoRE ¦ 5QU LoRE | Red Flag Warning - Small Fires | Contact from object | Aggregated | 2052 | 2.6936e-06 | 22.7224 | 6.1206e-05 | 2052 | Mitigation | 0.95 | 45 | 0 | esc | 0.00097009 | 2.613e-09 | 0.00097009 | 2.613e-09 | 0.0027785 | 4.8713e-07 | 0.00988 | 3.9096e-09
[120 empty] | 7.3.3.17.5 (Remote Grid) Updates to grid topology to minimize risk of ignition in HFTDs Remote GridWLDFRContact from objectAggregated | WLDFR | HFTD - Distribution - Tier 3 - 2QU CoRE ¦ 5QU LoRE | Red Flag Warning - Small Fires | Contact from object | Aggregated | 2053 | 2.6936e-06 | 22.7224 | 6.1206e-05 | 2053 | Mitigation | 0.95 | 45 | 0 | esc | 0.00097009 | 2.613e-09 | 0.00097009 | 2.613e-09 | 0.0027785 | 4.8713e-07 | 0.00988 | 3.9096e-09
[120 empty] | 7.3.3.17.5 (Remote Grid) Updates to grid topology to minimize risk of ignition in HFTDs Remote GridWLDFRContact from objectAggregated | WLDFR | HFTD - Distribution - Tier 3 - 2QU CoRE ¦ 5QU LoRE | Red Flag Warning - Small Fires | Contact from object | Aggregated | 2054 | 2.6936e-06 | 22.7224 | 6.1206e-05 | 2054 | Mitigation | 0.95 | 45 | 0 | esc | 0.00097009 | 2.613e-09 | 0.00097009 | 2.613e-09 | 0.0027785 | 4.8713e-07 | 0.00988 | 3.9096e-09
[120 empty] | 7.3.3.17.5 (Remote Grid) Updates to grid topology to minimize risk of ignition in HFTDs Remote GridWLDFRContact from objectAggregated | WLDFR | HFTD - Distribution - Tier 3 - 2QU CoRE ¦ 5QU LoRE | Red Flag Warning - Small Fires | Contact from object | Aggregated | 2055 | 2.6936e-06 | 22.7224 | 6.1206e-05 | 2055 | Mitigation | 0.95 | 45 | 0 | esc | 0.00097009 | 2.613e-09 | 0.00097009 | 2.613e-09 | 0.0027785 | 4.8713e-07 | 0.00988 | 3.9096e-09
[120 empty] | 7.3.3.17.5 (Remote Grid) Updates to grid topology to minimize risk of ignition in HFTDs Remote GridWLDFRContact from objectAggregated | WLDFR | HFTD - Distribution - Tier 3 - 2QU CoRE ¦ 5QU LoRE | Red Flag Warning - Small Fires | Contact from object | Aggregated | 2056 | 2.6936e-06 | 22.7224 | 6.1206e-05 | 2056 | Mitigation | 0.95 | 45 | 0 | esc | 0.00097009 | 2.613e-09 | 0.00097009 | 2.613e-09 | 0.0027785 | 4.8713e-07 | 0.00988 | 3.9096e-09
[120 empty] | 7.3.3.17.5 (Remote Grid) Updates to grid topology to minimize risk of ignition in HFTDs Remote GridWLDFRContact from objectAggregated | WLDFR | HFTD - Distribution - Tier 3 - 2QU CoRE ¦ 5QU LoRE | Red Flag Warning - Small Fires | Contact from object | Aggregated | 2057 | 2.6936e-06 | 22.7224 | 6.1206e-05 | 2057 | Mitigation | 0.95 | 45 | 0 | esc | 0.00097009 | 2.613e-09 | 0.00097009 | 2.613e-09 | 0.0027785 | 4.8713e-07 | 0.00988 | 3.9096e-09
[120 empty] | 7.3.3.17.5 (Remote Grid) Updates to grid topology to minimize risk of ignition in HFTDs Remote GridWLDFRContact from objectAggregated | WLDFR | HFTD - Distribution - Tier 3 - 2QU CoRE ¦ 5QU LoRE | Red Flag Warning - Small Fires | Contact from object | Aggregated | 2058 | 2.6936e-06 | 22.7224 | 6.1206e-05 | 2058 | Mitigation | 0.95 | 45 | 0 | esc | 0.00097009 | 2.613e-09 | 0.00097009 | 2.613e-09 | 0.0027785 | 4.8713e-07 | 0.00988 | 3.9096e-09
[120 empty] | 7.3.3.17.5 (Remote Grid) Updates to grid topology to minimize risk of ignition in HFTDs Remote GridWLDFRContact from objectAggregated | WLDFR | HFTD - Distribution - Tier 3 - 2QU CoRE ¦ 5QU LoRE | Red Flag Warning - Small Fires | Contact from object | Aggregated | 2059 | 2.6936e-06 | 22.7224 | 6.1206e-05 | 2059 | Mitigation | 0.95 | 45 | 0 | esc | 0.00097009 | 2.613e-09 | 0.00097009 | 2.613e-09 | 0.0027785 | 4.8713e-07 | 0.00988 | 3.9096e-09
[120 empty] | 7.3.3.17.5 (Remote Grid) Updates to grid topology to minimize risk of ignition in HFTDs Remote GridWLDFRContact from objectAggregated | WLDFR | HFTD - Distribution - Tier 3 - 2QU CoRE ¦ 5QU LoRE | Red Flag Warning - Small Fires | Contact from object | Aggregated | 2060 | 2.6936e-06 | 22.7224 | 6.1206e-05 | 2060 | Mitigation | 0.95 | 45 | 0 | esc | 0.00097009 | 2.613e-09 | 0.00097009 | 2.613e-09 | 0.0027785 | 4.8713e-07 | 0.00988 | 3.9096e-09
[120 empty] | 7.3.3.17.5 (Remote Grid) Updates to grid topology to minimize risk of ignition in HFTDs Remote GridWLDFRContact from objectAggregated | WLDFR | HFTD - Distribution - Tier 3 - 2QU CoRE ¦ 5QU LoRE | Red Flag Warning - Small Fires | Contact from object | Aggregated | 2061 | 2.6936e-06 | 22.7224 | 6.1206e-05 | 2061 | Mitigation | 0.95 | 45 | 0 | esc | 0.00097009 | 2.613e-09 | 0.00097009 | 2.613e-09 | 0.0027785 | 4.8713e-07 | 0.00988 | 3.9096e-09
[120 empty] | 7.3.3.17.5 (Remote Grid) Updates to grid topology to minimize risk of ignition in HFTDs Remote GridWLDFRContact from objectAggregated | WLDFR | HFTD - Distribution - Tier 3 - 2QU CoRE ¦ 5QU LoRE | Red Flag Warning - Small Fires | Contact from object | Aggregated | 2062 | 2.6936e-06 | 22.7224 | 6.1206e-05 | 2062 | Mitigation | 0.95 | 45 | 0 | esc | 0.00097009 | 2.613e-09 | 0.00097009 | 2.613e-09 | 0.0027785 | 4.8713e-07 | 0.00988 | 3.9096e-09
[120 empty] | 7.3.3.17.5 (Remote Grid) Updates to grid topology to minimize risk of ignition in HFTDs Remote GridWLDFRContact from objectAggregated | WLDFR | HFTD - Distribution - Tier 3 - 2QU CoRE ¦ 5QU LoRE | Red Flag Warning - Small Fires | Contact from object | Aggregated | 2063 | 2.6936e-06 | 22.7224 | 6.1206e-05 | 2063 | Mitigation | 0.95 | 45 | 0 | esc | 0.00097009 | 2.613e-09 | 0.00097009 | 2.613e-09 | 0.0027785 | 4.8713e-07 | 0.00988 | 3.9096e-09
[120 empty] | 7.3.3.17.5 (Remote Grid) Updates to grid topology to minimize risk of ignition in HFTDs Remote GridWLDFRContact from objectAggregated | WLDFR | HFTD - Distribution - Tier 3 - 2QU CoRE ¦ 5QU LoRE | Red Flag Warning - Small Fires | Contact from object | Aggregated | 2064 | 2.6936e-06 | 22.7224 | 6.1206e-05 | 2064 | Mitigation | 0.95 | 45 | 0 | esc | 0.00097009 | 2.613e-09 | 0.00097009 | 2.613e-09 | 0.0027785 | 4.8713e-07 | 0.00988 | 3.9096e-09
[120 empty] | 7.3.3.17.5 (Remote Grid) Updates to grid topology to minimize risk of ignition in HFTDs Remote GridWLDFRContact from objectAggregated | WLDFR | HFTD - Distribution - Tier 3 - 2QU CoRE ¦ 5QU LoRE | Red Flag Warning - Small Fires | Contact from object | Aggregated | 2065 | 2.6936e-06 | 22.7224 | 6.1206e-05 | 2065 | Mitigation | 0.95 | 45 | 0 | esc | 0.00097009 | 2.613e-09 | 0.00097009 | 2.613e-09 | 0.0027785 | 4.8713e-07 | 0.00988 | 3.9096e-09
[120 empty] | 7.3.3.17.5 (Remote Grid) Updates to grid topology to minimize risk of ignition in HFTDs Remote GridWLDFRContact from objectAggregated | WLDFR | HFTD - Distribution - Tier 3 - 2QU CoRE ¦ 5QU LoRE | Red Flag Warning - Small Fires | Contact from object | Aggregated | 2066 | 2.6936e-06 | 22.7224 | 6.1206e-05 | 2066 | Mitigation | 0.95 | 45 | 0 | esc | 0.00097009 | 2.613e-09 | 0.00097009 | 2.613e-09 | 0.0027785 | 4.8713e-07 | 0.00988 | 3.9096e-09
[120 empty] | 7.3.3.17.5 (Remote Grid) Updates to grid topology to minimize risk of ignition in HFTDs Remote GridWLDFRContact from objectAggregated | WLDFR | HFTD - Distribution - Tier 3 - 2QU CoRE ¦ 5QU LoRE | Red Flag Warning - Small Fires | Contact from object | Aggregated | 2067 | 2.6936e-06 | 22.7224 | 6.1206e-05 | 2067 | Mitigation | 0.95 | 45 | 0 | esc | 0 | 0 | 0.00097009 | 2.613e-09 | 0.0027785 | 4.8713e-07 | 0.00988 | 3.9096e-09
[120 empty] | 7.3.3.17.5 (Remote Grid) Updates to grid topology to minimize risk of ignition in HFTDs Remote GridWLDFRContaminationAggregated | WLDFR | HFTD - Distribution - Tier 3 - 2QU CoRE ¦ 5QU LoRE | Red Flag Warning - Small Fires | Contamination | Aggregated | 2022 | 2.4813e-08 | 22.7224 | 5.6381e-07 | 2022 | Mitigation | 0.95 | 45 | 0 | esc | 0.00097009 | 2.4071e-11 | 0 | 0 | 0.0027785 | 4.8713e-07 | 0.00988 | 3.9096e-09
[120 empty] | 7.3.3.17.5 (Remote Grid) Updates to grid topology to minimize risk of ignition in HFTDs Remote GridWLDFRContaminationAggregated | WLDFR | HFTD - Distribution - Tier 3 - 2QU CoRE ¦ 5QU LoRE | Red Flag Warning - Small Fires | Contamination | Aggregated | 2023 | 2.4813e-08 | 22.7224 | 5.6381e-07 | 2023 | Mitigation | 0.95 | 45 | 0 | esc | 0.00097009 | 2.4071e-11 | 0.00097009 | 2.4071e-11 | 0.0027785 | 4.8713e-07 | 0.00988 | 3.9096e-09
[120 empty] | 7.3.3.17.5 (Remote Grid) Updates to grid topology to minimize risk of ignition in HFTDs Remote GridWLDFRContaminationAggregated | WLDFR | HFTD - Distribution - Tier 3 - 2QU CoRE ¦ 5QU LoRE | Red Flag Warning - Small Fires | Contamination | Aggregated | 2024 | 2.4813e-08 | 22.7224 | 5.6381e-07 | 2024 | Mitigation | 0.95 | 45 | 0 | esc | 0.00097009 | 2.4071e-11 | 0.00097009 | 2.4071e-11 | 0.0027785 | 4.8713e-07 | 0 | 0
[120 empty] | 7.3.3.17.5 (Remote Grid) Updates to grid topology to minimize risk of ignition in HFTDs Remote GridWLDFRContaminationAggregated | WLDFR | HFTD - Distribution - Tier 3 - 2QU CoRE ¦ 5QU LoRE | Red Flag Warning - Small Fires | Contamination | Aggregated | 2025 | 2.4813e-08 | 22.7224 | 5.6381e-07 | 2025 | Mitigation | 0.95 | 45 | 0 | esc | 0.00097009 | 2.4071e-11 | 0.00097009 | 2.4071e-11 | 0.0027785 | 4.8713e-07 | 0 | 0
[120 empty] | 7.3.3.17.5 (Remote Grid) Updates to grid topology to minimize risk of ignition in HFTDs Remote GridWLDFRContaminationAggregated | WLDFR | HFTD - Distribution - Tier 3 - 2QU CoRE ¦ 5QU LoRE | Red Flag Warning - Small Fires | Contamination | Aggregated | 2026 | 2.4813e-08 | 22.7224 | 5.6381e-07 | 2026 | Mitigation | 0.95 | 45 | 0 | esc | 0.00097009 | 2.4071e-11 | 0.00097009 | 2.4071e-11 | 0.0027785 | 4.8713e-07 | 0.0085129 | 2.7669e-09
[120 empty] | 7.3.3.17.5 (Remote Grid) Updates to grid topology to minimize risk of ignition in HFTDs Remote GridWLDFRContaminationAggregated | WLDFR | HFTD - Distribution - Tier 3 - 2QU CoRE ¦ 5QU LoRE | Red Flag Warning - Small Fires | Contamination | Aggregated | 2027 | 2.4813e-08 | 22.7224 | 5.6381e-07 | 2027 | Mitigation | 0.95 | 45 | 0 | esc | 0.00097009 | 2.4071e-11 | 0.00097009 | 2.4071e-11 | 0.0027785 | 4.8713e-07 | 0.0085129 | 2.7669e-09
[120 empty] | 7.3.3.17.5 (Remote Grid) Updates to grid topology to minimize risk of ignition in HFTDs Remote GridWLDFRContaminationAggregated | WLDFR | HFTD - Distribution - Tier 3 - 2QU CoRE ¦ 5QU LoRE | Red Flag Warning - Small Fires | Contamination | Aggregated | 2028 | 2.4813e-08 | 22.7224 | 5.6381e-07 | 2028 | Mitigation | 0.95 | 45 | 0 | esc | 0.00097009 | 2.4071e-11 | 0.00097009 | 2.4071e-11 | 0.0027785 | 4.8713e-07 | 0.0085129 | 2.7669e-09
[120 empty] | 7.3.3.17.5 (Remote Grid) Updates to grid topology to minimize risk of ignition in HFTDs Remote GridWLDFRContaminationAggregated | WLDFR | HFTD - Distribution - Tier 3 - 2QU CoRE ¦ 5QU LoRE | Red Flag Warning - Small Fires | Contamination | Aggregated | 2029 | 2.4813e-08 | 22.7224 | 5.6381e-07 | 2029 | Mitigation | 0.95 | 45 | 0 | esc | 0.00097009 | 2.4071e-11 | 0.00097009 | 2.4071e-11 | 0.0027785 | 4.8713e-07 | 0.0085129 | 2.7669e-09
[120 empty] | 7.3.3.17.5 (Remote Grid) Updates to grid topology to minimize risk of ignition in HFTDs Remote GridWLDFRContaminationAggregated | WLDFR | HFTD - Distribution - Tier 3 - 2QU CoRE ¦ 5QU LoRE | Red Flag Warning - Small Fires | Contamination | Aggregated | 2030 | 2.4813e-08 | 22.7224 | 5.6381e-07 | 2030 | Mitigation | 0.95 | 45 | 0 | esc | 0.00097009 | 2.4071e-11 | 0.00097009 | 2.4071e-11 | 0.0027785 | 4.8713e-07 | 0.0085129 | 2.7669e-09
[120 empty] | 7.3.3.17.5 (Remote Grid) Updates to grid topology to minimize risk of ignition in HFTDs Remote GridWLDFRContaminationAggregated | WLDFR | HFTD - Distribution - Tier 3 - 2QU CoRE ¦ 5QU LoRE | Red Flag Warning - Small Fires | Contamination | Aggregated | 2031 | 2.4813e-08 | 22.7224 | 5.6381e-07 | 2031 | Mitigation | 0.95 | 45 | 0 | esc | 0.00097009 | 2.4071e-11 | 0.00097009 | 2.4071e-11 | 0.0027785 | 4.8713e-07 | 0.0085129 | 2.7669e-09
[120 empty] | 7.3.3.17.5 (Remote Grid) Updates to grid topology to minimize risk of ignition in HFTDs Remote GridWLDFRContaminationAggregated | WLDFR | HFTD - Distribution - Tier 3 - 2QU CoRE ¦ 5QU LoRE | Red Flag Warning - Small Fires | Contamination | Aggregated | 2032 | 2.4813e-08 | 22.7224 | 5.6381e-07 | 2032 | Mitigation | 0.95 | 45 | 0 | esc | 0.00097009 | 2.4071e-11 | 0.00097009 | 2.4071e-11 | 0.0027785 | 4.8713e-07 | 0.0085129 | 2.7669e-09
[120 empty] | 7.3.3.17.5 (Remote Grid) Updates to grid topology to minimize risk of ignition in HFTDs Remote GridWLDFRContaminationAggregated | WLDFR | HFTD - Distribution - Tier 3 - 2QU CoRE ¦ 5QU LoRE | Red Flag Warning - Small Fires | Contamination | Aggregated | 2033 | 2.4813e-08 | 22.7224 | 5.6381e-07 | 2033 | Mitigation | 0.95 | 45 | 0 | esc | 0.00097009 | 2.4071e-11 | 0.00097009 | 2.4071e-11 | 0.0027785 | 4.8713e-07 | 0.0085129 | 2.7669e-09
[120 empty] | 7.3.3.17.5 (Remote Grid) Updates to grid topology to minimize risk of ignition in HFTDs Remote GridWLDFRContaminationAggregated | WLDFR | HFTD - Distribution - Tier 3 - 2QU CoRE ¦ 5QU LoRE | Red Flag Warning - Small Fires | Contamination | Aggregated | 2034 | 2.4813e-08 | 22.7224 | 5.6381e-07 | 2034 | Mitigation | 0.95 | 45 | 0 | esc | 0.00097009 | 2.4071e-11 | 0.00097009 | 2.4071e-11 | 0.0027785 | 4.8713e-07 | 0.0085129 | 2.7669e-09
[120 empty] | 7.3.3.17.5 (Remote Grid) Updates to grid topology to minimize risk of ignition in HFTDs Remote GridWLDFRContaminationAggregated | WLDFR | HFTD - Distribution - Tier 3 - 2QU CoRE ¦ 5QU LoRE | Red Flag Warning - Small Fires | Contamination | Aggregated | 2035 | 2.4813e-08 | 22.7224 | 5.6381e-07 | 2035 | Mitigation | 0.95 | 45 | 0 | esc | 0.00097009 | 2.4071e-11 | 0.00097009 | 2.4071e-11 | 0.0027785 | 4.8713e-07 | 0.0085129 | 2.7669e-09
[120 empty] | 7.3.3.17.5 (Remote Grid) Updates to grid topology to minimize risk of ignition in HFTDs Remote GridWLDFRContaminationAggregated | WLDFR | HFTD - Distribution - Tier 3 - 2QU CoRE ¦ 5QU LoRE | Red Flag Warning - Small Fires | Contamination | Aggregated | 2036 | 2.4813e-08 | 22.7224 | 5.6381e-07 | 2036 | Mitigation | 0.95 | 45 | 0 | esc | 0.00097009 | 2.4071e-11 | 0.00097009 | 2.4071e-11 | 0.0027785 | 4.8713e-07 | 0.0085129 | 2.7669e-09
[120 empty] | 7.3.3.17.5 (Remote Grid) Updates to grid topology to minimize risk of ignition in HFTDs Remote GridWLDFRContaminationAggregated | WLDFR | HFTD - Distribution - Tier 3 - 2QU CoRE ¦ 5QU LoRE | Red Flag Warning - Small Fires | Contamination | Aggregated | 2037 | 2.4813e-08 | 22.7224 | 5.6381e-07 | 2037 | Mitigation | 0.95 | 45 | 0 | esc | 0.00097009 | 2.4071e-11 | 0.00097009 | 2.4071e-11 | 0.0027785 | 4.8713e-07 | 0.0085129 | 2.7669e-09
[120 empty] | 7.3.3.17.5 (Remote Grid) Updates to grid topology to minimize risk of ignition in HFTDs Remote GridWLDFRContaminationAggregated | WLDFR | HFTD - Distribution - Tier 3 - 2QU CoRE ¦ 5QU LoRE | Red Flag Warning - Small Fires | Contamination | Aggregated | 2038 | 2.4813e-08 | 22.7224 | 5.6381e-07 | 2038 | Mitigation | 0.95 | 45 | 0 | esc | 0.00097009 | 2.4071e-11 | 0.00097009 | 2.4071e-11 | 0.0027785 | 4.8713e-07 | 0.0085129 | 2.7669e-09
[120 empty] | 7.3.3.17.5 (Remote Grid) Updates to grid topology to minimize risk of ignition in HFTDs Remote GridWLDFRContaminationAggregated | WLDFR | HFTD - Distribution - Tier 3 - 2QU CoRE ¦ 5QU LoRE | Red Flag Warning - Small Fires | Contamination | Aggregated | 2039 | 2.4813e-08 | 22.7224 | 5.6381e-07 | 2039 | Mitigation | 0.95 | 45 | 0 | esc | 0.00097009 | 2.4071e-11 | 0.00097009 | 2.4071e-11 | 0.0027785 | 4.8713e-07 | 0.0085129 | 2.7669e-09
[120 empty] | 7.3.3.17.5 (Remote Grid) Updates to grid topology to minimize risk of ignition in HFTDs Remote GridWLDFRContaminationAggregated | WLDFR | HFTD - Distribution - Tier 3 - 2QU CoRE ¦ 5QU LoRE | Red Flag Warning - Small Fires | Contamination | Aggregated | 2040 | 2.4813e-08 | 22.7224 | 5.6381e-07 | 2040 | Mitigation | 0.95 | 45 | 0 | esc | 0.00097009 | 2.4071e-11 | 0.00097009 | 2.4071e-11 | 0.0027785 | 4.8713e-07 | 0.0085129 | 2.7669e-09
[120 empty] | 7.3.3.17.5 (Remote Grid) Updates to grid topology to minimize risk of ignition in HFTDs Remote GridWLDFRContaminationAggregated | WLDFR | HFTD - Distribution - Tier 3 - 2QU CoRE ¦ 5QU LoRE | Red Flag Warning - Small Fires | Contamination | Aggregated | 2041 | 2.4813e-08 | 22.7224 | 5.6381e-07 | 2041 | Mitigation | 0.95 | 45 | 0 | esc | 0.00097009 | 2.4071e-11 | 0.00097009 | 2.4071e-11 | 0.0027785 | 4.8713e-07 | 0.0085129 | 2.7669e-09
[120 empty] | 7.3.3.17.5 (Remote Grid) Updates to grid topology to minimize risk of ignition in HFTDs Remote GridWLDFRContaminationAggregated | WLDFR | HFTD - Distribution - Tier 3 - 2QU CoRE ¦ 5QU LoRE | Red Flag Warning - Small Fires | Contamination | Aggregated | 2042 | 2.4813e-08 | 22.7224 | 5.6381e-07 | 2042 | Mitigation | 0.95 | 45 | 0 | esc | 0.00097009 | 2.4071e-11 | 0.00097009 | 2.4071e-11 | 0.0027785 | 4.8713e-07 | 0.0085129 | 2.7669e-09
[120 empty] | 7.3.3.17.5 (Remote Grid) Updates to grid topology to minimize risk of ignition in HFTDs Remote GridWLDFRContaminationAggregated | WLDFR | HFTD - Distribution - Tier 3 - 2QU CoRE ¦ 5QU LoRE | Red Flag Warning - Small Fires | Contamination | Aggregated | 2043 | 2.4813e-08 | 22.7224 | 5.6381e-07 | 2043 | Mitigation | 0.95 | 45 | 0 | esc | 0.00097009 | 2.4071e-11 | 0.00097009 | 2.4071e-11 | 0.0027785 | 4.8713e-07 | 0.0085129 | 2.7669e-09
[120 empty] | 7.3.3.17.5 (Remote Grid) Updates to grid topology to minimize risk of ignition in HFTDs Remote GridWLDFRContaminationAggregated | WLDFR | HFTD - Distribution - Tier 3 - 2QU CoRE ¦ 5QU LoRE | Red Flag Warning - Small Fires | Contamination | Aggregated | 2044 | 2.4813e-08 | 22.7224 | 5.6381e-07 | 2044 | Mitigation | 0.95 | 45 | 0 | esc | 0.00097009 | 2.4071e-11 | 0.00097009 | 2.4071e-11 | 0.0027785 | 4.8713e-07 | 0.0085129 | 2.7669e-09
[120 empty] | 7.3.3.17.5 (Remote Grid) Updates to grid topology to minimize risk of ignition in HFTDs Remote GridWLDFRContaminationAggregated | WLDFR | HFTD - Distribution - Tier 3 - 2QU CoRE ¦ 5QU LoRE | Red Flag Warning - Small Fires | Contamination | Aggregated | 2045 | 2.4813e-08 | 22.7224 | 5.6381e-07 | 2045 | Mitigation | 0.95 | 45 | 0 | esc | 0.00097009 | 2.4071e-11 | 0.00097009 | 2.4071e-11 | 0.0027785 | 4.8713e-07 | 0.0085129 | 2.7669e-09
[120 empty] | 7.3.3.17.5 (Remote Grid) Updates to grid topology to minimize risk of ignition in HFTDs Remote GridWLDFRContaminationAggregated | WLDFR | HFTD - Distribution - Tier 3 - 2QU CoRE ¦ 5QU LoRE | Red Flag Warning - Small Fires | Contamination | Aggregated | 2046 | 2.4813e-08 | 22.7224 | 5.6381e-07 | 2046 | Mitigation | 0.95 | 45 | 0 | esc | 0.00097009 | 2.4071e-11 | 0.00097009 | 2.4071e-11 | 0 | 0 | 0.0085129 | 2.7669e-09
[120 empty] | 7.3.3.17.5 (Remote Grid) Updates to grid topology to minimize risk of ignition in HFTDs Remote GridWLDFRContaminationAggregated | WLDFR | HFTD - Distribution - Tier 3 - 2QU CoRE ¦ 5QU LoRE | Red Flag Warning - Small Fires | Contamination | Aggregated | 2047 | 2.4813e-08 | 22.7224 | 5.6381e-07 | 2047 | Mitigation | 0.95 | 45 | 0 | esc | 0.00097009 | 2.4071e-11 | 0.00097009 | 2.4071e-11 | 0.0027785 | 1.4553e-07 | 0.0085129 | 2.7669e-09
[120 empty] | 7.3.3.17.5 (Remote Grid) Updates to grid topology to minimize risk of ignition in HFTDs Remote GridWLDFRContaminationAggregated | WLDFR | HFTD - Distribution - Tier 3 - 2QU CoRE ¦ 5QU LoRE | Red Flag Warning - Small Fires | Contamination | Aggregated | 2048 | 2.4813e-08 | 22.7224 | 5.6381e-07 | 2048 | Mitigation | 0.95 | 45 | 0 | esc | 0.00097009 | 2.4071e-11 | 0.00097009 | 2.4071e-11 | 0.0027785 | 1.4553e-07 | 0.0085129 | 2.7669e-09
[120 empty] | 7.3.3.17.5 (Remote Grid) Updates to grid topology to minimize risk of ignition in HFTDs Remote GridWLDFRContaminationAggregated | WLDFR | HFTD - Distribution - Tier 3 - 2QU CoRE ¦ 5QU LoRE | Red Flag Warning - Small Fires | Contamination | Aggregated | 2049 | 2.4813e-08 | 22.7224 | 5.6381e-07 | 2049 | Mitigation | 0.95 | 45 | 0 | esc | 0.00097009 | 2.4071e-11 | 0.00097009 | 2.4071e-11 | 0.0027785 | 1.4553e-07 | 0.0085129 | 2.7669e-09
[120 empty] | 7.3.3.17.5 (Remote Grid) Updates to grid topology to minimize risk of ignition in HFTDs Remote GridWLDFRContaminationAggregated | WLDFR | HFTD - Distribution - Tier 3 - 2QU CoRE ¦ 5QU LoRE | Red Flag Warning - Small Fires | Contamination | Aggregated | 2050 | 2.4813e-08 | 22.7224 | 5.6381e-07 | 2050 | Mitigation | 0.95 | 45 | 0 | esc | 0.00097009 | 2.4071e-11 | 0.00097009 | 2.4071e-11 | 0.0027785 | 1.4553e-07 | 0.0085129 | 2.7669e-09
[120 empty] | 7.3.3.17.5 (Remote Grid) Updates to grid topology to minimize risk of ignition in HFTDs Remote GridWLDFRContaminationAggregated | WLDFR | HFTD - Distribution - Tier 3 - 2QU CoRE ¦ 5QU LoRE | Red Flag Warning - Small Fires | Contamination | Aggregated | 2051 | 2.4813e-08 | 22.7224 | 5.6381e-07 | 2051 | Mitigation | 0.95 | 45 | 0 | esc | 0.00097009 | 2.4071e-11 | 0.00097009 | 2.4071e-11 | 0.0027785 | 1.4553e-07 | 0.0085129 | 2.7669e-09
[120 empty] | 7.3.3.17.5 (Remote Grid) Updates to grid topology to minimize risk of ignition in HFTDs Remote GridWLDFRContaminationAggregated | WLDFR | HFTD - Distribution - Tier 3 - 2QU CoRE ¦ 5QU LoRE | Red Flag Warning - Small Fires | Contamination | Aggregated | 2052 | 2.4813e-08 | 22.7224 | 5.6381e-07 | 2052 | Mitigation | 0.95 | 45 | 0 | esc | 0.00097009 | 2.4071e-11 | 0.00097009 | 2.4071e-11 | 0.0027785 | 1.4553e-07 | 0.0085129 | 2.7669e-09
[120 empty] | 7.3.3.17.5 (Remote Grid) Updates to grid topology to minimize risk of ignition in HFTDs Remote GridWLDFRContaminationAggregated | WLDFR | HFTD - Distribution - Tier 3 - 2QU CoRE ¦ 5QU LoRE | Red Flag Warning - Small Fires | Contamination | Aggregated | 2053 | 2.4813e-08 | 22.7224 | 5.6381e-07 | 2053 | Mitigation | 0.95 | 45 | 0 | esc | 0.00097009 | 2.4071e-11 | 0.00097009 | 2.4071e-11 | 0.0027785 | 1.4553e-07 | 0.0085129 | 2.7669e-09
[120 empty] | 7.3.3.17.5 (Remote Grid) Updates to grid topology to minimize risk of ignition in HFTDs Remote GridWLDFRContaminationAggregated | WLDFR | HFTD - Distribution - Tier 3 - 2QU CoRE ¦ 5QU LoRE | Red Flag Warning - Small Fires | Contamination | Aggregated | 2054 | 2.4813e-08 | 22.7224 | 5.6381e-07 | 2054 | Mitigation | 0.95 | 45 | 0 | esc | 0.00097009 | 2.4071e-11 | 0.00097009 | 2.4071e-11 | 0.0027785 | 1.4553e-07 | 0.0085129 | 2.7669e-09
[120 empty] | 7.3.3.17.5 (Remote Grid) Updates to grid topology to minimize risk of ignition in HFTDs Remote GridWLDFRContaminationAggregated | WLDFR | HFTD - Distribution - Tier 3 - 2QU CoRE ¦ 5QU LoRE | Red Flag Warning - Small Fires | Contamination | Aggregated | 2055 | 2.4813e-08 | 22.7224 | 5.6381e-07 | 2055 | Mitigation | 0.95 | 45 | 0 | esc | 0.00097009 | 2.4071e-11 | 0.00097009 | 2.4071e-11 | 0.0027785 | 1.4553e-07 | 0.0085129 | 2.7669e-09
[120 empty] | 7.3.3.17.5 (Remote Grid) Updates to grid topology to minimize risk of ignition in HFTDs Remote GridWLDFRContaminationAggregated | WLDFR | HFTD - Distribution - Tier 3 - 2QU CoRE ¦ 5QU LoRE | Red Flag Warning - Small Fires | Contamination | Aggregated | 2056 | 2.4813e-08 | 22.7224 | 5.6381e-07 | 2056 | Mitigation | 0.95 | 45 | 0 | esc | 0.00097009 | 2.4071e-11 | 0.00097009 | 2.4071e-11 | 0.0027785 | 1.4553e-07 | 0 | 0
[120 empty] | 7.3.3.17.5 (Remote Grid) Updates to grid topology to minimize risk of ignition in HFTDs Remote GridWLDFRContaminationAggregated | WLDFR | HFTD - Distribution - Tier 3 - 2QU CoRE ¦ 5QU LoRE | Red Flag Warning - Small Fires | Contamination | Aggregated | 2057 | 2.4813e-08 | 22.7224 | 5.6381e-07 | 2057 | Mitigation | 0.95 | 45 | 0 | esc | 0.00097009 | 2.4071e-11 | 0.00097009 | 2.4071e-11 | 0.0027785 | 1.4553e-07 | 0 | 0
[120 empty] | 7.3.3.17.5 (Remote Grid) Updates to grid topology to minimize risk of ignition in HFTDs Remote GridWLDFRContaminationAggregated | WLDFR | HFTD - Distribution - Tier 3 - 2QU CoRE ¦ 5QU LoRE | Red Flag Warning - Small Fires | Contamination | Aggregated | 2058 | 2.4813e-08 | 22.7224 | 5.6381e-07 | 2058 | Mitigation | 0.95 | 45 | 0 | esc | 0.00097009 | 2.4071e-11 | 0.00097009 | 2.4071e-11 | 0.0027785 | 1.4553e-07 | 0.0093087 | 1.239e-08
[120 empty] | 7.3.3.17.5 (Remote Grid) Updates to grid topology to minimize risk of ignition in HFTDs Remote GridWLDFRContaminationAggregated | WLDFR | HFTD - Distribution - Tier 3 - 2QU CoRE ¦ 5QU LoRE | Red Flag Warning - Small Fires | Contamination | Aggregated | 2059 | 2.4813e-08 | 22.7224 | 5.6381e-07 | 2059 | Mitigation | 0.95 | 45 | 0 | esc | 0.00097009 | 2.4071e-11 | 0.00097009 | 2.4071e-11 | 0.0027785 | 1.4553e-07 | 0.0093087 | 1.239e-08
[120 empty] | 7.3.3.17.5 (Remote Grid) Updates to grid topology to minimize risk of ignition in HFTDs Remote GridWLDFRContaminationAggregated | WLDFR | HFTD - Distribution - Tier 3 - 2QU CoRE ¦ 5QU LoRE | Red Flag Warning - Small Fires | Contamination | Aggregated | 2060 | 2.4813e-08 | 22.7224 | 5.6381e-07 | 2060 | Mitigation | 0.95 | 45 | 0 | esc | 0.00097009 | 2.4071e-11 | 0.00097009 | 2.4071e-11 | 0.0027785 | 1.4553e-07 | 0.0093087 | 1.239e-08
[120 empty] | 7.3.3.17.5 (Remote Grid) Updates to grid topology to minimize risk of ignition in HFTDs Remote GridWLDFRContaminationAggregated | WLDFR | HFTD - Distribution - Tier 3 - 2QU CoRE ¦ 5QU LoRE | Red Flag Warning - Small Fires | Contamination | Aggregated | 2061 | 2.4813e-08 | 22.7224 | 5.6381e-07 | 2061 | Mitigation | 0.95 | 45 | 0 | esc | 0.00097009 | 2.4071e-11 | 0.00097009 | 2.4071e-11 | 0.0027785 | 1.4553e-07 | 0.0093087 | 1.239e-08
[120 empty] | 7.3.3.17.5 (Remote Grid) Updates to grid topology to minimize risk of ignition in HFTDs Remote GridWLDFRContaminationAggregated | WLDFR | HFTD - Distribution - Tier 3 - 2QU CoRE ¦ 5QU LoRE | Red Flag Warning - Small Fires | Contamination | Aggregated | 2062 | 2.4813e-08 | 22.7224 | 5.6381e-07 | 2062 | Mitigation | 0.95 | 45 | 0 | esc | 0.00097009 | 2.4071e-11 | 0.00097009 | 2.4071e-11 | 0.0027785 | 1.4553e-07 | 0.0093087 | 1.239e-08
[120 empty] | 7.3.3.17.5 (Remote Grid) Updates to grid topology to minimize risk of ignition in HFTDs Remote GridWLDFRContaminationAggregated | WLDFR | HFTD - Distribution - Tier 3 - 2QU CoRE ¦ 5QU LoRE | Red Flag Warning - Small Fires | Contamination | Aggregated | 2063 | 2.4813e-08 | 22.7224 | 5.6381e-07 | 2063 | Mitigation | 0.95 | 45 | 0 | esc | 0.00097009 | 2.4071e-11 | 0.00097009 | 2.4071e-11 | 0.0027785 | 1.4553e-07 | 0.0093087 | 1.239e-08
[120 empty] | 7.3.3.17.5 (Remote Grid) Updates to grid topology to minimize risk of ignition in HFTDs Remote GridWLDFRContaminationAggregated | WLDFR | HFTD - Distribution - Tier 3 - 2QU CoRE ¦ 5QU LoRE | Red Flag Warning - Small Fires | Contamination | Aggregated | 2064 | 2.4813e-08 | 22.7224 | 5.6381e-07 | 2064 | Mitigation | 0.95 | 45 | 0 | esc | 0.00097009 | 2.4071e-11 | 0.00097009 | 2.4071e-11 | 0.0027785 | 1.4553e-07 | 0.0093087 | 1.239e-08
[120 empty] | 7.3.3.17.5 (Remote Grid) Updates to grid topology to minimize risk of ignition in HFTDs Remote GridWLDFRContaminationAggregated | WLDFR | HFTD - Distribution - Tier 3 - 2QU CoRE ¦ 5QU LoRE | Red Flag Warning - Small Fires | Contamination | Aggregated | 2065 | 2.4813e-08 | 22.7224 | 5.6381e-07 | 2065 | Mitigation | 0.95 | 45 | 0 | esc | 0.00097009 | 2.4071e-11 | 0.00097009 | 2.4071e-11 | 0.0027785 | 1.4553e-07 | 0.0093087 | 1.239e-08
[120 empty] | 7.3.3.17.5 (Remote Grid) Updates to grid topology to minimize risk of ignition in HFTDs Remote GridWLDFRContaminationAggregated | WLDFR | HFTD - Distribution - Tier 3 - 2QU CoRE ¦ 5QU LoRE | Red Flag Warning - Small Fires | Contamination | Aggregated | 2066 | 2.4813e-08 | 22.7224 | 5.6381e-07 | 2066 | Mitigation | 0.95 | 45 | 0 | esc | 0.00097009 | 2.4071e-11 | 0.00097009 | 2.4071e-11 | 0.0027785 | 1.4553e-07 | 0.0093087 | 1.239e-08
[120 empty] | 7.3.3.17.5 (Remote Grid) Updates to grid topology to minimize risk of ignition in HFTDs Remote GridWLDFRContaminationAggregated | WLDFR | HFTD - Distribution - Tier 3 - 2QU CoRE ¦ 5QU LoRE | Red Flag Warning - Small Fires | Contamination | Aggregated | 2067 | 2.4813e-08 | 22.7224 | 5.6381e-07 | 2067 | Mitigation | 0.95 | 45 | 0 | esc | 0 | 0 | 0.00097009 | 2.4071e-11 | 0.0027785 | 1.4553e-07 | 0.0093087 | 1.239e-08
[120 empty] | 7.3.3.17.5 (Remote Grid) Updates to grid topology to minimize risk of ignition in HFTDs Remote GridWLDFREquipment / facility failureAggregated | WLDFR | HFTD - Distribution - Tier 3 - 2QU CoRE ¦ 5QU LoRE | Red Flag Warning - Small Fires | Equipment / facility failure | Aggregated | 2022 | 3.933e-05 | 22.7224 | 0.00089368 | 2022 | Mitigation | 0.95 | 45 | 0 | esc | 0.00097009 | 3.8154e-08 | 0 | 0 | 0.0027785 | 1.4553e-07 | 0.0093087 | 1.239e-08
[120 empty] | 7.3.3.17.5 (Remote Grid) Updates to grid topology to minimize risk of ignition in HFTDs Remote GridWLDFREquipment / facility failureAggregated | WLDFR | HFTD - Distribution - Tier 3 - 2QU CoRE ¦ 5QU LoRE | Red Flag Warning - Small Fires | Equipment / facility failure | Aggregated | 2023 | 3.933e-05 | 22.7224 | 0.00089368 | 2023 | Mitigation | 0.95 | 45 | 0 | esc | 0.00097009 | 3.8154e-08 | 0.00097009 | 3.8154e-08 | 0.0027785 | 1.4553e-07 | 0.0093087 | 1.239e-08
[120 empty] | 7.3.3.17.5 (Remote Grid) Updates to grid topology to minimize risk of ignition in HFTDs Remote GridWLDFREquipment / facility failureAggregated | WLDFR | HFTD - Distribution - Tier 3 - 2QU CoRE ¦ 5QU LoRE | Red Flag Warning - Small Fires | Equipment / facility failure | Aggregated | 2024 | 3.933e-05 | 22.7224 | 0.00089368 | 2024 | Mitigation | 0.95 | 45 | 0 | esc | 0.00097009 | 3.8154e-08 | 0.00097009 | 3.8154e-08 | 0.0027785 | 1.4553e-07 | 0.0093087 | 1.239e-08
[120 empty] | 7.3.3.17.5 (Remote Grid) Updates to grid topology to minimize risk of ignition in HFTDs Remote GridWLDFREquipment / facility failureAggregated | WLDFR | HFTD - Distribution - Tier 3 - 2QU CoRE ¦ 5QU LoRE | Red Flag Warning - Small Fires | Equipment / facility failure | Aggregated | 2025 | 3.933e-05 | 22.7224 | 0.00089368 | 2025 | Mitigation | 0.95 | 45 | 0 | esc | 0.00097009 | 3.8154e-08 | 0.00097009 | 3.8154e-08 | 0.0027785 | 1.4553e-07 | 0.0093087 | 1.239e-08
[120 empty] | 7.3.3.17.5 (Remote Grid) Updates to grid topology to minimize risk of ignition in HFTDs Remote GridWLDFREquipment / facility failureAggregated | WLDFR | HFTD - Distribution - Tier 3 - 2QU CoRE ¦ 5QU LoRE | Red Flag Warning - Small Fires | Equipment / facility failure | Aggregated | 2026 | 3.933e-05 | 22.7224 | 0.00089368 | 2026 | Mitigation | 0.95 | 45 | 0 | esc | 0.00097009 | 3.8154e-08 | 0.00097009 | 3.8154e-08 | 0.0027785 | 1.4553e-07 | 0.0093087 | 1.239e-08
[120 empty] | 7.3.3.17.5 (Remote Grid) Updates to grid topology to minimize risk of ignition in HFTDs Remote GridWLDFREquipment / facility failureAggregated | WLDFR | HFTD - Distribution - Tier 3 - 2QU CoRE ¦ 5QU LoRE | Red Flag Warning - Small Fires | Equipment / facility failure | Aggregated | 2027 | 3.933e-05 | 22.7224 | 0.00089368 | 2027 | Mitigation | 0.95 | 45 | 0 | esc | 0.00097009 | 3.8154e-08 | 0.00097009 | 3.8154e-08 | 0.0027785 | 1.4553e-07 | 0.0093087 | 1.239e-08
[120 empty] | 7.3.3.17.5 (Remote Grid) Updates to grid topology to minimize risk of ignition in HFTDs Remote GridWLDFREquipment / facility failureAggregated | WLDFR | HFTD - Distribution - Tier 3 - 2QU CoRE ¦ 5QU LoRE | Red Flag Warning - Small Fires | Equipment / facility failure | Aggregated | 2028 | 3.933e-05 | 22.7224 | 0.00089368 | 2028 | Mitigation | 0.95 | 45 | 0 | esc | 0.00097009 | 3.8154e-08 | 0.00097009 | 3.8154e-08 | 0.0027785 | 1.4553e-07 | 0.0093087 | 1.239e-08
[120 empty] | 7.3.3.17.5 (Remote Grid) Updates to grid topology to minimize risk of ignition in HFTDs Remote GridWLDFREquipment / facility failureAggregated | WLDFR | HFTD - Distribution - Tier 3 - 2QU CoRE ¦ 5QU LoRE | Red Flag Warning - Small Fires | Equipment / facility failure | Aggregated | 2029 | 3.933e-05 | 22.7224 | 0.00089368 | 2029 | Mitigation | 0.95 | 45 | 0 | esc | 0.00097009 | 3.8154e-08 | 0.00097009 | 3.8154e-08 | 0.0027785 | 1.4553e-07 | 0.0093087 | 1.239e-08
[120 empty] | 7.3.3.17.5 (Remote Grid) Updates to grid topology to minimize risk of ignition in HFTDs Remote GridWLDFREquipment / facility failureAggregated | WLDFR | HFTD - Distribution - Tier 3 - 2QU CoRE ¦ 5QU LoRE | Red Flag Warning - Small Fires | Equipment / facility failure | Aggregated | 2030 | 3.933e-05 | 22.7224 | 0.00089368 | 2030 | Mitigation | 0.95 | 45 | 0 | esc | 0.00097009 | 3.8154e-08 | 0.00097009 | 3.8154e-08 | 0.0027785 | 1.4553e-07 | 0.0093087 | 1.239e-08
[120 empty] | 7.3.3.17.5 (Remote Grid) Updates to grid topology to minimize risk of ignition in HFTDs Remote GridWLDFREquipment / facility failureAggregated | WLDFR | HFTD - Distribution - Tier 3 - 2QU CoRE ¦ 5QU LoRE | Red Flag Warning - Small Fires | Equipment / facility failure | Aggregated | 2031 | 3.933e-05 | 22.7224 | 0.00089368 | 2031 | Mitigation | 0.95 | 45 | 0 | esc | 0.00097009 | 3.8154e-08 | 0.00097009 | 3.8154e-08 | 0.0027785 | 1.4553e-07 | 0.0093087 | 1.239e-08
[120 empty] | 7.3.3.17.5 (Remote Grid) Updates to grid topology to minimize risk of ignition in HFTDs Remote GridWLDFREquipment / facility failureAggregated | WLDFR | HFTD - Distribution - Tier 3 - 2QU CoRE ¦ 5QU LoRE | Red Flag Warning - Small Fires | Equipment / facility failure | Aggregated | 2032 | 3.933e-05 | 22.7224 | 0.00089368 | 2032 | Mitigation | 0.95 | 45 | 0 | esc | 0.00097009 | 3.8154e-08 | 0.00097009 | 3.8154e-08 | 0.0027785 | 1.4553e-07 | 0.0093087 | 1.239e-08
[120 empty] | 7.3.3.17.5 (Remote Grid) Updates to grid topology to minimize risk of ignition in HFTDs Remote GridWLDFREquipment / facility failureAggregated | WLDFR | HFTD - Distribution - Tier 3 - 2QU CoRE ¦ 5QU LoRE | Red Flag Warning - Small Fires | Equipment / facility failure | Aggregated | 2033 | 3.933e-05 | 22.7224 | 0.00089368 | 2033 | Mitigation | 0.95 | 45 | 0 | esc | 0.00097009 | 3.8154e-08 | 0.00097009 | 3.8154e-08 | 0.0027785 | 1.4553e-07 | 0.0093087 | 1.239e-08
[120 empty] | 7.3.3.17.5 (Remote Grid) Updates to grid topology to minimize risk of ignition in HFTDs Remote GridWLDFREquipment / facility failureAggregated | WLDFR | HFTD - Distribution - Tier 3 - 2QU CoRE ¦ 5QU LoRE | Red Flag Warning - Small Fires | Equipment / facility failure | Aggregated | 2034 | 3.933e-05 | 22.7224 | 0.00089368 | 2034 | Mitigation | 0.95 | 45 | 0 | esc | 0.00097009 | 3.8154e-08 | 0.00097009 | 3.8154e-08 | 0.0027785 | 1.4553e-07 | 0.0093087 | 1.239e-08
[120 empty] | 7.3.3.17.5 (Remote Grid) Updates to grid topology to minimize risk of ignition in HFTDs Remote GridWLDFREquipment / facility failureAggregated | WLDFR | HFTD - Distribution - Tier 3 - 2QU CoRE ¦ 5QU LoRE | Red Flag Warning - Small Fires | Equipment / facility failure | Aggregated | 2035 | 3.933e-05 | 22.7224 | 0.00089368 | 2035 | Mitigation | 0.95 | 45 | 0 | esc | 0.00097009 | 3.8154e-08 | 0.00097009 | 3.8154e-08 | 0.0027785 | 1.4553e-07 | 0.0093087 | 1.239e-08
[120 empty] | 7.3.3.17.5 (Remote Grid) Updates to grid topology to minimize risk of ignition in HFTDs Remote GridWLDFREquipment / facility failureAggregated | WLDFR | HFTD - Distribution - Tier 3 - 2QU CoRE ¦ 5QU LoRE | Red Flag Warning - Small Fires | Equipment / facility failure | Aggregated | 2036 | 3.933e-05 | 22.7224 | 0.00089368 | 2036 | Mitigation | 0.95 | 45 | 0 | esc | 0.00097009 | 3.8154e-08 | 0.00097009 | 3.8154e-08 | 0.0027785 | 1.4553e-07 | 0.0093087 | 1.239e-08
[120 empty] | 7.3.3.17.5 (Remote Grid) Updates to grid topology to minimize risk of ignition in HFTDs Remote GridWLDFREquipment / facility failureAggregated | WLDFR | HFTD - Distribution - Tier 3 - 2QU CoRE ¦ 5QU LoRE | Red Flag Warning - Small Fires | Equipment / facility failure | Aggregated | 2037 | 3.933e-05 | 22.7224 | 0.00089368 | 2037 | Mitigation | 0.95 | 45 | 0 | esc | 0.00097009 | 3.8154e-08 | 0.00097009 | 3.8154e-08 | 0.0027785 | 1.4553e-07 | 0.0093087 | 1.239e-08
[120 empty] | 7.3.3.17.5 (Remote Grid) Updates to grid topology to minimize risk of ignition in HFTDs Remote GridWLDFREquipment / facility failureAggregated | WLDFR | HFTD - Distribution - Tier 3 - 2QU CoRE ¦ 5QU LoRE | Red Flag Warning - Small Fires | Equipment / facility failure | Aggregated | 2038 | 3.933e-05 | 22.7224 | 0.00089368 | 2038 | Mitigation | 0.95 | 45 | 0 | esc | 0.00097009 | 3.8154e-08 | 0.00097009 | 3.8154e-08 | 0.0027785 | 1.4553e-07 | 0.0093087 | 1.239e-08
[120 empty] | 7.3.3.17.5 (Remote Grid) Updates to grid topology to minimize risk of ignition in HFTDs Remote GridWLDFREquipment / facility failureAggregated | WLDFR | HFTD - Distribution - Tier 3 - 2QU CoRE ¦ 5QU LoRE | Red Flag Warning - Small Fires | Equipment / facility failure | Aggregated | 2039 | 3.933e-05 | 22.7224 | 0.00089368 | 2039 | Mitigation | 0.95 | 45 | 0 | esc | 0.00097009 | 3.8154e-08 | 0.00097009 | 3.8154e-08 | 0.0027785 | 1.4553e-07 | 0.0093087 | 1.239e-08
[120 empty] | 7.3.3.17.5 (Remote Grid) Updates to grid topology to minimize risk of ignition in HFTDs Remote GridWLDFREquipment / facility failureAggregated | WLDFR | HFTD - Distribution - Tier 3 - 2QU CoRE ¦ 5QU LoRE | Red Flag Warning - Small Fires | Equipment / facility failure | Aggregated | 2040 | 3.933e-05 | 22.7224 | 0.00089368 | 2040 | Mitigation | 0.95 | 45 | 0 | esc | 0.00097009 | 3.8154e-08 | 0.00097009 | 3.8154e-08 | 0.0027785 | 1.4553e-07 | 0.0093087 | 1.239e-08
[120 empty] | 7.3.3.17.5 (Remote Grid) Updates to grid topology to minimize risk of ignition in HFTDs Remote GridWLDFREquipment / facility failureAggregated | WLDFR | HFTD - Distribution - Tier 3 - 2QU CoRE ¦ 5QU LoRE | Red Flag Warning - Small Fires | Equipment / facility failure | Aggregated | 2041 | 3.933e-05 | 22.7224 | 0.00089368 | 2041 | Mitigation | 0.95 | 45 | 0 | esc | 0.00097009 | 3.8154e-08 | 0.00097009 | 3.8154e-08 | 0.0027785 | 1.4553e-07 | 0.0093087 | 1.239e-08
[120 empty] | 7.3.3.17.5 (Remote Grid) Updates to grid topology to minimize risk of ignition in HFTDs Remote GridWLDFREquipment / facility failureAggregated | WLDFR | HFTD - Distribution - Tier 3 - 2QU CoRE ¦ 5QU LoRE | Red Flag Warning - Small Fires | Equipment / facility failure | Aggregated | 2042 | 3.933e-05 | 22.7224 | 0.00089368 | 2042 | Mitigation | 0.95 | 45 | 0 | esc | 0.00097009 | 3.8154e-08 | 0.00097009 | 3.8154e-08 | 0.0027785 | 1.4553e-07 | 0 | 0
[120 empty] | 7.3.3.17.5 (Remote Grid) Updates to grid topology to minimize risk of ignition in HFTDs Remote GridWLDFREquipment / facility failureAggregated | WLDFR | HFTD - Distribution - Tier 3 - 2QU CoRE ¦ 5QU LoRE | Red Flag Warning - Small Fires | Equipment / facility failure | Aggregated | 2043 | 3.933e-05 | 22.7224 | 0.00089368 | 2043 | Mitigation | 0.95 | 45 | 0 | esc | 0.00097009 | 3.8154e-08 | 0.00097009 | 3.8154e-08 | 0.0027785 | 1.4553e-07 | 0 | 0
[120 empty] | 7.3.3.17.5 (Remote Grid) Updates to grid topology to minimize risk of ignition in HFTDs Remote GridWLDFREquipment / facility failureAggregated | WLDFR | HFTD - Distribution - Tier 3 - 2QU CoRE ¦ 5QU LoRE | Red Flag Warning - Small Fires | Equipment / facility failure | Aggregated | 2044 | 3.933e-05 | 22.7224 | 0.00089368 | 2044 | Mitigation | 0.95 | 45 | 0 | esc | 0.00097009 | 3.8154e-08 | 0.00097009 | 3.8154e-08 | 0.0027785 | 1.4553e-07 | 0.0083522 | 2.926e-09
[120 empty] | 7.3.3.17.5 (Remote Grid) Updates to grid topology to minimize risk of ignition in HFTDs Remote GridWLDFREquipment / facility failureAggregated | WLDFR | HFTD - Distribution - Tier 3 - 2QU CoRE ¦ 5QU LoRE | Red Flag Warning - Small Fires | Equipment / facility failure | Aggregated | 2045 | 3.933e-05 | 22.7224 | 0.00089368 | 2045 | Mitigation | 0.95 | 45 | 0 | esc | 0.00097009 | 3.8154e-08 | 0.00097009 | 3.8154e-08 | 0.0027785 | 1.4553e-07 | 0.0083522 | 2.926e-09
[120 empty] | 7.3.3.17.5 (Remote Grid) Updates to grid topology to minimize risk of ignition in HFTDs Remote GridWLDFREquipment / facility failureAggregated | WLDFR | HFTD - Distribution - Tier 3 - 2QU CoRE ¦ 5QU LoRE | Red Flag Warning - Small Fires | Equipment / facility failure | Aggregated | 2046 | 3.933e-05 | 22.7224 | 0.00089368 | 2046 | Mitigation | 0.95 | 45 | 0 | esc | 0.00097009 | 3.8154e-08 | 0.00097009 | 3.8154e-08 | 0.0027785 | 1.4553e-07 | 0.0083522 | 2.926e-09
[120 empty] | 7.3.3.17.5 (Remote Grid) Updates to grid topology to minimize risk of ignition in HFTDs Remote GridWLDFREquipment / facility failureAggregated | WLDFR | HFTD - Distribution - Tier 3 - 2QU CoRE ¦ 5QU LoRE | Red Flag Warning - Small Fires | Equipment / facility failure | Aggregated | 2047 | 3.933e-05 | 22.7224 | 0.00089368 | 2047 | Mitigation | 0.95 | 45 | 0 | esc | 0.00097009 | 3.8154e-08 | 0.00097009 | 3.8154e-08 | 0.0027785 | 1.4553e-07 | 0.0083522 | 2.926e-09
[120 empty] | 7.3.3.17.5 (Remote Grid) Updates to grid topology to minimize risk of ignition in HFTDs Remote GridWLDFREquipment / facility failureAggregated | WLDFR | HFTD - Distribution - Tier 3 - 2QU CoRE ¦ 5QU LoRE | Red Flag Warning - Small Fires | Equipment / facility failure | Aggregated | 2048 | 3.933e-05 | 22.7224 | 0.00089368 | 2048 | Mitigation | 0.95 | 45 | 0 | esc | 0.00097009 | 3.8154e-08 | 0.00097009 | 3.8154e-08 | 0.0027785 | 1.4553e-07 | 0.0083522 | 2.926e-09
[120 empty] | 7.3.3.17.5 (Remote Grid) Updates to grid topology to minimize risk of ignition in HFTDs Remote GridWLDFREquipment / facility failureAggregated | WLDFR | HFTD - Distribution - Tier 3 - 2QU CoRE ¦ 5QU LoRE | Red Flag Warning - Small Fires | Equipment / facility failure | Aggregated | 2049 | 3.933e-05 | 22.7224 | 0.00089368 | 2049 | Mitigation | 0.95 | 45 | 0 | esc | 0.00097009 | 3.8154e-08 | 0.00097009 | 3.8154e-08 | 0.0027785 | 1.4553e-07 | 0.0083522 | 2.926e-09
[120 empty] | 7.3.3.17.5 (Remote Grid) Updates to grid topology to minimize risk of ignition in HFTDs Remote GridWLDFREquipment / facility failureAggregated | WLDFR | HFTD - Distribution - Tier 3 - 2QU CoRE ¦ 5QU LoRE | Red Flag Warning - Small Fires | Equipment / facility failure | Aggregated | 2050 | 3.933e-05 | 22.7224 | 0.00089368 | 2050 | Mitigation | 0.95 | 45 | 0 | esc | 0.00097009 | 3.8154e-08 | 0.00097009 | 3.8154e-08 | 0 | 0 | 0.0083522 | 2.926e-09
[120 empty] | 7.3.3.17.5 (Remote Grid) Updates to grid topology to minimize risk of ignition in HFTDs Remote GridWLDFREquipment / facility failureAggregated | WLDFR | HFTD - Distribution - Tier 3 - 2QU CoRE ¦ 5QU LoRE | Red Flag Warning - Small Fires | Equipment / facility failure | Aggregated | 2051 | 3.933e-05 | 22.7224 | 0.00089368 | 2051 | Mitigation | 0.95 | 45 | 0 | esc | 0.00097009 | 3.8154e-08 | 0.00097009 | 3.8154e-08 | 0.0027785 | 6.8145e-06 | 0.0083522 | 2.926e-09
[120 empty] | 7.3.3.17.5 (Remote Grid) Updates to grid topology to minimize risk of ignition in HFTDs Remote GridWLDFREquipment / facility failureAggregated | WLDFR | HFTD - Distribution - Tier 3 - 2QU CoRE ¦ 5QU LoRE | Red Flag Warning - Small Fires | Equipment / facility failure | Aggregated | 2052 | 3.933e-05 | 22.7224 | 0.00089368 | 2052 | Mitigation | 0.95 | 45 | 0 | esc | 0.00097009 | 3.8154e-08 | 0.00097009 | 3.8154e-08 | 0.0027785 | 6.8145e-06 | 0.0083522 | 2.926e-09
[120 empty] | 7.3.3.17.5 (Remote Grid) Updates to grid topology to minimize risk of ignition in HFTDs Remote GridWLDFREquipment / facility failureAggregated | WLDFR | HFTD - Distribution - Tier 3 - 2QU CoRE ¦ 5QU LoRE | Red Flag Warning - Small Fires | Equipment / facility failure | Aggregated | 2053 | 3.933e-05 | 22.7224 | 0.00089368 | 2053 | Mitigation | 0.95 | 45 | 0 | esc | 0.00097009 | 3.8154e-08 | 0.00097009 | 3.8154e-08 | 0.0027785 | 6.8145e-06 | 0.0083522 | 2.926e-09
[120 empty] | 7.3.3.17.5 (Remote Grid) Updates to grid topology to minimize risk of ignition in HFTDs Remote GridWLDFREquipment / facility failureAggregated | WLDFR | HFTD - Distribution - Tier 3 - 2QU CoRE ¦ 5QU LoRE | Red Flag Warning - Small Fires | Equipment / facility failure | Aggregated | 2054 | 3.933e-05 | 22.7224 | 0.00089368 | 2054 | Mitigation | 0.95 | 45 | 0 | esc | 0.00097009 | 3.8154e-08 | 0.00097009 | 3.8154e-08 | 0.0027785 | 6.8145e-06 | 0.0083522 | 2.926e-09
[120 empty] | 7.3.3.17.5 (Remote Grid) Updates to grid topology to minimize risk of ignition in HFTDs Remote GridWLDFREquipment / facility failureAggregated | WLDFR | HFTD - Distribution - Tier 3 - 2QU CoRE ¦ 5QU LoRE | Red Flag Warning - Small Fires | Equipment / facility failure | Aggregated | 2055 | 3.933e-05 | 22.7224 | 0.00089368 | 2055 | Mitigation | 0.95 | 45 | 0 | esc | 0.00097009 | 3.8154e-08 | 0.00097009 | 3.8154e-08 | 0.0027785 | 6.8145e-06 | 0.0083522 | 2.926e-09
[120 empty] | 7.3.3.17.5 (Remote Grid) Updates to grid topology to minimize risk of ignition in HFTDs Remote GridWLDFREquipment / facility failureAggregated | WLDFR | HFTD - Distribution - Tier 3 - 2QU CoRE ¦ 5QU LoRE | Red Flag Warning - Small Fires | Equipment / facility failure | Aggregated | 2056 | 3.933e-05 | 22.7224 | 0.00089368 | 2056 | Mitigation | 0.95 | 45 | 0 | esc | 0.00097009 | 3.8154e-08 | 0.00097009 | 3.8154e-08 | 0.0027785 | 6.8145e-06 | 0.0083522 | 2.926e-09
[120 empty] | 7.3.3.17.5 (Remote Grid) Updates to grid topology to minimize risk of ignition in HFTDs Remote GridWLDFREquipment / facility failureAggregated | WLDFR | HFTD - Distribution - Tier 3 - 2QU CoRE ¦ 5QU LoRE | Red Flag Warning - Small Fires | Equipment / facility failure | Aggregated | 2057 | 3.933e-05 | 22.7224 | 0.00089368 | 2057 | Mitigation | 0.95 | 45 | 0 | esc | 0.00097009 | 3.8154e-08 | 0.00097009 | 3.8154e-08 | 0.0027785 | 6.8145e-06 | 0.0083522 | 2.926e-09
[120 empty] | 7.3.3.17.5 (Remote Grid) Updates to grid topology to minimize risk of ignition in HFTDs Remote GridWLDFREquipment / facility failureAggregated | WLDFR | HFTD - Distribution - Tier 3 - 2QU CoRE ¦ 5QU LoRE | Red Flag Warning - Small Fires | Equipment / facility failure | Aggregated | 2058 | 3.933e-05 | 22.7224 | 0.00089368 | 2058 | Mitigation | 0.95 | 45 | 0 | esc | 0.00097009 | 3.8154e-08 | 0.00097009 | 3.8154e-08 | 0.0027785 | 6.8145e-06 | 0.0083522 | 2.926e-09
[120 empty] | 7.3.3.17.5 (Remote Grid) Updates to grid topology to minimize risk of ignition in HFTDs Remote GridWLDFREquipment / facility failureAggregated | WLDFR | HFTD - Distribution - Tier 3 - 2QU CoRE ¦ 5QU LoRE | Red Flag Warning - Small Fires | Equipment / facility failure | Aggregated | 2059 | 3.933e-05 | 22.7224 | 0.00089368 | 2059 | Mitigation | 0.95 | 45 | 0 | esc | 0.00097009 | 3.8154e-08 | 0.00097009 | 3.8154e-08 | 0.0027785 | 6.8145e-06 | 0.0083522 | 2.926e-09
[120 empty] | 7.3.3.17.5 (Remote Grid) Updates to grid topology to minimize risk of ignition in HFTDs Remote GridWLDFREquipment / facility failureAggregated | WLDFR | HFTD - Distribution - Tier 3 - 2QU CoRE ¦ 5QU LoRE | Red Flag Warning - Small Fires | Equipment / facility failure | Aggregated | 2060 | 3.933e-05 | 22.7224 | 0.00089368 | 2060 | Mitigation | 0.95 | 45 | 0 | esc | 0.00097009 | 3.8154e-08 | 0.00097009 | 3.8154e-08 | 0.0027785 | 6.8145e-06 | 0.0083522 | 2.926e-09
[120 empty] | 7.3.3.17.5 (Remote Grid) Updates to grid topology to minimize risk of ignition in HFTDs Remote GridWLDFREquipment / facility failureAggregated | WLDFR | HFTD - Distribution - Tier 3 - 2QU CoRE ¦ 5QU LoRE | Red Flag Warning - Small Fires | Equipment / facility failure | Aggregated | 2061 | 3.933e-05 | 22.7224 | 0.00089368 | 2061 | Mitigation | 0.95 | 45 | 0 | esc | 0.00097009 | 3.8154e-08 | 0.00097009 | 3.8154e-08 | 0.0027785 | 6.8145e-06 | 0.0083522 | 2.926e-09
[120 empty] | 7.3.3.17.5 (Remote Grid) Updates to grid topology to minimize risk of ignition in HFTDs Remote GridWLDFREquipment / facility failureAggregated | WLDFR | HFTD - Distribution - Tier 3 - 2QU CoRE ¦ 5QU LoRE | Red Flag Warning - Small Fires | Equipment / facility failure | Aggregated | 2062 | 3.933e-05 | 22.7224 | 0.00089368 | 2062 | Mitigation | 0.95 | 45 | 0 | esc | 0.00097009 | 3.8154e-08 | 0.00097009 | 3.8154e-08 | 0.0027785 | 6.8145e-06 | 0.0083522 | 2.926e-09
[120 empty] | 7.3.3.17.5 (Remote Grid) Updates to grid topology to minimize risk of ignition in HFTDs Remote GridWLDFREquipment / facility failureAggregated | WLDFR | HFTD - Distribution - Tier 3 - 2QU CoRE ¦ 5QU LoRE | Red Flag Warning - Small Fires | Equipment / facility failure | Aggregated | 2063 | 3.933e-05 | 22.7224 | 0.00089368 | 2063 | Mitigation | 0.95 | 45 | 0 | esc | 0.00097009 | 3.8154e-08 | 0.00097009 | 3.8154e-08 | 0.0027785 | 6.8145e-06 | 0.0083522 | 2.926e-09
[120 empty] | 7.3.3.17.5 (Remote Grid) Updates to grid topology to minimize risk of ignition in HFTDs Remote GridWLDFREquipment / facility failureAggregated | WLDFR | HFTD - Distribution - Tier 3 - 2QU CoRE ¦ 5QU LoRE | Red Flag Warning - Small Fires | Equipment / facility failure | Aggregated | 2064 | 3.933e-05 | 22.7224 | 0.00089368 | 2064 | Mitigation | 0.95 | 45 | 0 | esc | 0.00097009 | 3.8154e-08 | 0.00097009 | 3.8154e-08 | 0.0027785 | 6.8145e-06 | 0.0083522 | 2.926e-09
[120 empty] | 7.3.3.17.5 (Remote Grid) Updates to grid topology to minimize risk of ignition in HFTDs Remote GridWLDFREquipment / facility failureAggregated | WLDFR | HFTD - Distribution - Tier 3 - 2QU CoRE ¦ 5QU LoRE | Red Flag Warning - Small Fires | Equipment / facility failure | Aggregated | 2065 | 3.933e-05 | 22.7224 | 0.00089368 | 2065 | Mitigation | 0.95 | 45 | 0 | esc | 0.00097009 | 3.8154e-08 | 0.00097009 | 3.8154e-08 | 0.0027785 | 6.8145e-06 | 0.0083522 | 2.926e-09
[120 empty] | 7.3.3.17.5 (Remote Grid) Updates to grid topology to minimize risk of ignition in HFTDs Remote GridWLDFREquipment / facility failureAggregated | WLDFR | HFTD - Distribution - Tier 3 - 2QU CoRE ¦ 5QU LoRE | Red Flag Warning - Small Fires | Equipment / facility failure | Aggregated | 2066 | 3.933e-05 | 22.7224 | 0.00089368 | 2066 | Mitigation | 0.95 | 45 | 0 | esc | 0.00097009 | 3.8154e-08 | 0.00097009 | 3.8154e-08 | 0.0027785 | 6.8145e-06 | 0.0083522 | 2.926e-09
[120 empty] | 7.3.3.17.5 (Remote Grid) Updates to grid topology to minimize risk of ignition in HFTDs Remote GridWLDFREquipment / facility failureAggregated | WLDFR | HFTD - Distribution - Tier 3 - 2QU CoRE ¦ 5QU LoRE | Red Flag Warning - Small Fires | Equipment / facility failure | Aggregated | 2067 | 3.933e-05 | 22.7224 | 0.00089368 | 2067 | Mitigation | 0.95 | 45 | 0 | esc | 0 | 0 | 0.00097009 | 3.8154e-08 | 0.0027785 | 6.8145e-06 | 0.0083522 | 2.926e-09
[120 empty] | 7.3.3.17.5 (Remote Grid) Updates to grid topology to minimize risk of ignition in HFTDs Remote GridWLDFRVegetation ContactAggregated | WLDFR | HFTD - Distribution - Tier 3 - 2QU CoRE ¦ 5QU LoRE | Red Flag Warning - Small Fires | Vegetation Contact | Aggregated | 2022 | 0.00023933 | 22.7224 | 0.0054381 | 2022 | Mitigation | 0.95 | 45 | 0 | esc | 0.00097009 | 2.3217e-07 | 0 | 0 | 0.0027785 | 6.8145e-06 | 0.0083522 | 2.926e-09
[120 empty] | 7.3.3.17.5 (Remote Grid) Updates to grid topology to minimize risk of ignition in HFTDs Remote GridWLDFRVegetation ContactAggregated | WLDFR | HFTD - Distribution - Tier 3 - 2QU CoRE ¦ 5QU LoRE | Red Flag Warning - Small Fires | Vegetation Contact | Aggregated | 2023 | 0.00023933 | 22.7224 | 0.0054381 | 2023 | Mitigation | 0.95 | 45 | 0 | esc | 0.00097009 | 2.3217e-07 | 0.00097009 | 2.3217e-07 | 0.0027785 | 6.8145e-06 | 0.0083522 | 2.926e-09
[120 empty] | 7.3.3.17.5 (Remote Grid) Updates to grid topology to minimize risk of ignition in HFTDs Remote GridWLDFRVegetation ContactAggregated | WLDFR | HFTD - Distribution - Tier 3 - 2QU CoRE ¦ 5QU LoRE | Red Flag Warning - Small Fires | Vegetation Contact | Aggregated | 2024 | 0.00023933 | 22.7224 | 0.0054381 | 2024 | Mitigation | 0.95 | 45 | 0 | esc | 0.00097009 | 2.3217e-07 | 0.00097009 | 2.3217e-07 | 0.0027785 | 6.8145e-06 | 0.0083522 | 2.926e-09
[120 empty] | 7.3.3.17.5 (Remote Grid) Updates to grid topology to minimize risk of ignition in HFTDs Remote GridWLDFRVegetation ContactAggregated | WLDFR | HFTD - Distribution - Tier 3 - 2QU CoRE ¦ 5QU LoRE | Red Flag Warning - Small Fires | Vegetation Contact | Aggregated | 2025 | 0.00023933 | 22.7224 | 0.0054381 | 2025 | Mitigation | 0.95 | 45 | 0 | esc | 0.00097009 | 2.3217e-07 | 0.00097009 | 2.3217e-07 | 0.0027785 | 6.8145e-06 | 0.0083522 | 2.926e-09
[120 empty] | 7.3.3.17.5 (Remote Grid) Updates to grid topology to minimize risk of ignition in HFTDs Remote GridWLDFRVegetation ContactAggregated | WLDFR | HFTD - Distribution - Tier 3 - 2QU CoRE ¦ 5QU LoRE | Red Flag Warning - Small Fires | Vegetation Contact | Aggregated | 2026 | 0.00023933 | 22.7224 | 0.0054381 | 2026 | Mitigation | 0.95 | 45 | 0 | esc | 0.00097009 | 2.3217e-07 | 0.00097009 | 2.3217e-07 | 0.0027785 | 6.8145e-06 | 0.0083522 | 2.926e-09
[120 empty] | 7.3.3.17.5 (Remote Grid) Updates to grid topology to minimize risk of ignition in HFTDs Remote GridWLDFRVegetation ContactAggregated | WLDFR | HFTD - Distribution - Tier 3 - 2QU CoRE ¦ 5QU LoRE | Red Flag Warning - Small Fires | Vegetation Contact | Aggregated | 2027 | 0.00023933 | 22.7224 | 0.0054381 | 2027 | Mitigation | 0.95 | 45 | 0 | esc | 0.00097009 | 2.3217e-07 | 0.00097009 | 2.3217e-07 | 0.0027785 | 6.8145e-06 | 0.0083522 | 2.926e-09
[120 empty] | 7.3.3.17.5 (Remote Grid) Updates to grid topology to minimize risk of ignition in HFTDs Remote GridWLDFRVegetation ContactAggregated | WLDFR | HFTD - Distribution - Tier 3 - 2QU CoRE ¦ 5QU LoRE | Red Flag Warning - Small Fires | Vegetation Contact | Aggregated | 2028 | 0.00023933 | 22.7224 | 0.0054381 | 2028 | Mitigation | 0.95 | 45 | 0 | esc | 0.00097009 | 2.3217e-07 | 0.00097009 | 2.3217e-07 | 0.0027785 | 6.8145e-06 | 0 | 0
[120 empty] | 7.3.3.17.5 (Remote Grid) Updates to grid topology to minimize risk of ignition in HFTDs Remote GridWLDFRVegetation ContactAggregated | WLDFR | HFTD - Distribution - Tier 3 - 2QU CoRE ¦ 5QU LoRE | Red Flag Warning - Small Fires | Vegetation Contact | Aggregated | 2029 | 0.00023933 | 22.7224 | 0.0054381 | 2029 | Mitigation | 0.95 | 45 | 0 | esc | 0.00097009 | 2.3217e-07 | 0.00097009 | 2.3217e-07 | 0.0027785 | 6.8145e-06 | 0 | 0
[120 empty] | 7.3.3.17.5 (Remote Grid) Updates to grid topology to minimize risk of ignition in HFTDs Remote GridWLDFRVegetation ContactAggregated | WLDFR | HFTD - Distribution - Tier 3 - 2QU CoRE ¦ 5QU LoRE | Red Flag Warning - Small Fires | Vegetation Contact | Aggregated | 2030 | 0.00023933 | 22.7224 | 0.0054381 | 2030 | Mitigation | 0.95 | 45 | 0 | esc | 0.00097009 | 2.3217e-07 | 0.00097009 | 2.3217e-07 | 0.0027785 | 6.8145e-06 | 0.0092336 | 3.405e-10
[120 empty] | 7.3.3.17.5 (Remote Grid) Updates to grid topology to minimize risk of ignition in HFTDs Remote GridWLDFRVegetation ContactAggregated | WLDFR | HFTD - Distribution - Tier 3 - 2QU CoRE ¦ 5QU LoRE | Red Flag Warning - Small Fires | Vegetation Contact | Aggregated | 2031 | 0.00023933 | 22.7224 | 0.0054381 | 2031 | Mitigation | 0.95 | 45 | 0 | esc | 0.00097009 | 2.3217e-07 | 0.00097009 | 2.3217e-07 | 0.0027785 | 6.8145e-06 | 0.0092336 | 3.405e-10
[120 empty] | 7.3.3.17.5 (Remote Grid) Updates to grid topology to minimize risk of ignition in HFTDs Remote GridWLDFRVegetation ContactAggregated | WLDFR | HFTD - Distribution - Tier 3 - 2QU CoRE ¦ 5QU LoRE | Red Flag Warning - Small Fires | Vegetation Contact | Aggregated | 2032 | 0.00023933 | 22.7224 | 0.0054381 | 2032 | Mitigation | 0.95 | 45 | 0 | esc | 0.00097009 | 2.3217e-07 | 0.00097009 | 2.3217e-07 | 0.0027785 | 6.8145e-06 | 0.0092336 | 3.405e-10
[120 empty] | 7.3.3.17.5 (Remote Grid) Updates to grid topology to minimize risk of ignition in HFTDs Remote GridWLDFRVegetation ContactAggregated | WLDFR | HFTD - Distribution - Tier 3 - 2QU CoRE ¦ 5QU LoRE | Red Flag Warning - Small Fires | Vegetation Contact | Aggregated | 2033 | 0.00023933 | 22.7224 | 0.0054381 | 2033 | Mitigation | 0.95 | 45 | 0 | esc | 0.00097009 | 2.3217e-07 | 0.00097009 | 2.3217e-07 | 0.0027785 | 6.8145e-06 | 0.0092336 | 3.405e-10
[120 empty] | 7.3.3.17.5 (Remote Grid) Updates to grid topology to minimize risk of ignition in HFTDs Remote GridWLDFRVegetation ContactAggregated | WLDFR | HFTD - Distribution - Tier 3 - 2QU CoRE ¦ 5QU LoRE | Red Flag Warning - Small Fires | Vegetation Contact | Aggregated | 2034 | 0.00023933 | 22.7224 | 0.0054381 | 2034 | Mitigation | 0.95 | 45 | 0 | esc | 0.00097009 | 2.3217e-07 | 0.00097009 | 2.3217e-07 | 0.0027785 | 6.8145e-06 | 0.0092336 | 3.405e-10
[120 empty] | 7.3.3.17.5 (Remote Grid) Updates to grid topology to minimize risk of ignition in HFTDs Remote GridWLDFRVegetation ContactAggregated | WLDFR | HFTD - Distribution - Tier 3 - 2QU CoRE ¦ 5QU LoRE | Red Flag Warning - Small Fires | Vegetation Contact | Aggregated | 2035 | 0.00023933 | 22.7224 | 0.0054381 | 2035 | Mitigation | 0.95 | 45 | 0 | esc | 0.00097009 | 2.3217e-07 | 0.00097009 | 2.3217e-07 | 0.0027785 | 6.8145e-06 | 0.0092336 | 3.405e-10
[120 empty] | 7.3.3.17.5 (Remote Grid) Updates to grid topology to minimize risk of ignition in HFTDs Remote GridWLDFRVegetation ContactAggregated | WLDFR | HFTD - Distribution - Tier 3 - 2QU CoRE ¦ 5QU LoRE | Red Flag Warning - Small Fires | Vegetation Contact | Aggregated | 2036 | 0.00023933 | 22.7224 | 0.0054381 | 2036 | Mitigation | 0.95 | 45 | 0 | esc | 0.00097009 | 2.3217e-07 | 0.00097009 | 2.3217e-07 | 0.0027785 | 6.8145e-06 | 0.0092336 | 3.405e-10
[120 empty] | 7.3.3.17.5 (Remote Grid) Updates to grid topology to minimize risk of ignition in HFTDs Remote GridWLDFRVegetation ContactAggregated | WLDFR | HFTD - Distribution - Tier 3 - 2QU CoRE ¦ 5QU LoRE | Red Flag Warning - Small Fires | Vegetation Contact | Aggregated | 2037 | 0.00023933 | 22.7224 | 0.0054381 | 2037 | Mitigation | 0.95 | 45 | 0 | esc | 0.00097009 | 2.3217e-07 | 0.00097009 | 2.3217e-07 | 0.0027785 | 6.8145e-06 | 0.0092336 | 3.405e-10
[120 empty] | 7.3.3.17.5 (Remote Grid) Updates to grid topology to minimize risk of ignition in HFTDs Remote GridWLDFRVegetation ContactAggregated | WLDFR | HFTD - Distribution - Tier 3 - 2QU CoRE ¦ 5QU LoRE | Red Flag Warning - Small Fires | Vegetation Contact | Aggregated | 2038 | 0.00023933 | 22.7224 | 0.0054381 | 2038 | Mitigation | 0.95 | 45 | 0 | esc | 0.00097009 | 2.3217e-07 | 0.00097009 | 2.3217e-07 | 0.0027785 | 6.8145e-06 | 0.0092336 | 3.405e-10
[120 empty] | 7.3.3.17.5 (Remote Grid) Updates to grid topology to minimize risk of ignition in HFTDs Remote GridWLDFRVegetation ContactAggregated | WLDFR | HFTD - Distribution - Tier 3 - 2QU CoRE ¦ 5QU LoRE | Red Flag Warning - Small Fires | Vegetation Contact | Aggregated | 2039 | 0.00023933 | 22.7224 | 0.0054381 | 2039 | Mitigation | 0.95 | 45 | 0 | esc | 0.00097009 | 2.3217e-07 | 0.00097009 | 2.3217e-07 | 0.0027785 | 6.8145e-06 | 0.0092336 | 3.405e-10
[120 empty] | 7.3.3.17.5 (Remote Grid) Updates to grid topology to minimize risk of ignition in HFTDs Remote GridWLDFRVegetation ContactAggregated | WLDFR | HFTD - Distribution - Tier 3 - 2QU CoRE ¦ 5QU LoRE | Red Flag Warning - Small Fires | Vegetation Contact | Aggregated | 2040 | 0.00023933 | 22.7224 | 0.0054381 | 2040 | Mitigation | 0.95 | 45 | 0 | esc | 0.00097009 | 2.3217e-07 | 0.00097009 | 2.3217e-07 | 0.0027785 | 6.8145e-06 | 0.0092336 | 3.405e-10
[120 empty] | 7.3.3.17.5 (Remote Grid) Updates to grid topology to minimize risk of ignition in HFTDs Remote GridWLDFRVegetation ContactAggregated | WLDFR | HFTD - Distribution - Tier 3 - 2QU CoRE ¦ 5QU LoRE | Red Flag Warning - Small Fires | Vegetation Contact | Aggregated | 2041 | 0.00023933 | 22.7224 | 0.0054381 | 2041 | Mitigation | 0.95 | 45 | 0 | esc | 0.00097009 | 2.3217e-07 | 0.00097009 | 2.3217e-07 | 0.0027785 | 6.8145e-06 | 0.0092336 | 3.405e-10
[120 empty] | 7.3.3.17.5 (Remote Grid) Updates to grid topology to minimize risk of ignition in HFTDs Remote GridWLDFRVegetation ContactAggregated | WLDFR | HFTD - Distribution - Tier 3 - 2QU CoRE ¦ 5QU LoRE | Red Flag Warning - Small Fires | Vegetation Contact | Aggregated | 2042 | 0.00023933 | 22.7224 | 0.0054381 | 2042 | Mitigation | 0.95 | 45 | 0 | esc | 0.00097009 | 2.3217e-07 | 0.00097009 | 2.3217e-07 | 0.0027785 | 6.8145e-06 | 0.0092336 | 3.405e-10
[120 empty] | 7.3.3.17.5 (Remote Grid) Updates to grid topology to minimize risk of ignition in HFTDs Remote GridWLDFRVegetation ContactAggregated | WLDFR | HFTD - Distribution - Tier 3 - 2QU CoRE ¦ 5QU LoRE | Red Flag Warning - Small Fires | Vegetation Contact | Aggregated | 2043 | 0.00023933 | 22.7224 | 0.0054381 | 2043 | Mitigation | 0.95 | 45 | 0 | esc | 0.00097009 | 2.3217e-07 | 0.00097009 | 2.3217e-07 | 0.0027785 | 6.8145e-06 | 0.0092336 | 3.405e-10
[120 empty] | 7.3.3.17.5 (Remote Grid) Updates to grid topology to minimize risk of ignition in HFTDs Remote GridWLDFRVegetation ContactAggregated | WLDFR | HFTD - Distribution - Tier 3 - 2QU CoRE ¦ 5QU LoRE | Red Flag Warning - Small Fires | Vegetation Contact | Aggregated | 2044 | 0.00023933 | 22.7224 | 0.0054381 | 2044 | Mitigation | 0.95 | 45 | 0 | esc | 0.00097009 | 2.3217e-07 | 0.00097009 | 2.3217e-07 | 0.0027785 | 6.8145e-06 | 0.0092336 | 3.405e-10
[120 empty] | 7.3.3.17.5 (Remote Grid) Updates to grid topology to minimize risk of ignition in HFTDs Remote GridWLDFRVegetation ContactAggregated | WLDFR | HFTD - Distribution - Tier 3 - 2QU CoRE ¦ 5QU LoRE | Red Flag Warning - Small Fires | Vegetation Contact | Aggregated | 2045 | 0.00023933 | 22.7224 | 0.0054381 | 2045 | Mitigation | 0.95 | 45 | 0 | esc | 0.00097009 | 2.3217e-07 | 0.00097009 | 2.3217e-07 | 0.0027785 | 6.8145e-06 | 0.0092336 | 3.405e-10
[120 empty] | 7.3.3.17.5 (Remote Grid) Updates to grid topology to minimize risk of ignition in HFTDs Remote GridWLDFRVegetation ContactAggregated | WLDFR | HFTD - Distribution - Tier 3 - 2QU CoRE ¦ 5QU LoRE | Red Flag Warning - Small Fires | Vegetation Contact | Aggregated | 2046 | 0.00023933 | 22.7224 | 0.0054381 | 2046 | Mitigation | 0.95 | 45 | 0 | esc | 0.00097009 | 2.3217e-07 | 0.00097009 | 2.3217e-07 | 0.0027785 | 6.8145e-06 | 0.0092336 | 3.405e-10
[120 empty] | 7.3.3.17.5 (Remote Grid) Updates to grid topology to minimize risk of ignition in HFTDs Remote GridWLDFRVegetation ContactAggregated | WLDFR | HFTD - Distribution - Tier 3 - 2QU CoRE ¦ 5QU LoRE | Red Flag Warning - Small Fires | Vegetation Contact | Aggregated | 2047 | 0.00023933 | 22.7224 | 0.0054381 | 2047 | Mitigation | 0.95 | 45 | 0 | esc | 0.00097009 | 2.3217e-07 | 0.00097009 | 2.3217e-07 | 0.0027785 | 6.8145e-06 | 0.0092336 | 3.405e-10
[120 empty] | 7.3.3.17.5 (Remote Grid) Updates to grid topology to minimize risk of ignition in HFTDs Remote GridWLDFRVegetation ContactAggregated | WLDFR | HFTD - Distribution - Tier 3 - 2QU CoRE ¦ 5QU LoRE | Red Flag Warning - Small Fires | Vegetation Contact | Aggregated | 2048 | 0.00023933 | 22.7224 | 0.0054381 | 2048 | Mitigation | 0.95 | 45 | 0 | esc | 0.00097009 | 2.3217e-07 | 0.00097009 | 2.3217e-07 | 0.0027785 | 6.8145e-06 | 0.0092336 | 3.405e-10
[120 empty] | 7.3.3.17.5 (Remote Grid) Updates to grid topology to minimize risk of ignition in HFTDs Remote GridWLDFRVegetation ContactAggregated | WLDFR | HFTD - Distribution - Tier 3 - 2QU CoRE ¦ 5QU LoRE | Red Flag Warning - Small Fires | Vegetation Contact | Aggregated | 2049 | 0.00023933 | 22.7224 | 0.0054381 | 2049 | Mitigation | 0.95 | 45 | 0 | esc | 0.00097009 | 2.3217e-07 | 0.00097009 | 2.3217e-07 | 0.0027785 | 6.8145e-06 | 0.0092336 | 3.405e-10
[120 empty] | 7.3.3.17.5 (Remote Grid) Updates to grid topology to minimize risk of ignition in HFTDs Remote GridWLDFRVegetation ContactAggregated | WLDFR | HFTD - Distribution - Tier 3 - 2QU CoRE ¦ 5QU LoRE | Red Flag Warning - Small Fires | Vegetation Contact | Aggregated | 2050 | 0.00023933 | 22.7224 | 0.0054381 | 2050 | Mitigation | 0.95 | 45 | 0 | esc | 0.00097009 | 2.3217e-07 | 0.00097009 | 2.3217e-07 | 0.0027785 | 6.8145e-06 | 0.0092336 | 3.405e-10
[120 empty] | 7.3.3.17.5 (Remote Grid) Updates to grid topology to minimize risk of ignition in HFTDs Remote GridWLDFRVegetation ContactAggregated | WLDFR | HFTD - Distribution - Tier 3 - 2QU CoRE ¦ 5QU LoRE | Red Flag Warning - Small Fires | Vegetation Contact | Aggregated | 2051 | 0.00023933 | 22.7224 | 0.0054381 | 2051 | Mitigation | 0.95 | 45 | 0 | esc | 0.00097009 | 2.3217e-07 | 0.00097009 | 2.3217e-07 | 0.0027785 | 6.8145e-06 | 0.0092336 | 3.405e-10
[120 empty] | 7.3.3.17.5 (Remote Grid) Updates to grid topology to minimize risk of ignition in HFTDs Remote GridWLDFRVegetation ContactAggregated | WLDFR | HFTD - Distribution - Tier 3 - 2QU CoRE ¦ 5QU LoRE | Red Flag Warning - Small Fires | Vegetation Contact | Aggregated | 2052 | 0.00023933 | 22.7224 | 0.0054381 | 2052 | Mitigation | 0.95 | 45 | 0 | esc | 0.00097009 | 2.3217e-07 | 0.00097009 | 2.3217e-07 | 0.0027785 | 6.8145e-06 | 0.0092336 | 3.405e-10
[120 empty] | 7.3.3.17.5 (Remote Grid) Updates to grid topology to minimize risk of ignition in HFTDs Remote GridWLDFRVegetation ContactAggregated | WLDFR | HFTD - Distribution - Tier 3 - 2QU CoRE ¦ 5QU LoRE | Red Flag Warning - Small Fires | Vegetation Contact | Aggregated | 2053 | 0.00023933 | 22.7224 | 0.0054381 | 2053 | Mitigation | 0.95 | 45 | 0 | esc | 0.00097009 | 2.3217e-07 | 0.00097009 | 2.3217e-07 | 0.0027785 | 6.8145e-06 | 0.0092336 | 3.405e-10
[120 empty] | 7.3.3.17.5 (Remote Grid) Updates to grid topology to minimize risk of ignition in HFTDs Remote GridWLDFRVegetation ContactAggregated | WLDFR | HFTD - Distribution - Tier 3 - 2QU CoRE ¦ 5QU LoRE | Red Flag Warning - Small Fires | Vegetation Contact | Aggregated | 2054 | 0.00023933 | 22.7224 | 0.0054381 | 2054 | Mitigation | 0.95 | 45 | 0 | esc | 0.00097009 | 2.3217e-07 | 0.00097009 | 2.3217e-07 | 0 | 0 | 0.0092336 | 3.405e-10
[120 empty] | 7.3.3.17.5 (Remote Grid) Updates to grid topology to minimize risk of ignition in HFTDs Remote GridWLDFRVegetation ContactAggregated | WLDFR | HFTD - Distribution - Tier 3 - 2QU CoRE ¦ 5QU LoRE | Red Flag Warning - Small Fires | Vegetation Contact | Aggregated | 2055 | 0.00023933 | 22.7224 | 0.0054381 | 2055 | Mitigation | 0.95 | 45 | 0 | esc | 0.00097009 | 2.3217e-07 | 0.00097009 | 2.3217e-07 | 0.0027785 | 7.487e-07 | 0.0092336 | 3.405e-10
[120 empty] | 7.3.3.17.5 (Remote Grid) Updates to grid topology to minimize risk of ignition in HFTDs Remote GridWLDFRVegetation ContactAggregated | WLDFR | HFTD - Distribution - Tier 3 - 2QU CoRE ¦ 5QU LoRE | Red Flag Warning - Small Fires | Vegetation Contact | Aggregated | 2056 | 0.00023933 | 22.7224 | 0.0054381 | 2056 | Mitigation | 0.95 | 45 | 0 | esc | 0.00097009 | 2.3217e-07 | 0.00097009 | 2.3217e-07 | 0.0027785 | 7.487e-07 | 0.0092336 | 3.405e-10
[120 empty] | 7.3.3.17.5 (Remote Grid) Updates to grid topology to minimize risk of ignition in HFTDs Remote GridWLDFRVegetation ContactAggregated | WLDFR | HFTD - Distribution - Tier 3 - 2QU CoRE ¦ 5QU LoRE | Red Flag Warning - Small Fires | Vegetation Contact | Aggregated | 2057 | 0.00023933 | 22.7224 | 0.0054381 | 2057 | Mitigation | 0.95 | 45 | 0 | esc | 0.00097009 | 2.3217e-07 | 0.00097009 | 2.3217e-07 | 0.0027785 | 7.487e-07 | 0.0092336 | 3.405e-10
[120 empty] | 7.3.3.17.5 (Remote Grid) Updates to grid topology to minimize risk of ignition in HFTDs Remote GridWLDFRVegetation ContactAggregated | WLDFR | HFTD - Distribution - Tier 3 - 2QU CoRE ¦ 5QU LoRE | Red Flag Warning - Small Fires | Vegetation Contact | Aggregated | 2058 | 0.00023933 | 22.7224 | 0.0054381 | 2058 | Mitigation | 0.95 | 45 | 0 | esc | 0.00097009 | 2.3217e-07 | 0.00097009 | 2.3217e-07 | 0.0027785 | 7.487e-07 | 0.0092336 | 3.405e-10
[120 empty] | 7.3.3.17.5 (Remote Grid) Updates to grid topology to minimize risk of ignition in HFTDs Remote GridWLDFRVegetation ContactAggregated | WLDFR | HFTD - Distribution - Tier 3 - 2QU CoRE ¦ 5QU LoRE | Red Flag Warning - Small Fires | Vegetation Contact | Aggregated | 2059 | 0.00023933 | 22.7224 | 0.0054381 | 2059 | Mitigation | 0.95 | 45 | 0 | esc | 0.00097009 | 2.3217e-07 | 0.00097009 | 2.3217e-07 | 0.0027785 | 7.487e-07 | 0.0092336 | 3.405e-10
[120 empty] | 7.3.3.17.5 (Remote Grid) Updates to grid topology to minimize risk of ignition in HFTDs Remote GridWLDFRVegetation ContactAggregated | WLDFR | HFTD - Distribution - Tier 3 - 2QU CoRE ¦ 5QU LoRE | Red Flag Warning - Small Fires | Vegetation Contact | Aggregated | 2060 | 0.00023933 | 22.7224 | 0.0054381 | 2060 | Mitigation | 0.95 | 45 | 0 | esc | 0.00097009 | 2.3217e-07 | 0.00097009 | 2.3217e-07 | 0.0027785 | 7.487e-07 | 0 | 0
[120 empty] | 7.3.3.17.5 (Remote Grid) Updates to grid topology to minimize risk of ignition in HFTDs Remote GridWLDFRVegetation ContactAggregated | WLDFR | HFTD - Distribution - Tier 3 - 2QU CoRE ¦ 5QU LoRE | Red Flag Warning - Small Fires | Vegetation Contact | Aggregated | 2061 | 0.00023933 | 22.7224 | 0.0054381 | 2061 | Mitigation | 0.95 | 45 | 0 | esc | 0.00097009 | 2.3217e-07 | 0.00097009 | 2.3217e-07 | 0.0027785 | 7.487e-07 | 0 | 0
[120 empty] | 7.3.3.17.5 (Remote Grid) Updates to grid topology to minimize risk of ignition in HFTDs Remote GridWLDFRVegetation ContactAggregated | WLDFR | HFTD - Distribution - Tier 3 - 2QU CoRE ¦ 5QU LoRE | Red Flag Warning - Small Fires | Vegetation Contact | Aggregated | 2062 | 0.00023933 | 22.7224 | 0.0054381 | 2062 | Mitigation | 0.95 | 45 | 0 | esc | 0.00097009 | 2.3217e-07 | 0.00097009 | 2.3217e-07 | 0.0027785 | 7.487e-07 | 0.0033164 | 5.965e-09
[120 empty] | 7.3.3.17.5 (Remote Grid) Updates to grid topology to minimize risk of ignition in HFTDs Remote GridWLDFRVegetation ContactAggregated | WLDFR | HFTD - Distribution - Tier 3 - 2QU CoRE ¦ 5QU LoRE | Red Flag Warning - Small Fires | Vegetation Contact | Aggregated | 2063 | 0.00023933 | 22.7224 | 0.0054381 | 2063 | Mitigation | 0.95 | 45 | 0 | esc | 0.00097009 | 2.3217e-07 | 0.00097009 | 2.3217e-07 | 0.0027785 | 7.487e-07 | 0.0033164 | 5.965e-09
[120 empty] | 7.3.3.17.5 (Remote Grid) Updates to grid topology to minimize risk of ignition in HFTDs Remote GridWLDFRVegetation ContactAggregated | WLDFR | HFTD - Distribution - Tier 3 - 2QU CoRE ¦ 5QU LoRE | Red Flag Warning - Small Fires | Vegetation Contact | Aggregated | 2064 | 0.00023933 | 22.7224 | 0.0054381 | 2064 | Mitigation | 0.95 | 45 | 0 | esc | 0.00097009 | 2.3217e-07 | 0.00097009 | 2.3217e-07 | 0.0027785 | 7.487e-07 | 0.0033164 | 5.965e-09
[120 empty] | 7.3.3.17.5 (Remote Grid) Updates to grid topology to minimize risk of ignition in HFTDs Remote GridWLDFRVegetation ContactAggregated | WLDFR | HFTD - Distribution - Tier 3 - 2QU CoRE ¦ 5QU LoRE | Red Flag Warning - Small Fires | Vegetation Contact | Aggregated | 2065 | 0.00023933 | 22.7224 | 0.0054381 | 2065 | Mitigation | 0.95 | 45 | 0 | esc | 0.00097009 | 2.3217e-07 | 0.00097009 | 2.3217e-07 | 0.0027785 | 7.487e-07 | 0.0033164 | 5.965e-09
[120 empty] | 7.3.3.17.5 (Remote Grid) Updates to grid topology to minimize risk of ignition in HFTDs Remote GridWLDFRVegetation ContactAggregated | WLDFR | HFTD - Distribution - Tier 3 - 2QU CoRE ¦ 5QU LoRE | Red Flag Warning - Small Fires | Vegetation Contact | Aggregated | 2066 | 0.00023933 | 22.7224 | 0.0054381 | 2066 | Mitigation | 0.95 | 45 | 0 | esc | 0.00097009 | 2.3217e-07 | 0.00097009 | 2.3217e-07 | 0.0027785 | 7.487e-07 | 0.0033164 | 5.965e-09
[120 empty] | 7.3.3.17.5 (Remote Grid) Updates to grid topology to minimize risk of ignition in HFTDs Remote GridWLDFRVegetation ContactAggregated | WLDFR | HFTD - Distribution - Tier 3 - 2QU CoRE ¦ 5QU LoRE | Red Flag Warning - Small Fires | Vegetation Contact | Aggregated | 2067 | 0.00023933 | 22.7224 | 0.0054381 | 2067 | Mitigation | 0.95 | 45 | 0 | esc | 0 | 0 | 0.00097009 | 2.3217e-07 | 0.0027785 | 7.487e-07 | 0.0033164 | 5.965e-09
[120 empty] | 7.3.3.17.5 (Remote Grid) Updates to grid topology to minimize risk of ignition in HFTDs Remote GridWLDFRWire-to-wire contactAggregated | WLDFR | HFTD - Distribution - Tier 3 - 2QU CoRE ¦ 5QU LoRE | Red Flag Warning - Small Fires | Wire-to-wire contact | Aggregated | 2022 | 1.0131e-05 | 22.7224 | 0.00023019 | 2022 | Mitigation | 0.95 | 45 | 0 | esc | 0.00097009 | 9.8276e-09 | 0 | 0 | 0.0027785 | 7.487e-07 | 0.0033164 | 5.965e-09
[120 empty] | 7.3.3.17.5 (Remote Grid) Updates to grid topology to minimize risk of ignition in HFTDs Remote GridWLDFRWire-to-wire contactAggregated | WLDFR | HFTD - Distribution - Tier 3 - 2QU CoRE ¦ 5QU LoRE | Red Flag Warning - Small Fires | Wire-to-wire contact | Aggregated | 2023 | 1.0131e-05 | 22.7224 | 0.00023019 | 2023 | Mitigation | 0.95 | 45 | 0 | esc | 0.00097009 | 9.8276e-09 | 0.00097009 | 9.8276e-09 | 0.0027785 | 7.487e-07 | 0.0033164 | 5.965e-09
[120 empty] | 7.3.3.17.5 (Remote Grid) Updates to grid topology to minimize risk of ignition in HFTDs Remote GridWLDFRWire-to-wire contactAggregated | WLDFR | HFTD - Distribution - Tier 3 - 2QU CoRE ¦ 5QU LoRE | Red Flag Warning - Small Fires | Wire-to-wire contact | Aggregated | 2024 | 1.0131e-05 | 22.7224 | 0.00023019 | 2024 | Mitigation | 0.95 | 45 | 0 | esc | 0.00097009 | 9.8276e-09 | 0.00097009 | 9.8276e-09 | 0.0027785 | 7.487e-07 | 0.0033164 | 5.965e-09
[120 empty] | 7.3.3.17.5 (Remote Grid) Updates to grid topology to minimize risk of ignition in HFTDs Remote GridWLDFRWire-to-wire contactAggregated | WLDFR | HFTD - Distribution - Tier 3 - 2QU CoRE ¦ 5QU LoRE | Red Flag Warning - Small Fires | Wire-to-wire contact | Aggregated | 2025 | 1.0131e-05 | 22.7224 | 0.00023019 | 2025 | Mitigation | 0.95 | 45 | 0 | esc | 0.00097009 | 9.8276e-09 | 0.00097009 | 9.8276e-09 | 0.0027785 | 7.487e-07 | 0.0033164 | 5.965e-09
[120 empty] | 7.3.3.17.5 (Remote Grid) Updates to grid topology to minimize risk of ignition in HFTDs Remote GridWLDFRWire-to-wire contactAggregated | WLDFR | HFTD - Distribution - Tier 3 - 2QU CoRE ¦ 5QU LoRE | Red Flag Warning - Small Fires | Wire-to-wire contact | Aggregated | 2026 | 1.0131e-05 | 22.7224 | 0.00023019 | 2026 | Mitigation | 0.95 | 45 | 0 | esc | 0.00097009 | 9.8276e-09 | 0.00097009 | 9.8276e-09 | 0.0027785 | 7.487e-07 | 0.0033164 | 5.965e-09
[120 empty] | 7.3.3.17.5 (Remote Grid) Updates to grid topology to minimize risk of ignition in HFTDs Remote GridWLDFRWire-to-wire contactAggregated | WLDFR | HFTD - Distribution - Tier 3 - 2QU CoRE ¦ 5QU LoRE | Red Flag Warning - Small Fires | Wire-to-wire contact | Aggregated | 2027 | 1.0131e-05 | 22.7224 | 0.00023019 | 2027 | Mitigation | 0.95 | 45 | 0 | esc | 0.00097009 | 9.8276e-09 | 0.00097009 | 9.8276e-09 | 0.0027785 | 7.487e-07 | 0.0033164 | 5.965e-09
[120 empty] | 7.3.3.17.5 (Remote Grid) Updates to grid topology to minimize risk of ignition in HFTDs Remote GridWLDFRWire-to-wire contactAggregated | WLDFR | HFTD - Distribution - Tier 3 - 2QU CoRE ¦ 5QU LoRE | Red Flag Warning - Small Fires | Wire-to-wire contact | Aggregated | 2028 | 1.0131e-05 | 22.7224 | 0.00023019 | 2028 | Mitigation | 0.95 | 45 | 0 | esc | 0.00097009 | 9.8276e-09 | 0.00097009 | 9.8276e-09 | 0.0027785 | 7.487e-07 | 0.0033164 | 5.965e-09
[120 empty] | 7.3.3.17.5 (Remote Grid) Updates to grid topology to minimize risk of ignition in HFTDs Remote GridWLDFRWire-to-wire contactAggregated | WLDFR | HFTD - Distribution - Tier 3 - 2QU CoRE ¦ 5QU LoRE | Red Flag Warning - Small Fires | Wire-to-wire contact | Aggregated | 2029 | 1.0131e-05 | 22.7224 | 0.00023019 | 2029 | Mitigation | 0.95 | 45 | 0 | esc | 0.00097009 | 9.8276e-09 | 0.00097009 | 9.8276e-09 | 0.0027785 | 7.487e-07 | 0.0033164 | 5.965e-09
[120 empty] | 7.3.3.17.5 (Remote Grid) Updates to grid topology to minimize risk of ignition in HFTDs Remote GridWLDFRWire-to-wire contactAggregated | WLDFR | HFTD - Distribution - Tier 3 - 2QU CoRE ¦ 5QU LoRE | Red Flag Warning - Small Fires | Wire-to-wire contact | Aggregated | 2030 | 1.0131e-05 | 22.7224 | 0.00023019 | 2030 | Mitigation | 0.95 | 45 | 0 | esc | 0.00097009 | 9.8276e-09 | 0.00097009 | 9.8276e-09 | 0.0027785 | 7.487e-07 | 0.0033164 | 5.965e-09
[120 empty] | 7.3.3.17.5 (Remote Grid) Updates to grid topology to minimize risk of ignition in HFTDs Remote GridWLDFRWire-to-wire contactAggregated | WLDFR | HFTD - Distribution - Tier 3 - 2QU CoRE ¦ 5QU LoRE | Red Flag Warning - Small Fires | Wire-to-wire contact | Aggregated | 2031 | 1.0131e-05 | 22.7224 | 0.00023019 | 2031 | Mitigation | 0.95 | 45 | 0 | esc | 0.00097009 | 9.8276e-09 | 0.00097009 | 9.8276e-09 | 0.0027785 | 7.487e-07 | 0.0033164 | 5.965e-09
[120 empty] | 7.3.3.17.5 (Remote Grid) Updates to grid topology to minimize risk of ignition in HFTDs Remote GridWLDFRWire-to-wire contactAggregated | WLDFR | HFTD - Distribution - Tier 3 - 2QU CoRE ¦ 5QU LoRE | Red Flag Warning - Small Fires | Wire-to-wire contact | Aggregated | 2032 | 1.0131e-05 | 22.7224 | 0.00023019 | 2032 | Mitigation | 0.95 | 45 | 0 | esc | 0.00097009 | 9.8276e-09 | 0.00097009 | 9.8276e-09 | 0.0027785 | 7.487e-07 | 0.0033164 | 5.965e-09
[120 empty] | 7.3.3.17.5 (Remote Grid) Updates to grid topology to minimize risk of ignition in HFTDs Remote GridWLDFRWire-to-wire contactAggregated | WLDFR | HFTD - Distribution - Tier 3 - 2QU CoRE ¦ 5QU LoRE | Red Flag Warning - Small Fires | Wire-to-wire contact | Aggregated | 2033 | 1.0131e-05 | 22.7224 | 0.00023019 | 2033 | Mitigation | 0.95 | 45 | 0 | esc | 0.00097009 | 9.8276e-09 | 0.00097009 | 9.8276e-09 | 0.0027785 | 7.487e-07 | 0.0033164 | 5.965e-09
[120 empty] | 7.3.3.17.5 (Remote Grid) Updates to grid topology to minimize risk of ignition in HFTDs Remote GridWLDFRWire-to-wire contactAggregated | WLDFR | HFTD - Distribution - Tier 3 - 2QU CoRE ¦ 5QU LoRE | Red Flag Warning - Small Fires | Wire-to-wire contact | Aggregated | 2034 | 1.0131e-05 | 22.7224 | 0.00023019 | 2034 | Mitigation | 0.95 | 45 | 0 | esc | 0.00097009 | 9.8276e-09 | 0.00097009 | 9.8276e-09 | 0.0027785 | 7.487e-07 | 0.0033164 | 5.965e-09
[120 empty] | 7.3.3.17.5 (Remote Grid) Updates to grid topology to minimize risk of ignition in HFTDs Remote GridWLDFRWire-to-wire contactAggregated | WLDFR | HFTD - Distribution - Tier 3 - 2QU CoRE ¦ 5QU LoRE | Red Flag Warning - Small Fires | Wire-to-wire contact | Aggregated | 2035 | 1.0131e-05 | 22.7224 | 0.00023019 | 2035 | Mitigation | 0.95 | 45 | 0 | esc | 0.00097009 | 9.8276e-09 | 0.00097009 | 9.8276e-09 | 0.0027785 | 7.487e-07 | 0.0033164 | 5.965e-09
[120 empty] | 7.3.3.17.5 (Remote Grid) Updates to grid topology to minimize risk of ignition in HFTDs Remote GridWLDFRWire-to-wire contactAggregated | WLDFR | HFTD - Distribution - Tier 3 - 2QU CoRE ¦ 5QU LoRE | Red Flag Warning - Small Fires | Wire-to-wire contact | Aggregated | 2036 | 1.0131e-05 | 22.7224 | 0.00023019 | 2036 | Mitigation | 0.95 | 45 | 0 | esc | 0.00097009 | 9.8276e-09 | 0.00097009 | 9.8276e-09 | 0.0027785 | 7.487e-07 | 0.0033164 | 5.965e-09
[120 empty] | 7.3.3.17.5 (Remote Grid) Updates to grid topology to minimize risk of ignition in HFTDs Remote GridWLDFRWire-to-wire contactAggregated | WLDFR | HFTD - Distribution - Tier 3 - 2QU CoRE ¦ 5QU LoRE | Red Flag Warning - Small Fires | Wire-to-wire contact | Aggregated | 2037 | 1.0131e-05 | 22.7224 | 0.00023019 | 2037 | Mitigation | 0.95 | 45 | 0 | esc | 0.00097009 | 9.8276e-09 | 0.00097009 | 9.8276e-09 | 0.0027785 | 7.487e-07 | 0.0033164 | 5.965e-09
[120 empty] | 7.3.3.17.5 (Remote Grid) Updates to grid topology to minimize risk of ignition in HFTDs Remote GridWLDFRWire-to-wire contactAggregated | WLDFR | HFTD - Distribution - Tier 3 - 2QU CoRE ¦ 5QU LoRE | Red Flag Warning - Small Fires | Wire-to-wire contact | Aggregated | 2038 | 1.0131e-05 | 22.7224 | 0.00023019 | 2038 | Mitigation | 0.95 | 45 | 0 | esc | 0.00097009 | 9.8276e-09 | 0.00097009 | 9.8276e-09 | 0.0027785 | 7.487e-07 | 0.0033164 | 5.965e-09
[120 empty] | 7.3.3.17.5 (Remote Grid) Updates to grid topology to minimize risk of ignition in HFTDs Remote GridWLDFRWire-to-wire contactAggregated | WLDFR | HFTD - Distribution - Tier 3 - 2QU CoRE ¦ 5QU LoRE | Red Flag Warning - Small Fires | Wire-to-wire contact | Aggregated | 2039 | 1.0131e-05 | 22.7224 | 0.00023019 | 2039 | Mitigation | 0.95 | 45 | 0 | esc | 0.00097009 | 9.8276e-09 | 0.00097009 | 9.8276e-09 | 0.0027785 | 7.487e-07 | 0.0033164 | 5.965e-09
[120 empty] | 7.3.3.17.5 (Remote Grid) Updates to grid topology to minimize risk of ignition in HFTDs Remote GridWLDFRWire-to-wire contactAggregated | WLDFR | HFTD - Distribution - Tier 3 - 2QU CoRE ¦ 5QU LoRE | Red Flag Warning - Small Fires | Wire-to-wire contact | Aggregated | 2040 | 1.0131e-05 | 22.7224 | 0.00023019 | 2040 | Mitigation | 0.95 | 45 | 0 | esc | 0.00097009 | 9.8276e-09 | 0.00097009 | 9.8276e-09 | 0.0027785 | 7.487e-07 | 0.0033164 | 5.965e-09
[120 empty] | 7.3.3.17.5 (Remote Grid) Updates to grid topology to minimize risk of ignition in HFTDs Remote GridWLDFRWire-to-wire contactAggregated | WLDFR | HFTD - Distribution - Tier 3 - 2QU CoRE ¦ 5QU LoRE | Red Flag Warning - Small Fires | Wire-to-wire contact | Aggregated | 2041 | 1.0131e-05 | 22.7224 | 0.00023019 | 2041 | Mitigation | 0.95 | 45 | 0 | esc | 0.00097009 | 9.8276e-09 | 0.00097009 | 9.8276e-09 | 0.0027785 | 7.487e-07 | 0.0033164 | 5.965e-09
[120 empty] | 7.3.3.17.5 (Remote Grid) Updates to grid topology to minimize risk of ignition in HFTDs Remote GridWLDFRWire-to-wire contactAggregated | WLDFR | HFTD - Distribution - Tier 3 - 2QU CoRE ¦ 5QU LoRE | Red Flag Warning - Small Fires | Wire-to-wire contact | Aggregated | 2042 | 1.0131e-05 | 22.7224 | 0.00023019 | 2042 | Mitigation | 0.95 | 45 | 0 | esc | 0.00097009 | 9.8276e-09 | 0.00097009 | 9.8276e-09 | 0.0027785 | 7.487e-07 | 0.0033164 | 5.965e-09
[120 empty] | 7.3.3.17.5 (Remote Grid) Updates to grid topology to minimize risk of ignition in HFTDs Remote GridWLDFRWire-to-wire contactAggregated | WLDFR | HFTD - Distribution - Tier 3 - 2QU CoRE ¦ 5QU LoRE | Red Flag Warning - Small Fires | Wire-to-wire contact | Aggregated | 2043 | 1.0131e-05 | 22.7224 | 0.00023019 | 2043 | Mitigation | 0.95 | 45 | 0 | esc | 0.00097009 | 9.8276e-09 | 0.00097009 | 9.8276e-09 | 0.0027785 | 7.487e-07 | 0.0033164 | 5.965e-09
[120 empty] | 7.3.3.17.5 (Remote Grid) Updates to grid topology to minimize risk of ignition in HFTDs Remote GridWLDFRWire-to-wire contactAggregated | WLDFR | HFTD - Distribution - Tier 3 - 2QU CoRE ¦ 5QU LoRE | Red Flag Warning - Small Fires | Wire-to-wire contact | Aggregated | 2044 | 1.0131e-05 | 22.7224 | 0.00023019 | 2044 | Mitigation | 0.95 | 45 | 0 | esc | 0.00097009 | 9.8276e-09 | 0.00097009 | 9.8276e-09 | 0.0027785 | 7.487e-07 | 0.0033164 | 5.965e-09
[120 empty] | 7.3.3.17.5 (Remote Grid) Updates to grid topology to minimize risk of ignition in HFTDs Remote GridWLDFRWire-to-wire contactAggregated | WLDFR | HFTD - Distribution - Tier 3 - 2QU CoRE ¦ 5QU LoRE | Red Flag Warning - Small Fires | Wire-to-wire contact | Aggregated | 2045 | 1.0131e-05 | 22.7224 | 0.00023019 | 2045 | Mitigation | 0.95 | 45 | 0 | esc | 0.00097009 | 9.8276e-09 | 0.00097009 | 9.8276e-09 | 0.0027785 | 7.487e-07 | 0.0033164 | 5.965e-09
[120 empty] | 7.3.3.17.5 (Remote Grid) Updates to grid topology to minimize risk of ignition in HFTDs Remote GridWLDFRWire-to-wire contactAggregated | WLDFR | HFTD - Distribution - Tier 3 - 2QU CoRE ¦ 5QU LoRE | Red Flag Warning - Small Fires | Wire-to-wire contact | Aggregated | 2046 | 1.0131e-05 | 22.7224 | 0.00023019 | 2046 | Mitigation | 0.95 | 45 | 0 | esc | 0.00097009 | 9.8276e-09 | 0.00097009 | 9.8276e-09 | 0.0027785 | 7.487e-07 | 0 | 0
[120 empty] | 7.3.3.17.5 (Remote Grid) Updates to grid topology to minimize risk of ignition in HFTDs Remote GridWLDFRWire-to-wire contactAggregated | WLDFR | HFTD - Distribution - Tier 3 - 2QU CoRE ¦ 5QU LoRE | Red Flag Warning - Small Fires | Wire-to-wire contact | Aggregated | 2047 | 1.0131e-05 | 22.7224 | 0.00023019 | 2047 | Mitigation | 0.95 | 45 | 0 | esc | 0.00097009 | 9.8276e-09 | 0.00097009 | 9.8276e-09 | 0.0027785 | 7.487e-07 | 0 | 0
[120 empty] | 7.3.3.17.5 (Remote Grid) Updates to grid topology to minimize risk of ignition in HFTDs Remote GridWLDFRWire-to-wire contactAggregated | WLDFR | HFTD - Distribution - Tier 3 - 2QU CoRE ¦ 5QU LoRE | Red Flag Warning - Small Fires | Wire-to-wire contact | Aggregated | 2048 | 1.0131e-05 | 22.7224 | 0.00023019 | 2048 | Mitigation | 0.95 | 45 | 0 | esc | 0.00097009 | 9.8276e-09 | 0.00097009 | 9.8276e-09 | 0.0027785 | 7.487e-07 | 0.013543 | 2.0734e-09
[120 empty] | 7.3.3.17.5 (Remote Grid) Updates to grid topology to minimize risk of ignition in HFTDs Remote GridWLDFRWire-to-wire contactAggregated | WLDFR | HFTD - Distribution - Tier 3 - 2QU CoRE ¦ 5QU LoRE | Red Flag Warning - Small Fires | Wire-to-wire contact | Aggregated | 2049 | 1.0131e-05 | 22.7224 | 0.00023019 | 2049 | Mitigation | 0.95 | 45 | 0 | esc | 0.00097009 | 9.8276e-09 | 0.00097009 | 9.8276e-09 | 0.0027785 | 7.487e-07 | 0.013543 | 2.0734e-09
[120 empty] | 7.3.3.17.5 (Remote Grid) Updates to grid topology to minimize risk of ignition in HFTDs Remote GridWLDFRWire-to-wire contactAggregated | WLDFR | HFTD - Distribution - Tier 3 - 2QU CoRE ¦ 5QU LoRE | Red Flag Warning - Small Fires | Wire-to-wire contact | Aggregated | 2050 | 1.0131e-05 | 22.7224 | 0.00023019 | 2050 | Mitigation | 0.95 | 45 | 0 | esc | 0.00097009 | 9.8276e-09 | 0.00097009 | 9.8276e-09 | 0.0027785 | 7.487e-07 | 0.013543 | 2.0734e-09
[120 empty] | 7.3.3.17.5 (Remote Grid) Updates to grid topology to minimize risk of ignition in HFTDs Remote GridWLDFRWire-to-wire contactAggregated | WLDFR | HFTD - Distribution - Tier 3 - 2QU CoRE ¦ 5QU LoRE | Red Flag Warning - Small Fires | Wire-to-wire contact | Aggregated | 2051 | 1.0131e-05 | 22.7224 | 0.00023019 | 2051 | Mitigation | 0.95 | 45 | 0 | esc | 0.00097009 | 9.8276e-09 | 0.00097009 | 9.8276e-09 | 0.0027785 | 7.487e-07 | 0.013543 | 2.0734e-09
[120 empty] | 7.3.3.17.5 (Remote Grid) Updates to grid topology to minimize risk of ignition in HFTDs Remote GridWLDFRWire-to-wire contactAggregated | WLDFR | HFTD - Distribution - Tier 3 - 2QU CoRE ¦ 5QU LoRE | Red Flag Warning - Small Fires | Wire-to-wire contact | Aggregated | 2052 | 1.0131e-05 | 22.7224 | 0.00023019 | 2052 | Mitigation | 0.95 | 45 | 0 | esc | 0.00097009 | 9.8276e-09 | 0.00097009 | 9.8276e-09 | 0.0027785 | 7.487e-07 | 0.013543 | 2.0734e-09
[120 empty] | 7.3.3.17.5 (Remote Grid) Updates to grid topology to minimize risk of ignition in HFTDs Remote GridWLDFRWire-to-wire contactAggregated | WLDFR | HFTD - Distribution - Tier 3 - 2QU CoRE ¦ 5QU LoRE | Red Flag Warning - Small Fires | Wire-to-wire contact | Aggregated | 2053 | 1.0131e-05 | 22.7224 | 0.00023019 | 2053 | Mitigation | 0.95 | 45 | 0 | esc | 0.00097009 | 9.8276e-09 | 0.00097009 | 9.8276e-09 | 0.0027785 | 7.487e-07 | 0.013543 | 2.0734e-09
[120 empty] | 7.3.3.17.5 (Remote Grid) Updates to grid topology to minimize risk of ignition in HFTDs Remote GridWLDFRWire-to-wire contactAggregated | WLDFR | HFTD - Distribution - Tier 3 - 2QU CoRE ¦ 5QU LoRE | Red Flag Warning - Small Fires | Wire-to-wire contact | Aggregated | 2054 | 1.0131e-05 | 22.7224 | 0.00023019 | 2054 | Mitigation | 0.95 | 45 | 0 | esc | 0.00097009 | 9.8276e-09 | 0.00097009 | 9.8276e-09 | 0.0027785 | 7.487e-07 | 0.013543 | 2.0734e-09
[120 empty] | 7.3.3.17.5 (Remote Grid) Updates to grid topology to minimize risk of ignition in HFTDs Remote GridWLDFRWire-to-wire contactAggregated | WLDFR | HFTD - Distribution - Tier 3 - 2QU CoRE ¦ 5QU LoRE | Red Flag Warning - Small Fires | Wire-to-wire contact | Aggregated | 2055 | 1.0131e-05 | 22.7224 | 0.00023019 | 2055 | Mitigation | 0.95 | 45 | 0 | esc | 0.00097009 | 9.8276e-09 | 0.00097009 | 9.8276e-09 | 0.0027785 | 7.487e-07 | 0.013543 | 2.0734e-09
[120 empty] | 7.3.3.17.5 (Remote Grid) Updates to grid topology to minimize risk of ignition in HFTDs Remote GridWLDFRWire-to-wire contactAggregated | WLDFR | HFTD - Distribution - Tier 3 - 2QU CoRE ¦ 5QU LoRE | Red Flag Warning - Small Fires | Wire-to-wire contact | Aggregated | 2056 | 1.0131e-05 | 22.7224 | 0.00023019 | 2056 | Mitigation | 0.95 | 45 | 0 | esc | 0.00097009 | 9.8276e-09 | 0.00097009 | 9.8276e-09 | 0.0027785 | 7.487e-07 | 0.013543 | 2.0734e-09
[120 empty] | 7.3.3.17.5 (Remote Grid) Updates to grid topology to minimize risk of ignition in HFTDs Remote GridWLDFRWire-to-wire contactAggregated | WLDFR | HFTD - Distribution - Tier 3 - 2QU CoRE ¦ 5QU LoRE | Red Flag Warning - Small Fires | Wire-to-wire contact | Aggregated | 2057 | 1.0131e-05 | 22.7224 | 0.00023019 | 2057 | Mitigation | 0.95 | 45 | 0 | esc | 0.00097009 | 9.8276e-09 | 0.00097009 | 9.8276e-09 | 0.0027785 | 7.487e-07 | 0.013543 | 2.0734e-09
[120 empty] | 7.3.3.17.5 (Remote Grid) Updates to grid topology to minimize risk of ignition in HFTDs Remote GridWLDFRWire-to-wire contactAggregated | WLDFR | HFTD - Distribution - Tier 3 - 2QU CoRE ¦ 5QU LoRE | Red Flag Warning - Small Fires | Wire-to-wire contact | Aggregated | 2058 | 1.0131e-05 | 22.7224 | 0.00023019 | 2058 | Mitigation | 0.95 | 45 | 0 | esc | 0.00097009 | 9.8276e-09 | 0.00097009 | 9.8276e-09 | 0 | 0 | 0.013543 | 2.0734e-09
[120 empty] | 7.3.3.17.5 (Remote Grid) Updates to grid topology to minimize risk of ignition in HFTDs Remote GridWLDFRWire-to-wire contactAggregated | WLDFR | HFTD - Distribution - Tier 3 - 2QU CoRE ¦ 5QU LoRE | Red Flag Warning - Small Fires | Wire-to-wire contact | Aggregated | 2059 | 1.0131e-05 | 22.7224 | 0.00023019 | 2059 | Mitigation | 0.95 | 45 | 0 | esc | 0.00097009 | 9.8276e-09 | 0.00097009 | 9.8276e-09 | 0.0027785 | 1.8344e-09 | 0.013543 | 2.0734e-09
[120 empty] | 7.3.3.17.5 (Remote Grid) Updates to grid topology to minimize risk of ignition in HFTDs Remote GridWLDFRWire-to-wire contactAggregated | WLDFR | HFTD - Distribution - Tier 3 - 2QU CoRE ¦ 5QU LoRE | Red Flag Warning - Small Fires | Wire-to-wire contact | Aggregated | 2060 | 1.0131e-05 | 22.7224 | 0.00023019 | 2060 | Mitigation | 0.95 | 45 | 0 | esc | 0.00097009 | 9.8276e-09 | 0.00097009 | 9.8276e-09 | 0.0027785 | 1.8344e-09 | 0.013543 | 2.0734e-09
[120 empty] | 7.3.3.17.5 (Remote Grid) Updates to grid topology to minimize risk of ignition in HFTDs Remote GridWLDFRWire-to-wire contactAggregated | WLDFR | HFTD - Distribution - Tier 3 - 2QU CoRE ¦ 5QU LoRE | Red Flag Warning - Small Fires | Wire-to-wire contact | Aggregated | 2061 | 1.0131e-05 | 22.7224 | 0.00023019 | 2061 | Mitigation | 0.95 | 45 | 0 | esc | 0.00097009 | 9.8276e-09 | 0.00097009 | 9.8276e-09 | 0.0027785 | 1.8344e-09 | 0.013543 | 2.0734e-09
[120 empty] | 7.3.3.17.5 (Remote Grid) Updates to grid topology to minimize risk of ignition in HFTDs Remote GridWLDFRWire-to-wire contactAggregated | WLDFR | HFTD - Distribution - Tier 3 - 2QU CoRE ¦ 5QU LoRE | Red Flag Warning - Small Fires | Wire-to-wire contact | Aggregated | 2062 | 1.0131e-05 | 22.7224 | 0.00023019 | 2062 | Mitigation | 0.95 | 45 | 0 | esc | 0.00097009 | 9.8276e-09 | 0.00097009 | 9.8276e-09 | 0.0027785 | 1.8344e-09 | 0.013543 | 2.0734e-09
[120 empty] | 7.3.3.17.5 (Remote Grid) Updates to grid topology to minimize risk of ignition in HFTDs Remote GridWLDFRWire-to-wire contactAggregated | WLDFR | HFTD - Distribution - Tier 3 - 2QU CoRE ¦ 5QU LoRE | Red Flag Warning - Small Fires | Wire-to-wire contact | Aggregated | 2063 | 1.0131e-05 | 22.7224 | 0.00023019 | 2063 | Mitigation | 0.95 | 45 | 0 | esc | 0.00097009 | 9.8276e-09 | 0.00097009 | 9.8276e-09 | 0.0027785 | 1.8344e-09 | 0.013543 | 2.0734e-09
[120 empty] | 7.3.3.17.5 (Remote Grid) Updates to grid topology to minimize risk of ignition in HFTDs Remote GridWLDFRWire-to-wire contactAggregated | WLDFR | HFTD - Distribution - Tier 3 - 2QU CoRE ¦ 5QU LoRE | Red Flag Warning - Small Fires | Wire-to-wire contact | Aggregated | 2064 | 1.0131e-05 | 22.7224 | 0.00023019 | 2064 | Mitigation | 0.95 | 45 | 0 | esc | 0.00097009 | 9.8276e-09 | 0.00097009 | 9.8276e-09 | 0.0027785 | 1.8344e-09 | 0.013543 | 2.0734e-09
[120 empty] | 7.3.3.17.5 (Remote Grid) Updates to grid topology to minimize risk of ignition in HFTDs Remote GridWLDFRWire-to-wire contactAggregated | WLDFR | HFTD - Distribution - Tier 3 - 2QU CoRE ¦ 5QU LoRE | Red Flag Warning - Small Fires | Wire-to-wire contact | Aggregated | 2065 | 1.0131e-05 | 22.7224 | 0.00023019 | 2065 | Mitigation | 0.95 | 45 | 0 | esc | 0.00097009 | 9.8276e-09 | 0.00097009 | 9.8276e-09 | 0.0027785 | 1.8344e-09 | 0.013543 | 2.0734e-09
[120 empty] | 7.3.3.17.5 (Remote Grid) Updates to grid topology to minimize risk of ignition in HFTDs Remote GridWLDFRWire-to-wire contactAggregated | WLDFR | HFTD - Distribution - Tier 3 - 2QU CoRE ¦ 5QU LoRE | Red Flag Warning - Small Fires | Wire-to-wire contact | Aggregated | 2066 | 1.0131e-05 | 22.7224 | 0.00023019 | 2066 | Mitigation | 0.95 | 45 | 0 | esc | 0.00097009 | 9.8276e-09 | 0.00097009 | 9.8276e-09 | 0.0027785 | 1.8344e-09 | 0.013543 | 2.0734e-09
[120 empty] | 7.3.3.17.5 (Remote Grid) Updates to grid topology to minimize risk of ignition in HFTDs Remote GridWLDFRWire-to-wire contactAggregated | WLDFR | HFTD - Distribution - Tier 3 - 2QU CoRE ¦ 5QU LoRE | Red Flag Warning - Small Fires | Wire-to-wire contact | Aggregated | 2067 | 1.0131e-05 | 22.7224 | 0.00023019 | 2067 | Mitigation | 0.95 | 45 | 0 | esc | 0 | 0 | 0.00097009 | 9.8276e-09 | 0.0027785 | 1.8344e-09 | 0.013543 | 2.0734e-09
[120 empty] | 7.3.3.17.5 (Remote Grid) Updates to grid topology to minimize risk of ignition in HFTDs Remote GridWLDFRContact from objectAggregated | WLDFR | HFTD - Distribution - Tier 3 - 3QU CoRE ¦ 1QU LoRE | Non-Red Flag Warning - Catastrophic Fires | Contact from object | Aggregated | 2022 | 6.1672e-07 | 423.2024 | 0.000261 | 2022 | Mitigation | 0.95 | 45 | 0 | esc | 0.00097009 | 5.9827e-10 | 0 | 0 | 0.0027785 | 1.8344e-09 | 0.013543 | 2.0734e-09
[120 empty] | 7.3.3.17.5 (Remote Grid) Updates to grid topology to minimize risk of ignition in HFTDs Remote GridWLDFRContact from objectAggregated | WLDFR | HFTD - Distribution - Tier 3 - 3QU CoRE ¦ 1QU LoRE | Non-Red Flag Warning - Catastrophic Fires | Contact from object | Aggregated | 2023 | 6.1672e-07 | 423.2024 | 0.000261 | 2023 | Mitigation | 0.95 | 45 | 0 | esc | 0.00097009 | 5.9827e-10 | 0.00097009 | 5.9827e-10 | 0.0027785 | 1.8344e-09 | 0.013543 | 2.0734e-09
[120 empty] | 7.3.3.17.5 (Remote Grid) Updates to grid topology to minimize risk of ignition in HFTDs Remote GridWLDFRContact from objectAggregated | WLDFR | HFTD - Distribution - Tier 3 - 3QU CoRE ¦ 1QU LoRE | Non-Red Flag Warning - Catastrophic Fires | Contact from object | Aggregated | 2024 | 6.1672e-07 | 423.2024 | 0.000261 | 2024 | Mitigation | 0.95 | 45 | 0 | esc | 0.00097009 | 5.9827e-10 | 0.00097009 | 5.9827e-10 | 0.0027785 | 1.8344e-09 | 0.013543 | 2.0734e-09
[120 empty] | 7.3.3.17.5 (Remote Grid) Updates to grid topology to minimize risk of ignition in HFTDs Remote GridWLDFRContact from objectAggregated | WLDFR | HFTD - Distribution - Tier 3 - 3QU CoRE ¦ 1QU LoRE | Non-Red Flag Warning - Catastrophic Fires | Contact from object | Aggregated | 2025 | 6.1672e-07 | 423.2024 | 0.000261 | 2025 | Mitigation | 0.95 | 45 | 0 | esc | 0.00097009 | 5.9827e-10 | 0.00097009 | 5.9827e-10 | 0.0027785 | 1.8344e-09 | 0.013543 | 2.0734e-09
[120 empty] | 7.3.3.17.5 (Remote Grid) Updates to grid topology to minimize risk of ignition in HFTDs Remote GridWLDFRContact from objectAggregated | WLDFR | HFTD - Distribution - Tier 3 - 3QU CoRE ¦ 1QU LoRE | Non-Red Flag Warning - Catastrophic Fires | Contact from object | Aggregated | 2026 | 6.1672e-07 | 423.2024 | 0.000261 | 2026 | Mitigation | 0.95 | 45 | 0 | esc | 0.00097009 | 5.9827e-10 | 0.00097009 | 5.9827e-10 | 0.0027785 | 1.8344e-09 | 0.013543 | 2.0734e-09
[120 empty] | 7.3.3.17.5 (Remote Grid) Updates to grid topology to minimize risk of ignition in HFTDs Remote GridWLDFRContact from objectAggregated | WLDFR | HFTD - Distribution - Tier 3 - 3QU CoRE ¦ 1QU LoRE | Non-Red Flag Warning - Catastrophic Fires | Contact from object | Aggregated | 2027 | 6.1672e-07 | 423.2024 | 0.000261 | 2027 | Mitigation | 0.95 | 45 | 0 | esc | 0.00097009 | 5.9827e-10 | 0.00097009 | 5.9827e-10 | 0.0027785 | 1.8344e-09 | 0.013543 | 2.0734e-09
[120 empty] | 7.3.3.17.5 (Remote Grid) Updates to grid topology to minimize risk of ignition in HFTDs Remote GridWLDFRContact from objectAggregated | WLDFR | HFTD - Distribution - Tier 3 - 3QU CoRE ¦ 1QU LoRE | Non-Red Flag Warning - Catastrophic Fires | Contact from object | Aggregated | 2028 | 6.1672e-07 | 423.2024 | 0.000261 | 2028 | Mitigation | 0.95 | 45 | 0 | esc | 0.00097009 | 5.9827e-10 | 0.00097009 | 5.9827e-10 | 0.0027785 | 1.8344e-09 | 0.013543 | 2.0734e-09
[120 empty] | 7.3.3.17.5 (Remote Grid) Updates to grid topology to minimize risk of ignition in HFTDs Remote GridWLDFRContact from objectAggregated | WLDFR | HFTD - Distribution - Tier 3 - 3QU CoRE ¦ 1QU LoRE | Non-Red Flag Warning - Catastrophic Fires | Contact from object | Aggregated | 2029 | 6.1672e-07 | 423.2024 | 0.000261 | 2029 | Mitigation | 0.95 | 45 | 0 | esc | 0.00097009 | 5.9827e-10 | 0.00097009 | 5.9827e-10 | 0.0027785 | 1.8344e-09 | 0.013543 | 2.0734e-09
[120 empty] | 7.3.3.17.5 (Remote Grid) Updates to grid topology to minimize risk of ignition in HFTDs Remote GridWLDFRContact from objectAggregated | WLDFR | HFTD - Distribution - Tier 3 - 3QU CoRE ¦ 1QU LoRE | Non-Red Flag Warning - Catastrophic Fires | Contact from object | Aggregated | 2030 | 6.1672e-07 | 423.2024 | 0.000261 | 2030 | Mitigation | 0.95 | 45 | 0 | esc | 0.00097009 | 5.9827e-10 | 0.00097009 | 5.9827e-10 | 0.0027785 | 1.8344e-09 | 0.013543 | 2.0734e-09
[120 empty] | 7.3.3.17.5 (Remote Grid) Updates to grid topology to minimize risk of ignition in HFTDs Remote GridWLDFRContact from objectAggregated | WLDFR | HFTD - Distribution - Tier 3 - 3QU CoRE ¦ 1QU LoRE | Non-Red Flag Warning - Catastrophic Fires | Contact from object | Aggregated | 2031 | 6.1672e-07 | 423.2024 | 0.000261 | 2031 | Mitigation | 0.95 | 45 | 0 | esc | 0.00097009 | 5.9827e-10 | 0.00097009 | 5.9827e-10 | 0.0027785 | 1.8344e-09 | 0.013543 | 2.0734e-09
[120 empty] | 7.3.3.17.5 (Remote Grid) Updates to grid topology to minimize risk of ignition in HFTDs Remote GridWLDFRContact from objectAggregated | WLDFR | HFTD - Distribution - Tier 3 - 3QU CoRE ¦ 1QU LoRE | Non-Red Flag Warning - Catastrophic Fires | Contact from object | Aggregated | 2032 | 6.1672e-07 | 423.2024 | 0.000261 | 2032 | Mitigation | 0.95 | 45 | 0 | esc | 0.00097009 | 5.9827e-10 | 0.00097009 | 5.9827e-10 | 0.0027785 | 1.8344e-09 | 0 | 0
[120 empty] | 7.3.3.17.5 (Remote Grid) Updates to grid topology to minimize risk of ignition in HFTDs Remote GridWLDFRContact from objectAggregated | WLDFR | HFTD - Distribution - Tier 3 - 3QU CoRE ¦ 1QU LoRE | Non-Red Flag Warning - Catastrophic Fires | Contact from object | Aggregated | 2033 | 6.1672e-07 | 423.2024 | 0.000261 | 2033 | Mitigation | 0.95 | 45 | 0 | esc | 0.00097009 | 5.9827e-10 | 0.00097009 | 5.9827e-10 | 0.0027785 | 1.8344e-09 | 0 | 0
[120 empty] | 7.3.3.17.5 (Remote Grid) Updates to grid topology to minimize risk of ignition in HFTDs Remote GridWLDFRContact from objectAggregated | WLDFR | HFTD - Distribution - Tier 3 - 3QU CoRE ¦ 1QU LoRE | Non-Red Flag Warning - Catastrophic Fires | Contact from object | Aggregated | 2034 | 6.1672e-07 | 423.2024 | 0.000261 | 2034 | Mitigation | 0.95 | 45 | 0 | esc | 0.00097009 | 5.9827e-10 | 0.00097009 | 5.9827e-10 | 0.0027785 | 1.8344e-09 | 0.0013359 | 1.8561e-10
[120 empty] | 7.3.3.17.5 (Remote Grid) Updates to grid topology to minimize risk of ignition in HFTDs Remote GridWLDFRContact from objectAggregated | WLDFR | HFTD - Distribution - Tier 3 - 3QU CoRE ¦ 1QU LoRE | Non-Red Flag Warning - Catastrophic Fires | Contact from object | Aggregated | 2035 | 6.1672e-07 | 423.2024 | 0.000261 | 2035 | Mitigation | 0.95 | 45 | 0 | esc | 0.00097009 | 5.9827e-10 | 0.00097009 | 5.9827e-10 | 0.0027785 | 1.8344e-09 | 0.0013359 | 1.8561e-10
[120 empty] | 7.3.3.17.5 (Remote Grid) Updates to grid topology to minimize risk of ignition in HFTDs Remote GridWLDFRContact from objectAggregated | WLDFR | HFTD - Distribution - Tier 3 - 3QU CoRE ¦ 1QU LoRE | Non-Red Flag Warning - Catastrophic Fires | Contact from object | Aggregated | 2036 | 6.1672e-07 | 423.2024 | 0.000261 | 2036 | Mitigation | 0.95 | 45 | 0 | esc | 0.00097009 | 5.9827e-10 | 0.00097009 | 5.9827e-10 | 0.0027785 | 1.8344e-09 | 0.0013359 | 1.8561e-10
[120 empty] | 7.3.3.17.5 (Remote Grid) Updates to grid topology to minimize risk of ignition in HFTDs Remote GridWLDFRContact from objectAggregated | WLDFR | HFTD - Distribution - Tier 3 - 3QU CoRE ¦ 1QU LoRE | Non-Red Flag Warning - Catastrophic Fires | Contact from object | Aggregated | 2037 | 6.1672e-07 | 423.2024 | 0.000261 | 2037 | Mitigation | 0.95 | 45 | 0 | esc | 0.00097009 | 5.9827e-10 | 0.00097009 | 5.9827e-10 | 0.0027785 | 1.8344e-09 | 0.0013359 | 1.8561e-10
[120 empty] | 7.3.3.17.5 (Remote Grid) Updates to grid topology to minimize risk of ignition in HFTDs Remote GridWLDFRContact from objectAggregated | WLDFR | HFTD - Distribution - Tier 3 - 3QU CoRE ¦ 1QU LoRE | Non-Red Flag Warning - Catastrophic Fires | Contact from object | Aggregated | 2038 | 6.1672e-07 | 423.2024 | 0.000261 | 2038 | Mitigation | 0.95 | 45 | 0 | esc | 0.00097009 | 5.9827e-10 | 0.00097009 | 5.9827e-10 | 0.0027785 | 1.8344e-09 | 0.0013359 | 1.8561e-10
[120 empty] | 7.3.3.17.5 (Remote Grid) Updates to grid topology to minimize risk of ignition in HFTDs Remote GridWLDFRContact from objectAggregated | WLDFR | HFTD - Distribution - Tier 3 - 3QU CoRE ¦ 1QU LoRE | Non-Red Flag Warning - Catastrophic Fires | Contact from object | Aggregated | 2039 | 6.1672e-07 | 423.2024 | 0.000261 | 2039 | Mitigation | 0.95 | 45 | 0 | esc | 0.00097009 | 5.9827e-10 | 0.00097009 | 5.9827e-10 | 0.0027785 | 1.8344e-09 | 0.0013359 | 1.8561e-10
[120 empty] | 7.3.3.17.5 (Remote Grid) Updates to grid topology to minimize risk of ignition in HFTDs Remote GridWLDFRContact from objectAggregated | WLDFR | HFTD - Distribution - Tier 3 - 3QU CoRE ¦ 1QU LoRE | Non-Red Flag Warning - Catastrophic Fires | Contact from object | Aggregated | 2040 | 6.1672e-07 | 423.2024 | 0.000261 | 2040 | Mitigation | 0.95 | 45 | 0 | esc | 0.00097009 | 5.9827e-10 | 0.00097009 | 5.9827e-10 | 0.0027785 | 1.8344e-09 | 0.0013359 | 1.8561e-10
[120 empty] | 7.3.3.17.5 (Remote Grid) Updates to grid topology to minimize risk of ignition in HFTDs Remote GridWLDFRContact from objectAggregated | WLDFR | HFTD - Distribution - Tier 3 - 3QU CoRE ¦ 1QU LoRE | Non-Red Flag Warning - Catastrophic Fires | Contact from object | Aggregated | 2041 | 6.1672e-07 | 423.2024 | 0.000261 | 2041 | Mitigation | 0.95 | 45 | 0 | esc | 0.00097009 | 5.9827e-10 | 0.00097009 | 5.9827e-10 | 0.0027785 | 1.8344e-09 | 0.0013359 | 1.8561e-10
[120 empty] | 7.3.3.17.5 (Remote Grid) Updates to grid topology to minimize risk of ignition in HFTDs Remote GridWLDFRContact from objectAggregated | WLDFR | HFTD - Distribution - Tier 3 - 3QU CoRE ¦ 1QU LoRE | Non-Red Flag Warning - Catastrophic Fires | Contact from object | Aggregated | 2042 | 6.1672e-07 | 423.2024 | 0.000261 | 2042 | Mitigation | 0.95 | 45 | 0 | esc | 0.00097009 | 5.9827e-10 | 0.00097009 | 5.9827e-10 | 0.0027785 | 1.8344e-09 | 0.0013359 | 1.8561e-10
[120 empty] | 7.3.3.17.5 (Remote Grid) Updates to grid topology to minimize risk of ignition in HFTDs Remote GridWLDFRContact from objectAggregated | WLDFR | HFTD - Distribution - Tier 3 - 3QU CoRE ¦ 1QU LoRE | Non-Red Flag Warning - Catastrophic Fires | Contact from object | Aggregated | 2043 | 6.1672e-07 | 423.2024 | 0.000261 | 2043 | Mitigation | 0.95 | 45 | 0 | esc | 0.00097009 | 5.9827e-10 | 0.00097009 | 5.9827e-10 | 0.0027785 | 1.8344e-09 | 0.0013359 | 1.8561e-10
[120 empty] | 7.3.3.17.5 (Remote Grid) Updates to grid topology to minimize risk of ignition in HFTDs Remote GridWLDFRContact from objectAggregated | WLDFR | HFTD - Distribution - Tier 3 - 3QU CoRE ¦ 1QU LoRE | Non-Red Flag Warning - Catastrophic Fires | Contact from object | Aggregated | 2044 | 6.1672e-07 | 423.2024 | 0.000261 | 2044 | Mitigation | 0.95 | 45 | 0 | esc | 0.00097009 | 5.9827e-10 | 0.00097009 | 5.9827e-10 | 0.0027785 | 1.8344e-09 | 0.0013359 | 1.8561e-10
[120 empty] | 7.3.3.17.5 (Remote Grid) Updates to grid topology to minimize risk of ignition in HFTDs Remote GridWLDFRContact from objectAggregated | WLDFR | HFTD - Distribution - Tier 3 - 3QU CoRE ¦ 1QU LoRE | Non-Red Flag Warning - Catastrophic Fires | Contact from object | Aggregated | 2045 | 6.1672e-07 | 423.2024 | 0.000261 | 2045 | Mitigation | 0.95 | 45 | 0 | esc | 0.00097009 | 5.9827e-10 | 0.00097009 | 5.9827e-10 | 0.0027785 | 1.8344e-09 | 0.0013359 | 1.8561e-10
[120 empty] | 7.3.3.17.5 (Remote Grid) Updates to grid topology to minimize risk of ignition in HFTDs Remote GridWLDFRContact from objectAggregated | WLDFR | HFTD - Distribution - Tier 3 - 3QU CoRE ¦ 1QU LoRE | Non-Red Flag Warning - Catastrophic Fires | Contact from object | Aggregated | 2046 | 6.1672e-07 | 423.2024 | 0.000261 | 2046 | Mitigation | 0.95 | 45 | 0 | esc | 0.00097009 | 5.9827e-10 | 0.00097009 | 5.9827e-10 | 0.0027785 | 1.8344e-09 | 0.0013359 | 1.8561e-10
[120 empty] | 7.3.3.17.5 (Remote Grid) Updates to grid topology to minimize risk of ignition in HFTDs Remote GridWLDFRContact from objectAggregated | WLDFR | HFTD - Distribution - Tier 3 - 3QU CoRE ¦ 1QU LoRE | Non-Red Flag Warning - Catastrophic Fires | Contact from object | Aggregated | 2047 | 6.1672e-07 | 423.2024 | 0.000261 | 2047 | Mitigation | 0.95 | 45 | 0 | esc | 0.00097009 | 5.9827e-10 | 0.00097009 | 5.9827e-10 | 0.0027785 | 1.8344e-09 | 0.0013359 | 1.8561e-10
[120 empty] | 7.3.3.17.5 (Remote Grid) Updates to grid topology to minimize risk of ignition in HFTDs Remote GridWLDFRContact from objectAggregated | WLDFR | HFTD - Distribution - Tier 3 - 3QU CoRE ¦ 1QU LoRE | Non-Red Flag Warning - Catastrophic Fires | Contact from object | Aggregated | 2048 | 6.1672e-07 | 423.2024 | 0.000261 | 2048 | Mitigation | 0.95 | 45 | 0 | esc | 0.00097009 | 5.9827e-10 | 0.00097009 | 5.9827e-10 | 0.0027785 | 1.8344e-09 | 0.0013359 | 1.8561e-10
[120 empty] | 7.3.3.17.5 (Remote Grid) Updates to grid topology to minimize risk of ignition in HFTDs Remote GridWLDFRContact from objectAggregated | WLDFR | HFTD - Distribution - Tier 3 - 3QU CoRE ¦ 1QU LoRE | Non-Red Flag Warning - Catastrophic Fires | Contact from object | Aggregated | 2049 | 6.1672e-07 | 423.2024 | 0.000261 | 2049 | Mitigation | 0.95 | 45 | 0 | esc | 0.00097009 | 5.9827e-10 | 0.00097009 | 5.9827e-10 | 0.0027785 | 1.8344e-09 | 0.0013359 | 1.8561e-10
[120 empty] | 7.3.3.17.5 (Remote Grid) Updates to grid topology to minimize risk of ignition in HFTDs Remote GridWLDFRContact from objectAggregated | WLDFR | HFTD - Distribution - Tier 3 - 3QU CoRE ¦ 1QU LoRE | Non-Red Flag Warning - Catastrophic Fires | Contact from object | Aggregated | 2050 | 6.1672e-07 | 423.2024 | 0.000261 | 2050 | Mitigation | 0.95 | 45 | 0 | esc | 0.00097009 | 5.9827e-10 | 0.00097009 | 5.9827e-10 | 0.0027785 | 1.8344e-09 | 0.0013359 | 1.8561e-10
[120 empty] | 7.3.3.17.5 (Remote Grid) Updates to grid topology to minimize risk of ignition in HFTDs Remote GridWLDFRContact from objectAggregated | WLDFR | HFTD - Distribution - Tier 3 - 3QU CoRE ¦ 1QU LoRE | Non-Red Flag Warning - Catastrophic Fires | Contact from object | Aggregated | 2051 | 6.1672e-07 | 423.2024 | 0.000261 | 2051 | Mitigation | 0.95 | 45 | 0 | esc | 0.00097009 | 5.9827e-10 | 0.00097009 | 5.9827e-10 | 0.0027785 | 1.8344e-09 | 0.0013359 | 1.8561e-10
[120 empty] | 7.3.3.17.5 (Remote Grid) Updates to grid topology to minimize risk of ignition in HFTDs Remote GridWLDFRContact from objectAggregated | WLDFR | HFTD - Distribution - Tier 3 - 3QU CoRE ¦ 1QU LoRE | Non-Red Flag Warning - Catastrophic Fires | Contact from object | Aggregated | 2052 | 6.1672e-07 | 423.2024 | 0.000261 | 2052 | Mitigation | 0.95 | 45 | 0 | esc | 0.00097009 | 5.9827e-10 | 0.00097009 | 5.9827e-10 | 0.0027785 | 1.8344e-09 | 0.0013359 | 1.8561e-10
[120 empty] | 7.3.3.17.5 (Remote Grid) Updates to grid topology to minimize risk of ignition in HFTDs Remote GridWLDFRContact from objectAggregated | WLDFR | HFTD - Distribution - Tier 3 - 3QU CoRE ¦ 1QU LoRE | Non-Red Flag Warning - Catastrophic Fires | Contact from object | Aggregated | 2053 | 6.1672e-07 | 423.2024 | 0.000261 | 2053 | Mitigation | 0.95 | 45 | 0 | esc | 0.00097009 | 5.9827e-10 | 0.00097009 | 5.9827e-10 | 0.0027785 | 1.8344e-09 | 0.0013359 | 1.8561e-10
[120 empty] | 7.3.3.17.5 (Remote Grid) Updates to grid topology to minimize risk of ignition in HFTDs Remote GridWLDFRContact from objectAggregated | WLDFR | HFTD - Distribution - Tier 3 - 3QU CoRE ¦ 1QU LoRE | Non-Red Flag Warning - Catastrophic Fires | Contact from object | Aggregated | 2054 | 6.1672e-07 | 423.2024 | 0.000261 | 2054 | Mitigation | 0.95 | 45 | 0 | esc | 0.00097009 | 5.9827e-10 | 0.00097009 | 5.9827e-10 | 0.0027785 | 1.8344e-09 | 0.0013359 | 1.8561e-10
[120 empty] | 7.3.3.17.5 (Remote Grid) Updates to grid topology to minimize risk of ignition in HFTDs Remote GridWLDFRContact from objectAggregated | WLDFR | HFTD - Distribution - Tier 3 - 3QU CoRE ¦ 1QU LoRE | Non-Red Flag Warning - Catastrophic Fires | Contact from object | Aggregated | 2055 | 6.1672e-07 | 423.2024 | 0.000261 | 2055 | Mitigation | 0.95 | 45 | 0 | esc | 0.00097009 | 5.9827e-10 | 0.00097009 | 5.9827e-10 | 0.0027785 | 1.8344e-09 | 0.0013359 | 1.8561e-10
[120 empty] | 7.3.3.17.5 (Remote Grid) Updates to grid topology to minimize risk of ignition in HFTDs Remote GridWLDFRContact from objectAggregated | WLDFR | HFTD - Distribution - Tier 3 - 3QU CoRE ¦ 1QU LoRE | Non-Red Flag Warning - Catastrophic Fires | Contact from object | Aggregated | 2056 | 6.1672e-07 | 423.2024 | 0.000261 | 2056 | Mitigation | 0.95 | 45 | 0 | esc | 0.00097009 | 5.9827e-10 | 0.00097009 | 5.9827e-10 | 0.0027785 | 1.8344e-09 | 0.0013359 | 1.8561e-10
[120 empty] | 7.3.3.17.5 (Remote Grid) Updates to grid topology to minimize risk of ignition in HFTDs Remote GridWLDFRContact from objectAggregated | WLDFR | HFTD - Distribution - Tier 3 - 3QU CoRE ¦ 1QU LoRE | Non-Red Flag Warning - Catastrophic Fires | Contact from object | Aggregated | 2057 | 6.1672e-07 | 423.2024 | 0.000261 | 2057 | Mitigation | 0.95 | 45 | 0 | esc | 0.00097009 | 5.9827e-10 | 0.00097009 | 5.9827e-10 | 0.0027785 | 1.8344e-09 | 0.0013359 | 1.8561e-10
[120 empty] | 7.3.3.17.5 (Remote Grid) Updates to grid topology to minimize risk of ignition in HFTDs Remote GridWLDFRContact from objectAggregated | WLDFR | HFTD - Distribution - Tier 3 - 3QU CoRE ¦ 1QU LoRE | Non-Red Flag Warning - Catastrophic Fires | Contact from object | Aggregated | 2058 | 6.1672e-07 | 423.2024 | 0.000261 | 2058 | Mitigation | 0.95 | 45 | 0 | esc | 0.00097009 | 5.9827e-10 | 0.00097009 | 5.9827e-10 | 0.0027785 | 1.8344e-09 | 0.0013359 | 1.8561e-10
[120 empty] | 7.3.3.17.5 (Remote Grid) Updates to grid topology to minimize risk of ignition in HFTDs Remote GridWLDFRContact from objectAggregated | WLDFR | HFTD - Distribution - Tier 3 - 3QU CoRE ¦ 1QU LoRE | Non-Red Flag Warning - Catastrophic Fires | Contact from object | Aggregated | 2059 | 6.1672e-07 | 423.2024 | 0.000261 | 2059 | Mitigation | 0.95 | 45 | 0 | esc | 0.00097009 | 5.9827e-10 | 0.00097009 | 5.9827e-10 | 0.0027785 | 1.8344e-09 | 0.0013359 | 1.8561e-10
[120 empty] | 7.3.3.17.5 (Remote Grid) Updates to grid topology to minimize risk of ignition in HFTDs Remote GridWLDFRContact from objectAggregated | WLDFR | HFTD - Distribution - Tier 3 - 3QU CoRE ¦ 1QU LoRE | Non-Red Flag Warning - Catastrophic Fires | Contact from object | Aggregated | 2060 | 6.1672e-07 | 423.2024 | 0.000261 | 2060 | Mitigation | 0.95 | 45 | 0 | esc | 0.00097009 | 5.9827e-10 | 0.00097009 | 5.9827e-10 | 0.0027785 | 1.8344e-09 | 0.0013359 | 1.8561e-10
[120 empty] | 7.3.3.17.5 (Remote Grid) Updates to grid topology to minimize risk of ignition in HFTDs Remote GridWLDFRContact from objectAggregated | WLDFR | HFTD - Distribution - Tier 3 - 3QU CoRE ¦ 1QU LoRE | Non-Red Flag Warning - Catastrophic Fires | Contact from object | Aggregated | 2061 | 6.1672e-07 | 423.2024 | 0.000261 | 2061 | Mitigation | 0.95 | 45 | 0 | esc | 0.00097009 | 5.9827e-10 | 0.00097009 | 5.9827e-10 | 0.0027785 | 1.8344e-09 | 0.0013359 | 1.8561e-10
[120 empty] | 7.3.3.17.5 (Remote Grid) Updates to grid topology to minimize risk of ignition in HFTDs Remote GridWLDFRContact from objectAggregated | WLDFR | HFTD - Distribution - Tier 3 - 3QU CoRE ¦ 1QU LoRE | Non-Red Flag Warning - Catastrophic Fires | Contact from object | Aggregated | 2062 | 6.1672e-07 | 423.2024 | 0.000261 | 2062 | Mitigation | 0.95 | 45 | 0 | esc | 0.00097009 | 5.9827e-10 | 0.00097009 | 5.9827e-10 | 0 | 0 | 0.0013359 | 1.8561e-10
[120 empty] | 7.3.3.17.5 (Remote Grid) Updates to grid topology to minimize risk of ignition in HFTDs Remote GridWLDFRContact from objectAggregated | WLDFR | HFTD - Distribution - Tier 3 - 3QU CoRE ¦ 1QU LoRE | Non-Red Flag Warning - Catastrophic Fires | Contact from object | Aggregated | 2063 | 6.1672e-07 | 423.2024 | 0.000261 | 2063 | Mitigation | 0.95 | 45 | 0 | esc | 0.00097009 | 5.9827e-10 | 0.00097009 | 5.9827e-10 | 0.0027785 | 3.9918e-09 | 0.0013359 | 1.8561e-10
[120 empty] | 7.3.3.17.5 (Remote Grid) Updates to grid topology to minimize risk of ignition in HFTDs Remote GridWLDFRContact from objectAggregated | WLDFR | HFTD - Distribution - Tier 3 - 3QU CoRE ¦ 1QU LoRE | Non-Red Flag Warning - Catastrophic Fires | Contact from object | Aggregated | 2064 | 6.1672e-07 | 423.2024 | 0.000261 | 2064 | Mitigation | 0.95 | 45 | 0 | esc | 0.00097009 | 5.9827e-10 | 0.00097009 | 5.9827e-10 | 0.0027785 | 3.9918e-09 | 0 | 0
[120 empty] | 7.3.3.17.5 (Remote Grid) Updates to grid topology to minimize risk of ignition in HFTDs Remote GridWLDFRContact from objectAggregated | WLDFR | HFTD - Distribution - Tier 3 - 3QU CoRE ¦ 1QU LoRE | Non-Red Flag Warning - Catastrophic Fires | Contact from object | Aggregated | 2065 | 6.1672e-07 | 423.2024 | 0.000261 | 2065 | Mitigation | 0.95 | 45 | 0 | esc | 0.00097009 | 5.9827e-10 | 0.00097009 | 5.9827e-10 | 0.0027785 | 3.9918e-09 | 0 | 0
[120 empty] | 7.3.3.17.5 (Remote Grid) Updates to grid topology to minimize risk of ignition in HFTDs Remote GridWLDFRContact from objectAggregated | WLDFR | HFTD - Distribution - Tier 3 - 3QU CoRE ¦ 1QU LoRE | Non-Red Flag Warning - Catastrophic Fires | Contact from object | Aggregated | 2066 | 6.1672e-07 | 423.2024 | 0.000261 | 2066 | Mitigation | 0.95 | 45 | 0 | esc | 0.00097009 | 5.9827e-10 | 0.00097009 | 5.9827e-10 | 0.0027785 | 3.9918e-09 | 0.0093813 | 6.6375e-08
[120 empty] | 7.3.3.17.5 (Remote Grid) Updates to grid topology to minimize risk of ignition in HFTDs Remote GridWLDFRContact from objectAggregated | WLDFR | HFTD - Distribution - Tier 3 - 3QU CoRE ¦ 1QU LoRE | Non-Red Flag Warning - Catastrophic Fires | Contact from object | Aggregated | 2067 | 6.1672e-07 | 423.2024 | 0.000261 | 2067 | Mitigation | 0.95 | 45 | 0 | esc | 0 | 0 | 0.00097009 | 5.9827e-10 | 0.0027785 | 3.9918e-09 | 0.0093813 | 6.6375e-08
[120 empty] | 7.3.3.17.5 (Remote Grid) Updates to grid topology to minimize risk of ignition in HFTDs Remote GridWLDFRContaminationAggregated | WLDFR | HFTD - Distribution - Tier 3 - 3QU CoRE ¦ 1QU LoRE | Non-Red Flag Warning - Catastrophic Fires | Contamination | Aggregated | 2022 | 1.3291e-08 | 423.2024 | 5.625e-06 | 2022 | Mitigation | 0.95 | 45 | 0 | esc | 0.00097009 | 1.2894e-11 | 0 | 0 | 0.0027785 | 3.9918e-09 | 0.0093813 | 6.6375e-08
[120 empty] | 7.3.3.17.5 (Remote Grid) Updates to grid topology to minimize risk of ignition in HFTDs Remote GridWLDFRContaminationAggregated | WLDFR | HFTD - Distribution - Tier 3 - 3QU CoRE ¦ 1QU LoRE | Non-Red Flag Warning - Catastrophic Fires | Contamination | Aggregated | 2023 | 1.3291e-08 | 423.2024 | 5.625e-06 | 2023 | Mitigation | 0.95 | 45 | 0 | esc | 0.00097009 | 1.2894e-11 | 0.00097009 | 1.2894e-11 | 0.0027785 | 3.9918e-09 | 0.0093813 | 6.6375e-08
[120 empty] | 7.3.3.17.5 (Remote Grid) Updates to grid topology to minimize risk of ignition in HFTDs Remote GridWLDFRContaminationAggregated | WLDFR | HFTD - Distribution - Tier 3 - 3QU CoRE ¦ 1QU LoRE | Non-Red Flag Warning - Catastrophic Fires | Contamination | Aggregated | 2024 | 1.3291e-08 | 423.2024 | 5.625e-06 | 2024 | Mitigation | 0.95 | 45 | 0 | esc | 0.00097009 | 1.2894e-11 | 0.00097009 | 1.2894e-11 | 0.0027785 | 3.9918e-09 | 0.0093813 | 6.6375e-08
[120 empty] | 7.3.3.17.5 (Remote Grid) Updates to grid topology to minimize risk of ignition in HFTDs Remote GridWLDFRContaminationAggregated | WLDFR | HFTD - Distribution - Tier 3 - 3QU CoRE ¦ 1QU LoRE | Non-Red Flag Warning - Catastrophic Fires | Contamination | Aggregated | 2025 | 1.3291e-08 | 423.2024 | 5.625e-06 | 2025 | Mitigation | 0.95 | 45 | 0 | esc | 0.00097009 | 1.2894e-11 | 0.00097009 | 1.2894e-11 | 0.0027785 | 3.9918e-09 | 0.0093813 | 6.6375e-08
[120 empty] | 7.3.3.17.5 (Remote Grid) Updates to grid topology to minimize risk of ignition in HFTDs Remote GridWLDFRContaminationAggregated | WLDFR | HFTD - Distribution - Tier 3 - 3QU CoRE ¦ 1QU LoRE | Non-Red Flag Warning - Catastrophic Fires | Contamination | Aggregated | 2026 | 1.3291e-08 | 423.2024 | 5.625e-06 | 2026 | Mitigation | 0.95 | 45 | 0 | esc | 0.00097009 | 1.2894e-11 | 0.00097009 | 1.2894e-11 | 0.0027785 | 3.9918e-09 | 0.0093813 | 6.6375e-08
[120 empty] | 7.3.3.17.5 (Remote Grid) Updates to grid topology to minimize risk of ignition in HFTDs Remote GridWLDFRContaminationAggregated | WLDFR | HFTD - Distribution - Tier 3 - 3QU CoRE ¦ 1QU LoRE | Non-Red Flag Warning - Catastrophic Fires | Contamination | Aggregated | 2027 | 1.3291e-08 | 423.2024 | 5.625e-06 | 2027 | Mitigation | 0.95 | 45 | 0 | esc | 0.00097009 | 1.2894e-11 | 0.00097009 | 1.2894e-11 | 0.0027785 | 3.9918e-09 | 0.0093813 | 6.6375e-08
[120 empty] | 7.3.3.17.5 (Remote Grid) Updates to grid topology to minimize risk of ignition in HFTDs Remote GridWLDFRContaminationAggregated | WLDFR | HFTD - Distribution - Tier 3 - 3QU CoRE ¦ 1QU LoRE | Non-Red Flag Warning - Catastrophic Fires | Contamination | Aggregated | 2028 | 1.3291e-08 | 423.2024 | 5.625e-06 | 2028 | Mitigation | 0.95 | 45 | 0 | esc | 0.00097009 | 1.2894e-11 | 0.00097009 | 1.2894e-11 | 0.0027785 | 3.9918e-09 | 0.0093813 | 6.6375e-08
[120 empty] | 7.3.3.17.5 (Remote Grid) Updates to grid topology to minimize risk of ignition in HFTDs Remote GridWLDFRContaminationAggregated | WLDFR | HFTD - Distribution - Tier 3 - 3QU CoRE ¦ 1QU LoRE | Non-Red Flag Warning - Catastrophic Fires | Contamination | Aggregated | 2029 | 1.3291e-08 | 423.2024 | 5.625e-06 | 2029 | Mitigation | 0.95 | 45 | 0 | esc | 0.00097009 | 1.2894e-11 | 0.00097009 | 1.2894e-11 | 0.0027785 | 3.9918e-09 | 0.0093813 | 6.6375e-08
[120 empty] | 7.3.3.17.5 (Remote Grid) Updates to grid topology to minimize risk of ignition in HFTDs Remote GridWLDFRContaminationAggregated | WLDFR | HFTD - Distribution - Tier 3 - 3QU CoRE ¦ 1QU LoRE | Non-Red Flag Warning - Catastrophic Fires | Contamination | Aggregated | 2030 | 1.3291e-08 | 423.2024 | 5.625e-06 | 2030 | Mitigation | 0.95 | 45 | 0 | esc | 0.00097009 | 1.2894e-11 | 0.00097009 | 1.2894e-11 | 0.0027785 | 3.9918e-09 | 0.0093813 | 6.6375e-08
[120 empty] | 7.3.3.17.5 (Remote Grid) Updates to grid topology to minimize risk of ignition in HFTDs Remote GridWLDFRContaminationAggregated | WLDFR | HFTD - Distribution - Tier 3 - 3QU CoRE ¦ 1QU LoRE | Non-Red Flag Warning - Catastrophic Fires | Contamination | Aggregated | 2031 | 1.3291e-08 | 423.2024 | 5.625e-06 | 2031 | Mitigation | 0.95 | 45 | 0 | esc | 0.00097009 | 1.2894e-11 | 0.00097009 | 1.2894e-11 | 0.0027785 | 3.9918e-09 | 0.0093813 | 6.6375e-08
[120 empty] | 7.3.3.17.5 (Remote Grid) Updates to grid topology to minimize risk of ignition in HFTDs Remote GridWLDFRContaminationAggregated | WLDFR | HFTD - Distribution - Tier 3 - 3QU CoRE ¦ 1QU LoRE | Non-Red Flag Warning - Catastrophic Fires | Contamination | Aggregated | 2032 | 1.3291e-08 | 423.2024 | 5.625e-06 | 2032 | Mitigation | 0.95 | 45 | 0 | esc | 0.00097009 | 1.2894e-11 | 0.00097009 | 1.2894e-11 | 0.0027785 | 3.9918e-09 | 0.0093813 | 6.6375e-08
[120 empty] | 7.3.3.17.5 (Remote Grid) Updates to grid topology to minimize risk of ignition in HFTDs Remote GridWLDFRContaminationAggregated | WLDFR | HFTD - Distribution - Tier 3 - 3QU CoRE ¦ 1QU LoRE | Non-Red Flag Warning - Catastrophic Fires | Contamination | Aggregated | 2033 | 1.3291e-08 | 423.2024 | 5.625e-06 | 2033 | Mitigation | 0.95 | 45 | 0 | esc | 0.00097009 | 1.2894e-11 | 0.00097009 | 1.2894e-11 | 0.0027785 | 3.9918e-09 | 0.0093813 | 6.6375e-08
[120 empty] | 7.3.3.17.5 (Remote Grid) Updates to grid topology to minimize risk of ignition in HFTDs Remote GridWLDFRContaminationAggregated | WLDFR | HFTD - Distribution - Tier 3 - 3QU CoRE ¦ 1QU LoRE | Non-Red Flag Warning - Catastrophic Fires | Contamination | Aggregated | 2034 | 1.3291e-08 | 423.2024 | 5.625e-06 | 2034 | Mitigation | 0.95 | 45 | 0 | esc | 0.00097009 | 1.2894e-11 | 0.00097009 | 1.2894e-11 | 0.0027785 | 3.9918e-09 | 0.0093813 | 6.6375e-08
[120 empty] | 7.3.3.17.5 (Remote Grid) Updates to grid topology to minimize risk of ignition in HFTDs Remote GridWLDFRContaminationAggregated | WLDFR | HFTD - Distribution - Tier 3 - 3QU CoRE ¦ 1QU LoRE | Non-Red Flag Warning - Catastrophic Fires | Contamination | Aggregated | 2035 | 1.3291e-08 | 423.2024 | 5.625e-06 | 2035 | Mitigation | 0.95 | 45 | 0 | esc | 0.00097009 | 1.2894e-11 | 0.00097009 | 1.2894e-11 | 0.0027785 | 3.9918e-09 | 0.0093813 | 6.6375e-08
[120 empty] | 7.3.3.17.5 (Remote Grid) Updates to grid topology to minimize risk of ignition in HFTDs Remote GridWLDFRContaminationAggregated | WLDFR | HFTD - Distribution - Tier 3 - 3QU CoRE ¦ 1QU LoRE | Non-Red Flag Warning - Catastrophic Fires | Contamination | Aggregated | 2036 | 1.3291e-08 | 423.2024 | 5.625e-06 | 2036 | Mitigation | 0.95 | 45 | 0 | esc | 0.00097009 | 1.2894e-11 | 0.00097009 | 1.2894e-11 | 0.0027785 | 3.9918e-09 | 0.0093813 | 6.6375e-08
[120 empty] | 7.3.3.17.5 (Remote Grid) Updates to grid topology to minimize risk of ignition in HFTDs Remote GridWLDFRContaminationAggregated | WLDFR | HFTD - Distribution - Tier 3 - 3QU CoRE ¦ 1QU LoRE | Non-Red Flag Warning - Catastrophic Fires | Contamination | Aggregated | 2037 | 1.3291e-08 | 423.2024 | 5.625e-06 | 2037 | Mitigation | 0.95 | 45 | 0 | esc | 0.00097009 | 1.2894e-11 | 0.00097009 | 1.2894e-11 | 0.0027785 | 3.9918e-09 | 0.0093813 | 6.6375e-08
[120 empty] | 7.3.3.17.5 (Remote Grid) Updates to grid topology to minimize risk of ignition in HFTDs Remote GridWLDFRContaminationAggregated | WLDFR | HFTD - Distribution - Tier 3 - 3QU CoRE ¦ 1QU LoRE | Non-Red Flag Warning - Catastrophic Fires | Contamination | Aggregated | 2038 | 1.3291e-08 | 423.2024 | 5.625e-06 | 2038 | Mitigation | 0.95 | 45 | 0 | esc | 0.00097009 | 1.2894e-11 | 0.00097009 | 1.2894e-11 | 0.0027785 | 3.9918e-09 | 0.0093813 | 6.6375e-08
[120 empty] | 7.3.3.17.5 (Remote Grid) Updates to grid topology to minimize risk of ignition in HFTDs Remote GridWLDFRContaminationAggregated | WLDFR | HFTD - Distribution - Tier 3 - 3QU CoRE ¦ 1QU LoRE | Non-Red Flag Warning - Catastrophic Fires | Contamination | Aggregated | 2039 | 1.3291e-08 | 423.2024 | 5.625e-06 | 2039 | Mitigation | 0.95 | 45 | 0 | esc | 0.00097009 | 1.2894e-11 | 0.00097009 | 1.2894e-11 | 0.0027785 | 3.9918e-09 | 0.0093813 | 6.6375e-08
[120 empty] | 7.3.3.17.5 (Remote Grid) Updates to grid topology to minimize risk of ignition in HFTDs Remote GridWLDFRContaminationAggregated | WLDFR | HFTD - Distribution - Tier 3 - 3QU CoRE ¦ 1QU LoRE | Non-Red Flag Warning - Catastrophic Fires | Contamination | Aggregated | 2040 | 1.3291e-08 | 423.2024 | 5.625e-06 | 2040 | Mitigation | 0.95 | 45 | 0 | esc | 0.00097009 | 1.2894e-11 | 0.00097009 | 1.2894e-11 | 0.0027785 | 3.9918e-09 | 0.0093813 | 6.6375e-08
[120 empty] | 7.3.3.17.5 (Remote Grid) Updates to grid topology to minimize risk of ignition in HFTDs Remote GridWLDFRContaminationAggregated | WLDFR | HFTD - Distribution - Tier 3 - 3QU CoRE ¦ 1QU LoRE | Non-Red Flag Warning - Catastrophic Fires | Contamination | Aggregated | 2041 | 1.3291e-08 | 423.2024 | 5.625e-06 | 2041 | Mitigation | 0.95 | 45 | 0 | esc | 0.00097009 | 1.2894e-11 | 0.00097009 | 1.2894e-11 | 0.0027785 | 3.9918e-09 | 0.0093813 | 6.6375e-08
[120 empty] | 7.3.3.17.5 (Remote Grid) Updates to grid topology to minimize risk of ignition in HFTDs Remote GridWLDFRContaminationAggregated | WLDFR | HFTD - Distribution - Tier 3 - 3QU CoRE ¦ 1QU LoRE | Non-Red Flag Warning - Catastrophic Fires | Contamination | Aggregated | 2042 | 1.3291e-08 | 423.2024 | 5.625e-06 | 2042 | Mitigation | 0.95 | 45 | 0 | esc | 0.00097009 | 1.2894e-11 | 0.00097009 | 1.2894e-11 | 0.0027785 | 3.9918e-09 | 0.0093813 | 6.6375e-08
[120 empty] | 7.3.3.17.5 (Remote Grid) Updates to grid topology to minimize risk of ignition in HFTDs Remote GridWLDFRContaminationAggregated | WLDFR | HFTD - Distribution - Tier 3 - 3QU CoRE ¦ 1QU LoRE | Non-Red Flag Warning - Catastrophic Fires | Contamination | Aggregated | 2043 | 1.3291e-08 | 423.2024 | 5.625e-06 | 2043 | Mitigation | 0.95 | 45 | 0 | esc | 0.00097009 | 1.2894e-11 | 0.00097009 | 1.2894e-11 | 0.0027785 | 3.9918e-09 | 0.0093813 | 6.6375e-08
[120 empty] | 7.3.3.17.5 (Remote Grid) Updates to grid topology to minimize risk of ignition in HFTDs Remote GridWLDFRContaminationAggregated | WLDFR | HFTD - Distribution - Tier 3 - 3QU CoRE ¦ 1QU LoRE | Non-Red Flag Warning - Catastrophic Fires | Contamination | Aggregated | 2044 | 1.3291e-08 | 423.2024 | 5.625e-06 | 2044 | Mitigation | 0.95 | 45 | 0 | esc | 0.00097009 | 1.2894e-11 | 0.00097009 | 1.2894e-11 | 0.0027785 | 3.9918e-09 | 0.0093813 | 6.6375e-08
[120 empty] | 7.3.3.17.5 (Remote Grid) Updates to grid topology to minimize risk of ignition in HFTDs Remote GridWLDFRContaminationAggregated | WLDFR | HFTD - Distribution - Tier 3 - 3QU CoRE ¦ 1QU LoRE | Non-Red Flag Warning - Catastrophic Fires | Contamination | Aggregated | 2045 | 1.3291e-08 | 423.2024 | 5.625e-06 | 2045 | Mitigation | 0.95 | 45 | 0 | esc | 0.00097009 | 1.2894e-11 | 0.00097009 | 1.2894e-11 | 0.0027785 | 3.9918e-09 | 0.0093813 | 6.6375e-08
[120 empty] | 7.3.3.17.5 (Remote Grid) Updates to grid topology to minimize risk of ignition in HFTDs Remote GridWLDFRContaminationAggregated | WLDFR | HFTD - Distribution - Tier 3 - 3QU CoRE ¦ 1QU LoRE | Non-Red Flag Warning - Catastrophic Fires | Contamination | Aggregated | 2046 | 1.3291e-08 | 423.2024 | 5.625e-06 | 2046 | Mitigation | 0.95 | 45 | 0 | esc | 0.00097009 | 1.2894e-11 | 0.00097009 | 1.2894e-11 | 0.0027785 | 3.9918e-09 | 0.0093813 | 6.6375e-08
[120 empty] | 7.3.3.17.5 (Remote Grid) Updates to grid topology to minimize risk of ignition in HFTDs Remote GridWLDFRContaminationAggregated | WLDFR | HFTD - Distribution - Tier 3 - 3QU CoRE ¦ 1QU LoRE | Non-Red Flag Warning - Catastrophic Fires | Contamination | Aggregated | 2047 | 1.3291e-08 | 423.2024 | 5.625e-06 | 2047 | Mitigation | 0.95 | 45 | 0 | esc | 0.00097009 | 1.2894e-11 | 0.00097009 | 1.2894e-11 | 0.0027785 | 3.9918e-09 | 0.0093813 | 6.6375e-08
[120 empty] | 7.3.3.17.5 (Remote Grid) Updates to grid topology to minimize risk of ignition in HFTDs Remote GridWLDFRContaminationAggregated | WLDFR | HFTD - Distribution - Tier 3 - 3QU CoRE ¦ 1QU LoRE | Non-Red Flag Warning - Catastrophic Fires | Contamination | Aggregated | 2048 | 1.3291e-08 | 423.2024 | 5.625e-06 | 2048 | Mitigation | 0.95 | 45 | 0 | esc | 0.00097009 | 1.2894e-11 | 0.00097009 | 1.2894e-11 | 0.0027785 | 3.9918e-09 | 0.0093813 | 6.6375e-08
[120 empty] | 7.3.3.17.5 (Remote Grid) Updates to grid topology to minimize risk of ignition in HFTDs Remote GridWLDFRContaminationAggregated | WLDFR | HFTD - Distribution - Tier 3 - 3QU CoRE ¦ 1QU LoRE | Non-Red Flag Warning - Catastrophic Fires | Contamination | Aggregated | 2049 | 1.3291e-08 | 423.2024 | 5.625e-06 | 2049 | Mitigation | 0.95 | 45 | 0 | esc | 0.00097009 | 1.2894e-11 | 0.00097009 | 1.2894e-11 | 0.0027785 | 3.9918e-09 | 0.0093813 | 6.6375e-08
[120 empty] | 7.3.3.17.5 (Remote Grid) Updates to grid topology to minimize risk of ignition in HFTDs Remote GridWLDFRContaminationAggregated | WLDFR | HFTD - Distribution - Tier 3 - 3QU CoRE ¦ 1QU LoRE | Non-Red Flag Warning - Catastrophic Fires | Contamination | Aggregated | 2050 | 1.3291e-08 | 423.2024 | 5.625e-06 | 2050 | Mitigation | 0.95 | 45 | 0 | esc | 0.00097009 | 1.2894e-11 | 0.00097009 | 1.2894e-11 | 0.0027785 | 3.9918e-09 | 0 | 0
[120 empty] | 7.3.3.17.5 (Remote Grid) Updates to grid topology to minimize risk of ignition in HFTDs Remote GridWLDFRContaminationAggregated | WLDFR | HFTD - Distribution - Tier 3 - 3QU CoRE ¦ 1QU LoRE | Non-Red Flag Warning - Catastrophic Fires | Contamination | Aggregated | 2051 | 1.3291e-08 | 423.2024 | 5.625e-06 | 2051 | Mitigation | 0.95 | 45 | 0 | esc | 0.00097009 | 1.2894e-11 | 0.00097009 | 1.2894e-11 | 0.0027785 | 3.9918e-09 | 0 | 0
[120 empty] | 7.3.3.17.5 (Remote Grid) Updates to grid topology to minimize risk of ignition in HFTDs Remote GridWLDFRContaminationAggregated | WLDFR | HFTD - Distribution - Tier 3 - 3QU CoRE ¦ 1QU LoRE | Non-Red Flag Warning - Catastrophic Fires | Contamination | Aggregated | 2052 | 1.3291e-08 | 423.2024 | 5.625e-06 | 2052 | Mitigation | 0.95 | 45 | 0 | esc | 0.00097009 | 1.2894e-11 | 0.00097009 | 1.2894e-11 | 0.0027785 | 3.9918e-09 | 0.014004 | 3.2094e-08
[120 empty] | 7.3.3.17.5 (Remote Grid) Updates to grid topology to minimize risk of ignition in HFTDs Remote GridWLDFRContaminationAggregated | WLDFR | HFTD - Distribution - Tier 3 - 3QU CoRE ¦ 1QU LoRE | Non-Red Flag Warning - Catastrophic Fires | Contamination | Aggregated | 2053 | 1.3291e-08 | 423.2024 | 5.625e-06 | 2053 | Mitigation | 0.95 | 45 | 0 | esc | 0.00097009 | 1.2894e-11 | 0.00097009 | 1.2894e-11 | 0.0027785 | 3.9918e-09 | 0.014004 | 3.2094e-08
[120 empty] | 7.3.3.17.5 (Remote Grid) Updates to grid topology to minimize risk of ignition in HFTDs Remote GridWLDFRContaminationAggregated | WLDFR | HFTD - Distribution - Tier 3 - 3QU CoRE ¦ 1QU LoRE | Non-Red Flag Warning - Catastrophic Fires | Contamination | Aggregated | 2054 | 1.3291e-08 | 423.2024 | 5.625e-06 | 2054 | Mitigation | 0.95 | 45 | 0 | esc | 0.00097009 | 1.2894e-11 | 0.00097009 | 1.2894e-11 | 0.0027785 | 3.9918e-09 | 0.014004 | 3.2094e-08
[120 empty] | 7.3.3.17.5 (Remote Grid) Updates to grid topology to minimize risk of ignition in HFTDs Remote GridWLDFRContaminationAggregated | WLDFR | HFTD - Distribution - Tier 3 - 3QU CoRE ¦ 1QU LoRE | Non-Red Flag Warning - Catastrophic Fires | Contamination | Aggregated | 2055 | 1.3291e-08 | 423.2024 | 5.625e-06 | 2055 | Mitigation | 0.95 | 45 | 0 | esc | 0.00097009 | 1.2894e-11 | 0.00097009 | 1.2894e-11 | 0.0027785 | 3.9918e-09 | 0.014004 | 3.2094e-08
[120 empty] | 7.3.3.17.5 (Remote Grid) Updates to grid topology to minimize risk of ignition in HFTDs Remote GridWLDFRContaminationAggregated | WLDFR | HFTD - Distribution - Tier 3 - 3QU CoRE ¦ 1QU LoRE | Non-Red Flag Warning - Catastrophic Fires | Contamination | Aggregated | 2056 | 1.3291e-08 | 423.2024 | 5.625e-06 | 2056 | Mitigation | 0.95 | 45 | 0 | esc | 0.00097009 | 1.2894e-11 | 0.00097009 | 1.2894e-11 | 0.0027785 | 3.9918e-09 | 0.014004 | 3.2094e-08
[120 empty] | 7.3.3.17.5 (Remote Grid) Updates to grid topology to minimize risk of ignition in HFTDs Remote GridWLDFRContaminationAggregated | WLDFR | HFTD - Distribution - Tier 3 - 3QU CoRE ¦ 1QU LoRE | Non-Red Flag Warning - Catastrophic Fires | Contamination | Aggregated | 2057 | 1.3291e-08 | 423.2024 | 5.625e-06 | 2057 | Mitigation | 0.95 | 45 | 0 | esc | 0.00097009 | 1.2894e-11 | 0.00097009 | 1.2894e-11 | 0.0027785 | 3.9918e-09 | 0.014004 | 3.2094e-08
[120 empty] | 7.3.3.17.5 (Remote Grid) Updates to grid topology to minimize risk of ignition in HFTDs Remote GridWLDFRContaminationAggregated | WLDFR | HFTD - Distribution - Tier 3 - 3QU CoRE ¦ 1QU LoRE | Non-Red Flag Warning - Catastrophic Fires | Contamination | Aggregated | 2058 | 1.3291e-08 | 423.2024 | 5.625e-06 | 2058 | Mitigation | 0.95 | 45 | 0 | esc | 0.00097009 | 1.2894e-11 | 0.00097009 | 1.2894e-11 | 0.0027785 | 3.9918e-09 | 0.014004 | 3.2094e-08
[120 empty] | 7.3.3.17.5 (Remote Grid) Updates to grid topology to minimize risk of ignition in HFTDs Remote GridWLDFRContaminationAggregated | WLDFR | HFTD - Distribution - Tier 3 - 3QU CoRE ¦ 1QU LoRE | Non-Red Flag Warning - Catastrophic Fires | Contamination | Aggregated | 2059 | 1.3291e-08 | 423.2024 | 5.625e-06 | 2059 | Mitigation | 0.95 | 45 | 0 | esc | 0.00097009 | 1.2894e-11 | 0.00097009 | 1.2894e-11 | 0.0027785 | 3.9918e-09 | 0.014004 | 3.2094e-08
[120 empty] | 7.3.3.17.5 (Remote Grid) Updates to grid topology to minimize risk of ignition in HFTDs Remote GridWLDFRContaminationAggregated | WLDFR | HFTD - Distribution - Tier 3 - 3QU CoRE ¦ 1QU LoRE | Non-Red Flag Warning - Catastrophic Fires | Contamination | Aggregated | 2060 | 1.3291e-08 | 423.2024 | 5.625e-06 | 2060 | Mitigation | 0.95 | 45 | 0 | esc | 0.00097009 | 1.2894e-11 | 0.00097009 | 1.2894e-11 | 0.0027785 | 3.9918e-09 | 0.014004 | 3.2094e-08
[120 empty] | 7.3.3.17.5 (Remote Grid) Updates to grid topology to minimize risk of ignition in HFTDs Remote GridWLDFRContaminationAggregated | WLDFR | HFTD - Distribution - Tier 3 - 3QU CoRE ¦ 1QU LoRE | Non-Red Flag Warning - Catastrophic Fires | Contamination | Aggregated | 2061 | 1.3291e-08 | 423.2024 | 5.625e-06 | 2061 | Mitigation | 0.95 | 45 | 0 | esc | 0.00097009 | 1.2894e-11 | 0.00097009 | 1.2894e-11 | 0.0027785 | 3.9918e-09 | 0.014004 | 3.2094e-08
[120 empty] | 7.3.3.17.5 (Remote Grid) Updates to grid topology to minimize risk of ignition in HFTDs Remote GridWLDFRContaminationAggregated | WLDFR | HFTD - Distribution - Tier 3 - 3QU CoRE ¦ 1QU LoRE | Non-Red Flag Warning - Catastrophic Fires | Contamination | Aggregated | 2062 | 1.3291e-08 | 423.2024 | 5.625e-06 | 2062 | Mitigation | 0.95 | 45 | 0 | esc | 0.00097009 | 1.2894e-11 | 0.00097009 | 1.2894e-11 | 0.0027785 | 3.9918e-09 | 0.014004 | 3.2094e-08
[120 empty] | 7.3.3.17.5 (Remote Grid) Updates to grid topology to minimize risk of ignition in HFTDs Remote GridWLDFRContaminationAggregated | WLDFR | HFTD - Distribution - Tier 3 - 3QU CoRE ¦ 1QU LoRE | Non-Red Flag Warning - Catastrophic Fires | Contamination | Aggregated | 2063 | 1.3291e-08 | 423.2024 | 5.625e-06 | 2063 | Mitigation | 0.95 | 45 | 0 | esc | 0.00097009 | 1.2894e-11 | 0.00097009 | 1.2894e-11 | 0.0027785 | 3.9918e-09 | 0.014004 | 3.2094e-08
[120 empty] | 7.3.3.17.5 (Remote Grid) Updates to grid topology to minimize risk of ignition in HFTDs Remote GridWLDFRContaminationAggregated | WLDFR | HFTD - Distribution - Tier 3 - 3QU CoRE ¦ 1QU LoRE | Non-Red Flag Warning - Catastrophic Fires | Contamination | Aggregated | 2064 | 1.3291e-08 | 423.2024 | 5.625e-06 | 2064 | Mitigation | 0.95 | 45 | 0 | esc | 0.00097009 | 1.2894e-11 | 0.00097009 | 1.2894e-11 | 0.0027785 | 3.9918e-09 | 0.014004 | 3.2094e-08
[120 empty] | 7.3.3.17.5 (Remote Grid) Updates to grid topology to minimize risk of ignition in HFTDs Remote GridWLDFRContaminationAggregated | WLDFR | HFTD - Distribution - Tier 3 - 3QU CoRE ¦ 1QU LoRE | Non-Red Flag Warning - Catastrophic Fires | Contamination | Aggregated | 2065 | 1.3291e-08 | 423.2024 | 5.625e-06 | 2065 | Mitigation | 0.95 | 45 | 0 | esc | 0.00097009 | 1.2894e-11 | 0.00097009 | 1.2894e-11 | 0.0027785 | 3.9918e-09 | 0.014004 | 3.2094e-08
[120 empty] | 7.3.3.17.5 (Remote Grid) Updates to grid topology to minimize risk of ignition in HFTDs Remote GridWLDFRContaminationAggregated | WLDFR | HFTD - Distribution - Tier 3 - 3QU CoRE ¦ 1QU LoRE | Non-Red Flag Warning - Catastrophic Fires | Contamination | Aggregated | 2066 | 1.3291e-08 | 423.2024 | 5.625e-06 | 2066 | Mitigation | 0.95 | 45 | 0 | esc | 0.00097009 | 1.2894e-11 | 0.00097009 | 1.2894e-11 | 0 | 0 | 0.014004 | 3.2094e-08
[120 empty] | 7.3.3.17.5 (Remote Grid) Updates to grid topology to minimize risk of ignition in HFTDs Remote GridWLDFRContaminationAggregated | WLDFR | HFTD - Distribution - Tier 3 - 3QU CoRE ¦ 1QU LoRE | Non-Red Flag Warning - Catastrophic Fires | Contamination | Aggregated | 2067 | 1.3291e-08 | 423.2024 | 5.625e-06 | 2067 | Mitigation | 0.95 | 45 | 0 | esc | 0 | 0 | 0.00097009 | 1.2894e-11 | 0.0027785 | 4.1655e-10 | 0.014004 | 3.2094e-08
[120 empty] | 7.3.3.17.5 (Remote Grid) Updates to grid topology to minimize risk of ignition in HFTDs Remote GridWLDFREquipment / facility failureAggregated | WLDFR | HFTD - Distribution - Tier 3 - 3QU CoRE ¦ 1QU LoRE | Non-Red Flag Warning - Catastrophic Fires | Equipment / facility failure | Aggregated | 2022 | 3.0844e-08 | 423.2024 | 1.3053e-05 | 2022 | Mitigation | 0.95 | 45 | 0 | esc | 0.00097009 | 2.9921e-11 | 0 | 0 | 0.0027785 | 4.1655e-10 | 0.014004 | 3.2094e-08
[120 empty] | 7.3.3.17.5 (Remote Grid) Updates to grid topology to minimize risk of ignition in HFTDs Remote GridWLDFREquipment / facility failureAggregated | WLDFR | HFTD - Distribution - Tier 3 - 3QU CoRE ¦ 1QU LoRE | Non-Red Flag Warning - Catastrophic Fires | Equipment / facility failure | Aggregated | 2023 | 3.0844e-08 | 423.2024 | 1.3053e-05 | 2023 | Mitigation | 0.95 | 45 | 0 | esc | 0.00097009 | 2.9921e-11 | 0.00097009 | 2.9921e-11 | 0.0027785 | 4.1655e-10 | 0.014004 | 3.2094e-08
[120 empty] | 7.3.3.17.5 (Remote Grid) Updates to grid topology to minimize risk of ignition in HFTDs Remote GridWLDFREquipment / facility failureAggregated | WLDFR | HFTD - Distribution - Tier 3 - 3QU CoRE ¦ 1QU LoRE | Non-Red Flag Warning - Catastrophic Fires | Equipment / facility failure | Aggregated | 2024 | 3.0844e-08 | 423.2024 | 1.3053e-05 | 2024 | Mitigation | 0.95 | 45 | 0 | esc | 0.00097009 | 2.9921e-11 | 0.00097009 | 2.9921e-11 | 0.0027785 | 4.1655e-10 | 0.014004 | 3.2094e-08
[120 empty] | 7.3.3.17.5 (Remote Grid) Updates to grid topology to minimize risk of ignition in HFTDs Remote GridWLDFREquipment / facility failureAggregated | WLDFR | HFTD - Distribution - Tier 3 - 3QU CoRE ¦ 1QU LoRE | Non-Red Flag Warning - Catastrophic Fires | Equipment / facility failure | Aggregated | 2025 | 3.0844e-08 | 423.2024 | 1.3053e-05 | 2025 | Mitigation | 0.95 | 45 | 0 | esc | 0.00097009 | 2.9921e-11 | 0.00097009 | 2.9921e-11 | 0.0027785 | 4.1655e-10 | 0.014004 | 3.2094e-08
[120 empty] | 7.3.3.17.5 (Remote Grid) Updates to grid topology to minimize risk of ignition in HFTDs Remote GridWLDFREquipment / facility failureAggregated | WLDFR | HFTD - Distribution - Tier 3 - 3QU CoRE ¦ 1QU LoRE | Non-Red Flag Warning - Catastrophic Fires | Equipment / facility failure | Aggregated | 2026 | 3.0844e-08 | 423.2024 | 1.3053e-05 | 2026 | Mitigation | 0.95 | 45 | 0 | esc | 0.00097009 | 2.9921e-11 | 0.00097009 | 2.9921e-11 | 0.0027785 | 4.1655e-10 | 0.014004 | 3.2094e-08
[120 empty] | 7.3.3.17.5 (Remote Grid) Updates to grid topology to minimize risk of ignition in HFTDs Remote GridWLDFREquipment / facility failureAggregated | WLDFR | HFTD - Distribution - Tier 3 - 3QU CoRE ¦ 1QU LoRE | Non-Red Flag Warning - Catastrophic Fires | Equipment / facility failure | Aggregated | 2027 | 3.0844e-08 | 423.2024 | 1.3053e-05 | 2027 | Mitigation | 0.95 | 45 | 0 | esc | 0.00097009 | 2.9921e-11 | 0.00097009 | 2.9921e-11 | 0.0027785 | 4.1655e-10 | 0.014004 | 3.2094e-08
[120 empty] | 7.3.3.17.5 (Remote Grid) Updates to grid topology to minimize risk of ignition in HFTDs Remote GridWLDFREquipment / facility failureAggregated | WLDFR | HFTD - Distribution - Tier 3 - 3QU CoRE ¦ 1QU LoRE | Non-Red Flag Warning - Catastrophic Fires | Equipment / facility failure | Aggregated | 2028 | 3.0844e-08 | 423.2024 | 1.3053e-05 | 2028 | Mitigation | 0.95 | 45 | 0 | esc | 0.00097009 | 2.9921e-11 | 0.00097009 | 2.9921e-11 | 0.0027785 | 4.1655e-10 | 0.014004 | 3.2094e-08
[120 empty] | 7.3.3.17.5 (Remote Grid) Updates to grid topology to minimize risk of ignition in HFTDs Remote GridWLDFREquipment / facility failureAggregated | WLDFR | HFTD - Distribution - Tier 3 - 3QU CoRE ¦ 1QU LoRE | Non-Red Flag Warning - Catastrophic Fires | Equipment / facility failure | Aggregated | 2029 | 3.0844e-08 | 423.2024 | 1.3053e-05 | 2029 | Mitigation | 0.95 | 45 | 0 | esc | 0.00097009 | 2.9921e-11 | 0.00097009 | 2.9921e-11 | 0.0027785 | 4.1655e-10 | 0.014004 | 3.2094e-08
[120 empty] | 7.3.3.17.5 (Remote Grid) Updates to grid topology to minimize risk of ignition in HFTDs Remote GridWLDFREquipment / facility failureAggregated | WLDFR | HFTD - Distribution - Tier 3 - 3QU CoRE ¦ 1QU LoRE | Non-Red Flag Warning - Catastrophic Fires | Equipment / facility failure | Aggregated | 2030 | 3.0844e-08 | 423.2024 | 1.3053e-05 | 2030 | Mitigation | 0.95 | 45 | 0 | esc | 0.00097009 | 2.9921e-11 | 0.00097009 | 2.9921e-11 | 0.0027785 | 4.1655e-10 | 0.014004 | 3.2094e-08
[120 empty] | 7.3.3.17.5 (Remote Grid) Updates to grid topology to minimize risk of ignition in HFTDs Remote GridWLDFREquipment / facility failureAggregated | WLDFR | HFTD - Distribution - Tier 3 - 3QU CoRE ¦ 1QU LoRE | Non-Red Flag Warning - Catastrophic Fires | Equipment / facility failure | Aggregated | 2031 | 3.0844e-08 | 423.2024 | 1.3053e-05 | 2031 | Mitigation | 0.95 | 45 | 0 | esc | 0.00097009 | 2.9921e-11 | 0.00097009 | 2.9921e-11 | 0.0027785 | 4.1655e-10 | 0.014004 | 3.2094e-08
[120 empty] | 7.3.3.17.5 (Remote Grid) Updates to grid topology to minimize risk of ignition in HFTDs Remote GridWLDFREquipment / facility failureAggregated | WLDFR | HFTD - Distribution - Tier 3 - 3QU CoRE ¦ 1QU LoRE | Non-Red Flag Warning - Catastrophic Fires | Equipment / facility failure | Aggregated | 2032 | 3.0844e-08 | 423.2024 | 1.3053e-05 | 2032 | Mitigation | 0.95 | 45 | 0 | esc | 0.00097009 | 2.9921e-11 | 0.00097009 | 2.9921e-11 | 0.0027785 | 4.1655e-10 | 0.014004 | 3.2094e-08
[120 empty] | 7.3.3.17.5 (Remote Grid) Updates to grid topology to minimize risk of ignition in HFTDs Remote GridWLDFREquipment / facility failureAggregated | WLDFR | HFTD - Distribution - Tier 3 - 3QU CoRE ¦ 1QU LoRE | Non-Red Flag Warning - Catastrophic Fires | Equipment / facility failure | Aggregated | 2033 | 3.0844e-08 | 423.2024 | 1.3053e-05 | 2033 | Mitigation | 0.95 | 45 | 0 | esc | 0.00097009 | 2.9921e-11 | 0.00097009 | 2.9921e-11 | 0.0027785 | 4.1655e-10 | 0.014004 | 3.2094e-08
[120 empty] | 7.3.3.17.5 (Remote Grid) Updates to grid topology to minimize risk of ignition in HFTDs Remote GridWLDFREquipment / facility failureAggregated | WLDFR | HFTD - Distribution - Tier 3 - 3QU CoRE ¦ 1QU LoRE | Non-Red Flag Warning - Catastrophic Fires | Equipment / facility failure | Aggregated | 2034 | 3.0844e-08 | 423.2024 | 1.3053e-05 | 2034 | Mitigation | 0.95 | 45 | 0 | esc | 0.00097009 | 2.9921e-11 | 0.00097009 | 2.9921e-11 | 0.0027785 | 4.1655e-10 | 0.014004 | 3.2094e-08
[120 empty] | 7.3.3.17.5 (Remote Grid) Updates to grid topology to minimize risk of ignition in HFTDs Remote GridWLDFREquipment / facility failureAggregated | WLDFR | HFTD - Distribution - Tier 3 - 3QU CoRE ¦ 1QU LoRE | Non-Red Flag Warning - Catastrophic Fires | Equipment / facility failure | Aggregated | 2035 | 3.0844e-08 | 423.2024 | 1.3053e-05 | 2035 | Mitigation | 0.95 | 45 | 0 | esc | 0.00097009 | 2.9921e-11 | 0.00097009 | 2.9921e-11 | 0.0027785 | 4.1655e-10 | 0.014004 | 3.2094e-08
[120 empty] | 7.3.3.17.5 (Remote Grid) Updates to grid topology to minimize risk of ignition in HFTDs Remote GridWLDFREquipment / facility failureAggregated | WLDFR | HFTD - Distribution - Tier 3 - 3QU CoRE ¦ 1QU LoRE | Non-Red Flag Warning - Catastrophic Fires | Equipment / facility failure | Aggregated | 2036 | 3.0844e-08 | 423.2024 | 1.3053e-05 | 2036 | Mitigation | 0.95 | 45 | 0 | esc | 0.00097009 | 2.9921e-11 | 0.00097009 | 2.9921e-11 | 0.0027785 | 4.1655e-10 | 0 | 0
[120 empty] | 7.3.3.17.5 (Remote Grid) Updates to grid topology to minimize risk of ignition in HFTDs Remote GridWLDFREquipment / facility failureAggregated | WLDFR | HFTD - Distribution - Tier 3 - 3QU CoRE ¦ 1QU LoRE | Non-Red Flag Warning - Catastrophic Fires | Equipment / facility failure | Aggregated | 2037 | 3.0844e-08 | 423.2024 | 1.3053e-05 | 2037 | Mitigation | 0.95 | 45 | 0 | esc | 0.00097009 | 2.9921e-11 | 0.00097009 | 2.9921e-11 | 0.0027785 | 4.1655e-10 | 0 | 0
[120 empty] | 7.3.3.17.5 (Remote Grid) Updates to grid topology to minimize risk of ignition in HFTDs Remote GridWLDFREquipment / facility failureAggregated | WLDFR | HFTD - Distribution - Tier 3 - 3QU CoRE ¦ 1QU LoRE | Non-Red Flag Warning - Catastrophic Fires | Equipment / facility failure | Aggregated | 2038 | 3.0844e-08 | 423.2024 | 1.3053e-05 | 2038 | Mitigation | 0.95 | 45 | 0 | esc | 0.00097009 | 2.9921e-11 | 0.00097009 | 2.9921e-11 | 0.0027785 | 4.1655e-10 | 0.012777 | 2.4611e-08
[120 empty] | 7.3.3.17.5 (Remote Grid) Updates to grid topology to minimize risk of ignition in HFTDs Remote GridWLDFREquipment / facility failureAggregated | WLDFR | HFTD - Distribution - Tier 3 - 3QU CoRE ¦ 1QU LoRE | Non-Red Flag Warning - Catastrophic Fires | Equipment / facility failure | Aggregated | 2039 | 3.0844e-08 | 423.2024 | 1.3053e-05 | 2039 | Mitigation | 0.95 | 45 | 0 | esc | 0.00097009 | 2.9921e-11 | 0.00097009 | 2.9921e-11 | 0.0027785 | 4.1655e-10 | 0.012777 | 2.4611e-08
[120 empty] | 7.3.3.17.5 (Remote Grid) Updates to grid topology to minimize risk of ignition in HFTDs Remote GridWLDFREquipment / facility failureAggregated | WLDFR | HFTD - Distribution - Tier 3 - 3QU CoRE ¦ 1QU LoRE | Non-Red Flag Warning - Catastrophic Fires | Equipment / facility failure | Aggregated | 2040 | 3.0844e-08 | 423.2024 | 1.3053e-05 | 2040 | Mitigation | 0.95 | 45 | 0 | esc | 0.00097009 | 2.9921e-11 | 0.00097009 | 2.9921e-11 | 0.0027785 | 4.1655e-10 | 0.012777 | 2.4611e-08
[120 empty] | 7.3.3.17.5 (Remote Grid) Updates to grid topology to minimize risk of ignition in HFTDs Remote GridWLDFREquipment / facility failureAggregated | WLDFR | HFTD - Distribution - Tier 3 - 3QU CoRE ¦ 1QU LoRE | Non-Red Flag Warning - Catastrophic Fires | Equipment / facility failure | Aggregated | 2041 | 3.0844e-08 | 423.2024 | 1.3053e-05 | 2041 | Mitigation | 0.95 | 45 | 0 | esc | 0.00097009 | 2.9921e-11 | 0.00097009 | 2.9921e-11 | 0.0027785 | 4.1655e-10 | 0.012777 | 2.4611e-08
[120 empty] | 7.3.3.17.5 (Remote Grid) Updates to grid topology to minimize risk of ignition in HFTDs Remote GridWLDFREquipment / facility failureAggregated | WLDFR | HFTD - Distribution - Tier 3 - 3QU CoRE ¦ 1QU LoRE | Non-Red Flag Warning - Catastrophic Fires | Equipment / facility failure | Aggregated | 2042 | 3.0844e-08 | 423.2024 | 1.3053e-05 | 2042 | Mitigation | 0.95 | 45 | 0 | esc | 0.00097009 | 2.9921e-11 | 0.00097009 | 2.9921e-11 | 0.0027785 | 4.1655e-10 | 0.012777 | 2.4611e-08
[120 empty] | 7.3.3.17.5 (Remote Grid) Updates to grid topology to minimize risk of ignition in HFTDs Remote GridWLDFREquipment / facility failureAggregated | WLDFR | HFTD - Distribution - Tier 3 - 3QU CoRE ¦ 1QU LoRE | Non-Red Flag Warning - Catastrophic Fires | Equipment / facility failure | Aggregated | 2043 | 3.0844e-08 | 423.2024 | 1.3053e-05 | 2043 | Mitigation | 0.95 | 45 | 0 | esc | 0.00097009 | 2.9921e-11 | 0.00097009 | 2.9921e-11 | 0.0027785 | 4.1655e-10 | 0.012777 | 2.4611e-08
[120 empty] | 7.3.3.17.5 (Remote Grid) Updates to grid topology to minimize risk of ignition in HFTDs Remote GridWLDFREquipment / facility failureAggregated | WLDFR | HFTD - Distribution - Tier 3 - 3QU CoRE ¦ 1QU LoRE | Non-Red Flag Warning - Catastrophic Fires | Equipment / facility failure | Aggregated | 2044 | 3.0844e-08 | 423.2024 | 1.3053e-05 | 2044 | Mitigation | 0.95 | 45 | 0 | esc | 0.00097009 | 2.9921e-11 | 0.00097009 | 2.9921e-11 | 0.0027785 | 4.1655e-10 | 0.012777 | 2.4611e-08
[120 empty] | 7.3.3.17.5 (Remote Grid) Updates to grid topology to minimize risk of ignition in HFTDs Remote GridWLDFREquipment / facility failureAggregated | WLDFR | HFTD - Distribution - Tier 3 - 3QU CoRE ¦ 1QU LoRE | Non-Red Flag Warning - Catastrophic Fires | Equipment / facility failure | Aggregated | 2045 | 3.0844e-08 | 423.2024 | 1.3053e-05 | 2045 | Mitigation | 0.95 | 45 | 0 | esc | 0.00097009 | 2.9921e-11 | 0.00097009 | 2.9921e-11 | 0.0027785 | 4.1655e-10 | 0.012777 | 2.4611e-08
[120 empty] | 7.3.3.17.5 (Remote Grid) Updates to grid topology to minimize risk of ignition in HFTDs Remote GridWLDFREquipment / facility failureAggregated | WLDFR | HFTD - Distribution - Tier 3 - 3QU CoRE ¦ 1QU LoRE | Non-Red Flag Warning - Catastrophic Fires | Equipment / facility failure | Aggregated | 2046 | 3.0844e-08 | 423.2024 | 1.3053e-05 | 2046 | Mitigation | 0.95 | 45 | 0 | esc | 0.00097009 | 2.9921e-11 | 0.00097009 | 2.9921e-11 | 0.0027785 | 4.1655e-10 | 0.012777 | 2.4611e-08
[120 empty] | 7.3.3.17.5 (Remote Grid) Updates to grid topology to minimize risk of ignition in HFTDs Remote GridWLDFREquipment / facility failureAggregated | WLDFR | HFTD - Distribution - Tier 3 - 3QU CoRE ¦ 1QU LoRE | Non-Red Flag Warning - Catastrophic Fires | Equipment / facility failure | Aggregated | 2047 | 3.0844e-08 | 423.2024 | 1.3053e-05 | 2047 | Mitigation | 0.95 | 45 | 0 | esc | 0.00097009 | 2.9921e-11 | 0.00097009 | 2.9921e-11 | 0.0027785 | 4.1655e-10 | 0.012777 | 2.4611e-08
[120 empty] | 7.3.3.17.5 (Remote Grid) Updates to grid topology to minimize risk of ignition in HFTDs Remote GridWLDFREquipment / facility failureAggregated | WLDFR | HFTD - Distribution - Tier 3 - 3QU CoRE ¦ 1QU LoRE | Non-Red Flag Warning - Catastrophic Fires | Equipment / facility failure | Aggregated | 2048 | 3.0844e-08 | 423.2024 | 1.3053e-05 | 2048 | Mitigation | 0.95 | 45 | 0 | esc | 0.00097009 | 2.9921e-11 | 0.00097009 | 2.9921e-11 | 0.0027785 | 4.1655e-10 | 0.012777 | 2.4611e-08
[120 empty] | 7.3.3.17.5 (Remote Grid) Updates to grid topology to minimize risk of ignition in HFTDs Remote GridWLDFREquipment / facility failureAggregated | WLDFR | HFTD - Distribution - Tier 3 - 3QU CoRE ¦ 1QU LoRE | Non-Red Flag Warning - Catastrophic Fires | Equipment / facility failure | Aggregated | 2049 | 3.0844e-08 | 423.2024 | 1.3053e-05 | 2049 | Mitigation | 0.95 | 45 | 0 | esc | 0.00097009 | 2.9921e-11 | 0.00097009 | 2.9921e-11 | 0.0027785 | 4.1655e-10 | 0.012777 | 2.4611e-08
[120 empty] | 7.3.3.17.5 (Remote Grid) Updates to grid topology to minimize risk of ignition in HFTDs Remote GridWLDFREquipment / facility failureAggregated | WLDFR | HFTD - Distribution - Tier 3 - 3QU CoRE ¦ 1QU LoRE | Non-Red Flag Warning - Catastrophic Fires | Equipment / facility failure | Aggregated | 2050 | 3.0844e-08 | 423.2024 | 1.3053e-05 | 2050 | Mitigation | 0.95 | 45 | 0 | esc | 0.00097009 | 2.9921e-11 | 0.00097009 | 2.9921e-11 | 0.0027785 | 4.1655e-10 | 0.012777 | 2.4611e-08
[120 empty] | 7.3.3.17.5 (Remote Grid) Updates to grid topology to minimize risk of ignition in HFTDs Remote GridWLDFREquipment / facility failureAggregated | WLDFR | HFTD - Distribution - Tier 3 - 3QU CoRE ¦ 1QU LoRE | Non-Red Flag Warning - Catastrophic Fires | Equipment / facility failure | Aggregated | 2051 | 3.0844e-08 | 423.2024 | 1.3053e-05 | 2051 | Mitigation | 0.95 | 45 | 0 | esc | 0.00097009 | 2.9921e-11 | 0.00097009 | 2.9921e-11 | 0.0027785 | 4.1655e-10 | 0.012777 | 2.4611e-08
[120 empty] | 7.3.3.17.5 (Remote Grid) Updates to grid topology to minimize risk of ignition in HFTDs Remote GridWLDFREquipment / facility failureAggregated | WLDFR | HFTD - Distribution - Tier 3 - 3QU CoRE ¦ 1QU LoRE | Non-Red Flag Warning - Catastrophic Fires | Equipment / facility failure | Aggregated | 2052 | 3.0844e-08 | 423.2024 | 1.3053e-05 | 2052 | Mitigation | 0.95 | 45 | 0 | esc | 0.00097009 | 2.9921e-11 | 0.00097009 | 2.9921e-11 | 0.0027785 | 4.1655e-10 | 0.012777 | 2.4611e-08
[120 empty] | 7.3.3.17.5 (Remote Grid) Updates to grid topology to minimize risk of ignition in HFTDs Remote GridWLDFREquipment / facility failureAggregated | WLDFR | HFTD - Distribution - Tier 3 - 3QU CoRE ¦ 1QU LoRE | Non-Red Flag Warning - Catastrophic Fires | Equipment / facility failure | Aggregated | 2053 | 3.0844e-08 | 423.2024 | 1.3053e-05 | 2053 | Mitigation | 0.95 | 45 | 0 | esc | 0.00097009 | 2.9921e-11 | 0.00097009 | 2.9921e-11 | 0.0027785 | 4.1655e-10 | 0.012777 | 2.4611e-08
[120 empty] | 7.3.3.17.5 (Remote Grid) Updates to grid topology to minimize risk of ignition in HFTDs Remote GridWLDFREquipment / facility failureAggregated | WLDFR | HFTD - Distribution - Tier 3 - 3QU CoRE ¦ 1QU LoRE | Non-Red Flag Warning - Catastrophic Fires | Equipment / facility failure | Aggregated | 2054 | 3.0844e-08 | 423.2024 | 1.3053e-05 | 2054 | Mitigation | 0.95 | 45 | 0 | esc | 0.00097009 | 2.9921e-11 | 0.00097009 | 2.9921e-11 | 0.0027785 | 4.1655e-10 | 0.012777 | 2.4611e-08
[120 empty] | 7.3.3.17.5 (Remote Grid) Updates to grid topology to minimize risk of ignition in HFTDs Remote GridWLDFREquipment / facility failureAggregated | WLDFR | HFTD - Distribution - Tier 3 - 3QU CoRE ¦ 1QU LoRE | Non-Red Flag Warning - Catastrophic Fires | Equipment / facility failure | Aggregated | 2055 | 3.0844e-08 | 423.2024 | 1.3053e-05 | 2055 | Mitigation | 0.95 | 45 | 0 | esc | 0.00097009 | 2.9921e-11 | 0.00097009 | 2.9921e-11 | 0.0027785 | 4.1655e-10 | 0.012777 | 2.4611e-08
[120 empty] | 7.3.3.17.5 (Remote Grid) Updates to grid topology to minimize risk of ignition in HFTDs Remote GridWLDFREquipment / facility failureAggregated | WLDFR | HFTD - Distribution - Tier 3 - 3QU CoRE ¦ 1QU LoRE | Non-Red Flag Warning - Catastrophic Fires | Equipment / facility failure | Aggregated | 2056 | 3.0844e-08 | 423.2024 | 1.3053e-05 | 2056 | Mitigation | 0.95 | 45 | 0 | esc | 0.00097009 | 2.9921e-11 | 0.00097009 | 2.9921e-11 | 0.0027785 | 4.1655e-10 | 0.012777 | 2.4611e-08
[120 empty] | 7.3.3.17.5 (Remote Grid) Updates to grid topology to minimize risk of ignition in HFTDs Remote GridWLDFREquipment / facility failureAggregated | WLDFR | HFTD - Distribution - Tier 3 - 3QU CoRE ¦ 1QU LoRE | Non-Red Flag Warning - Catastrophic Fires | Equipment / facility failure | Aggregated | 2057 | 3.0844e-08 | 423.2024 | 1.3053e-05 | 2057 | Mitigation | 0.95 | 45 | 0 | esc | 0.00097009 | 2.9921e-11 | 0.00097009 | 2.9921e-11 | 0.0027785 | 4.1655e-10 | 0.012777 | 2.4611e-08
[120 empty] | 7.3.3.17.5 (Remote Grid) Updates to grid topology to minimize risk of ignition in HFTDs Remote GridWLDFREquipment / facility failureAggregated | WLDFR | HFTD - Distribution - Tier 3 - 3QU CoRE ¦ 1QU LoRE | Non-Red Flag Warning - Catastrophic Fires | Equipment / facility failure | Aggregated | 2058 | 3.0844e-08 | 423.2024 | 1.3053e-05 | 2058 | Mitigation | 0.95 | 45 | 0 | esc | 0.00097009 | 2.9921e-11 | 0.00097009 | 2.9921e-11 | 0.0027785 | 4.1655e-10 | 0.012777 | 2.4611e-08
[120 empty] | 7.3.3.17.5 (Remote Grid) Updates to grid topology to minimize risk of ignition in HFTDs Remote GridWLDFREquipment / facility failureAggregated | WLDFR | HFTD - Distribution - Tier 3 - 3QU CoRE ¦ 1QU LoRE | Non-Red Flag Warning - Catastrophic Fires | Equipment / facility failure | Aggregated | 2059 | 3.0844e-08 | 423.2024 | 1.3053e-05 | 2059 | Mitigation | 0.95 | 45 | 0 | esc | 0.00097009 | 2.9921e-11 | 0.00097009 | 2.9921e-11 | 0.0027785 | 4.1655e-10 | 0.012777 | 2.4611e-08
[120 empty] | 7.3.3.17.5 (Remote Grid) Updates to grid topology to minimize risk of ignition in HFTDs Remote GridWLDFREquipment / facility failureAggregated | WLDFR | HFTD - Distribution - Tier 3 - 3QU CoRE ¦ 1QU LoRE | Non-Red Flag Warning - Catastrophic Fires | Equipment / facility failure | Aggregated | 2060 | 3.0844e-08 | 423.2024 | 1.3053e-05 | 2060 | Mitigation | 0.95 | 45 | 0 | esc | 0.00097009 | 2.9921e-11 | 0.00097009 | 2.9921e-11 | 0.0027785 | 4.1655e-10 | 0.012777 | 2.4611e-08
[120 empty] | 7.3.3.17.5 (Remote Grid) Updates to grid topology to minimize risk of ignition in HFTDs Remote GridWLDFREquipment / facility failureAggregated | WLDFR | HFTD - Distribution - Tier 3 - 3QU CoRE ¦ 1QU LoRE | Non-Red Flag Warning - Catastrophic Fires | Equipment / facility failure | Aggregated | 2061 | 3.0844e-08 | 423.2024 | 1.3053e-05 | 2061 | Mitigation | 0.95 | 45 | 0 | esc | 0.00097009 | 2.9921e-11 | 0.00097009 | 2.9921e-11 | 0.0027785 | 4.1655e-10 | 0.012777 | 2.4611e-08
[120 empty] | 7.3.3.17.5 (Remote Grid) Updates to grid topology to minimize risk of ignition in HFTDs Remote GridWLDFREquipment / facility failureAggregated | WLDFR | HFTD - Distribution - Tier 3 - 3QU CoRE ¦ 1QU LoRE | Non-Red Flag Warning - Catastrophic Fires | Equipment / facility failure | Aggregated | 2062 | 3.0844e-08 | 423.2024 | 1.3053e-05 | 2062 | Mitigation | 0.95 | 45 | 0 | esc | 0.00097009 | 2.9921e-11 | 0.00097009 | 2.9921e-11 | 0.0027785 | 4.1655e-10 | 0.012777 | 2.4611e-08
[120 empty] | 7.3.3.17.5 (Remote Grid) Updates to grid topology to minimize risk of ignition in HFTDs Remote GridWLDFREquipment / facility failureAggregated | WLDFR | HFTD - Distribution - Tier 3 - 3QU CoRE ¦ 1QU LoRE | Non-Red Flag Warning - Catastrophic Fires | Equipment / facility failure | Aggregated | 2063 | 3.0844e-08 | 423.2024 | 1.3053e-05 | 2063 | Mitigation | 0.95 | 45 | 0 | esc | 0.00097009 | 2.9921e-11 | 0.00097009 | 2.9921e-11 | 0.0027785 | 4.1655e-10 | 0.012777 | 2.4611e-08
[120 empty] | 7.3.3.17.5 (Remote Grid) Updates to grid topology to minimize risk of ignition in HFTDs Remote GridWLDFREquipment / facility failureAggregated | WLDFR | HFTD - Distribution - Tier 3 - 3QU CoRE ¦ 1QU LoRE | Non-Red Flag Warning - Catastrophic Fires | Equipment / facility failure | Aggregated | 2064 | 3.0844e-08 | 423.2024 | 1.3053e-05 | 2064 | Mitigation | 0.95 | 45 | 0 | esc | 0.00097009 | 2.9921e-11 | 0.00097009 | 2.9921e-11 | 0.0027785 | 4.1655e-10 | 0.012777 | 2.4611e-08
[120 empty] | 7.3.3.17.5 (Remote Grid) Updates to grid topology to minimize risk of ignition in HFTDs Remote GridWLDFREquipment / facility failureAggregated | WLDFR | HFTD - Distribution - Tier 3 - 3QU CoRE ¦ 1QU LoRE | Non-Red Flag Warning - Catastrophic Fires | Equipment / facility failure | Aggregated | 2065 | 3.0844e-08 | 423.2024 | 1.3053e-05 | 2065 | Mitigation | 0.95 | 45 | 0 | esc | 0.00097009 | 2.9921e-11 | 0.00097009 | 2.9921e-11 | 0.0027785 | 4.1655e-10 | 0.012777 | 2.4611e-08
[120 empty] | 7.3.3.17.5 (Remote Grid) Updates to grid topology to minimize risk of ignition in HFTDs Remote GridWLDFREquipment / facility failureAggregated | WLDFR | HFTD - Distribution - Tier 3 - 3QU CoRE ¦ 1QU LoRE | Non-Red Flag Warning - Catastrophic Fires | Equipment / facility failure | Aggregated | 2066 | 3.0844e-08 | 423.2024 | 1.3053e-05 | 2066 | Mitigation | 0.95 | 45 | 0 | esc | 0.00097009 | 2.9921e-11 | 0.00097009 | 2.9921e-11 | 0.0027785 | 4.1655e-10 | 0.012777 | 2.4611e-08
[120 empty] | 7.3.3.17.5 (Remote Grid) Updates to grid topology to minimize risk of ignition in HFTDs Remote GridWLDFREquipment / facility failureAggregated | WLDFR | HFTD - Distribution - Tier 3 - 3QU CoRE ¦ 1QU LoRE | Non-Red Flag Warning - Catastrophic Fires | Equipment / facility failure | Aggregated | 2067 | 3.0844e-08 | 423.2024 | 1.3053e-05 | 2067 | Mitigation | 0.95 | 45 | 0 | esc | 0 | 0 | 0.00097009 | 2.9921e-11 | 0.0027785 | 4.1655e-10 | 0.012777 | 2.4611e-08
[120 empty] | 7.3.3.17.5 (Remote Grid) Updates to grid topology to minimize risk of ignition in HFTDs Remote GridWLDFRVegetation ContactAggregated | WLDFR | HFTD - Distribution - Tier 3 - 3QU CoRE ¦ 1QU LoRE | Non-Red Flag Warning - Catastrophic Fires | Vegetation Contact | Aggregated | 2022 | 5.4129e-07 | 423.2024 | 0.00022908 | 2022 | Mitigation | 0.95 | 45 | 0 | esc | 0.00097009 | 5.251e-10 | 0 | 0 | 0.0027785 | 4.1655e-10 | 0 | 0
[120 empty] | 7.3.3.17.5 (Remote Grid) Updates to grid topology to minimize risk of ignition in HFTDs Remote GridWLDFRVegetation ContactAggregated | WLDFR | HFTD - Distribution - Tier 3 - 3QU CoRE ¦ 1QU LoRE | Non-Red Flag Warning - Catastrophic Fires | Vegetation Contact | Aggregated | 2023 | 5.4129e-07 | 423.2024 | 0.00022908 | 2023 | Mitigation | 0.95 | 45 | 0 | esc | 0.00097009 | 5.251e-10 | 0.00097009 | 5.251e-10 | 0.0027785 | 4.1655e-10 | 0 | 0
[120 empty] | 7.3.3.17.5 (Remote Grid) Updates to grid topology to minimize risk of ignition in HFTDs Remote GridWLDFRVegetation ContactAggregated | WLDFR | HFTD - Distribution - Tier 3 - 3QU CoRE ¦ 1QU LoRE | Non-Red Flag Warning - Catastrophic Fires | Vegetation Contact | Aggregated | 2024 | 5.4129e-07 | 423.2024 | 0.00022908 | 2024 | Mitigation | 0.95 | 45 | 0 | esc | 0.00097009 | 5.251e-10 | 0.00097009 | 5.251e-10 | 0 | 0 | 0.012705 | 2.4448e-08
[120 empty] | 7.3.3.17.5 (Remote Grid) Updates to grid topology to minimize risk of ignition in HFTDs Remote GridWLDFRVegetation ContactAggregated | WLDFR | HFTD - Distribution - Tier 3 - 3QU CoRE ¦ 1QU LoRE | Non-Red Flag Warning - Catastrophic Fires | Vegetation Contact | Aggregated | 2025 | 5.4129e-07 | 423.2024 | 0.00022908 | 2025 | Mitigation | 0.95 | 45 | 0 | esc | 0.00097009 | 5.251e-10 | 0.00097009 | 5.251e-10 | 0.0027785 | 5.996e-10 | 0.012705 | 2.4448e-08
[120 empty] | 7.3.3.17.5 (Remote Grid) Updates to grid topology to minimize risk of ignition in HFTDs Remote GridWLDFRVegetation ContactAggregated | WLDFR | HFTD - Distribution - Tier 3 - 3QU CoRE ¦ 1QU LoRE | Non-Red Flag Warning - Catastrophic Fires | Vegetation Contact | Aggregated | 2026 | 5.4129e-07 | 423.2024 | 0.00022908 | 2026 | Mitigation | 0.95 | 45 | 0 | esc | 0.00097009 | 5.251e-10 | 0.00097009 | 5.251e-10 | 0.0027785 | 5.996e-10 | 0.012705 | 2.4448e-08
[120 empty] | 7.3.3.17.5 (Remote Grid) Updates to grid topology to minimize risk of ignition in HFTDs Remote GridWLDFRVegetation ContactAggregated | WLDFR | HFTD - Distribution - Tier 3 - 3QU CoRE ¦ 1QU LoRE | Non-Red Flag Warning - Catastrophic Fires | Vegetation Contact | Aggregated | 2027 | 5.4129e-07 | 423.2024 | 0.00022908 | 2027 | Mitigation | 0.95 | 45 | 0 | esc | 0.00097009 | 5.251e-10 | 0.00097009 | 5.251e-10 | 0.0027785 | 5.996e-10 | 0.012705 | 2.4448e-08
[120 empty] | 7.3.3.17.5 (Remote Grid) Updates to grid topology to minimize risk of ignition in HFTDs Remote GridWLDFRVegetation ContactAggregated | WLDFR | HFTD - Distribution - Tier 3 - 3QU CoRE ¦ 1QU LoRE | Non-Red Flag Warning - Catastrophic Fires | Vegetation Contact | Aggregated | 2028 | 5.4129e-07 | 423.2024 | 0.00022908 | 2028 | Mitigation | 0.95 | 45 | 0 | esc | 0.00097009 | 5.251e-10 | 0.00097009 | 5.251e-10 | 0.0027785 | 5.996e-10 | 0.012705 | 2.4448e-08
[120 empty] | 7.3.3.17.5 (Remote Grid) Updates to grid topology to minimize risk of ignition in HFTDs Remote GridWLDFRVegetation ContactAggregated | WLDFR | HFTD - Distribution - Tier 3 - 3QU CoRE ¦ 1QU LoRE | Non-Red Flag Warning - Catastrophic Fires | Vegetation Contact | Aggregated | 2029 | 5.4129e-07 | 423.2024 | 0.00022908 | 2029 | Mitigation | 0.95 | 45 | 0 | esc | 0.00097009 | 5.251e-10 | 0.00097009 | 5.251e-10 | 0.0027785 | 5.996e-10 | 0.012705 | 2.4448e-08
[120 empty] | 7.3.3.17.5 (Remote Grid) Updates to grid topology to minimize risk of ignition in HFTDs Remote GridWLDFRVegetation ContactAggregated | WLDFR | HFTD - Distribution - Tier 3 - 3QU CoRE ¦ 1QU LoRE | Non-Red Flag Warning - Catastrophic Fires | Vegetation Contact | Aggregated | 2030 | 5.4129e-07 | 423.2024 | 0.00022908 | 2030 | Mitigation | 0.95 | 45 | 0 | esc | 0.00097009 | 5.251e-10 | 0.00097009 | 5.251e-10 | 0.0027785 | 5.996e-10 | 0.012705 | 2.4448e-08
[120 empty] | 7.3.3.17.5 (Remote Grid) Updates to grid topology to minimize risk of ignition in HFTDs Remote GridWLDFRVegetation ContactAggregated | WLDFR | HFTD - Distribution - Tier 3 - 3QU CoRE ¦ 1QU LoRE | Non-Red Flag Warning - Catastrophic Fires | Vegetation Contact | Aggregated | 2031 | 5.4129e-07 | 423.2024 | 0.00022908 | 2031 | Mitigation | 0.95 | 45 | 0 | esc | 0.00097009 | 5.251e-10 | 0.00097009 | 5.251e-10 | 0.0027785 | 5.996e-10 | 0.012705 | 2.4448e-08
[120 empty] | 7.3.3.17.5 (Remote Grid) Updates to grid topology to minimize risk of ignition in HFTDs Remote GridWLDFRVegetation ContactAggregated | WLDFR | HFTD - Distribution - Tier 3 - 3QU CoRE ¦ 1QU LoRE | Non-Red Flag Warning - Catastrophic Fires | Vegetation Contact | Aggregated | 2032 | 5.4129e-07 | 423.2024 | 0.00022908 | 2032 | Mitigation | 0.95 | 45 | 0 | esc | 0.00097009 | 5.251e-10 | 0.00097009 | 5.251e-10 | 0.0027785 | 5.996e-10 | 0.012705 | 2.4448e-08
[120 empty] | 7.3.3.17.5 (Remote Grid) Updates to grid topology to minimize risk of ignition in HFTDs Remote GridWLDFRVegetation ContactAggregated | WLDFR | HFTD - Distribution - Tier 3 - 3QU CoRE ¦ 1QU LoRE | Non-Red Flag Warning - Catastrophic Fires | Vegetation Contact | Aggregated | 2033 | 5.4129e-07 | 423.2024 | 0.00022908 | 2033 | Mitigation | 0.95 | 45 | 0 | esc | 0.00097009 | 5.251e-10 | 0.00097009 | 5.251e-10 | 0.0027785 | 5.996e-10 | 0.012705 | 2.4448e-08
[120 empty] | 7.3.3.17.5 (Remote Grid) Updates to grid topology to minimize risk of ignition in HFTDs Remote GridWLDFRVegetation ContactAggregated | WLDFR | HFTD - Distribution - Tier 3 - 3QU CoRE ¦ 1QU LoRE | Non-Red Flag Warning - Catastrophic Fires | Vegetation Contact | Aggregated | 2034 | 5.4129e-07 | 423.2024 | 0.00022908 | 2034 | Mitigation | 0.95 | 45 | 0 | esc | 0.00097009 | 5.251e-10 | 0.00097009 | 5.251e-10 | 0.0027785 | 5.996e-10 | 0.012705 | 2.4448e-08
[120 empty] | 7.3.3.17.5 (Remote Grid) Updates to grid topology to minimize risk of ignition in HFTDs Remote GridWLDFRVegetation ContactAggregated | WLDFR | HFTD - Distribution - Tier 3 - 3QU CoRE ¦ 1QU LoRE | Non-Red Flag Warning - Catastrophic Fires | Vegetation Contact | Aggregated | 2035 | 5.4129e-07 | 423.2024 | 0.00022908 | 2035 | Mitigation | 0.95 | 45 | 0 | esc | 0.00097009 | 5.251e-10 | 0.00097009 | 5.251e-10 | 0.0027785 | 5.996e-10 | 0.012705 | 2.4448e-08
[120 empty] | 7.3.3.17.5 (Remote Grid) Updates to grid topology to minimize risk of ignition in HFTDs Remote GridWLDFRVegetation ContactAggregated | WLDFR | HFTD - Distribution - Tier 3 - 3QU CoRE ¦ 1QU LoRE | Non-Red Flag Warning - Catastrophic Fires | Vegetation Contact | Aggregated | 2036 | 5.4129e-07 | 423.2024 | 0.00022908 | 2036 | Mitigation | 0.95 | 45 | 0 | esc | 0.00097009 | 5.251e-10 | 0.00097009 | 5.251e-10 | 0.0027785 | 5.996e-10 | 0.012705 | 2.4448e-08
[120 empty] | 7.3.3.17.5 (Remote Grid) Updates to grid topology to minimize risk of ignition in HFTDs Remote GridWLDFRVegetation ContactAggregated | WLDFR | HFTD - Distribution - Tier 3 - 3QU CoRE ¦ 1QU LoRE | Non-Red Flag Warning - Catastrophic Fires | Vegetation Contact | Aggregated | 2037 | 5.4129e-07 | 423.2024 | 0.00022908 | 2037 | Mitigation | 0.95 | 45 | 0 | esc | 0.00097009 | 5.251e-10 | 0.00097009 | 5.251e-10 | 0.0027785 | 5.996e-10 | 0.012705 | 2.4448e-08
[120 empty] | 7.3.3.17.5 (Remote Grid) Updates to grid topology to minimize risk of ignition in HFTDs Remote GridWLDFRVegetation ContactAggregated | WLDFR | HFTD - Distribution - Tier 3 - 3QU CoRE ¦ 1QU LoRE | Non-Red Flag Warning - Catastrophic Fires | Vegetation Contact | Aggregated | 2038 | 5.4129e-07 | 423.2024 | 0.00022908 | 2038 | Mitigation | 0.95 | 45 | 0 | esc | 0.00097009 | 5.251e-10 | 0.00097009 | 5.251e-10 | 0.0027785 | 5.996e-10 | 0.012705 | 2.4448e-08
[120 empty] | 7.3.3.17.5 (Remote Grid) Updates to grid topology to minimize risk of ignition in HFTDs Remote GridWLDFRVegetation ContactAggregated | WLDFR | HFTD - Distribution - Tier 3 - 3QU CoRE ¦ 1QU LoRE | Non-Red Flag Warning - Catastrophic Fires | Vegetation Contact | Aggregated | 2039 | 5.4129e-07 | 423.2024 | 0.00022908 | 2039 | Mitigation | 0.95 | 45 | 0 | esc | 0.00097009 | 5.251e-10 | 0.00097009 | 5.251e-10 | 0.0027785 | 5.996e-10 | 0.012705 | 2.4448e-08
[120 empty] | 7.3.3.17.5 (Remote Grid) Updates to grid topology to minimize risk of ignition in HFTDs Remote GridWLDFRVegetation ContactAggregated | WLDFR | HFTD - Distribution - Tier 3 - 3QU CoRE ¦ 1QU LoRE | Non-Red Flag Warning - Catastrophic Fires | Vegetation Contact | Aggregated | 2040 | 5.4129e-07 | 423.2024 | 0.00022908 | 2040 | Mitigation | 0.95 | 45 | 0 | esc | 0.00097009 | 5.251e-10 | 0.00097009 | 5.251e-10 | 0.0027785 | 5.996e-10 | 0.012705 | 2.4448e-08
[120 empty] | 7.3.3.17.5 (Remote Grid) Updates to grid topology to minimize risk of ignition in HFTDs Remote GridWLDFRVegetation ContactAggregated | WLDFR | HFTD - Distribution - Tier 3 - 3QU CoRE ¦ 1QU LoRE | Non-Red Flag Warning - Catastrophic Fires | Vegetation Contact | Aggregated | 2041 | 5.4129e-07 | 423.2024 | 0.00022908 | 2041 | Mitigation | 0.95 | 45 | 0 | esc | 0.00097009 | 5.251e-10 | 0.00097009 | 5.251e-10 | 0.0027785 | 5.996e-10 | 0.012705 | 2.4448e-08
[120 empty] | 7.3.3.17.5 (Remote Grid) Updates to grid topology to minimize risk of ignition in HFTDs Remote GridWLDFRVegetation ContactAggregated | WLDFR | HFTD - Distribution - Tier 3 - 3QU CoRE ¦ 1QU LoRE | Non-Red Flag Warning - Catastrophic Fires | Vegetation Contact | Aggregated | 2042 | 5.4129e-07 | 423.2024 | 0.00022908 | 2042 | Mitigation | 0.95 | 45 | 0 | esc | 0.00097009 | 5.251e-10 | 0.00097009 | 5.251e-10 | 0.0027785 | 5.996e-10 | 0.012705 | 2.4448e-08
[120 empty] | 7.3.3.17.5 (Remote Grid) Updates to grid topology to minimize risk of ignition in HFTDs Remote GridWLDFRVegetation ContactAggregated | WLDFR | HFTD - Distribution - Tier 3 - 3QU CoRE ¦ 1QU LoRE | Non-Red Flag Warning - Catastrophic Fires | Vegetation Contact | Aggregated | 2043 | 5.4129e-07 | 423.2024 | 0.00022908 | 2043 | Mitigation | 0.95 | 45 | 0 | esc | 0.00097009 | 5.251e-10 | 0.00097009 | 5.251e-10 | 0.0027785 | 5.996e-10 | 0.012705 | 2.4448e-08
[120 empty] | 7.3.3.17.5 (Remote Grid) Updates to grid topology to minimize risk of ignition in HFTDs Remote GridWLDFRVegetation ContactAggregated | WLDFR | HFTD - Distribution - Tier 3 - 3QU CoRE ¦ 1QU LoRE | Non-Red Flag Warning - Catastrophic Fires | Vegetation Contact | Aggregated | 2044 | 5.4129e-07 | 423.2024 | 0.00022908 | 2044 | Mitigation | 0.95 | 45 | 0 | esc | 0.00097009 | 5.251e-10 | 0.00097009 | 5.251e-10 | 0.0027785 | 5.996e-10 | 0.012705 | 2.4448e-08
[120 empty] | 7.3.3.17.5 (Remote Grid) Updates to grid topology to minimize risk of ignition in HFTDs Remote GridWLDFRVegetation ContactAggregated | WLDFR | HFTD - Distribution - Tier 3 - 3QU CoRE ¦ 1QU LoRE | Non-Red Flag Warning - Catastrophic Fires | Vegetation Contact | Aggregated | 2045 | 5.4129e-07 | 423.2024 | 0.00022908 | 2045 | Mitigation | 0.95 | 45 | 0 | esc | 0.00097009 | 5.251e-10 | 0.00097009 | 5.251e-10 | 0.0027785 | 5.996e-10 | 0.012705 | 2.4448e-08
[120 empty] | 7.3.3.17.5 (Remote Grid) Updates to grid topology to minimize risk of ignition in HFTDs Remote GridWLDFRVegetation ContactAggregated | WLDFR | HFTD - Distribution - Tier 3 - 3QU CoRE ¦ 1QU LoRE | Non-Red Flag Warning - Catastrophic Fires | Vegetation Contact | Aggregated | 2046 | 5.4129e-07 | 423.2024 | 0.00022908 | 2046 | Mitigation | 0.95 | 45 | 0 | esc | 0.00097009 | 5.251e-10 | 0.00097009 | 5.251e-10 | 0.0027785 | 5.996e-10 | 0.012705 | 2.4448e-08
[120 empty] | 7.3.3.17.5 (Remote Grid) Updates to grid topology to minimize risk of ignition in HFTDs Remote GridWLDFRVegetation ContactAggregated | WLDFR | HFTD - Distribution - Tier 3 - 3QU CoRE ¦ 1QU LoRE | Non-Red Flag Warning - Catastrophic Fires | Vegetation Contact | Aggregated | 2047 | 5.4129e-07 | 423.2024 | 0.00022908 | 2047 | Mitigation | 0.95 | 45 | 0 | esc | 0.00097009 | 5.251e-10 | 0.00097009 | 5.251e-10 | 0.0027785 | 5.996e-10 | 0.012705 | 2.4448e-08
[120 empty] | 7.3.3.17.5 (Remote Grid) Updates to grid topology to minimize risk of ignition in HFTDs Remote GridWLDFRVegetation ContactAggregated | WLDFR | HFTD - Distribution - Tier 3 - 3QU CoRE ¦ 1QU LoRE | Non-Red Flag Warning - Catastrophic Fires | Vegetation Contact | Aggregated | 2048 | 5.4129e-07 | 423.2024 | 0.00022908 | 2048 | Mitigation | 0.95 | 45 | 0 | esc | 0.00097009 | 5.251e-10 | 0.00097009 | 5.251e-10 | 0.0027785 | 5.996e-10 | 0.012705 | 2.4448e-08
[120 empty] | 7.3.3.17.5 (Remote Grid) Updates to grid topology to minimize risk of ignition in HFTDs Remote GridWLDFRVegetation ContactAggregated | WLDFR | HFTD - Distribution - Tier 3 - 3QU CoRE ¦ 1QU LoRE | Non-Red Flag Warning - Catastrophic Fires | Vegetation Contact | Aggregated | 2049 | 5.4129e-07 | 423.2024 | 0.00022908 | 2049 | Mitigation | 0.95 | 45 | 0 | esc | 0.00097009 | 5.251e-10 | 0.00097009 | 5.251e-10 | 0.0027785 | 5.996e-10 | 0.012705 | 2.4448e-08
[120 empty] | 7.3.3.17.5 (Remote Grid) Updates to grid topology to minimize risk of ignition in HFTDs Remote GridWLDFRVegetation ContactAggregated | WLDFR | HFTD - Distribution - Tier 3 - 3QU CoRE ¦ 1QU LoRE | Non-Red Flag Warning - Catastrophic Fires | Vegetation Contact | Aggregated | 2050 | 5.4129e-07 | 423.2024 | 0.00022908 | 2050 | Mitigation | 0.95 | 45 | 0 | esc | 0.00097009 | 5.251e-10 | 0.00097009 | 5.251e-10 | 0.0027785 | 5.996e-10 | 0.012705 | 2.4448e-08
[120 empty] | 7.3.3.17.5 (Remote Grid) Updates to grid topology to minimize risk of ignition in HFTDs Remote GridWLDFRVegetation ContactAggregated | WLDFR | HFTD - Distribution - Tier 3 - 3QU CoRE ¦ 1QU LoRE | Non-Red Flag Warning - Catastrophic Fires | Vegetation Contact | Aggregated | 2051 | 5.4129e-07 | 423.2024 | 0.00022908 | 2051 | Mitigation | 0.95 | 45 | 0 | esc | 0.00097009 | 5.251e-10 | 0.00097009 | 5.251e-10 | 0.0027785 | 5.996e-10 | 0.012705 | 2.4448e-08
[120 empty] | 7.3.3.17.5 (Remote Grid) Updates to grid topology to minimize risk of ignition in HFTDs Remote GridWLDFRVegetation ContactAggregated | WLDFR | HFTD - Distribution - Tier 3 - 3QU CoRE ¦ 1QU LoRE | Non-Red Flag Warning - Catastrophic Fires | Vegetation Contact | Aggregated | 2052 | 5.4129e-07 | 423.2024 | 0.00022908 | 2052 | Mitigation | 0.95 | 45 | 0 | esc | 0.00097009 | 5.251e-10 | 0.00097009 | 5.251e-10 | 0.0027785 | 5.996e-10 | 0.012705 | 2.4448e-08
[120 empty] | 7.3.3.17.5 (Remote Grid) Updates to grid topology to minimize risk of ignition in HFTDs Remote GridWLDFRVegetation ContactAggregated | WLDFR | HFTD - Distribution - Tier 3 - 3QU CoRE ¦ 1QU LoRE | Non-Red Flag Warning - Catastrophic Fires | Vegetation Contact | Aggregated | 2053 | 5.4129e-07 | 423.2024 | 0.00022908 | 2053 | Mitigation | 0.95 | 45 | 0 | esc | 0.00097009 | 5.251e-10 | 0.00097009 | 5.251e-10 | 0.0027785 | 5.996e-10 | 0.012705 | 2.4448e-08
[120 empty] | 7.3.3.17.5 (Remote Grid) Updates to grid topology to minimize risk of ignition in HFTDs Remote GridWLDFRVegetation ContactAggregated | WLDFR | HFTD - Distribution - Tier 3 - 3QU CoRE ¦ 1QU LoRE | Non-Red Flag Warning - Catastrophic Fires | Vegetation Contact | Aggregated | 2054 | 5.4129e-07 | 423.2024 | 0.00022908 | 2054 | Mitigation | 0.95 | 45 | 0 | esc | 0.00097009 | 5.251e-10 | 0.00097009 | 5.251e-10 | 0.0027785 | 5.996e-10 | 0 | 0
[120 empty] | 7.3.3.17.5 (Remote Grid) Updates to grid topology to minimize risk of ignition in HFTDs Remote GridWLDFRVegetation ContactAggregated | WLDFR | HFTD - Distribution - Tier 3 - 3QU CoRE ¦ 1QU LoRE | Non-Red Flag Warning - Catastrophic Fires | Vegetation Contact | Aggregated | 2055 | 5.4129e-07 | 423.2024 | 0.00022908 | 2055 | Mitigation | 0.95 | 45 | 0 | esc | 0.00097009 | 5.251e-10 | 0.00097009 | 5.251e-10 | 0.0027785 | 5.996e-10 | 0 | 0
[120 empty] | 7.3.3.17.5 (Remote Grid) Updates to grid topology to minimize risk of ignition in HFTDs Remote GridWLDFRVegetation ContactAggregated | WLDFR | HFTD - Distribution - Tier 3 - 3QU CoRE ¦ 1QU LoRE | Non-Red Flag Warning - Catastrophic Fires | Vegetation Contact | Aggregated | 2056 | 5.4129e-07 | 423.2024 | 0.00022908 | 2056 | Mitigation | 0.95 | 45 | 0 | esc | 0.00097009 | 5.251e-10 | 0.00097009 | 5.251e-10 | 0.0027785 | 5.996e-10 | 0.01662 | 3.0702e-09
[120 empty] | 7.3.3.17.5 (Remote Grid) Updates to grid topology to minimize risk of ignition in HFTDs Remote GridWLDFRVegetation ContactAggregated | WLDFR | HFTD - Distribution - Tier 3 - 3QU CoRE ¦ 1QU LoRE | Non-Red Flag Warning - Catastrophic Fires | Vegetation Contact | Aggregated | 2057 | 5.4129e-07 | 423.2024 | 0.00022908 | 2057 | Mitigation | 0.95 | 45 | 0 | esc | 0.00097009 | 5.251e-10 | 0.00097009 | 5.251e-10 | 0.0027785 | 5.996e-10 | 0.01662 | 3.0702e-09
[120 empty] | 7.3.3.17.5 (Remote Grid) Updates to grid topology to minimize risk of ignition in HFTDs Remote GridWLDFRVegetation ContactAggregated | WLDFR | HFTD - Distribution - Tier 3 - 3QU CoRE ¦ 1QU LoRE | Non-Red Flag Warning - Catastrophic Fires | Vegetation Contact | Aggregated | 2058 | 5.4129e-07 | 423.2024 | 0.00022908 | 2058 | Mitigation | 0.95 | 45 | 0 | esc | 0.00097009 | 5.251e-10 | 0.00097009 | 5.251e-10 | 0.0027785 | 5.996e-10 | 0.01662 | 3.0702e-09
[120 empty] | 7.3.3.17.5 (Remote Grid) Updates to grid topology to minimize risk of ignition in HFTDs Remote GridWLDFRVegetation ContactAggregated | WLDFR | HFTD - Distribution - Tier 3 - 3QU CoRE ¦ 1QU LoRE | Non-Red Flag Warning - Catastrophic Fires | Vegetation Contact | Aggregated | 2059 | 5.4129e-07 | 423.2024 | 0.00022908 | 2059 | Mitigation | 0.95 | 45 | 0 | esc | 0.00097009 | 5.251e-10 | 0.00097009 | 5.251e-10 | 0.0027785 | 5.996e-10 | 0.01662 | 3.0702e-09
[120 empty] | 7.3.3.17.5 (Remote Grid) Updates to grid topology to minimize risk of ignition in HFTDs Remote GridWLDFRVegetation ContactAggregated | WLDFR | HFTD - Distribution - Tier 3 - 3QU CoRE ¦ 1QU LoRE | Non-Red Flag Warning - Catastrophic Fires | Vegetation Contact | Aggregated | 2060 | 5.4129e-07 | 423.2024 | 0.00022908 | 2060 | Mitigation | 0.95 | 45 | 0 | esc | 0.00097009 | 5.251e-10 | 0.00097009 | 5.251e-10 | 0.0027785 | 5.996e-10 | 0.01662 | 3.0702e-09
[120 empty] | 7.3.3.17.5 (Remote Grid) Updates to grid topology to minimize risk of ignition in HFTDs Remote GridWLDFRVegetation ContactAggregated | WLDFR | HFTD - Distribution - Tier 3 - 3QU CoRE ¦ 1QU LoRE | Non-Red Flag Warning - Catastrophic Fires | Vegetation Contact | Aggregated | 2061 | 5.4129e-07 | 423.2024 | 0.00022908 | 2061 | Mitigation | 0.95 | 45 | 0 | esc | 0.00097009 | 5.251e-10 | 0.00097009 | 5.251e-10 | 0.0027785 | 5.996e-10 | 0.01662 | 3.0702e-09
[120 empty] | 7.3.3.17.5 (Remote Grid) Updates to grid topology to minimize risk of ignition in HFTDs Remote GridWLDFRVegetation ContactAggregated | WLDFR | HFTD - Distribution - Tier 3 - 3QU CoRE ¦ 1QU LoRE | Non-Red Flag Warning - Catastrophic Fires | Vegetation Contact | Aggregated | 2062 | 5.4129e-07 | 423.2024 | 0.00022908 | 2062 | Mitigation | 0.95 | 45 | 0 | esc | 0.00097009 | 5.251e-10 | 0.00097009 | 5.251e-10 | 0.0027785 | 5.996e-10 | 0.01662 | 3.0702e-09
[120 empty] | 7.3.3.17.5 (Remote Grid) Updates to grid topology to minimize risk of ignition in HFTDs Remote GridWLDFRVegetation ContactAggregated | WLDFR | HFTD - Distribution - Tier 3 - 3QU CoRE ¦ 1QU LoRE | Non-Red Flag Warning - Catastrophic Fires | Vegetation Contact | Aggregated | 2063 | 5.4129e-07 | 423.2024 | 0.00022908 | 2063 | Mitigation | 0.95 | 45 | 0 | esc | 0.00097009 | 5.251e-10 | 0.00097009 | 5.251e-10 | 0.0027785 | 5.996e-10 | 0.01662 | 3.0702e-09
[120 empty] | 7.3.3.17.5 (Remote Grid) Updates to grid topology to minimize risk of ignition in HFTDs Remote GridWLDFRVegetation ContactAggregated | WLDFR | HFTD - Distribution - Tier 3 - 3QU CoRE ¦ 1QU LoRE | Non-Red Flag Warning - Catastrophic Fires | Vegetation Contact | Aggregated | 2064 | 5.4129e-07 | 423.2024 | 0.00022908 | 2064 | Mitigation | 0.95 | 45 | 0 | esc | 0.00097009 | 5.251e-10 | 0.00097009 | 5.251e-10 | 0.0027785 | 5.996e-10 | 0.01662 | 3.0702e-09
[120 empty] | 7.3.3.17.5 (Remote Grid) Updates to grid topology to minimize risk of ignition in HFTDs Remote GridWLDFRVegetation ContactAggregated | WLDFR | HFTD - Distribution - Tier 3 - 3QU CoRE ¦ 1QU LoRE | Non-Red Flag Warning - Catastrophic Fires | Vegetation Contact | Aggregated | 2065 | 5.4129e-07 | 423.2024 | 0.00022908 | 2065 | Mitigation | 0.95 | 45 | 0 | esc | 0.00097009 | 5.251e-10 | 0.00097009 | 5.251e-10 | 0.0027785 | 5.996e-10 | 0.01662 | 3.0702e-09
[120 empty] | 7.3.3.17.5 (Remote Grid) Updates to grid topology to minimize risk of ignition in HFTDs Remote GridWLDFRVegetation ContactAggregated | WLDFR | HFTD - Distribution - Tier 3 - 3QU CoRE ¦ 1QU LoRE | Non-Red Flag Warning - Catastrophic Fires | Vegetation Contact | Aggregated | 2066 | 5.4129e-07 | 423.2024 | 0.00022908 | 2066 | Mitigation | 0.95 | 45 | 0 | esc | 0.00097009 | 5.251e-10 | 0.00097009 | 5.251e-10 | 0.0027785 | 5.996e-10 | 0.01662 | 3.0702e-09
[120 empty] | 7.3.3.17.5 (Remote Grid) Updates to grid topology to minimize risk of ignition in HFTDs Remote GridWLDFRVegetation ContactAggregated | WLDFR | HFTD - Distribution - Tier 3 - 3QU CoRE ¦ 1QU LoRE | Non-Red Flag Warning - Catastrophic Fires | Vegetation Contact | Aggregated | 2067 | 5.4129e-07 | 423.2024 | 0.00022908 | 2067 | Mitigation | 0.95 | 45 | 0 | esc | 0 | 0 | 0.00097009 | 5.251e-10 | 0.0027785 | 5.996e-10 | 0.01662 | 3.0702e-09
[120 empty] | 7.3.3.17.5 (Remote Grid) Updates to grid topology to minimize risk of ignition in HFTDs Remote GridWLDFRWire-to-wire contactAggregated | WLDFR | HFTD - Distribution - Tier 3 - 3QU CoRE ¦ 1QU LoRE | Non-Red Flag Warning - Catastrophic Fires | Wire-to-wire contact | Aggregated | 2022 | 1.1318e-07 | 423.2024 | 4.7898e-05 | 2022 | Mitigation | 0.95 | 45 | 0 | esc | 0.00097009 | 1.0979e-10 | 0 | 0 | 0.0027785 | 5.996e-10 | 0.01662 | 3.0702e-09
[120 empty] | 7.3.3.17.5 (Remote Grid) Updates to grid topology to minimize risk of ignition in HFTDs Remote GridWLDFRWire-to-wire contactAggregated | WLDFR | HFTD - Distribution - Tier 3 - 3QU CoRE ¦ 1QU LoRE | Non-Red Flag Warning - Catastrophic Fires | Wire-to-wire contact | Aggregated | 2023 | 1.1318e-07 | 423.2024 | 4.7898e-05 | 2023 | Mitigation | 0.95 | 45 | 0 | esc | 0.00097009 | 1.0979e-10 | 0.00097009 | 1.0979e-10 | 0.0027785 | 5.996e-10 | 0.01662 | 3.0702e-09
[120 empty] | 7.3.3.17.5 (Remote Grid) Updates to grid topology to minimize risk of ignition in HFTDs Remote GridWLDFRWire-to-wire contactAggregated | WLDFR | HFTD - Distribution - Tier 3 - 3QU CoRE ¦ 1QU LoRE | Non-Red Flag Warning - Catastrophic Fires | Wire-to-wire contact | Aggregated | 2024 | 1.1318e-07 | 423.2024 | 4.7898e-05 | 2024 | Mitigation | 0.95 | 45 | 0 | esc | 0.00097009 | 1.0979e-10 | 0.00097009 | 1.0979e-10 | 0.0027785 | 5.996e-10 | 0.01662 | 3.0702e-09
[120 empty] | 7.3.3.17.5 (Remote Grid) Updates to grid topology to minimize risk of ignition in HFTDs Remote GridWLDFRWire-to-wire contactAggregated | WLDFR | HFTD - Distribution - Tier 3 - 3QU CoRE ¦ 1QU LoRE | Non-Red Flag Warning - Catastrophic Fires | Wire-to-wire contact | Aggregated | 2025 | 1.1318e-07 | 423.2024 | 4.7898e-05 | 2025 | Mitigation | 0.95 | 45 | 0 | esc | 0.00097009 | 1.0979e-10 | 0.00097009 | 1.0979e-10 | 0.0027785 | 5.996e-10 | 0.01662 | 3.0702e-09
[120 empty] | 7.3.3.17.5 (Remote Grid) Updates to grid topology to minimize risk of ignition in HFTDs Remote GridWLDFRWire-to-wire contactAggregated | WLDFR | HFTD - Distribution - Tier 3 - 3QU CoRE ¦ 1QU LoRE | Non-Red Flag Warning - Catastrophic Fires | Wire-to-wire contact | Aggregated | 2026 | 1.1318e-07 | 423.2024 | 4.7898e-05 | 2026 | Mitigation | 0.95 | 45 | 0 | esc | 0.00097009 | 1.0979e-10 | 0.00097009 | 1.0979e-10 | 0.0027785 | 5.996e-10 | 0.01662 | 3.0702e-09
[120 empty] | 7.3.3.17.5 (Remote Grid) Updates to grid topology to minimize risk of ignition in HFTDs Remote GridWLDFRWire-to-wire contactAggregated | WLDFR | HFTD - Distribution - Tier 3 - 3QU CoRE ¦ 1QU LoRE | Non-Red Flag Warning - Catastrophic Fires | Wire-to-wire contact | Aggregated | 2027 | 1.1318e-07 | 423.2024 | 4.7898e-05 | 2027 | Mitigation | 0.95 | 45 | 0 | esc | 0.00097009 | 1.0979e-10 | 0.00097009 | 1.0979e-10 | 0.0027785 | 5.996e-10 | 0.01662 | 3.0702e-09
[120 empty] | 7.3.3.17.5 (Remote Grid) Updates to grid topology to minimize risk of ignition in HFTDs Remote GridWLDFRWire-to-wire contactAggregated | WLDFR | HFTD - Distribution - Tier 3 - 3QU CoRE ¦ 1QU LoRE | Non-Red Flag Warning - Catastrophic Fires | Wire-to-wire contact | Aggregated | 2028 | 1.1318e-07 | 423.2024 | 4.7898e-05 | 2028 | Mitigation | 0.95 | 45 | 0 | esc | 0.00097009 | 1.0979e-10 | 0.00097009 | 1.0979e-10 | 0 | 0 | 0.01662 | 3.0702e-09
[120 empty] | 7.3.3.17.5 (Remote Grid) Updates to grid topology to minimize risk of ignition in HFTDs Remote GridWLDFRWire-to-wire contactAggregated | WLDFR | HFTD - Distribution - Tier 3 - 3QU CoRE ¦ 1QU LoRE | Non-Red Flag Warning - Catastrophic Fires | Wire-to-wire contact | Aggregated | 2029 | 1.1318e-07 | 423.2024 | 4.7898e-05 | 2029 | Mitigation | 0.95 | 45 | 0 | esc | 0.00097009 | 1.0979e-10 | 0.00097009 | 1.0979e-10 | 0.0027785 | 3.1105e-08 | 0.01662 | 3.0702e-09
[120 empty] | 7.3.3.17.5 (Remote Grid) Updates to grid topology to minimize risk of ignition in HFTDs Remote GridWLDFRWire-to-wire contactAggregated | WLDFR | HFTD - Distribution - Tier 3 - 3QU CoRE ¦ 1QU LoRE | Non-Red Flag Warning - Catastrophic Fires | Wire-to-wire contact | Aggregated | 2030 | 1.1318e-07 | 423.2024 | 4.7898e-05 | 2030 | Mitigation | 0.95 | 45 | 0 | esc | 0.00097009 | 1.0979e-10 | 0.00097009 | 1.0979e-10 | 0.0027785 | 3.1105e-08 | 0.01662 | 3.0702e-09
[120 empty] | 7.3.3.17.5 (Remote Grid) Updates to grid topology to minimize risk of ignition in HFTDs Remote GridWLDFRWire-to-wire contactAggregated | WLDFR | HFTD - Distribution - Tier 3 - 3QU CoRE ¦ 1QU LoRE | Non-Red Flag Warning - Catastrophic Fires | Wire-to-wire contact | Aggregated | 2031 | 1.1318e-07 | 423.2024 | 4.7898e-05 | 2031 | Mitigation | 0.95 | 45 | 0 | esc | 0.00097009 | 1.0979e-10 | 0.00097009 | 1.0979e-10 | 0.0027785 | 3.1105e-08 | 0.01662 | 3.0702e-09
[120 empty] | 7.3.3.17.5 (Remote Grid) Updates to grid topology to minimize risk of ignition in HFTDs Remote GridWLDFRWire-to-wire contactAggregated | WLDFR | HFTD - Distribution - Tier 3 - 3QU CoRE ¦ 1QU LoRE | Non-Red Flag Warning - Catastrophic Fires | Wire-to-wire contact | Aggregated | 2032 | 1.1318e-07 | 423.2024 | 4.7898e-05 | 2032 | Mitigation | 0.95 | 45 | 0 | esc | 0.00097009 | 1.0979e-10 | 0.00097009 | 1.0979e-10 | 0.0027785 | 3.1105e-08 | 0.01662 | 3.0702e-09
[120 empty] | 7.3.3.17.5 (Remote Grid) Updates to grid topology to minimize risk of ignition in HFTDs Remote GridWLDFRWire-to-wire contactAggregated | WLDFR | HFTD - Distribution - Tier 3 - 3QU CoRE ¦ 1QU LoRE | Non-Red Flag Warning - Catastrophic Fires | Wire-to-wire contact | Aggregated | 2033 | 1.1318e-07 | 423.2024 | 4.7898e-05 | 2033 | Mitigation | 0.95 | 45 | 0 | esc | 0.00097009 | 1.0979e-10 | 0.00097009 | 1.0979e-10 | 0.0027785 | 3.1105e-08 | 0.01662 | 3.0702e-09
[120 empty] | 7.3.3.17.5 (Remote Grid) Updates to grid topology to minimize risk of ignition in HFTDs Remote GridWLDFRWire-to-wire contactAggregated | WLDFR | HFTD - Distribution - Tier 3 - 3QU CoRE ¦ 1QU LoRE | Non-Red Flag Warning - Catastrophic Fires | Wire-to-wire contact | Aggregated | 2034 | 1.1318e-07 | 423.2024 | 4.7898e-05 | 2034 | Mitigation | 0.95 | 45 | 0 | esc | 0.00097009 | 1.0979e-10 | 0.00097009 | 1.0979e-10 | 0.0027785 | 3.1105e-08 | 0.01662 | 3.0702e-09
[120 empty] | 7.3.3.17.5 (Remote Grid) Updates to grid topology to minimize risk of ignition in HFTDs Remote GridWLDFRWire-to-wire contactAggregated | WLDFR | HFTD - Distribution - Tier 3 - 3QU CoRE ¦ 1QU LoRE | Non-Red Flag Warning - Catastrophic Fires | Wire-to-wire contact | Aggregated | 2035 | 1.1318e-07 | 423.2024 | 4.7898e-05 | 2035 | Mitigation | 0.95 | 45 | 0 | esc | 0.00097009 | 1.0979e-10 | 0.00097009 | 1.0979e-10 | 0.0027785 | 3.1105e-08 | 0.01662 | 3.0702e-09
[120 empty] | 7.3.3.17.5 (Remote Grid) Updates to grid topology to minimize risk of ignition in HFTDs Remote GridWLDFRWire-to-wire contactAggregated | WLDFR | HFTD - Distribution - Tier 3 - 3QU CoRE ¦ 1QU LoRE | Non-Red Flag Warning - Catastrophic Fires | Wire-to-wire contact | Aggregated | 2036 | 1.1318e-07 | 423.2024 | 4.7898e-05 | 2036 | Mitigation | 0.95 | 45 | 0 | esc | 0.00097009 | 1.0979e-10 | 0.00097009 | 1.0979e-10 | 0.0027785 | 3.1105e-08 | 0.01662 | 3.0702e-09
[120 empty] | 7.3.3.17.5 (Remote Grid) Updates to grid topology to minimize risk of ignition in HFTDs Remote GridWLDFRWire-to-wire contactAggregated | WLDFR | HFTD - Distribution - Tier 3 - 3QU CoRE ¦ 1QU LoRE | Non-Red Flag Warning - Catastrophic Fires | Wire-to-wire contact | Aggregated | 2037 | 1.1318e-07 | 423.2024 | 4.7898e-05 | 2037 | Mitigation | 0.95 | 45 | 0 | esc | 0.00097009 | 1.0979e-10 | 0.00097009 | 1.0979e-10 | 0.0027785 | 3.1105e-08 | 0.01662 | 3.0702e-09
[120 empty] | 7.3.3.17.5 (Remote Grid) Updates to grid topology to minimize risk of ignition in HFTDs Remote GridWLDFRWire-to-wire contactAggregated | WLDFR | HFTD - Distribution - Tier 3 - 3QU CoRE ¦ 1QU LoRE | Non-Red Flag Warning - Catastrophic Fires | Wire-to-wire contact | Aggregated | 2038 | 1.1318e-07 | 423.2024 | 4.7898e-05 | 2038 | Mitigation | 0.95 | 45 | 0 | esc | 0.00097009 | 1.0979e-10 | 0.00097009 | 1.0979e-10 | 0.0027785 | 3.1105e-08 | 0.01662 | 3.0702e-09
[120 empty] | 7.3.3.17.5 (Remote Grid) Updates to grid topology to minimize risk of ignition in HFTDs Remote GridWLDFRWire-to-wire contactAggregated | WLDFR | HFTD - Distribution - Tier 3 - 3QU CoRE ¦ 1QU LoRE | Non-Red Flag Warning - Catastrophic Fires | Wire-to-wire contact | Aggregated | 2039 | 1.1318e-07 | 423.2024 | 4.7898e-05 | 2039 | Mitigation | 0.95 | 45 | 0 | esc | 0.00097009 | 1.0979e-10 | 0.00097009 | 1.0979e-10 | 0.0027785 | 3.1105e-08 | 0.01662 | 3.0702e-09
[120 empty] | 7.3.3.17.5 (Remote Grid) Updates to grid topology to minimize risk of ignition in HFTDs Remote GridWLDFRWire-to-wire contactAggregated | WLDFR | HFTD - Distribution - Tier 3 - 3QU CoRE ¦ 1QU LoRE | Non-Red Flag Warning - Catastrophic Fires | Wire-to-wire contact | Aggregated | 2040 | 1.1318e-07 | 423.2024 | 4.7898e-05 | 2040 | Mitigation | 0.95 | 45 | 0 | esc | 0.00097009 | 1.0979e-10 | 0.00097009 | 1.0979e-10 | 0.0027785 | 3.1105e-08 | 0 | 0
[120 empty] | 7.3.3.17.5 (Remote Grid) Updates to grid topology to minimize risk of ignition in HFTDs Remote GridWLDFRWire-to-wire contactAggregated | WLDFR | HFTD - Distribution - Tier 3 - 3QU CoRE ¦ 1QU LoRE | Non-Red Flag Warning - Catastrophic Fires | Wire-to-wire contact | Aggregated | 2041 | 1.1318e-07 | 423.2024 | 4.7898e-05 | 2041 | Mitigation | 0.95 | 45 | 0 | esc | 0.00097009 | 1.0979e-10 | 0.00097009 | 1.0979e-10 | 0.0027785 | 3.1105e-08 | 0 | 0
[120 empty] | 7.3.3.17.5 (Remote Grid) Updates to grid topology to minimize risk of ignition in HFTDs Remote GridWLDFRWire-to-wire contactAggregated | WLDFR | HFTD - Distribution - Tier 3 - 3QU CoRE ¦ 1QU LoRE | Non-Red Flag Warning - Catastrophic Fires | Wire-to-wire contact | Aggregated | 2042 | 1.1318e-07 | 423.2024 | 4.7898e-05 | 2042 | Mitigation | 0.95 | 45 | 0 | esc | 0.00097009 | 1.0979e-10 | 0.00097009 | 1.0979e-10 | 0.0027785 | 3.1105e-08 | 0.0080352 | 2.8223e-08
[120 empty] | 7.3.3.17.5 (Remote Grid) Updates to grid topology to minimize risk of ignition in HFTDs Remote GridWLDFRWire-to-wire contactAggregated | WLDFR | HFTD - Distribution - Tier 3 - 3QU CoRE ¦ 1QU LoRE | Non-Red Flag Warning - Catastrophic Fires | Wire-to-wire contact | Aggregated | 2043 | 1.1318e-07 | 423.2024 | 4.7898e-05 | 2043 | Mitigation | 0.95 | 45 | 0 | esc | 0.00097009 | 1.0979e-10 | 0.00097009 | 1.0979e-10 | 0.0027785 | 3.1105e-08 | 0.0080352 | 2.8223e-08
[120 empty] | 7.3.3.17.5 (Remote Grid) Updates to grid topology to minimize risk of ignition in HFTDs Remote GridWLDFRWire-to-wire contactAggregated | WLDFR | HFTD - Distribution - Tier 3 - 3QU CoRE ¦ 1QU LoRE | Non-Red Flag Warning - Catastrophic Fires | Wire-to-wire contact | Aggregated | 2044 | 1.1318e-07 | 423.2024 | 4.7898e-05 | 2044 | Mitigation | 0.95 | 45 | 0 | esc | 0.00097009 | 1.0979e-10 | 0.00097009 | 1.0979e-10 | 0.0027785 | 3.1105e-08 | 0.0080352 | 2.8223e-08
[120 empty] | 7.3.3.17.5 (Remote Grid) Updates to grid topology to minimize risk of ignition in HFTDs Remote GridWLDFRWire-to-wire contactAggregated | WLDFR | HFTD - Distribution - Tier 3 - 3QU CoRE ¦ 1QU LoRE | Non-Red Flag Warning - Catastrophic Fires | Wire-to-wire contact | Aggregated | 2045 | 1.1318e-07 | 423.2024 | 4.7898e-05 | 2045 | Mitigation | 0.95 | 45 | 0 | esc | 0.00097009 | 1.0979e-10 | 0.00097009 | 1.0979e-10 | 0.0027785 | 3.1105e-08 | 0.0080352 | 2.8223e-08
[120 empty] | 7.3.3.17.5 (Remote Grid) Updates to grid topology to minimize risk of ignition in HFTDs Remote GridWLDFRWire-to-wire contactAggregated | WLDFR | HFTD - Distribution - Tier 3 - 3QU CoRE ¦ 1QU LoRE | Non-Red Flag Warning - Catastrophic Fires | Wire-to-wire contact | Aggregated | 2046 | 1.1318e-07 | 423.2024 | 4.7898e-05 | 2046 | Mitigation | 0.95 | 45 | 0 | esc | 0.00097009 | 1.0979e-10 | 0.00097009 | 1.0979e-10 | 0.0027785 | 3.1105e-08 | 0.0080352 | 2.8223e-08
[120 empty] | 7.3.3.17.5 (Remote Grid) Updates to grid topology to minimize risk of ignition in HFTDs Remote GridWLDFRWire-to-wire contactAggregated | WLDFR | HFTD - Distribution - Tier 3 - 3QU CoRE ¦ 1QU LoRE | Non-Red Flag Warning - Catastrophic Fires | Wire-to-wire contact | Aggregated | 2047 | 1.1318e-07 | 423.2024 | 4.7898e-05 | 2047 | Mitigation | 0.95 | 45 | 0 | esc | 0.00097009 | 1.0979e-10 | 0.00097009 | 1.0979e-10 | 0.0027785 | 3.1105e-08 | 0.0080352 | 2.8223e-08
[120 empty] | 7.3.3.17.5 (Remote Grid) Updates to grid topology to minimize risk of ignition in HFTDs Remote GridWLDFRWire-to-wire contactAggregated | WLDFR | HFTD - Distribution - Tier 3 - 3QU CoRE ¦ 1QU LoRE | Non-Red Flag Warning - Catastrophic Fires | Wire-to-wire contact | Aggregated | 2048 | 1.1318e-07 | 423.2024 | 4.7898e-05 | 2048 | Mitigation | 0.95 | 45 | 0 | esc | 0.00097009 | 1.0979e-10 | 0.00097009 | 1.0979e-10 | 0.0027785 | 3.1105e-08 | 0.0080352 | 2.8223e-08
[120 empty] | 7.3.3.17.5 (Remote Grid) Updates to grid topology to minimize risk of ignition in HFTDs Remote GridWLDFRWire-to-wire contactAggregated | WLDFR | HFTD - Distribution - Tier 3 - 3QU CoRE ¦ 1QU LoRE | Non-Red Flag Warning - Catastrophic Fires | Wire-to-wire contact | Aggregated | 2049 | 1.1318e-07 | 423.2024 | 4.7898e-05 | 2049 | Mitigation | 0.95 | 45 | 0 | esc | 0.00097009 | 1.0979e-10 | 0.00097009 | 1.0979e-10 | 0.0027785 | 3.1105e-08 | 0.0080352 | 2.8223e-08
[120 empty] | 7.3.3.17.5 (Remote Grid) Updates to grid topology to minimize risk of ignition in HFTDs Remote GridWLDFRWire-to-wire contactAggregated | WLDFR | HFTD - Distribution - Tier 3 - 3QU CoRE ¦ 1QU LoRE | Non-Red Flag Warning - Catastrophic Fires | Wire-to-wire contact | Aggregated | 2050 | 1.1318e-07 | 423.2024 | 4.7898e-05 | 2050 | Mitigation | 0.95 | 45 | 0 | esc | 0.00097009 | 1.0979e-10 | 0.00097009 | 1.0979e-10 | 0.0027785 | 3.1105e-08 | 0.0080352 | 2.8223e-08
[120 empty] | 7.3.3.17.5 (Remote Grid) Updates to grid topology to minimize risk of ignition in HFTDs Remote GridWLDFRWire-to-wire contactAggregated | WLDFR | HFTD - Distribution - Tier 3 - 3QU CoRE ¦ 1QU LoRE | Non-Red Flag Warning - Catastrophic Fires | Wire-to-wire contact | Aggregated | 2051 | 1.1318e-07 | 423.2024 | 4.7898e-05 | 2051 | Mitigation | 0.95 | 45 | 0 | esc | 0.00097009 | 1.0979e-10 | 0.00097009 | 1.0979e-10 | 0.0027785 | 3.1105e-08 | 0.0080352 | 2.8223e-08
[120 empty] | 7.3.3.17.5 (Remote Grid) Updates to grid topology to minimize risk of ignition in HFTDs Remote GridWLDFRWire-to-wire contactAggregated | WLDFR | HFTD - Distribution - Tier 3 - 3QU CoRE ¦ 1QU LoRE | Non-Red Flag Warning - Catastrophic Fires | Wire-to-wire contact | Aggregated | 2052 | 1.1318e-07 | 423.2024 | 4.7898e-05 | 2052 | Mitigation | 0.95 | 45 | 0 | esc | 0.00097009 | 1.0979e-10 | 0.00097009 | 1.0979e-10 | 0.0027785 | 3.1105e-08 | 0.0080352 | 2.8223e-08
[120 empty] | 7.3.3.17.5 (Remote Grid) Updates to grid topology to minimize risk of ignition in HFTDs Remote GridWLDFRWire-to-wire contactAggregated | WLDFR | HFTD - Distribution - Tier 3 - 3QU CoRE ¦ 1QU LoRE | Non-Red Flag Warning - Catastrophic Fires | Wire-to-wire contact | Aggregated | 2053 | 1.1318e-07 | 423.2024 | 4.7898e-05 | 2053 | Mitigation | 0.95 | 45 | 0 | esc | 0.00097009 | 1.0979e-10 | 0.00097009 | 1.0979e-10 | 0.0027785 | 3.1105e-08 | 0.0080352 | 2.8223e-08
[120 empty] | 7.3.3.17.5 (Remote Grid) Updates to grid topology to minimize risk of ignition in HFTDs Remote GridWLDFRWire-to-wire contactAggregated | WLDFR | HFTD - Distribution - Tier 3 - 3QU CoRE ¦ 1QU LoRE | Non-Red Flag Warning - Catastrophic Fires | Wire-to-wire contact | Aggregated | 2054 | 1.1318e-07 | 423.2024 | 4.7898e-05 | 2054 | Mitigation | 0.95 | 45 | 0 | esc | 0.00097009 | 1.0979e-10 | 0.00097009 | 1.0979e-10 | 0.0027785 | 3.1105e-08 | 0.0080352 | 2.8223e-08
[120 empty] | 7.3.3.17.5 (Remote Grid) Updates to grid topology to minimize risk of ignition in HFTDs Remote GridWLDFRWire-to-wire contactAggregated | WLDFR | HFTD - Distribution - Tier 3 - 3QU CoRE ¦ 1QU LoRE | Non-Red Flag Warning - Catastrophic Fires | Wire-to-wire contact | Aggregated | 2055 | 1.1318e-07 | 423.2024 | 4.7898e-05 | 2055 | Mitigation | 0.95 | 45 | 0 | esc | 0.00097009 | 1.0979e-10 | 0.00097009 | 1.0979e-10 | 0.0027785 | 3.1105e-08 | 0.0080352 | 2.8223e-08
[120 empty] | 7.3.3.17.5 (Remote Grid) Updates to grid topology to minimize risk of ignition in HFTDs Remote GridWLDFRWire-to-wire contactAggregated | WLDFR | HFTD - Distribution - Tier 3 - 3QU CoRE ¦ 1QU LoRE | Non-Red Flag Warning - Catastrophic Fires | Wire-to-wire contact | Aggregated | 2056 | 1.1318e-07 | 423.2024 | 4.7898e-05 | 2056 | Mitigation | 0.95 | 45 | 0 | esc | 0.00097009 | 1.0979e-10 | 0.00097009 | 1.0979e-10 | 0.0027785 | 3.1105e-08 | 0.0080352 | 2.8223e-08
[120 empty] | 7.3.3.17.5 (Remote Grid) Updates to grid topology to minimize risk of ignition in HFTDs Remote GridWLDFRWire-to-wire contactAggregated | WLDFR | HFTD - Distribution - Tier 3 - 3QU CoRE ¦ 1QU LoRE | Non-Red Flag Warning - Catastrophic Fires | Wire-to-wire contact | Aggregated | 2057 | 1.1318e-07 | 423.2024 | 4.7898e-05 | 2057 | Mitigation | 0.95 | 45 | 0 | esc | 0.00097009 | 1.0979e-10 | 0.00097009 | 1.0979e-10 | 0.0027785 | 3.1105e-08 | 0.0080352 | 2.8223e-08
[120 empty] | 7.3.3.17.5 (Remote Grid) Updates to grid topology to minimize risk of ignition in HFTDs Remote GridWLDFRWire-to-wire contactAggregated | WLDFR | HFTD - Distribution - Tier 3 - 3QU CoRE ¦ 1QU LoRE | Non-Red Flag Warning - Catastrophic Fires | Wire-to-wire contact | Aggregated | 2058 | 1.1318e-07 | 423.2024 | 4.7898e-05 | 2058 | Mitigation | 0.95 | 45 | 0 | esc | 0.00097009 | 1.0979e-10 | 0.00097009 | 1.0979e-10 | 0.0027785 | 3.1105e-08 | 0.0080352 | 2.8223e-08
[120 empty] | 7.3.3.17.5 (Remote Grid) Updates to grid topology to minimize risk of ignition in HFTDs Remote GridWLDFRWire-to-wire contactAggregated | WLDFR | HFTD - Distribution - Tier 3 - 3QU CoRE ¦ 1QU LoRE | Non-Red Flag Warning - Catastrophic Fires | Wire-to-wire contact | Aggregated | 2059 | 1.1318e-07 | 423.2024 | 4.7898e-05 | 2059 | Mitigation | 0.95 | 45 | 0 | esc | 0.00097009 | 1.0979e-10 | 0.00097009 | 1.0979e-10 | 0.0027785 | 3.1105e-08 | 0.0080352 | 2.8223e-08
[120 empty] | 7.3.3.17.5 (Remote Grid) Updates to grid topology to minimize risk of ignition in HFTDs Remote GridWLDFRWire-to-wire contactAggregated | WLDFR | HFTD - Distribution - Tier 3 - 3QU CoRE ¦ 1QU LoRE | Non-Red Flag Warning - Catastrophic Fires | Wire-to-wire contact | Aggregated | 2060 | 1.1318e-07 | 423.2024 | 4.7898e-05 | 2060 | Mitigation | 0.95 | 45 | 0 | esc | 0.00097009 | 1.0979e-10 | 0.00097009 | 1.0979e-10 | 0.0027785 | 3.1105e-08 | 0.0080352 | 2.8223e-08
[120 empty] | 7.3.3.17.5 (Remote Grid) Updates to grid topology to minimize risk of ignition in HFTDs Remote GridWLDFRWire-to-wire contactAggregated | WLDFR | HFTD - Distribution - Tier 3 - 3QU CoRE ¦ 1QU LoRE | Non-Red Flag Warning - Catastrophic Fires | Wire-to-wire contact | Aggregated | 2061 | 1.1318e-07 | 423.2024 | 4.7898e-05 | 2061 | Mitigation | 0.95 | 45 | 0 | esc | 0.00097009 | 1.0979e-10 | 0.00097009 | 1.0979e-10 | 0.0027785 | 3.1105e-08 | 0.0080352 | 2.8223e-08
[120 empty] | 7.3.3.17.5 (Remote Grid) Updates to grid topology to minimize risk of ignition in HFTDs Remote GridWLDFRWire-to-wire contactAggregated | WLDFR | HFTD - Distribution - Tier 3 - 3QU CoRE ¦ 1QU LoRE | Non-Red Flag Warning - Catastrophic Fires | Wire-to-wire contact | Aggregated | 2062 | 1.1318e-07 | 423.2024 | 4.7898e-05 | 2062 | Mitigation | 0.95 | 45 | 0 | esc | 0.00097009 | 1.0979e-10 | 0.00097009 | 1.0979e-10 | 0.0027785 | 3.1105e-08 | 0.0080352 | 2.8223e-08
[120 empty] | 7.3.3.17.5 (Remote Grid) Updates to grid topology to minimize risk of ignition in HFTDs Remote GridWLDFRWire-to-wire contactAggregated | WLDFR | HFTD - Distribution - Tier 3 - 3QU CoRE ¦ 1QU LoRE | Non-Red Flag Warning - Catastrophic Fires | Wire-to-wire contact | Aggregated | 2063 | 1.1318e-07 | 423.2024 | 4.7898e-05 | 2063 | Mitigation | 0.95 | 45 | 0 | esc | 0.00097009 | 1.0979e-10 | 0.00097009 | 1.0979e-10 | 0.0027785 | 3.1105e-08 | 0.0080352 | 2.8223e-08
[120 empty] | 7.3.3.17.5 (Remote Grid) Updates to grid topology to minimize risk of ignition in HFTDs Remote GridWLDFRWire-to-wire contactAggregated | WLDFR | HFTD - Distribution - Tier 3 - 3QU CoRE ¦ 1QU LoRE | Non-Red Flag Warning - Catastrophic Fires | Wire-to-wire contact | Aggregated | 2064 | 1.1318e-07 | 423.2024 | 4.7898e-05 | 2064 | Mitigation | 0.95 | 45 | 0 | esc | 0.00097009 | 1.0979e-10 | 0.00097009 | 1.0979e-10 | 0.0027785 | 3.1105e-08 | 0.0080352 | 2.8223e-08
[120 empty] | 7.3.3.17.5 (Remote Grid) Updates to grid topology to minimize risk of ignition in HFTDs Remote GridWLDFRWire-to-wire contactAggregated | WLDFR | HFTD - Distribution - Tier 3 - 3QU CoRE ¦ 1QU LoRE | Non-Red Flag Warning - Catastrophic Fires | Wire-to-wire contact | Aggregated | 2065 | 1.1318e-07 | 423.2024 | 4.7898e-05 | 2065 | Mitigation | 0.95 | 45 | 0 | esc | 0.00097009 | 1.0979e-10 | 0.00097009 | 1.0979e-10 | 0.0027785 | 3.1105e-08 | 0.0080352 | 2.8223e-08
[120 empty] | 7.3.3.17.5 (Remote Grid) Updates to grid topology to minimize risk of ignition in HFTDs Remote GridWLDFRWire-to-wire contactAggregated | WLDFR | HFTD - Distribution - Tier 3 - 3QU CoRE ¦ 1QU LoRE | Non-Red Flag Warning - Catastrophic Fires | Wire-to-wire contact | Aggregated | 2066 | 1.1318e-07 | 423.2024 | 4.7898e-05 | 2066 | Mitigation | 0.95 | 45 | 0 | esc | 0.00097009 | 1.0979e-10 | 0.00097009 | 1.0979e-10 | 0.0027785 | 3.1105e-08 | 0.0080352 | 2.8223e-08
[120 empty] | 7.3.3.17.5 (Remote Grid) Updates to grid topology to minimize risk of ignition in HFTDs Remote GridWLDFRWire-to-wire contactAggregated | WLDFR | HFTD - Distribution - Tier 3 - 3QU CoRE ¦ 1QU LoRE | Non-Red Flag Warning - Catastrophic Fires | Wire-to-wire contact | Aggregated | 2067 | 1.1318e-07 | 423.2024 | 4.7898e-05 | 2067 | Mitigation | 0.95 | 45 | 0 | esc | 0 | 0 | 0.00097009 | 1.0979e-10 | 0.0027785 | 3.1105e-08 | 0.0080352 | 2.8223e-08
[120 empty] | 7.3.3.17.5 (Remote Grid) Updates to grid topology to minimize risk of ignition in HFTDs Remote GridWLDFRContact from objectAggregated | WLDFR | HFTD - Distribution - Tier 3 - 3QU CoRE ¦ 1QU LoRE | Non-Red Flag Warning - Destructive Fires | Contact from object | Aggregated | 2022 | 3.8911e-07 | 423.2024 | 0.00016467 | 2022 | Mitigation | 0.95 | 45 | 0 | esc | 0.00097009 | 3.7747e-10 | 0 | 0 | 0.0027785 | 3.1105e-08 | 0.0080352 | 2.8223e-08
[120 empty] | 7.3.3.17.5 (Remote Grid) Updates to grid topology to minimize risk of ignition in HFTDs Remote GridWLDFRContact from objectAggregated | WLDFR | HFTD - Distribution - Tier 3 - 3QU CoRE ¦ 1QU LoRE | Non-Red Flag Warning - Destructive Fires | Contact from object | Aggregated | 2023 | 3.8911e-07 | 423.2024 | 0.00016467 | 2023 | Mitigation | 0.95 | 45 | 0 | esc | 0.00097009 | 3.7747e-10 | 0.00097009 | 3.7747e-10 | 0.0027785 | 3.1105e-08 | 0.0080352 | 2.8223e-08
[120 empty] | 7.3.3.17.5 (Remote Grid) Updates to grid topology to minimize risk of ignition in HFTDs Remote GridWLDFRContact from objectAggregated | WLDFR | HFTD - Distribution - Tier 3 - 3QU CoRE ¦ 1QU LoRE | Non-Red Flag Warning - Destructive Fires | Contact from object | Aggregated | 2024 | 3.8911e-07 | 423.2024 | 0.00016467 | 2024 | Mitigation | 0.95 | 45 | 0 | esc | 0.00097009 | 3.7747e-10 | 0.00097009 | 3.7747e-10 | 0.0027785 | 3.1105e-08 | 0.0080352 | 2.8223e-08
[120 empty] | 7.3.3.17.5 (Remote Grid) Updates to grid topology to minimize risk of ignition in HFTDs Remote GridWLDFRContact from objectAggregated | WLDFR | HFTD - Distribution - Tier 3 - 3QU CoRE ¦ 1QU LoRE | Non-Red Flag Warning - Destructive Fires | Contact from object | Aggregated | 2025 | 3.8911e-07 | 423.2024 | 0.00016467 | 2025 | Mitigation | 0.95 | 45 | 0 | esc | 0.00097009 | 3.7747e-10 | 0.00097009 | 3.7747e-10 | 0.0027785 | 3.1105e-08 | 0.0080352 | 2.8223e-08
[120 empty] | 7.3.3.17.5 (Remote Grid) Updates to grid topology to minimize risk of ignition in HFTDs Remote GridWLDFRContact from objectAggregated | WLDFR | HFTD - Distribution - Tier 3 - 3QU CoRE ¦ 1QU LoRE | Non-Red Flag Warning - Destructive Fires | Contact from object | Aggregated | 2026 | 3.8911e-07 | 423.2024 | 0.00016467 | 2026 | Mitigation | 0.95 | 45 | 0 | esc | 0.00097009 | 3.7747e-10 | 0.00097009 | 3.7747e-10 | 0.0027785 | 3.1105e-08 | 0 | 0
[120 empty] | 7.3.3.17.5 (Remote Grid) Updates to grid topology to minimize risk of ignition in HFTDs Remote GridWLDFRContact from objectAggregated | WLDFR | HFTD - Distribution - Tier 3 - 3QU CoRE ¦ 1QU LoRE | Non-Red Flag Warning - Destructive Fires | Contact from object | Aggregated | 2027 | 3.8911e-07 | 423.2024 | 0.00016467 | 2027 | Mitigation | 0.95 | 45 | 0 | esc | 0.00097009 | 3.7747e-10 | 0.00097009 | 3.7747e-10 | 0.0027785 | 3.1105e-08 | 0 | 0
[120 empty] | 7.3.3.17.5 (Remote Grid) Updates to grid topology to minimize risk of ignition in HFTDs Remote GridWLDFRContact from objectAggregated | WLDFR | HFTD - Distribution - Tier 3 - 3QU CoRE ¦ 1QU LoRE | Non-Red Flag Warning - Destructive Fires | Contact from object | Aggregated | 2028 | 3.8911e-07 | 423.2024 | 0.00016467 | 2028 | Mitigation | 0.95 | 45 | 0 | esc | 0.00097009 | 3.7747e-10 | 0.00097009 | 3.7747e-10 | 0.0027785 | 3.1105e-08 | 0.010315 | 1.1549e-08
[120 empty] | 7.3.3.17.5 (Remote Grid) Updates to grid topology to minimize risk of ignition in HFTDs Remote GridWLDFRContact from objectAggregated | WLDFR | HFTD - Distribution - Tier 3 - 3QU CoRE ¦ 1QU LoRE | Non-Red Flag Warning - Destructive Fires | Contact from object | Aggregated | 2029 | 3.8911e-07 | 423.2024 | 0.00016467 | 2029 | Mitigation | 0.95 | 45 | 0 | esc | 0.00097009 | 3.7747e-10 | 0.00097009 | 3.7747e-10 | 0.0027785 | 3.1105e-08 | 0.010315 | 1.1549e-08
[120 empty] | 7.3.3.17.5 (Remote Grid) Updates to grid topology to minimize risk of ignition in HFTDs Remote GridWLDFRContact from objectAggregated | WLDFR | HFTD - Distribution - Tier 3 - 3QU CoRE ¦ 1QU LoRE | Non-Red Flag Warning - Destructive Fires | Contact from object | Aggregated | 2030 | 3.8911e-07 | 423.2024 | 0.00016467 | 2030 | Mitigation | 0.95 | 45 | 0 | esc | 0.00097009 | 3.7747e-10 | 0.00097009 | 3.7747e-10 | 0.0027785 | 3.1105e-08 | 0.010315 | 1.1549e-08
[120 empty] | 7.3.3.17.5 (Remote Grid) Updates to grid topology to minimize risk of ignition in HFTDs Remote GridWLDFRContact from objectAggregated | WLDFR | HFTD - Distribution - Tier 3 - 3QU CoRE ¦ 1QU LoRE | Non-Red Flag Warning - Destructive Fires | Contact from object | Aggregated | 2031 | 3.8911e-07 | 423.2024 | 0.00016467 | 2031 | Mitigation | 0.95 | 45 | 0 | esc | 0.00097009 | 3.7747e-10 | 0.00097009 | 3.7747e-10 | 0.0027785 | 3.1105e-08 | 0.010315 | 1.1549e-08
[120 empty] | 7.3.3.17.5 (Remote Grid) Updates to grid topology to minimize risk of ignition in HFTDs Remote GridWLDFRContact from objectAggregated | WLDFR | HFTD - Distribution - Tier 3 - 3QU CoRE ¦ 1QU LoRE | Non-Red Flag Warning - Destructive Fires | Contact from object | Aggregated | 2032 | 3.8911e-07 | 423.2024 | 0.00016467 | 2032 | Mitigation | 0.95 | 45 | 0 | esc | 0.00097009 | 3.7747e-10 | 0.00097009 | 3.7747e-10 | 0 | 0 | 0.010315 | 1.1549e-08
[120 empty] | 7.3.3.17.5 (Remote Grid) Updates to grid topology to minimize risk of ignition in HFTDs Remote GridWLDFRContact from objectAggregated | WLDFR | HFTD - Distribution - Tier 3 - 3QU CoRE ¦ 1QU LoRE | Non-Red Flag Warning - Destructive Fires | Contact from object | Aggregated | 2033 | 3.8911e-07 | 423.2024 | 0.00016467 | 2033 | Mitigation | 0.95 | 45 | 0 | esc | 0.00097009 | 3.7747e-10 | 0.00097009 | 3.7747e-10 | 0.0027785 | 3.5357e-08 | 0.010315 | 1.1549e-08
[120 empty] | 7.3.3.17.5 (Remote Grid) Updates to grid topology to minimize risk of ignition in HFTDs Remote GridWLDFRContact from objectAggregated | WLDFR | HFTD - Distribution - Tier 3 - 3QU CoRE ¦ 1QU LoRE | Non-Red Flag Warning - Destructive Fires | Contact from object | Aggregated | 2034 | 3.8911e-07 | 423.2024 | 0.00016467 | 2034 | Mitigation | 0.95 | 45 | 0 | esc | 0.00097009 | 3.7747e-10 | 0.00097009 | 3.7747e-10 | 0.0027785 | 3.5357e-08 | 0.010315 | 1.1549e-08
[120 empty] | 7.3.3.17.5 (Remote Grid) Updates to grid topology to minimize risk of ignition in HFTDs Remote GridWLDFRContact from objectAggregated | WLDFR | HFTD - Distribution - Tier 3 - 3QU CoRE ¦ 1QU LoRE | Non-Red Flag Warning - Destructive Fires | Contact from object | Aggregated | 2035 | 3.8911e-07 | 423.2024 | 0.00016467 | 2035 | Mitigation | 0.95 | 45 | 0 | esc | 0.00097009 | 3.7747e-10 | 0.00097009 | 3.7747e-10 | 0.0027785 | 3.5357e-08 | 0.010315 | 1.1549e-08
[120 empty] | 7.3.3.17.5 (Remote Grid) Updates to grid topology to minimize risk of ignition in HFTDs Remote GridWLDFRContact from objectAggregated | WLDFR | HFTD - Distribution - Tier 3 - 3QU CoRE ¦ 1QU LoRE | Non-Red Flag Warning - Destructive Fires | Contact from object | Aggregated | 2036 | 3.8911e-07 | 423.2024 | 0.00016467 | 2036 | Mitigation | 0.95 | 45 | 0 | esc | 0.00097009 | 3.7747e-10 | 0.00097009 | 3.7747e-10 | 0.0027785 | 3.5357e-08 | 0.010315 | 1.1549e-08
[120 empty] | 7.3.3.17.5 (Remote Grid) Updates to grid topology to minimize risk of ignition in HFTDs Remote GridWLDFRContact from objectAggregated | WLDFR | HFTD - Distribution - Tier 3 - 3QU CoRE ¦ 1QU LoRE | Non-Red Flag Warning - Destructive Fires | Contact from object | Aggregated | 2037 | 3.8911e-07 | 423.2024 | 0.00016467 | 2037 | Mitigation | 0.95 | 45 | 0 | esc | 0.00097009 | 3.7747e-10 | 0.00097009 | 3.7747e-10 | 0.0027785 | 3.5357e-08 | 0.010315 | 1.1549e-08
[120 empty] | 7.3.3.17.5 (Remote Grid) Updates to grid topology to minimize risk of ignition in HFTDs Remote GridWLDFRContact from objectAggregated | WLDFR | HFTD - Distribution - Tier 3 - 3QU CoRE ¦ 1QU LoRE | Non-Red Flag Warning - Destructive Fires | Contact from object | Aggregated | 2038 | 3.8911e-07 | 423.2024 | 0.00016467 | 2038 | Mitigation | 0.95 | 45 | 0 | esc | 0.00097009 | 3.7747e-10 | 0.00097009 | 3.7747e-10 | 0.0027785 | 3.5357e-08 | 0.010315 | 1.1549e-08
[120 empty] | 7.3.3.17.5 (Remote Grid) Updates to grid topology to minimize risk of ignition in HFTDs Remote GridWLDFRContact from objectAggregated | WLDFR | HFTD - Distribution - Tier 3 - 3QU CoRE ¦ 1QU LoRE | Non-Red Flag Warning - Destructive Fires | Contact from object | Aggregated | 2039 | 3.8911e-07 | 423.2024 | 0.00016467 | 2039 | Mitigation | 0.95 | 45 | 0 | esc | 0.00097009 | 3.7747e-10 | 0.00097009 | 3.7747e-10 | 0.0027785 | 3.5357e-08 | 0.010315 | 1.1549e-08
[120 empty] | 7.3.3.17.5 (Remote Grid) Updates to grid topology to minimize risk of ignition in HFTDs Remote GridWLDFRContact from objectAggregated | WLDFR | HFTD - Distribution - Tier 3 - 3QU CoRE ¦ 1QU LoRE | Non-Red Flag Warning - Destructive Fires | Contact from object | Aggregated | 2040 | 3.8911e-07 | 423.2024 | 0.00016467 | 2040 | Mitigation | 0.95 | 45 | 0 | esc | 0.00097009 | 3.7747e-10 | 0.00097009 | 3.7747e-10 | 0.0027785 | 3.5357e-08 | 0.010315 | 1.1549e-08
[120 empty] | 7.3.3.17.5 (Remote Grid) Updates to grid topology to minimize risk of ignition in HFTDs Remote GridWLDFRContact from objectAggregated | WLDFR | HFTD - Distribution - Tier 3 - 3QU CoRE ¦ 1QU LoRE | Non-Red Flag Warning - Destructive Fires | Contact from object | Aggregated | 2041 | 3.8911e-07 | 423.2024 | 0.00016467 | 2041 | Mitigation | 0.95 | 45 | 0 | esc | 0.00097009 | 3.7747e-10 | 0.00097009 | 3.7747e-10 | 0.0027785 | 3.5357e-08 | 0.010315 | 1.1549e-08
[120 empty] | 7.3.3.17.5 (Remote Grid) Updates to grid topology to minimize risk of ignition in HFTDs Remote GridWLDFRContact from objectAggregated | WLDFR | HFTD - Distribution - Tier 3 - 3QU CoRE ¦ 1QU LoRE | Non-Red Flag Warning - Destructive Fires | Contact from object | Aggregated | 2042 | 3.8911e-07 | 423.2024 | 0.00016467 | 2042 | Mitigation | 0.95 | 45 | 0 | esc | 0.00097009 | 3.7747e-10 | 0.00097009 | 3.7747e-10 | 0.0027785 | 3.5357e-08 | 0.010315 | 1.1549e-08
[120 empty] | 7.3.3.17.5 (Remote Grid) Updates to grid topology to minimize risk of ignition in HFTDs Remote GridWLDFRContact from objectAggregated | WLDFR | HFTD - Distribution - Tier 3 - 3QU CoRE ¦ 1QU LoRE | Non-Red Flag Warning - Destructive Fires | Contact from object | Aggregated | 2043 | 3.8911e-07 | 423.2024 | 0.00016467 | 2043 | Mitigation | 0.95 | 45 | 0 | esc | 0.00097009 | 3.7747e-10 | 0.00097009 | 3.7747e-10 | 0.0027785 | 3.5357e-08 | 0.010315 | 1.1549e-08
[120 empty] | 7.3.3.17.5 (Remote Grid) Updates to grid topology to minimize risk of ignition in HFTDs Remote GridWLDFRContact from objectAggregated | WLDFR | HFTD - Distribution - Tier 3 - 3QU CoRE ¦ 1QU LoRE | Non-Red Flag Warning - Destructive Fires | Contact from object | Aggregated | 2044 | 3.8911e-07 | 423.2024 | 0.00016467 | 2044 | Mitigation | 0.95 | 45 | 0 | esc | 0.00097009 | 3.7747e-10 | 0.00097009 | 3.7747e-10 | 0.0027785 | 3.5357e-08 | 0.010315 | 1.1549e-08
[120 empty] | 7.3.3.17.5 (Remote Grid) Updates to grid topology to minimize risk of ignition in HFTDs Remote GridWLDFRContact from objectAggregated | WLDFR | HFTD - Distribution - Tier 3 - 3QU CoRE ¦ 1QU LoRE | Non-Red Flag Warning - Destructive Fires | Contact from object | Aggregated | 2045 | 3.8911e-07 | 423.2024 | 0.00016467 | 2045 | Mitigation | 0.95 | 45 | 0 | esc | 0.00097009 | 3.7747e-10 | 0.00097009 | 3.7747e-10 | 0.0027785 | 3.5357e-08 | 0.010315 | 1.1549e-08
[120 empty] | 7.3.3.17.5 (Remote Grid) Updates to grid topology to minimize risk of ignition in HFTDs Remote GridWLDFRContact from objectAggregated | WLDFR | HFTD - Distribution - Tier 3 - 3QU CoRE ¦ 1QU LoRE | Non-Red Flag Warning - Destructive Fires | Contact from object | Aggregated | 2046 | 3.8911e-07 | 423.2024 | 0.00016467 | 2046 | Mitigation | 0.95 | 45 | 0 | esc | 0.00097009 | 3.7747e-10 | 0.00097009 | 3.7747e-10 | 0.0027785 | 3.5357e-08 | 0.010315 | 1.1549e-08
[120 empty] | 7.3.3.17.5 (Remote Grid) Updates to grid topology to minimize risk of ignition in HFTDs Remote GridWLDFRContact from objectAggregated | WLDFR | HFTD - Distribution - Tier 3 - 3QU CoRE ¦ 1QU LoRE | Non-Red Flag Warning - Destructive Fires | Contact from object | Aggregated | 2047 | 3.8911e-07 | 423.2024 | 0.00016467 | 2047 | Mitigation | 0.95 | 45 | 0 | esc | 0.00097009 | 3.7747e-10 | 0.00097009 | 3.7747e-10 | 0.0027785 | 3.5357e-08 | 0.010315 | 1.1549e-08
[120 empty] | 7.3.3.17.5 (Remote Grid) Updates to grid topology to minimize risk of ignition in HFTDs Remote GridWLDFRContact from objectAggregated | WLDFR | HFTD - Distribution - Tier 3 - 3QU CoRE ¦ 1QU LoRE | Non-Red Flag Warning - Destructive Fires | Contact from object | Aggregated | 2048 | 3.8911e-07 | 423.2024 | 0.00016467 | 2048 | Mitigation | 0.95 | 45 | 0 | esc | 0.00097009 | 3.7747e-10 | 0.00097009 | 3.7747e-10 | 0.0027785 | 3.5357e-08 | 0.010315 | 1.1549e-08
[120 empty] | 7.3.3.17.5 (Remote Grid) Updates to grid topology to minimize risk of ignition in HFTDs Remote GridWLDFRContact from objectAggregated | WLDFR | HFTD - Distribution - Tier 3 - 3QU CoRE ¦ 1QU LoRE | Non-Red Flag Warning - Destructive Fires | Contact from object | Aggregated | 2049 | 3.8911e-07 | 423.2024 | 0.00016467 | 2049 | Mitigation | 0.95 | 45 | 0 | esc | 0.00097009 | 3.7747e-10 | 0.00097009 | 3.7747e-10 | 0.0027785 | 3.5357e-08 | 0.010315 | 1.1549e-08
[120 empty] | 7.3.3.17.5 (Remote Grid) Updates to grid topology to minimize risk of ignition in HFTDs Remote GridWLDFRContact from objectAggregated | WLDFR | HFTD - Distribution - Tier 3 - 3QU CoRE ¦ 1QU LoRE | Non-Red Flag Warning - Destructive Fires | Contact from object | Aggregated | 2050 | 3.8911e-07 | 423.2024 | 0.00016467 | 2050 | Mitigation | 0.95 | 45 | 0 | esc | 0.00097009 | 3.7747e-10 | 0.00097009 | 3.7747e-10 | 0.0027785 | 3.5357e-08 | 0.010315 | 1.1549e-08
[120 empty] | 7.3.3.17.5 (Remote Grid) Updates to grid topology to minimize risk of ignition in HFTDs Remote GridWLDFRContact from objectAggregated | WLDFR | HFTD - Distribution - Tier 3 - 3QU CoRE ¦ 1QU LoRE | Non-Red Flag Warning - Destructive Fires | Contact from object | Aggregated | 2051 | 3.8911e-07 | 423.2024 | 0.00016467 | 2051 | Mitigation | 0.95 | 45 | 0 | esc | 0.00097009 | 3.7747e-10 | 0.00097009 | 3.7747e-10 | 0.0027785 | 3.5357e-08 | 0.010315 | 1.1549e-08
[120 empty] | 7.3.3.17.5 (Remote Grid) Updates to grid topology to minimize risk of ignition in HFTDs Remote GridWLDFRContact from objectAggregated | WLDFR | HFTD - Distribution - Tier 3 - 3QU CoRE ¦ 1QU LoRE | Non-Red Flag Warning - Destructive Fires | Contact from object | Aggregated | 2052 | 3.8911e-07 | 423.2024 | 0.00016467 | 2052 | Mitigation | 0.95 | 45 | 0 | esc | 0.00097009 | 3.7747e-10 | 0.00097009 | 3.7747e-10 | 0.0027785 | 3.5357e-08 | 0.010315 | 1.1549e-08
[120 empty] | 7.3.3.17.5 (Remote Grid) Updates to grid topology to minimize risk of ignition in HFTDs Remote GridWLDFRContact from objectAggregated | WLDFR | HFTD - Distribution - Tier 3 - 3QU CoRE ¦ 1QU LoRE | Non-Red Flag Warning - Destructive Fires | Contact from object | Aggregated | 2053 | 3.8911e-07 | 423.2024 | 0.00016467 | 2053 | Mitigation | 0.95 | 45 | 0 | esc | 0.00097009 | 3.7747e-10 | 0.00097009 | 3.7747e-10 | 0.0027785 | 3.5357e-08 | 0.010315 | 1.1549e-08
[120 empty] | 7.3.3.17.5 (Remote Grid) Updates to grid topology to minimize risk of ignition in HFTDs Remote GridWLDFRContact from objectAggregated | WLDFR | HFTD - Distribution - Tier 3 - 3QU CoRE ¦ 1QU LoRE | Non-Red Flag Warning - Destructive Fires | Contact from object | Aggregated | 2054 | 3.8911e-07 | 423.2024 | 0.00016467 | 2054 | Mitigation | 0.95 | 45 | 0 | esc | 0.00097009 | 3.7747e-10 | 0.00097009 | 3.7747e-10 | 0.0027785 | 3.5357e-08 | 0.010315 | 1.1549e-08
[120 empty] | 7.3.3.17.5 (Remote Grid) Updates to grid topology to minimize risk of ignition in HFTDs Remote GridWLDFRContact from objectAggregated | WLDFR | HFTD - Distribution - Tier 3 - 3QU CoRE ¦ 1QU LoRE | Non-Red Flag Warning - Destructive Fires | Contact from object | Aggregated | 2055 | 3.8911e-07 | 423.2024 | 0.00016467 | 2055 | Mitigation | 0.95 | 45 | 0 | esc | 0.00097009 | 3.7747e-10 | 0.00097009 | 3.7747e-10 | 0.0027785 | 3.5357e-08 | 0.010315 | 1.1549e-08
[120 empty] | 7.3.3.17.5 (Remote Grid) Updates to grid topology to minimize risk of ignition in HFTDs Remote GridWLDFRContact from objectAggregated | WLDFR | HFTD - Distribution - Tier 3 - 3QU CoRE ¦ 1QU LoRE | Non-Red Flag Warning - Destructive Fires | Contact from object | Aggregated | 2056 | 3.8911e-07 | 423.2024 | 0.00016467 | 2056 | Mitigation | 0.95 | 45 | 0 | esc | 0.00097009 | 3.7747e-10 | 0.00097009 | 3.7747e-10 | 0.0027785 | 3.5357e-08 | 0.010315 | 1.1549e-08
[120 empty] | 7.3.3.17.5 (Remote Grid) Updates to grid topology to minimize risk of ignition in HFTDs Remote GridWLDFRContact from objectAggregated | WLDFR | HFTD - Distribution - Tier 3 - 3QU CoRE ¦ 1QU LoRE | Non-Red Flag Warning - Destructive Fires | Contact from object | Aggregated | 2057 | 3.8911e-07 | 423.2024 | 0.00016467 | 2057 | Mitigation | 0.95 | 45 | 0 | esc | 0.00097009 | 3.7747e-10 | 0.00097009 | 3.7747e-10 | 0.0027785 | 3.5357e-08 | 0.010315 | 1.1549e-08
[120 empty] | 7.3.3.17.5 (Remote Grid) Updates to grid topology to minimize risk of ignition in HFTDs Remote GridWLDFRContact from objectAggregated | WLDFR | HFTD - Distribution - Tier 3 - 3QU CoRE ¦ 1QU LoRE | Non-Red Flag Warning - Destructive Fires | Contact from object | Aggregated | 2058 | 3.8911e-07 | 423.2024 | 0.00016467 | 2058 | Mitigation | 0.95 | 45 | 0 | esc | 0.00097009 | 3.7747e-10 | 0.00097009 | 3.7747e-10 | 0.0027785 | 3.5357e-08 | 0 | 0
[120 empty] | 7.3.3.17.5 (Remote Grid) Updates to grid topology to minimize risk of ignition in HFTDs Remote GridWLDFRContact from objectAggregated | WLDFR | HFTD - Distribution - Tier 3 - 3QU CoRE ¦ 1QU LoRE | Non-Red Flag Warning - Destructive Fires | Contact from object | Aggregated | 2059 | 3.8911e-07 | 423.2024 | 0.00016467 | 2059 | Mitigation | 0.95 | 45 | 0 | esc | 0.00097009 | 3.7747e-10 | 0.00097009 | 3.7747e-10 | 0.0027785 | 3.5357e-08 | 0 | 0
[120 empty] | 7.3.3.17.5 (Remote Grid) Updates to grid topology to minimize risk of ignition in HFTDs Remote GridWLDFRContact from objectAggregated | WLDFR | HFTD - Distribution - Tier 3 - 3QU CoRE ¦ 1QU LoRE | Non-Red Flag Warning - Destructive Fires | Contact from object | Aggregated | 2060 | 3.8911e-07 | 423.2024 | 0.00016467 | 2060 | Mitigation | 0.95 | 45 | 0 | esc | 0.00097009 | 3.7747e-10 | 0.00097009 | 3.7747e-10 | 0.0027785 | 3.5357e-08 | 0.013666 | 1.5571e-08
[120 empty] | 7.3.3.17.5 (Remote Grid) Updates to grid topology to minimize risk of ignition in HFTDs Remote GridWLDFRContact from objectAggregated | WLDFR | HFTD - Distribution - Tier 3 - 3QU CoRE ¦ 1QU LoRE | Non-Red Flag Warning - Destructive Fires | Contact from object | Aggregated | 2061 | 3.8911e-07 | 423.2024 | 0.00016467 | 2061 | Mitigation | 0.95 | 45 | 0 | esc | 0.00097009 | 3.7747e-10 | 0.00097009 | 3.7747e-10 | 0.0027785 | 3.5357e-08 | 0.013666 | 1.5571e-08
[120 empty] | 7.3.3.17.5 (Remote Grid) Updates to grid topology to minimize risk of ignition in HFTDs Remote GridWLDFRContact from objectAggregated | WLDFR | HFTD - Distribution - Tier 3 - 3QU CoRE ¦ 1QU LoRE | Non-Red Flag Warning - Destructive Fires | Contact from object | Aggregated | 2062 | 3.8911e-07 | 423.2024 | 0.00016467 | 2062 | Mitigation | 0.95 | 45 | 0 | esc | 0.00097009 | 3.7747e-10 | 0.00097009 | 3.7747e-10 | 0.0027785 | 3.5357e-08 | 0.013666 | 1.5571e-08
[120 empty] | 7.3.3.17.5 (Remote Grid) Updates to grid topology to minimize risk of ignition in HFTDs Remote GridWLDFRContact from objectAggregated | WLDFR | HFTD - Distribution - Tier 3 - 3QU CoRE ¦ 1QU LoRE | Non-Red Flag Warning - Destructive Fires | Contact from object | Aggregated | 2063 | 3.8911e-07 | 423.2024 | 0.00016467 | 2063 | Mitigation | 0.95 | 45 | 0 | esc | 0.00097009 | 3.7747e-10 | 0.00097009 | 3.7747e-10 | 0.0027785 | 3.5357e-08 | 0.013666 | 1.5571e-08
[120 empty] | 7.3.3.17.5 (Remote Grid) Updates to grid topology to minimize risk of ignition in HFTDs Remote GridWLDFRContact from objectAggregated | WLDFR | HFTD - Distribution - Tier 3 - 3QU CoRE ¦ 1QU LoRE | Non-Red Flag Warning - Destructive Fires | Contact from object | Aggregated | 2064 | 3.8911e-07 | 423.2024 | 0.00016467 | 2064 | Mitigation | 0.95 | 45 | 0 | esc | 0.00097009 | 3.7747e-10 | 0.00097009 | 3.7747e-10 | 0.0027785 | 3.5357e-08 | 0.013666 | 1.5571e-08
[120 empty] | 7.3.3.17.5 (Remote Grid) Updates to grid topology to minimize risk of ignition in HFTDs Remote GridWLDFRContact from objectAggregated | WLDFR | HFTD - Distribution - Tier 3 - 3QU CoRE ¦ 1QU LoRE | Non-Red Flag Warning - Destructive Fires | Contact from object | Aggregated | 2065 | 3.8911e-07 | 423.2024 | 0.00016467 | 2065 | Mitigation | 0.95 | 45 | 0 | esc | 0.00097009 | 3.7747e-10 | 0.00097009 | 3.7747e-10 | 0.0027785 | 3.5357e-08 | 0.013666 | 1.5571e-08
[120 empty] | 7.3.3.17.5 (Remote Grid) Updates to grid topology to minimize risk of ignition in HFTDs Remote GridWLDFRContact from objectAggregated | WLDFR | HFTD - Distribution - Tier 3 - 3QU CoRE ¦ 1QU LoRE | Non-Red Flag Warning - Destructive Fires | Contact from object | Aggregated | 2066 | 3.8911e-07 | 423.2024 | 0.00016467 | 2066 | Mitigation | 0.95 | 45 | 0 | esc | 0.00097009 | 3.7747e-10 | 0.00097009 | 3.7747e-10 | 0.0027785 | 3.5357e-08 | 0.013666 | 1.5571e-08
[120 empty] | 7.3.3.17.5 (Remote Grid) Updates to grid topology to minimize risk of ignition in HFTDs Remote GridWLDFRContact from objectAggregated | WLDFR | HFTD - Distribution - Tier 3 - 3QU CoRE ¦ 1QU LoRE | Non-Red Flag Warning - Destructive Fires | Contact from object | Aggregated | 2067 | 3.8911e-07 | 423.2024 | 0.00016467 | 2067 | Mitigation | 0.95 | 45 | 0 | esc | 0 | 0 | 0.00097009 | 3.7747e-10 | 0.0027785 | 3.5357e-08 | 0.013666 | 1.5571e-08
[120 empty] | 7.3.3.17.5 (Remote Grid) Updates to grid topology to minimize risk of ignition in HFTDs Remote GridWLDFRContaminationAggregated | WLDFR | HFTD - Distribution - Tier 3 - 3QU CoRE ¦ 1QU LoRE | Non-Red Flag Warning - Destructive Fires | Contamination | Aggregated | 2022 | 8.4423e-09 | 423.2024 | 3.5728e-06 | 2022 | Mitigation | 0.95 | 45 | 0 | esc | 0.00097009 | 8.1898e-12 | 0 | 0 | 0.0027785 | 3.5357e-08 | 0.013666 | 1.5571e-08
[120 empty] | 7.3.3.17.5 (Remote Grid) Updates to grid topology to minimize risk of ignition in HFTDs Remote GridWLDFRContaminationAggregated | WLDFR | HFTD - Distribution - Tier 3 - 3QU CoRE ¦ 1QU LoRE | Non-Red Flag Warning - Destructive Fires | Contamination | Aggregated | 2023 | 8.4423e-09 | 423.2024 | 3.5728e-06 | 2023 | Mitigation | 0.95 | 45 | 0 | esc | 0.00097009 | 8.1898e-12 | 0.00097009 | 8.1898e-12 | 0.0027785 | 3.5357e-08 | 0.013666 | 1.5571e-08
[120 empty] | 7.3.3.17.5 (Remote Grid) Updates to grid topology to minimize risk of ignition in HFTDs Remote GridWLDFRContaminationAggregated | WLDFR | HFTD - Distribution - Tier 3 - 3QU CoRE ¦ 1QU LoRE | Non-Red Flag Warning - Destructive Fires | Contamination | Aggregated | 2024 | 8.4423e-09 | 423.2024 | 3.5728e-06 | 2024 | Mitigation | 0.95 | 45 | 0 | esc | 0.00097009 | 8.1898e-12 | 0.00097009 | 8.1898e-12 | 0.0027785 | 3.5357e-08 | 0.013666 | 1.5571e-08
[120 empty] | 7.3.3.17.5 (Remote Grid) Updates to grid topology to minimize risk of ignition in HFTDs Remote GridWLDFRContaminationAggregated | WLDFR | HFTD - Distribution - Tier 3 - 3QU CoRE ¦ 1QU LoRE | Non-Red Flag Warning - Destructive Fires | Contamination | Aggregated | 2025 | 8.4423e-09 | 423.2024 | 3.5728e-06 | 2025 | Mitigation | 0.95 | 45 | 0 | esc | 0.00097009 | 8.1898e-12 | 0.00097009 | 8.1898e-12 | 0.0027785 | 3.5357e-08 | 0.013666 | 1.5571e-08
[120 empty] | 7.3.3.17.5 (Remote Grid) Updates to grid topology to minimize risk of ignition in HFTDs Remote GridWLDFRContaminationAggregated | WLDFR | HFTD - Distribution - Tier 3 - 3QU CoRE ¦ 1QU LoRE | Non-Red Flag Warning - Destructive Fires | Contamination | Aggregated | 2026 | 8.4423e-09 | 423.2024 | 3.5728e-06 | 2026 | Mitigation | 0.95 | 45 | 0 | esc | 0.00097009 | 8.1898e-12 | 0.00097009 | 8.1898e-12 | 0.0027785 | 3.5357e-08 | 0.013666 | 1.5571e-08
[120 empty] | 7.3.3.17.5 (Remote Grid) Updates to grid topology to minimize risk of ignition in HFTDs Remote GridWLDFRContaminationAggregated | WLDFR | HFTD - Distribution - Tier 3 - 3QU CoRE ¦ 1QU LoRE | Non-Red Flag Warning - Destructive Fires | Contamination | Aggregated | 2027 | 8.4423e-09 | 423.2024 | 3.5728e-06 | 2027 | Mitigation | 0.95 | 45 | 0 | esc | 0.00097009 | 8.1898e-12 | 0.00097009 | 8.1898e-12 | 0.0027785 | 3.5357e-08 | 0.013666 | 1.5571e-08
[120 empty] | 7.3.3.17.5 (Remote Grid) Updates to grid topology to minimize risk of ignition in HFTDs Remote GridWLDFRContaminationAggregated | WLDFR | HFTD - Distribution - Tier 3 - 3QU CoRE ¦ 1QU LoRE | Non-Red Flag Warning - Destructive Fires | Contamination | Aggregated | 2028 | 8.4423e-09 | 423.2024 | 3.5728e-06 | 2028 | Mitigation | 0.95 | 45 | 0 | esc | 0.00097009 | 8.1898e-12 | 0.00097009 | 8.1898e-12 | 0.0027785 | 3.5357e-08 | 0.013666 | 1.5571e-08
[120 empty] | 7.3.3.17.5 (Remote Grid) Updates to grid topology to minimize risk of ignition in HFTDs Remote GridWLDFRContaminationAggregated | WLDFR | HFTD - Distribution - Tier 3 - 3QU CoRE ¦ 1QU LoRE | Non-Red Flag Warning - Destructive Fires | Contamination | Aggregated | 2029 | 8.4423e-09 | 423.2024 | 3.5728e-06 | 2029 | Mitigation | 0.95 | 45 | 0 | esc | 0.00097009 | 8.1898e-12 | 0.00097009 | 8.1898e-12 | 0.0027785 | 3.5357e-08 | 0.013666 | 1.5571e-08
[120 empty] | 7.3.3.17.5 (Remote Grid) Updates to grid topology to minimize risk of ignition in HFTDs Remote GridWLDFRContaminationAggregated | WLDFR | HFTD - Distribution - Tier 3 - 3QU CoRE ¦ 1QU LoRE | Non-Red Flag Warning - Destructive Fires | Contamination | Aggregated | 2030 | 8.4423e-09 | 423.2024 | 3.5728e-06 | 2030 | Mitigation | 0.95 | 45 | 0 | esc | 0.00097009 | 8.1898e-12 | 0.00097009 | 8.1898e-12 | 0.0027785 | 3.5357e-08 | 0.013666 | 1.5571e-08
[120 empty] | 7.3.3.17.5 (Remote Grid) Updates to grid topology to minimize risk of ignition in HFTDs Remote GridWLDFRContaminationAggregated | WLDFR | HFTD - Distribution - Tier 3 - 3QU CoRE ¦ 1QU LoRE | Non-Red Flag Warning - Destructive Fires | Contamination | Aggregated | 2031 | 8.4423e-09 | 423.2024 | 3.5728e-06 | 2031 | Mitigation | 0.95 | 45 | 0 | esc | 0.00097009 | 8.1898e-12 | 0.00097009 | 8.1898e-12 | 0.0027785 | 3.5357e-08 | 0.013666 | 1.5571e-08
[120 empty] | 7.3.3.17.5 (Remote Grid) Updates to grid topology to minimize risk of ignition in HFTDs Remote GridWLDFRContaminationAggregated | WLDFR | HFTD - Distribution - Tier 3 - 3QU CoRE ¦ 1QU LoRE | Non-Red Flag Warning - Destructive Fires | Contamination | Aggregated | 2032 | 8.4423e-09 | 423.2024 | 3.5728e-06 | 2032 | Mitigation | 0.95 | 45 | 0 | esc | 0.00097009 | 8.1898e-12 | 0.00097009 | 8.1898e-12 | 0.0027785 | 3.5357e-08 | 0.013666 | 1.5571e-08
[120 empty] | 7.3.3.17.5 (Remote Grid) Updates to grid topology to minimize risk of ignition in HFTDs Remote GridWLDFRContaminationAggregated | WLDFR | HFTD - Distribution - Tier 3 - 3QU CoRE ¦ 1QU LoRE | Non-Red Flag Warning - Destructive Fires | Contamination | Aggregated | 2033 | 8.4423e-09 | 423.2024 | 3.5728e-06 | 2033 | Mitigation | 0.95 | 45 | 0 | esc | 0.00097009 | 8.1898e-12 | 0.00097009 | 8.1898e-12 | 0.0027785 | 3.5357e-08 | 0.013666 | 1.5571e-08
[120 empty] | 7.3.3.17.5 (Remote Grid) Updates to grid topology to minimize risk of ignition in HFTDs Remote GridWLDFRContaminationAggregated | WLDFR | HFTD - Distribution - Tier 3 - 3QU CoRE ¦ 1QU LoRE | Non-Red Flag Warning - Destructive Fires | Contamination | Aggregated | 2034 | 8.4423e-09 | 423.2024 | 3.5728e-06 | 2034 | Mitigation | 0.95 | 45 | 0 | esc | 0.00097009 | 8.1898e-12 | 0.00097009 | 8.1898e-12 | 0.0027785 | 3.5357e-08 | 0.013666 | 1.5571e-08
[120 empty] | 7.3.3.17.5 (Remote Grid) Updates to grid topology to minimize risk of ignition in HFTDs Remote GridWLDFRContaminationAggregated | WLDFR | HFTD - Distribution - Tier 3 - 3QU CoRE ¦ 1QU LoRE | Non-Red Flag Warning - Destructive Fires | Contamination | Aggregated | 2035 | 8.4423e-09 | 423.2024 | 3.5728e-06 | 2035 | Mitigation | 0.95 | 45 | 0 | esc | 0.00097009 | 8.1898e-12 | 0.00097009 | 8.1898e-12 | 0.0027785 | 3.5357e-08 | 0.013666 | 1.5571e-08
[120 empty] | 7.3.3.17.5 (Remote Grid) Updates to grid topology to minimize risk of ignition in HFTDs Remote GridWLDFRContaminationAggregated | WLDFR | HFTD - Distribution - Tier 3 - 3QU CoRE ¦ 1QU LoRE | Non-Red Flag Warning - Destructive Fires | Contamination | Aggregated | 2036 | 8.4423e-09 | 423.2024 | 3.5728e-06 | 2036 | Mitigation | 0.95 | 45 | 0 | esc | 0.00097009 | 8.1898e-12 | 0.00097009 | 8.1898e-12 | 0 | 0 | 0.013666 | 1.5571e-08
[120 empty] | 7.3.3.17.5 (Remote Grid) Updates to grid topology to minimize risk of ignition in HFTDs Remote GridWLDFRContaminationAggregated | WLDFR | HFTD - Distribution - Tier 3 - 3QU CoRE ¦ 1QU LoRE | Non-Red Flag Warning - Destructive Fires | Contamination | Aggregated | 2037 | 8.4423e-09 | 423.2024 | 3.5728e-06 | 2037 | Mitigation | 0.95 | 45 | 0 | esc | 0.00097009 | 8.1898e-12 | 0.00097009 | 8.1898e-12 | 0.0027785 | 1.1273e-07 | 0.013666 | 1.5571e-08
[120 empty] | 7.3.3.17.5 (Remote Grid) Updates to grid topology to minimize risk of ignition in HFTDs Remote GridWLDFRContaminationAggregated | WLDFR | HFTD - Distribution - Tier 3 - 3QU CoRE ¦ 1QU LoRE | Non-Red Flag Warning - Destructive Fires | Contamination | Aggregated | 2038 | 8.4423e-09 | 423.2024 | 3.5728e-06 | 2038 | Mitigation | 0.95 | 45 | 0 | esc | 0.00097009 | 8.1898e-12 | 0.00097009 | 8.1898e-12 | 0.0027785 | 1.1273e-07 | 0.013666 | 1.5571e-08
[120 empty] | 7.3.3.17.5 (Remote Grid) Updates to grid topology to minimize risk of ignition in HFTDs Remote GridWLDFRContaminationAggregated | WLDFR | HFTD - Distribution - Tier 3 - 3QU CoRE ¦ 1QU LoRE | Non-Red Flag Warning - Destructive Fires | Contamination | Aggregated | 2039 | 8.4423e-09 | 423.2024 | 3.5728e-06 | 2039 | Mitigation | 0.95 | 45 | 0 | esc | 0.00097009 | 8.1898e-12 | 0.00097009 | 8.1898e-12 | 0.0027785 | 1.1273e-07 | 0.013666 | 1.5571e-08
[120 empty] | 7.3.3.17.5 (Remote Grid) Updates to grid topology to minimize risk of ignition in HFTDs Remote GridWLDFRContaminationAggregated | WLDFR | HFTD - Distribution - Tier 3 - 3QU CoRE ¦ 1QU LoRE | Non-Red Flag Warning - Destructive Fires | Contamination | Aggregated | 2040 | 8.4423e-09 | 423.2024 | 3.5728e-06 | 2040 | Mitigation | 0.95 | 45 | 0 | esc | 0.00097009 | 8.1898e-12 | 0.00097009 | 8.1898e-12 | 0.0027785 | 1.1273e-07 | 0.013666 | 1.5571e-08
[120 empty] | 7.3.3.17.5 (Remote Grid) Updates to grid topology to minimize risk of ignition in HFTDs Remote GridWLDFRContaminationAggregated | WLDFR | HFTD - Distribution - Tier 3 - 3QU CoRE ¦ 1QU LoRE | Non-Red Flag Warning - Destructive Fires | Contamination | Aggregated | 2041 | 8.4423e-09 | 423.2024 | 3.5728e-06 | 2041 | Mitigation | 0.95 | 45 | 0 | esc | 0.00097009 | 8.1898e-12 | 0.00097009 | 8.1898e-12 | 0.0027785 | 1.1273e-07 | 0.013666 | 1.5571e-08
[120 empty] | 7.3.3.17.5 (Remote Grid) Updates to grid topology to minimize risk of ignition in HFTDs Remote GridWLDFRContaminationAggregated | WLDFR | HFTD - Distribution - Tier 3 - 3QU CoRE ¦ 1QU LoRE | Non-Red Flag Warning - Destructive Fires | Contamination | Aggregated | 2042 | 8.4423e-09 | 423.2024 | 3.5728e-06 | 2042 | Mitigation | 0.95 | 45 | 0 | esc | 0.00097009 | 8.1898e-12 | 0.00097009 | 8.1898e-12 | 0.0027785 | 1.1273e-07 | 0.013666 | 1.5571e-08
[120 empty] | 7.3.3.17.5 (Remote Grid) Updates to grid topology to minimize risk of ignition in HFTDs Remote GridWLDFRContaminationAggregated | WLDFR | HFTD - Distribution - Tier 3 - 3QU CoRE ¦ 1QU LoRE | Non-Red Flag Warning - Destructive Fires | Contamination | Aggregated | 2043 | 8.4423e-09 | 423.2024 | 3.5728e-06 | 2043 | Mitigation | 0.95 | 45 | 0 | esc | 0.00097009 | 8.1898e-12 | 0.00097009 | 8.1898e-12 | 0.0027785 | 1.1273e-07 | 0.013666 | 1.5571e-08
[120 empty] | 7.3.3.17.5 (Remote Grid) Updates to grid topology to minimize risk of ignition in HFTDs Remote GridWLDFRContaminationAggregated | WLDFR | HFTD - Distribution - Tier 3 - 3QU CoRE ¦ 1QU LoRE | Non-Red Flag Warning - Destructive Fires | Contamination | Aggregated | 2044 | 8.4423e-09 | 423.2024 | 3.5728e-06 | 2044 | Mitigation | 0.95 | 45 | 0 | esc | 0.00097009 | 8.1898e-12 | 0.00097009 | 8.1898e-12 | 0.0027785 | 1.1273e-07 | 0 | 0
[120 empty] | 7.3.3.17.5 (Remote Grid) Updates to grid topology to minimize risk of ignition in HFTDs Remote GridWLDFRContaminationAggregated | WLDFR | HFTD - Distribution - Tier 3 - 3QU CoRE ¦ 1QU LoRE | Non-Red Flag Warning - Destructive Fires | Contamination | Aggregated | 2045 | 8.4423e-09 | 423.2024 | 3.5728e-06 | 2045 | Mitigation | 0.95 | 45 | 0 | esc | 0.00097009 | 8.1898e-12 | 0.00097009 | 8.1898e-12 | 0.0027785 | 1.1273e-07 | 0 | 0
[120 empty] | 7.3.3.17.5 (Remote Grid) Updates to grid topology to minimize risk of ignition in HFTDs Remote GridWLDFRContaminationAggregated | WLDFR | HFTD - Distribution - Tier 3 - 3QU CoRE ¦ 1QU LoRE | Non-Red Flag Warning - Destructive Fires | Contamination | Aggregated | 2046 | 8.4423e-09 | 423.2024 | 3.5728e-06 | 2046 | Mitigation | 0.95 | 45 | 0 | esc | 0.00097009 | 8.1898e-12 | 0.00097009 | 8.1898e-12 | 0.0027785 | 1.1273e-07 | 0.0063316 | 5.206e-10
[120 empty] | 7.3.3.17.5 (Remote Grid) Updates to grid topology to minimize risk of ignition in HFTDs Remote GridWLDFRContaminationAggregated | WLDFR | HFTD - Distribution - Tier 3 - 3QU CoRE ¦ 1QU LoRE | Non-Red Flag Warning - Destructive Fires | Contamination | Aggregated | 2047 | 8.4423e-09 | 423.2024 | 3.5728e-06 | 2047 | Mitigation | 0.95 | 45 | 0 | esc | 0.00097009 | 8.1898e-12 | 0.00097009 | 8.1898e-12 | 0.0027785 | 1.1273e-07 | 0.0063316 | 5.206e-10
[120 empty] | 7.3.3.17.5 (Remote Grid) Updates to grid topology to minimize risk of ignition in HFTDs Remote GridWLDFRContaminationAggregated | WLDFR | HFTD - Distribution - Tier 3 - 3QU CoRE ¦ 1QU LoRE | Non-Red Flag Warning - Destructive Fires | Contamination | Aggregated | 2048 | 8.4423e-09 | 423.2024 | 3.5728e-06 | 2048 | Mitigation | 0.95 | 45 | 0 | esc | 0.00097009 | 8.1898e-12 | 0.00097009 | 8.1898e-12 | 0.0027785 | 1.1273e-07 | 0.0063316 | 5.206e-10
[120 empty] | 7.3.3.17.5 (Remote Grid) Updates to grid topology to minimize risk of ignition in HFTDs Remote GridWLDFRContaminationAggregated | WLDFR | HFTD - Distribution - Tier 3 - 3QU CoRE ¦ 1QU LoRE | Non-Red Flag Warning - Destructive Fires | Contamination | Aggregated | 2049 | 8.4423e-09 | 423.2024 | 3.5728e-06 | 2049 | Mitigation | 0.95 | 45 | 0 | esc | 0.00097009 | 8.1898e-12 | 0.00097009 | 8.1898e-12 | 0.0027785 | 1.1273e-07 | 0.0063316 | 5.206e-10
[120 empty] | 7.3.3.17.5 (Remote Grid) Updates to grid topology to minimize risk of ignition in HFTDs Remote GridWLDFRContaminationAggregated | WLDFR | HFTD - Distribution - Tier 3 - 3QU CoRE ¦ 1QU LoRE | Non-Red Flag Warning - Destructive Fires | Contamination | Aggregated | 2050 | 8.4423e-09 | 423.2024 | 3.5728e-06 | 2050 | Mitigation | 0.95 | 45 | 0 | esc | 0.00097009 | 8.1898e-12 | 0.00097009 | 8.1898e-12 | 0.0027785 | 1.1273e-07 | 0.0063316 | 5.206e-10
[120 empty] | 7.3.3.17.5 (Remote Grid) Updates to grid topology to minimize risk of ignition in HFTDs Remote GridWLDFRContaminationAggregated | WLDFR | HFTD - Distribution - Tier 3 - 3QU CoRE ¦ 1QU LoRE | Non-Red Flag Warning - Destructive Fires | Contamination | Aggregated | 2051 | 8.4423e-09 | 423.2024 | 3.5728e-06 | 2051 | Mitigation | 0.95 | 45 | 0 | esc | 0.00097009 | 8.1898e-12 | 0.00097009 | 8.1898e-12 | 0.0027785 | 1.1273e-07 | 0.0063316 | 5.206e-10
[120 empty] | 7.3.3.17.5 (Remote Grid) Updates to grid topology to minimize risk of ignition in HFTDs Remote GridWLDFRContaminationAggregated | WLDFR | HFTD - Distribution - Tier 3 - 3QU CoRE ¦ 1QU LoRE | Non-Red Flag Warning - Destructive Fires | Contamination | Aggregated | 2052 | 8.4423e-09 | 423.2024 | 3.5728e-06 | 2052 | Mitigation | 0.95 | 45 | 0 | esc | 0.00097009 | 8.1898e-12 | 0.00097009 | 8.1898e-12 | 0.0027785 | 1.1273e-07 | 0.0063316 | 5.206e-10
[120 empty] | 7.3.3.17.5 (Remote Grid) Updates to grid topology to minimize risk of ignition in HFTDs Remote GridWLDFRContaminationAggregated | WLDFR | HFTD - Distribution - Tier 3 - 3QU CoRE ¦ 1QU LoRE | Non-Red Flag Warning - Destructive Fires | Contamination | Aggregated | 2053 | 8.4423e-09 | 423.2024 | 3.5728e-06 | 2053 | Mitigation | 0.95 | 45 | 0 | esc | 0.00097009 | 8.1898e-12 | 0.00097009 | 8.1898e-12 | 0.0027785 | 1.1273e-07 | 0.0063316 | 5.206e-10
[120 empty] | 7.3.3.17.5 (Remote Grid) Updates to grid topology to minimize risk of ignition in HFTDs Remote GridWLDFRContaminationAggregated | WLDFR | HFTD - Distribution - Tier 3 - 3QU CoRE ¦ 1QU LoRE | Non-Red Flag Warning - Destructive Fires | Contamination | Aggregated | 2054 | 8.4423e-09 | 423.2024 | 3.5728e-06 | 2054 | Mitigation | 0.95 | 45 | 0 | esc | 0.00097009 | 8.1898e-12 | 0.00097009 | 8.1898e-12 | 0.0027785 | 1.1273e-07 | 0.0063316 | 5.206e-10
[120 empty] | 7.3.3.17.5 (Remote Grid) Updates to grid topology to minimize risk of ignition in HFTDs Remote GridWLDFRContaminationAggregated | WLDFR | HFTD - Distribution - Tier 3 - 3QU CoRE ¦ 1QU LoRE | Non-Red Flag Warning - Destructive Fires | Contamination | Aggregated | 2055 | 8.4423e-09 | 423.2024 | 3.5728e-06 | 2055 | Mitigation | 0.95 | 45 | 0 | esc | 0.00097009 | 8.1898e-12 | 0.00097009 | 8.1898e-12 | 0.0027785 | 1.1273e-07 | 0.0063316 | 5.206e-10
[120 empty] | 7.3.3.17.5 (Remote Grid) Updates to grid topology to minimize risk of ignition in HFTDs Remote GridWLDFRContaminationAggregated | WLDFR | HFTD - Distribution - Tier 3 - 3QU CoRE ¦ 1QU LoRE | Non-Red Flag Warning - Destructive Fires | Contamination | Aggregated | 2056 | 8.4423e-09 | 423.2024 | 3.5728e-06 | 2056 | Mitigation | 0.95 | 45 | 0 | esc | 0.00097009 | 8.1898e-12 | 0.00097009 | 8.1898e-12 | 0.0027785 | 1.1273e-07 | 0.0063316 | 5.206e-10
[120 empty] | 7.3.3.17.5 (Remote Grid) Updates to grid topology to minimize risk of ignition in HFTDs Remote GridWLDFRContaminationAggregated | WLDFR | HFTD - Distribution - Tier 3 - 3QU CoRE ¦ 1QU LoRE | Non-Red Flag Warning - Destructive Fires | Contamination | Aggregated | 2057 | 8.4423e-09 | 423.2024 | 3.5728e-06 | 2057 | Mitigation | 0.95 | 45 | 0 | esc | 0.00097009 | 8.1898e-12 | 0.00097009 | 8.1898e-12 | 0.0027785 | 1.1273e-07 | 0.0063316 | 5.206e-10
[120 empty] | 7.3.3.17.5 (Remote Grid) Updates to grid topology to minimize risk of ignition in HFTDs Remote GridWLDFRContaminationAggregated | WLDFR | HFTD - Distribution - Tier 3 - 3QU CoRE ¦ 1QU LoRE | Non-Red Flag Warning - Destructive Fires | Contamination | Aggregated | 2058 | 8.4423e-09 | 423.2024 | 3.5728e-06 | 2058 | Mitigation | 0.95 | 45 | 0 | esc | 0.00097009 | 8.1898e-12 | 0.00097009 | 8.1898e-12 | 0.0027785 | 1.1273e-07 | 0.0063316 | 5.206e-10
[120 empty] | 7.3.3.17.5 (Remote Grid) Updates to grid topology to minimize risk of ignition in HFTDs Remote GridWLDFRContaminationAggregated | WLDFR | HFTD - Distribution - Tier 3 - 3QU CoRE ¦ 1QU LoRE | Non-Red Flag Warning - Destructive Fires | Contamination | Aggregated | 2059 | 8.4423e-09 | 423.2024 | 3.5728e-06 | 2059 | Mitigation | 0.95 | 45 | 0 | esc | 0.00097009 | 8.1898e-12 | 0.00097009 | 8.1898e-12 | 0.0027785 | 1.1273e-07 | 0.0063316 | 5.206e-10
[120 empty] | 7.3.3.17.5 (Remote Grid) Updates to grid topology to minimize risk of ignition in HFTDs Remote GridWLDFRContaminationAggregated | WLDFR | HFTD - Distribution - Tier 3 - 3QU CoRE ¦ 1QU LoRE | Non-Red Flag Warning - Destructive Fires | Contamination | Aggregated | 2060 | 8.4423e-09 | 423.2024 | 3.5728e-06 | 2060 | Mitigation | 0.95 | 45 | 0 | esc | 0.00097009 | 8.1898e-12 | 0.00097009 | 8.1898e-12 | 0.0027785 | 1.1273e-07 | 0.0063316 | 5.206e-10
[120 empty] | 7.3.3.17.5 (Remote Grid) Updates to grid topology to minimize risk of ignition in HFTDs Remote GridWLDFRContaminationAggregated | WLDFR | HFTD - Distribution - Tier 3 - 3QU CoRE ¦ 1QU LoRE | Non-Red Flag Warning - Destructive Fires | Contamination | Aggregated | 2061 | 8.4423e-09 | 423.2024 | 3.5728e-06 | 2061 | Mitigation | 0.95 | 45 | 0 | esc | 0.00097009 | 8.1898e-12 | 0.00097009 | 8.1898e-12 | 0.0027785 | 1.1273e-07 | 0.0063316 | 5.206e-10
[120 empty] | 7.3.3.17.5 (Remote Grid) Updates to grid topology to minimize risk of ignition in HFTDs Remote GridWLDFRContaminationAggregated | WLDFR | HFTD - Distribution - Tier 3 - 3QU CoRE ¦ 1QU LoRE | Non-Red Flag Warning - Destructive Fires | Contamination | Aggregated | 2062 | 8.4423e-09 | 423.2024 | 3.5728e-06 | 2062 | Mitigation | 0.95 | 45 | 0 | esc | 0.00097009 | 8.1898e-12 | 0.00097009 | 8.1898e-12 | 0.0027785 | 1.1273e-07 | 0.0063316 | 5.206e-10
[120 empty] | 7.3.3.17.5 (Remote Grid) Updates to grid topology to minimize risk of ignition in HFTDs Remote GridWLDFRContaminationAggregated | WLDFR | HFTD - Distribution - Tier 3 - 3QU CoRE ¦ 1QU LoRE | Non-Red Flag Warning - Destructive Fires | Contamination | Aggregated | 2063 | 8.4423e-09 | 423.2024 | 3.5728e-06 | 2063 | Mitigation | 0.95 | 45 | 0 | esc | 0.00097009 | 8.1898e-12 | 0.00097009 | 8.1898e-12 | 0.0027785 | 1.1273e-07 | 0.0063316 | 5.206e-10
[120 empty] | 7.3.3.17.5 (Remote Grid) Updates to grid topology to minimize risk of ignition in HFTDs Remote GridWLDFRContaminationAggregated | WLDFR | HFTD - Distribution - Tier 3 - 3QU CoRE ¦ 1QU LoRE | Non-Red Flag Warning - Destructive Fires | Contamination | Aggregated | 2064 | 8.4423e-09 | 423.2024 | 3.5728e-06 | 2064 | Mitigation | 0.95 | 45 | 0 | esc | 0.00097009 | 8.1898e-12 | 0.00097009 | 8.1898e-12 | 0.0027785 | 1.1273e-07 | 0.0063316 | 5.206e-10
[120 empty] | 7.3.3.17.5 (Remote Grid) Updates to grid topology to minimize risk of ignition in HFTDs Remote GridWLDFRContaminationAggregated | WLDFR | HFTD - Distribution - Tier 3 - 3QU CoRE ¦ 1QU LoRE | Non-Red Flag Warning - Destructive Fires | Contamination | Aggregated | 2065 | 8.4423e-09 | 423.2024 | 3.5728e-06 | 2065 | Mitigation | 0.95 | 45 | 0 | esc | 0.00097009 | 8.1898e-12 | 0.00097009 | 8.1898e-12 | 0.0027785 | 1.1273e-07 | 0.0063316 | 5.206e-10
[120 empty] | 7.3.3.17.5 (Remote Grid) Updates to grid topology to minimize risk of ignition in HFTDs Remote GridWLDFRContaminationAggregated | WLDFR | HFTD - Distribution - Tier 3 - 3QU CoRE ¦ 1QU LoRE | Non-Red Flag Warning - Destructive Fires | Contamination | Aggregated | 2066 | 8.4423e-09 | 423.2024 | 3.5728e-06 | 2066 | Mitigation | 0.95 | 45 | 0 | esc | 0.00097009 | 8.1898e-12 | 0.00097009 | 8.1898e-12 | 0.0027785 | 1.1273e-07 | 0.0063316 | 5.206e-10
[120 empty] | 7.3.3.17.5 (Remote Grid) Updates to grid topology to minimize risk of ignition in HFTDs Remote GridWLDFRContaminationAggregated | WLDFR | HFTD - Distribution - Tier 3 - 3QU CoRE ¦ 1QU LoRE | Non-Red Flag Warning - Destructive Fires | Contamination | Aggregated | 2067 | 8.4423e-09 | 423.2024 | 3.5728e-06 | 2067 | Mitigation | 0.95 | 45 | 0 | esc | 0 | 0 | 0.00097009 | 8.1898e-12 | 0.0027785 | 1.1273e-07 | 0.0063316 | 5.206e-10
[120 empty] | 7.3.3.17.5 (Remote Grid) Updates to grid topology to minimize risk of ignition in HFTDs Remote GridWLDFREquipment / facility failureAggregated | WLDFR | HFTD - Distribution - Tier 3 - 3QU CoRE ¦ 1QU LoRE | Non-Red Flag Warning - Destructive Fires | Equipment / facility failure | Aggregated | 2022 | 1.0954e-07 | 423.2024 | 4.6358e-05 | 2022 | Mitigation | 0.95 | 45 | 0 | esc | 0.00097009 | 1.0626e-10 | 0 | 0 | 0.0027785 | 1.1273e-07 | 0.0063316 | 5.206e-10
[120 empty] | 7.3.3.17.5 (Remote Grid) Updates to grid topology to minimize risk of ignition in HFTDs Remote GridWLDFREquipment / facility failureAggregated | WLDFR | HFTD - Distribution - Tier 3 - 3QU CoRE ¦ 1QU LoRE | Non-Red Flag Warning - Destructive Fires | Equipment / facility failure | Aggregated | 2023 | 1.0954e-07 | 423.2024 | 4.6358e-05 | 2023 | Mitigation | 0.95 | 45 | 0 | esc | 0.00097009 | 1.0626e-10 | 0.00097009 | 1.0626e-10 | 0.0027785 | 1.1273e-07 | 0.0063316 | 5.206e-10
[120 empty] | 7.3.3.17.5 (Remote Grid) Updates to grid topology to minimize risk of ignition in HFTDs Remote GridWLDFREquipment / facility failureAggregated | WLDFR | HFTD - Distribution - Tier 3 - 3QU CoRE ¦ 1QU LoRE | Non-Red Flag Warning - Destructive Fires | Equipment / facility failure | Aggregated | 2024 | 1.0954e-07 | 423.2024 | 4.6358e-05 | 2024 | Mitigation | 0.95 | 45 | 0 | esc | 0.00097009 | 1.0626e-10 | 0.00097009 | 1.0626e-10 | 0.0027785 | 1.1273e-07 | 0.0063316 | 5.206e-10
[120 empty] | 7.3.3.17.5 (Remote Grid) Updates to grid topology to minimize risk of ignition in HFTDs Remote GridWLDFREquipment / facility failureAggregated | WLDFR | HFTD - Distribution - Tier 3 - 3QU CoRE ¦ 1QU LoRE | Non-Red Flag Warning - Destructive Fires | Equipment / facility failure | Aggregated | 2025 | 1.0954e-07 | 423.2024 | 4.6358e-05 | 2025 | Mitigation | 0.95 | 45 | 0 | esc | 0.00097009 | 1.0626e-10 | 0.00097009 | 1.0626e-10 | 0.0027785 | 1.1273e-07 | 0.0063316 | 5.206e-10
[120 empty] | 7.3.3.17.5 (Remote Grid) Updates to grid topology to minimize risk of ignition in HFTDs Remote GridWLDFREquipment / facility failureAggregated | WLDFR | HFTD - Distribution - Tier 3 - 3QU CoRE ¦ 1QU LoRE | Non-Red Flag Warning - Destructive Fires | Equipment / facility failure | Aggregated | 2026 | 1.0954e-07 | 423.2024 | 4.6358e-05 | 2026 | Mitigation | 0.95 | 45 | 0 | esc | 0.00097009 | 1.0626e-10 | 0.00097009 | 1.0626e-10 | 0.0027785 | 1.1273e-07 | 0.0063316 | 5.206e-10
[120 empty] | 7.3.3.17.5 (Remote Grid) Updates to grid topology to minimize risk of ignition in HFTDs Remote GridWLDFREquipment / facility failureAggregated | WLDFR | HFTD - Distribution - Tier 3 - 3QU CoRE ¦ 1QU LoRE | Non-Red Flag Warning - Destructive Fires | Equipment / facility failure | Aggregated | 2027 | 1.0954e-07 | 423.2024 | 4.6358e-05 | 2027 | Mitigation | 0.95 | 45 | 0 | esc | 0.00097009 | 1.0626e-10 | 0.00097009 | 1.0626e-10 | 0.0027785 | 1.1273e-07 | 0.0063316 | 5.206e-10
[120 empty] | 7.3.3.17.5 (Remote Grid) Updates to grid topology to minimize risk of ignition in HFTDs Remote GridWLDFREquipment / facility failureAggregated | WLDFR | HFTD - Distribution - Tier 3 - 3QU CoRE ¦ 1QU LoRE | Non-Red Flag Warning - Destructive Fires | Equipment / facility failure | Aggregated | 2028 | 1.0954e-07 | 423.2024 | 4.6358e-05 | 2028 | Mitigation | 0.95 | 45 | 0 | esc | 0.00097009 | 1.0626e-10 | 0.00097009 | 1.0626e-10 | 0.0027785 | 1.1273e-07 | 0.0063316 | 5.206e-10
[120 empty] | 7.3.3.17.5 (Remote Grid) Updates to grid topology to minimize risk of ignition in HFTDs Remote GridWLDFREquipment / facility failureAggregated | WLDFR | HFTD - Distribution - Tier 3 - 3QU CoRE ¦ 1QU LoRE | Non-Red Flag Warning - Destructive Fires | Equipment / facility failure | Aggregated | 2029 | 1.0954e-07 | 423.2024 | 4.6358e-05 | 2029 | Mitigation | 0.95 | 45 | 0 | esc | 0.00097009 | 1.0626e-10 | 0.00097009 | 1.0626e-10 | 0.0027785 | 1.1273e-07 | 0.0063316 | 5.206e-10
[120 empty] | 7.3.3.17.5 (Remote Grid) Updates to grid topology to minimize risk of ignition in HFTDs Remote GridWLDFREquipment / facility failureAggregated | WLDFR | HFTD - Distribution - Tier 3 - 3QU CoRE ¦ 1QU LoRE | Non-Red Flag Warning - Destructive Fires | Equipment / facility failure | Aggregated | 2030 | 1.0954e-07 | 423.2024 | 4.6358e-05 | 2030 | Mitigation | 0.95 | 45 | 0 | esc | 0.00097009 | 1.0626e-10 | 0.00097009 | 1.0626e-10 | 0.0027785 | 1.1273e-07 | 0 | 0
[120 empty] | 7.3.3.17.5 (Remote Grid) Updates to grid topology to minimize risk of ignition in HFTDs Remote GridWLDFREquipment / facility failureAggregated | WLDFR | HFTD - Distribution - Tier 3 - 3QU CoRE ¦ 1QU LoRE | Non-Red Flag Warning - Destructive Fires | Equipment / facility failure | Aggregated | 2031 | 1.0954e-07 | 423.2024 | 4.6358e-05 | 2031 | Mitigation | 0.95 | 45 | 0 | esc | 0.00097009 | 1.0626e-10 | 0.00097009 | 1.0626e-10 | 0.0027785 | 1.1273e-07 | 0 | 0
[120 empty] | 7.3.3.17.5 (Remote Grid) Updates to grid topology to minimize risk of ignition in HFTDs Remote GridWLDFREquipment / facility failureAggregated | WLDFR | HFTD - Distribution - Tier 3 - 3QU CoRE ¦ 1QU LoRE | Non-Red Flag Warning - Destructive Fires | Equipment / facility failure | Aggregated | 2032 | 1.0954e-07 | 423.2024 | 4.6358e-05 | 2032 | Mitigation | 0.95 | 45 | 0 | esc | 0.00097009 | 1.0626e-10 | 0.00097009 | 1.0626e-10 | 0.0027785 | 1.1273e-07 | 0.012004 | 4.2486e-09
[120 empty] | 7.3.3.17.5 (Remote Grid) Updates to grid topology to minimize risk of ignition in HFTDs Remote GridWLDFREquipment / facility failureAggregated | WLDFR | HFTD - Distribution - Tier 3 - 3QU CoRE ¦ 1QU LoRE | Non-Red Flag Warning - Destructive Fires | Equipment / facility failure | Aggregated | 2033 | 1.0954e-07 | 423.2024 | 4.6358e-05 | 2033 | Mitigation | 0.95 | 45 | 0 | esc | 0.00097009 | 1.0626e-10 | 0.00097009 | 1.0626e-10 | 0.0027785 | 1.1273e-07 | 0.012004 | 4.2486e-09
[120 empty] | 7.3.3.17.5 (Remote Grid) Updates to grid topology to minimize risk of ignition in HFTDs Remote GridWLDFREquipment / facility failureAggregated | WLDFR | HFTD - Distribution - Tier 3 - 3QU CoRE ¦ 1QU LoRE | Non-Red Flag Warning - Destructive Fires | Equipment / facility failure | Aggregated | 2034 | 1.0954e-07 | 423.2024 | 4.6358e-05 | 2034 | Mitigation | 0.95 | 45 | 0 | esc | 0.00097009 | 1.0626e-10 | 0.00097009 | 1.0626e-10 | 0.0027785 | 1.1273e-07 | 0.012004 | 4.2486e-09
[120 empty] | 7.3.3.17.5 (Remote Grid) Updates to grid topology to minimize risk of ignition in HFTDs Remote GridWLDFREquipment / facility failureAggregated | WLDFR | HFTD - Distribution - Tier 3 - 3QU CoRE ¦ 1QU LoRE | Non-Red Flag Warning - Destructive Fires | Equipment / facility failure | Aggregated | 2035 | 1.0954e-07 | 423.2024 | 4.6358e-05 | 2035 | Mitigation | 0.95 | 45 | 0 | esc | 0.00097009 | 1.0626e-10 | 0.00097009 | 1.0626e-10 | 0.0027785 | 1.1273e-07 | 0.012004 | 4.2486e-09
[120 empty] | 7.3.3.17.5 (Remote Grid) Updates to grid topology to minimize risk of ignition in HFTDs Remote GridWLDFREquipment / facility failureAggregated | WLDFR | HFTD - Distribution - Tier 3 - 3QU CoRE ¦ 1QU LoRE | Non-Red Flag Warning - Destructive Fires | Equipment / facility failure | Aggregated | 2036 | 1.0954e-07 | 423.2024 | 4.6358e-05 | 2036 | Mitigation | 0.95 | 45 | 0 | esc | 0.00097009 | 1.0626e-10 | 0.00097009 | 1.0626e-10 | 0.0027785 | 1.1273e-07 | 0.012004 | 4.2486e-09
[120 empty] | 7.3.3.17.5 (Remote Grid) Updates to grid topology to minimize risk of ignition in HFTDs Remote GridWLDFREquipment / facility failureAggregated | WLDFR | HFTD - Distribution - Tier 3 - 3QU CoRE ¦ 1QU LoRE | Non-Red Flag Warning - Destructive Fires | Equipment / facility failure | Aggregated | 2037 | 1.0954e-07 | 423.2024 | 4.6358e-05 | 2037 | Mitigation | 0.95 | 45 | 0 | esc | 0.00097009 | 1.0626e-10 | 0.00097009 | 1.0626e-10 | 0.0027785 | 1.1273e-07 | 0.012004 | 4.2486e-09
[120 empty] | 7.3.3.17.5 (Remote Grid) Updates to grid topology to minimize risk of ignition in HFTDs Remote GridWLDFREquipment / facility failureAggregated | WLDFR | HFTD - Distribution - Tier 3 - 3QU CoRE ¦ 1QU LoRE | Non-Red Flag Warning - Destructive Fires | Equipment / facility failure | Aggregated | 2038 | 1.0954e-07 | 423.2024 | 4.6358e-05 | 2038 | Mitigation | 0.95 | 45 | 0 | esc | 0.00097009 | 1.0626e-10 | 0.00097009 | 1.0626e-10 | 0.0027785 | 1.1273e-07 | 0.012004 | 4.2486e-09
[120 empty] | 7.3.3.17.5 (Remote Grid) Updates to grid topology to minimize risk of ignition in HFTDs Remote GridWLDFREquipment / facility failureAggregated | WLDFR | HFTD - Distribution - Tier 3 - 3QU CoRE ¦ 1QU LoRE | Non-Red Flag Warning - Destructive Fires | Equipment / facility failure | Aggregated | 2039 | 1.0954e-07 | 423.2024 | 4.6358e-05 | 2039 | Mitigation | 0.95 | 45 | 0 | esc | 0.00097009 | 1.0626e-10 | 0.00097009 | 1.0626e-10 | 0.0027785 | 1.1273e-07 | 0.012004 | 4.2486e-09
[120 empty] | 7.3.3.17.5 (Remote Grid) Updates to grid topology to minimize risk of ignition in HFTDs Remote GridWLDFREquipment / facility failureAggregated | WLDFR | HFTD - Distribution - Tier 3 - 3QU CoRE ¦ 1QU LoRE | Non-Red Flag Warning - Destructive Fires | Equipment / facility failure | Aggregated | 2040 | 1.0954e-07 | 423.2024 | 4.6358e-05 | 2040 | Mitigation | 0.95 | 45 | 0 | esc | 0.00097009 | 1.0626e-10 | 0.00097009 | 1.0626e-10 | 0 | 0 | 0.012004 | 4.2486e-09
[120 empty] | 7.3.3.17.5 (Remote Grid) Updates to grid topology to minimize risk of ignition in HFTDs Remote GridWLDFREquipment / facility failureAggregated | WLDFR | HFTD - Distribution - Tier 3 - 3QU CoRE ¦ 1QU LoRE | Non-Red Flag Warning - Destructive Fires | Equipment / facility failure | Aggregated | 2041 | 1.0954e-07 | 423.2024 | 4.6358e-05 | 2041 | Mitigation | 0.95 | 45 | 0 | esc | 0.00097009 | 1.0626e-10 | 0.00097009 | 1.0626e-10 | 0.0027785 | 8.0795e-10 | 0.012004 | 4.2486e-09
[120 empty] | 7.3.3.17.5 (Remote Grid) Updates to grid topology to minimize risk of ignition in HFTDs Remote GridWLDFREquipment / facility failureAggregated | WLDFR | HFTD - Distribution - Tier 3 - 3QU CoRE ¦ 1QU LoRE | Non-Red Flag Warning - Destructive Fires | Equipment / facility failure | Aggregated | 2042 | 1.0954e-07 | 423.2024 | 4.6358e-05 | 2042 | Mitigation | 0.95 | 45 | 0 | esc | 0.00097009 | 1.0626e-10 | 0.00097009 | 1.0626e-10 | 0.0027785 | 8.0795e-10 | 0.012004 | 4.2486e-09
[120 empty] | 7.3.3.17.5 (Remote Grid) Updates to grid topology to minimize risk of ignition in HFTDs Remote GridWLDFREquipment / facility failureAggregated | WLDFR | HFTD - Distribution - Tier 3 - 3QU CoRE ¦ 1QU LoRE | Non-Red Flag Warning - Destructive Fires | Equipment / facility failure | Aggregated | 2043 | 1.0954e-07 | 423.2024 | 4.6358e-05 | 2043 | Mitigation | 0.95 | 45 | 0 | esc | 0.00097009 | 1.0626e-10 | 0.00097009 | 1.0626e-10 | 0.0027785 | 8.0795e-10 | 0.012004 | 4.2486e-09
[120 empty] | 7.3.3.17.5 (Remote Grid) Updates to grid topology to minimize risk of ignition in HFTDs Remote GridWLDFREquipment / facility failureAggregated | WLDFR | HFTD - Distribution - Tier 3 - 3QU CoRE ¦ 1QU LoRE | Non-Red Flag Warning - Destructive Fires | Equipment / facility failure | Aggregated | 2044 | 1.0954e-07 | 423.2024 | 4.6358e-05 | 2044 | Mitigation | 0.95 | 45 | 0 | esc | 0.00097009 | 1.0626e-10 | 0.00097009 | 1.0626e-10 | 0.0027785 | 8.0795e-10 | 0.012004 | 4.2486e-09
[120 empty] | 7.3.3.17.5 (Remote Grid) Updates to grid topology to minimize risk of ignition in HFTDs Remote GridWLDFREquipment / facility failureAggregated | WLDFR | HFTD - Distribution - Tier 3 - 3QU CoRE ¦ 1QU LoRE | Non-Red Flag Warning - Destructive Fires | Equipment / facility failure | Aggregated | 2045 | 1.0954e-07 | 423.2024 | 4.6358e-05 | 2045 | Mitigation | 0.95 | 45 | 0 | esc | 0.00097009 | 1.0626e-10 | 0.00097009 | 1.0626e-10 | 0.0027785 | 8.0795e-10 | 0.012004 | 4.2486e-09
[120 empty] | 7.3.3.17.5 (Remote Grid) Updates to grid topology to minimize risk of ignition in HFTDs Remote GridWLDFREquipment / facility failureAggregated | WLDFR | HFTD - Distribution - Tier 3 - 3QU CoRE ¦ 1QU LoRE | Non-Red Flag Warning - Destructive Fires | Equipment / facility failure | Aggregated | 2046 | 1.0954e-07 | 423.2024 | 4.6358e-05 | 2046 | Mitigation | 0.95 | 45 | 0 | esc | 0.00097009 | 1.0626e-10 | 0.00097009 | 1.0626e-10 | 0.0027785 | 8.0795e-10 | 0.012004 | 4.2486e-09
[120 empty] | 7.3.3.17.5 (Remote Grid) Updates to grid topology to minimize risk of ignition in HFTDs Remote GridWLDFREquipment / facility failureAggregated | WLDFR | HFTD - Distribution - Tier 3 - 3QU CoRE ¦ 1QU LoRE | Non-Red Flag Warning - Destructive Fires | Equipment / facility failure | Aggregated | 2047 | 1.0954e-07 | 423.2024 | 4.6358e-05 | 2047 | Mitigation | 0.95 | 45 | 0 | esc | 0.00097009 | 1.0626e-10 | 0.00097009 | 1.0626e-10 | 0.0027785 | 8.0795e-10 | 0.012004 | 4.2486e-09
[120 empty] | 7.3.3.17.5 (Remote Grid) Updates to grid topology to minimize risk of ignition in HFTDs Remote GridWLDFREquipment / facility failureAggregated | WLDFR | HFTD - Distribution - Tier 3 - 3QU CoRE ¦ 1QU LoRE | Non-Red Flag Warning - Destructive Fires | Equipment / facility failure | Aggregated | 2048 | 1.0954e-07 | 423.2024 | 4.6358e-05 | 2048 | Mitigation | 0.95 | 45 | 0 | esc | 0.00097009 | 1.0626e-10 | 0.00097009 | 1.0626e-10 | 0.0027785 | 8.0795e-10 | 0.012004 | 4.2486e-09
[120 empty] | 7.3.3.17.5 (Remote Grid) Updates to grid topology to minimize risk of ignition in HFTDs Remote GridWLDFREquipment / facility failureAggregated | WLDFR | HFTD - Distribution - Tier 3 - 3QU CoRE ¦ 1QU LoRE | Non-Red Flag Warning - Destructive Fires | Equipment / facility failure | Aggregated | 2049 | 1.0954e-07 | 423.2024 | 4.6358e-05 | 2049 | Mitigation | 0.95 | 45 | 0 | esc | 0.00097009 | 1.0626e-10 | 0.00097009 | 1.0626e-10 | 0.0027785 | 8.0795e-10 | 0.012004 | 4.2486e-09
[120 empty] | 7.3.3.17.5 (Remote Grid) Updates to grid topology to minimize risk of ignition in HFTDs Remote GridWLDFREquipment / facility failureAggregated | WLDFR | HFTD - Distribution - Tier 3 - 3QU CoRE ¦ 1QU LoRE | Non-Red Flag Warning - Destructive Fires | Equipment / facility failure | Aggregated | 2050 | 1.0954e-07 | 423.2024 | 4.6358e-05 | 2050 | Mitigation | 0.95 | 45 | 0 | esc | 0.00097009 | 1.0626e-10 | 0.00097009 | 1.0626e-10 | 0.0027785 | 8.0795e-10 | 0.012004 | 4.2486e-09
[120 empty] | 7.3.3.17.5 (Remote Grid) Updates to grid topology to minimize risk of ignition in HFTDs Remote GridWLDFREquipment / facility failureAggregated | WLDFR | HFTD - Distribution - Tier 3 - 3QU CoRE ¦ 1QU LoRE | Non-Red Flag Warning - Destructive Fires | Equipment / facility failure | Aggregated | 2051 | 1.0954e-07 | 423.2024 | 4.6358e-05 | 2051 | Mitigation | 0.95 | 45 | 0 | esc | 0.00097009 | 1.0626e-10 | 0.00097009 | 1.0626e-10 | 0.0027785 | 8.0795e-10 | 0.012004 | 4.2486e-09
[120 empty] | 7.3.3.17.5 (Remote Grid) Updates to grid topology to minimize risk of ignition in HFTDs Remote GridWLDFREquipment / facility failureAggregated | WLDFR | HFTD - Distribution - Tier 3 - 3QU CoRE ¦ 1QU LoRE | Non-Red Flag Warning - Destructive Fires | Equipment / facility failure | Aggregated | 2052 | 1.0954e-07 | 423.2024 | 4.6358e-05 | 2052 | Mitigation | 0.95 | 45 | 0 | esc | 0.00097009 | 1.0626e-10 | 0.00097009 | 1.0626e-10 | 0.0027785 | 8.0795e-10 | 0.012004 | 4.2486e-09
[120 empty] | 7.3.3.17.5 (Remote Grid) Updates to grid topology to minimize risk of ignition in HFTDs Remote GridWLDFREquipment / facility failureAggregated | WLDFR | HFTD - Distribution - Tier 3 - 3QU CoRE ¦ 1QU LoRE | Non-Red Flag Warning - Destructive Fires | Equipment / facility failure | Aggregated | 2053 | 1.0954e-07 | 423.2024 | 4.6358e-05 | 2053 | Mitigation | 0.95 | 45 | 0 | esc | 0.00097009 | 1.0626e-10 | 0.00097009 | 1.0626e-10 | 0.0027785 | 8.0795e-10 | 0.012004 | 4.2486e-09
[120 empty] | 7.3.3.17.5 (Remote Grid) Updates to grid topology to minimize risk of ignition in HFTDs Remote GridWLDFREquipment / facility failureAggregated | WLDFR | HFTD - Distribution - Tier 3 - 3QU CoRE ¦ 1QU LoRE | Non-Red Flag Warning - Destructive Fires | Equipment / facility failure | Aggregated | 2054 | 1.0954e-07 | 423.2024 | 4.6358e-05 | 2054 | Mitigation | 0.95 | 45 | 0 | esc | 0.00097009 | 1.0626e-10 | 0.00097009 | 1.0626e-10 | 0.0027785 | 8.0795e-10 | 0.012004 | 4.2486e-09
[120 empty] | 7.3.3.17.5 (Remote Grid) Updates to grid topology to minimize risk of ignition in HFTDs Remote GridWLDFREquipment / facility failureAggregated | WLDFR | HFTD - Distribution - Tier 3 - 3QU CoRE ¦ 1QU LoRE | Non-Red Flag Warning - Destructive Fires | Equipment / facility failure | Aggregated | 2055 | 1.0954e-07 | 423.2024 | 4.6358e-05 | 2055 | Mitigation | 0.95 | 45 | 0 | esc | 0.00097009 | 1.0626e-10 | 0.00097009 | 1.0626e-10 | 0.0027785 | 8.0795e-10 | 0.012004 | 4.2486e-09
[120 empty] | 7.3.3.17.5 (Remote Grid) Updates to grid topology to minimize risk of ignition in HFTDs Remote GridWLDFREquipment / facility failureAggregated | WLDFR | HFTD - Distribution - Tier 3 - 3QU CoRE ¦ 1QU LoRE | Non-Red Flag Warning - Destructive Fires | Equipment / facility failure | Aggregated | 2056 | 1.0954e-07 | 423.2024 | 4.6358e-05 | 2056 | Mitigation | 0.95 | 45 | 0 | esc | 0.00097009 | 1.0626e-10 | 0.00097009 | 1.0626e-10 | 0.0027785 | 8.0795e-10 | 0.012004 | 4.2486e-09
[120 empty] | 7.3.3.17.5 (Remote Grid) Updates to grid topology to minimize risk of ignition in HFTDs Remote GridWLDFREquipment / facility failureAggregated | WLDFR | HFTD - Distribution - Tier 3 - 3QU CoRE ¦ 1QU LoRE | Non-Red Flag Warning - Destructive Fires | Equipment / facility failure | Aggregated | 2057 | 1.0954e-07 | 423.2024 | 4.6358e-05 | 2057 | Mitigation | 0.95 | 45 | 0 | esc | 0.00097009 | 1.0626e-10 | 0.00097009 | 1.0626e-10 | 0.0027785 | 8.0795e-10 | 0.012004 | 4.2486e-09
[120 empty] | 7.3.3.17.5 (Remote Grid) Updates to grid topology to minimize risk of ignition in HFTDs Remote GridWLDFREquipment / facility failureAggregated | WLDFR | HFTD - Distribution - Tier 3 - 3QU CoRE ¦ 1QU LoRE | Non-Red Flag Warning - Destructive Fires | Equipment / facility failure | Aggregated | 2058 | 1.0954e-07 | 423.2024 | 4.6358e-05 | 2058 | Mitigation | 0.95 | 45 | 0 | esc | 0.00097009 | 1.0626e-10 | 0.00097009 | 1.0626e-10 | 0.0027785 | 8.0795e-10 | 0.012004 | 4.2486e-09
[120 empty] | 7.3.3.17.5 (Remote Grid) Updates to grid topology to minimize risk of ignition in HFTDs Remote GridWLDFREquipment / facility failureAggregated | WLDFR | HFTD - Distribution - Tier 3 - 3QU CoRE ¦ 1QU LoRE | Non-Red Flag Warning - Destructive Fires | Equipment / facility failure | Aggregated | 2059 | 1.0954e-07 | 423.2024 | 4.6358e-05 | 2059 | Mitigation | 0.95 | 45 | 0 | esc | 0.00097009 | 1.0626e-10 | 0.00097009 | 1.0626e-10 | 0.0027785 | 8.0795e-10 | 0.012004 | 4.2486e-09
[120 empty] | 7.3.3.17.5 (Remote Grid) Updates to grid topology to minimize risk of ignition in HFTDs Remote GridWLDFREquipment / facility failureAggregated | WLDFR | HFTD - Distribution - Tier 3 - 3QU CoRE ¦ 1QU LoRE | Non-Red Flag Warning - Destructive Fires | Equipment / facility failure | Aggregated | 2060 | 1.0954e-07 | 423.2024 | 4.6358e-05 | 2060 | Mitigation | 0.95 | 45 | 0 | esc | 0.00097009 | 1.0626e-10 | 0.00097009 | 1.0626e-10 | 0.0027785 | 8.0795e-10 | 0.012004 | 4.2486e-09
[120 empty] | 7.3.3.17.5 (Remote Grid) Updates to grid topology to minimize risk of ignition in HFTDs Remote GridWLDFREquipment / facility failureAggregated | WLDFR | HFTD - Distribution - Tier 3 - 3QU CoRE ¦ 1QU LoRE | Non-Red Flag Warning - Destructive Fires | Equipment / facility failure | Aggregated | 2061 | 1.0954e-07 | 423.2024 | 4.6358e-05 | 2061 | Mitigation | 0.95 | 45 | 0 | esc | 0.00097009 | 1.0626e-10 | 0.00097009 | 1.0626e-10 | 0.0027785 | 8.0795e-10 | 0.012004 | 4.2486e-09
[120 empty] | 7.3.3.17.5 (Remote Grid) Updates to grid topology to minimize risk of ignition in HFTDs Remote GridWLDFREquipment / facility failureAggregated | WLDFR | HFTD - Distribution - Tier 3 - 3QU CoRE ¦ 1QU LoRE | Non-Red Flag Warning - Destructive Fires | Equipment / facility failure | Aggregated | 2062 | 1.0954e-07 | 423.2024 | 4.6358e-05 | 2062 | Mitigation | 0.95 | 45 | 0 | esc | 0.00097009 | 1.0626e-10 | 0.00097009 | 1.0626e-10 | 0.0027785 | 8.0795e-10 | 0 | 0
[120 empty] | 7.3.3.17.5 (Remote Grid) Updates to grid topology to minimize risk of ignition in HFTDs Remote GridWLDFREquipment / facility failureAggregated | WLDFR | HFTD - Distribution - Tier 3 - 3QU CoRE ¦ 1QU LoRE | Non-Red Flag Warning - Destructive Fires | Equipment / facility failure | Aggregated | 2063 | 1.0954e-07 | 423.2024 | 4.6358e-05 | 2063 | Mitigation | 0.95 | 45 | 0 | esc | 0.00097009 | 1.0626e-10 | 0.00097009 | 1.0626e-10 | 0.0027785 | 8.0795e-10 | 0 | 0
[120 empty] | 7.3.3.17.5 (Remote Grid) Updates to grid topology to minimize risk of ignition in HFTDs Remote GridWLDFREquipment / facility failureAggregated | WLDFR | HFTD - Distribution - Tier 3 - 3QU CoRE ¦ 1QU LoRE | Non-Red Flag Warning - Destructive Fires | Equipment / facility failure | Aggregated | 2064 | 1.0954e-07 | 423.2024 | 4.6358e-05 | 2064 | Mitigation | 0.95 | 45 | 0 | esc | 0.00097009 | 1.0626e-10 | 0.00097009 | 1.0626e-10 | 0.0027785 | 8.0795e-10 | 0.010025 | 5.9178e-09
[120 empty] | 7.3.3.17.5 (Remote Grid) Updates to grid topology to minimize risk of ignition in HFTDs Remote GridWLDFREquipment / facility failureAggregated | WLDFR | HFTD - Distribution - Tier 3 - 3QU CoRE ¦ 1QU LoRE | Non-Red Flag Warning - Destructive Fires | Equipment / facility failure | Aggregated | 2065 | 1.0954e-07 | 423.2024 | 4.6358e-05 | 2065 | Mitigation | 0.95 | 45 | 0 | esc | 0.00097009 | 1.0626e-10 | 0.00097009 | 1.0626e-10 | 0.0027785 | 8.0795e-10 | 0.010025 | 5.9178e-09
[120 empty] | 7.3.3.17.5 (Remote Grid) Updates to grid topology to minimize risk of ignition in HFTDs Remote GridWLDFREquipment / facility failureAggregated | WLDFR | HFTD - Distribution - Tier 3 - 3QU CoRE ¦ 1QU LoRE | Non-Red Flag Warning - Destructive Fires | Equipment / facility failure | Aggregated | 2066 | 1.0954e-07 | 423.2024 | 4.6358e-05 | 2066 | Mitigation | 0.95 | 45 | 0 | esc | 0.00097009 | 1.0626e-10 | 0.00097009 | 1.0626e-10 | 0.0027785 | 8.0795e-10 | 0.010025 | 5.9178e-09
[120 empty] | 7.3.3.17.5 (Remote Grid) Updates to grid topology to minimize risk of ignition in HFTDs Remote GridWLDFREquipment / facility failureAggregated | WLDFR | HFTD - Distribution - Tier 3 - 3QU CoRE ¦ 1QU LoRE | Non-Red Flag Warning - Destructive Fires | Equipment / facility failure | Aggregated | 2067 | 1.0954e-07 | 423.2024 | 4.6358e-05 | 2067 | Mitigation | 0.95 | 45 | 0 | esc | 0 | 0 | 0.00097009 | 1.0626e-10 | 0.0027785 | 8.0795e-10 | 0.010025 | 5.9178e-09
[120 empty] | 7.3.3.17.5 (Remote Grid) Updates to grid topology to minimize risk of ignition in HFTDs Remote GridWLDFRVegetation ContactAggregated | WLDFR | HFTD - Distribution - Tier 3 - 3QU CoRE ¦ 1QU LoRE | Non-Red Flag Warning - Destructive Fires | Vegetation Contact | Aggregated | 2022 | 1.372e-06 | 423.2024 | 0.00058062 | 2022 | Mitigation | 0.95 | 45 | 0 | esc | 0.00097009 | 1.3309e-09 | 0 | 0 | 0.0027785 | 8.0795e-10 | 0.010025 | 5.9178e-09
[120 empty] | 7.3.3.17.5 (Remote Grid) Updates to grid topology to minimize risk of ignition in HFTDs Remote GridWLDFRVegetation ContactAggregated | WLDFR | HFTD - Distribution - Tier 3 - 3QU CoRE ¦ 1QU LoRE | Non-Red Flag Warning - Destructive Fires | Vegetation Contact | Aggregated | 2023 | 1.372e-06 | 423.2024 | 0.00058062 | 2023 | Mitigation | 0.95 | 45 | 0 | esc | 0.00097009 | 1.3309e-09 | 0.00097009 | 1.3309e-09 | 0.0027785 | 8.0795e-10 | 0.010025 | 5.9178e-09
[120 empty] | 7.3.3.17.5 (Remote Grid) Updates to grid topology to minimize risk of ignition in HFTDs Remote GridWLDFRVegetation ContactAggregated | WLDFR | HFTD - Distribution - Tier 3 - 3QU CoRE ¦ 1QU LoRE | Non-Red Flag Warning - Destructive Fires | Vegetation Contact | Aggregated | 2024 | 1.372e-06 | 423.2024 | 0.00058062 | 2024 | Mitigation | 0.95 | 45 | 0 | esc | 0.00097009 | 1.3309e-09 | 0.00097009 | 1.3309e-09 | 0.0027785 | 8.0795e-10 | 0.010025 | 5.9178e-09
[120 empty] | 7.3.3.17.5 (Remote Grid) Updates to grid topology to minimize risk of ignition in HFTDs Remote GridWLDFRVegetation ContactAggregated | WLDFR | HFTD - Distribution - Tier 3 - 3QU CoRE ¦ 1QU LoRE | Non-Red Flag Warning - Destructive Fires | Vegetation Contact | Aggregated | 2025 | 1.372e-06 | 423.2024 | 0.00058062 | 2025 | Mitigation | 0.95 | 45 | 0 | esc | 0.00097009 | 1.3309e-09 | 0.00097009 | 1.3309e-09 | 0.0027785 | 8.0795e-10 | 0.010025 | 5.9178e-09
[120 empty] | 7.3.3.17.5 (Remote Grid) Updates to grid topology to minimize risk of ignition in HFTDs Remote GridWLDFRVegetation ContactAggregated | WLDFR | HFTD - Distribution - Tier 3 - 3QU CoRE ¦ 1QU LoRE | Non-Red Flag Warning - Destructive Fires | Vegetation Contact | Aggregated | 2026 | 1.372e-06 | 423.2024 | 0.00058062 | 2026 | Mitigation | 0.95 | 45 | 0 | esc | 0.00097009 | 1.3309e-09 | 0.00097009 | 1.3309e-09 | 0.0027785 | 8.0795e-10 | 0.010025 | 5.9178e-09
[120 empty] | 7.3.3.17.5 (Remote Grid) Updates to grid topology to minimize risk of ignition in HFTDs Remote GridWLDFRVegetation ContactAggregated | WLDFR | HFTD - Distribution - Tier 3 - 3QU CoRE ¦ 1QU LoRE | Non-Red Flag Warning - Destructive Fires | Vegetation Contact | Aggregated | 2027 | 1.372e-06 | 423.2024 | 0.00058062 | 2027 | Mitigation | 0.95 | 45 | 0 | esc | 0.00097009 | 1.3309e-09 | 0.00097009 | 1.3309e-09 | 0.0027785 | 8.0795e-10 | 0.010025 | 5.9178e-09
[120 empty] | 7.3.3.17.5 (Remote Grid) Updates to grid topology to minimize risk of ignition in HFTDs Remote GridWLDFRVegetation ContactAggregated | WLDFR | HFTD - Distribution - Tier 3 - 3QU CoRE ¦ 1QU LoRE | Non-Red Flag Warning - Destructive Fires | Vegetation Contact | Aggregated | 2028 | 1.372e-06 | 423.2024 | 0.00058062 | 2028 | Mitigation | 0.95 | 45 | 0 | esc | 0.00097009 | 1.3309e-09 | 0.00097009 | 1.3309e-09 | 0.0027785 | 8.0795e-10 | 0.010025 | 5.9178e-09
[120 empty] | 7.3.3.17.5 (Remote Grid) Updates to grid topology to minimize risk of ignition in HFTDs Remote GridWLDFRVegetation ContactAggregated | WLDFR | HFTD - Distribution - Tier 3 - 3QU CoRE ¦ 1QU LoRE | Non-Red Flag Warning - Destructive Fires | Vegetation Contact | Aggregated | 2029 | 1.372e-06 | 423.2024 | 0.00058062 | 2029 | Mitigation | 0.95 | 45 | 0 | esc | 0.00097009 | 1.3309e-09 | 0.00097009 | 1.3309e-09 | 0.0027785 | 8.0795e-10 | 0.010025 | 5.9178e-09
[120 empty] | 7.3.3.17.5 (Remote Grid) Updates to grid topology to minimize risk of ignition in HFTDs Remote GridWLDFRVegetation ContactAggregated | WLDFR | HFTD - Distribution - Tier 3 - 3QU CoRE ¦ 1QU LoRE | Non-Red Flag Warning - Destructive Fires | Vegetation Contact | Aggregated | 2030 | 1.372e-06 | 423.2024 | 0.00058062 | 2030 | Mitigation | 0.95 | 45 | 0 | esc | 0.00097009 | 1.3309e-09 | 0.00097009 | 1.3309e-09 | 0.0027785 | 8.0795e-10 | 0.010025 | 5.9178e-09
[120 empty] | 7.3.3.17.5 (Remote Grid) Updates to grid topology to minimize risk of ignition in HFTDs Remote GridWLDFRVegetation ContactAggregated | WLDFR | HFTD - Distribution - Tier 3 - 3QU CoRE ¦ 1QU LoRE | Non-Red Flag Warning - Destructive Fires | Vegetation Contact | Aggregated | 2031 | 1.372e-06 | 423.2024 | 0.00058062 | 2031 | Mitigation | 0.95 | 45 | 0 | esc | 0.00097009 | 1.3309e-09 | 0.00097009 | 1.3309e-09 | 0.0027785 | 8.0795e-10 | 0.010025 | 5.9178e-09
[120 empty] | 7.3.3.17.5 (Remote Grid) Updates to grid topology to minimize risk of ignition in HFTDs Remote GridWLDFRVegetation ContactAggregated | WLDFR | HFTD - Distribution - Tier 3 - 3QU CoRE ¦ 1QU LoRE | Non-Red Flag Warning - Destructive Fires | Vegetation Contact | Aggregated | 2032 | 1.372e-06 | 423.2024 | 0.00058062 | 2032 | Mitigation | 0.95 | 45 | 0 | esc | 0.00097009 | 1.3309e-09 | 0.00097009 | 1.3309e-09 | 0.0027785 | 8.0795e-10 | 0.010025 | 5.9178e-09
[120 empty] | 7.3.3.17.5 (Remote Grid) Updates to grid topology to minimize risk of ignition in HFTDs Remote GridWLDFRVegetation ContactAggregated | WLDFR | HFTD - Distribution - Tier 3 - 3QU CoRE ¦ 1QU LoRE | Non-Red Flag Warning - Destructive Fires | Vegetation Contact | Aggregated | 2033 | 1.372e-06 | 423.2024 | 0.00058062 | 2033 | Mitigation | 0.95 | 45 | 0 | esc | 0.00097009 | 1.3309e-09 | 0.00097009 | 1.3309e-09 | 0.0027785 | 8.0795e-10 | 0.010025 | 5.9178e-09
[120 empty] | 7.3.3.17.5 (Remote Grid) Updates to grid topology to minimize risk of ignition in HFTDs Remote GridWLDFRVegetation ContactAggregated | WLDFR | HFTD - Distribution - Tier 3 - 3QU CoRE ¦ 1QU LoRE | Non-Red Flag Warning - Destructive Fires | Vegetation Contact | Aggregated | 2034 | 1.372e-06 | 423.2024 | 0.00058062 | 2034 | Mitigation | 0.95 | 45 | 0 | esc | 0.00097009 | 1.3309e-09 | 0.00097009 | 1.3309e-09 | 0.0027785 | 8.0795e-10 | 0.010025 | 5.9178e-09
[120 empty] | 7.3.3.17.5 (Remote Grid) Updates to grid topology to minimize risk of ignition in HFTDs Remote GridWLDFRVegetation ContactAggregated | WLDFR | HFTD - Distribution - Tier 3 - 3QU CoRE ¦ 1QU LoRE | Non-Red Flag Warning - Destructive Fires | Vegetation Contact | Aggregated | 2035 | 1.372e-06 | 423.2024 | 0.00058062 | 2035 | Mitigation | 0.95 | 45 | 0 | esc | 0.00097009 | 1.3309e-09 | 0.00097009 | 1.3309e-09 | 0.0027785 | 8.0795e-10 | 0.010025 | 5.9178e-09
[120 empty] | 7.3.3.17.5 (Remote Grid) Updates to grid topology to minimize risk of ignition in HFTDs Remote GridWLDFRVegetation ContactAggregated | WLDFR | HFTD - Distribution - Tier 3 - 3QU CoRE ¦ 1QU LoRE | Non-Red Flag Warning - Destructive Fires | Vegetation Contact | Aggregated | 2036 | 1.372e-06 | 423.2024 | 0.00058062 | 2036 | Mitigation | 0.95 | 45 | 0 | esc | 0.00097009 | 1.3309e-09 | 0.00097009 | 1.3309e-09 | 0.0027785 | 8.0795e-10 | 0.010025 | 5.9178e-09
[120 empty] | 7.3.3.17.5 (Remote Grid) Updates to grid topology to minimize risk of ignition in HFTDs Remote GridWLDFRVegetation ContactAggregated | WLDFR | HFTD - Distribution - Tier 3 - 3QU CoRE ¦ 1QU LoRE | Non-Red Flag Warning - Destructive Fires | Vegetation Contact | Aggregated | 2037 | 1.372e-06 | 423.2024 | 0.00058062 | 2037 | Mitigation | 0.95 | 45 | 0 | esc | 0.00097009 | 1.3309e-09 | 0.00097009 | 1.3309e-09 | 0.0027785 | 8.0795e-10 | 0.010025 | 5.9178e-09
[120 empty] | 7.3.3.17.5 (Remote Grid) Updates to grid topology to minimize risk of ignition in HFTDs Remote GridWLDFRVegetation ContactAggregated | WLDFR | HFTD - Distribution - Tier 3 - 3QU CoRE ¦ 1QU LoRE | Non-Red Flag Warning - Destructive Fires | Vegetation Contact | Aggregated | 2038 | 1.372e-06 | 423.2024 | 0.00058062 | 2038 | Mitigation | 0.95 | 45 | 0 | esc | 0.00097009 | 1.3309e-09 | 0.00097009 | 1.3309e-09 | 0.0027785 | 8.0795e-10 | 0.010025 | 5.9178e-09
[120 empty] | 7.3.3.17.5 (Remote Grid) Updates to grid topology to minimize risk of ignition in HFTDs Remote GridWLDFRVegetation ContactAggregated | WLDFR | HFTD - Distribution - Tier 3 - 3QU CoRE ¦ 1QU LoRE | Non-Red Flag Warning - Destructive Fires | Vegetation Contact | Aggregated | 2039 | 1.372e-06 | 423.2024 | 0.00058062 | 2039 | Mitigation | 0.95 | 45 | 0 | esc | 0.00097009 | 1.3309e-09 | 0.00097009 | 1.3309e-09 | 0.0027785 | 8.0795e-10 | 0.010025 | 5.9178e-09
[120 empty] | 7.3.3.17.5 (Remote Grid) Updates to grid topology to minimize risk of ignition in HFTDs Remote GridWLDFRVegetation ContactAggregated | WLDFR | HFTD - Distribution - Tier 3 - 3QU CoRE ¦ 1QU LoRE | Non-Red Flag Warning - Destructive Fires | Vegetation Contact | Aggregated | 2040 | 1.372e-06 | 423.2024 | 0.00058062 | 2040 | Mitigation | 0.95 | 45 | 0 | esc | 0.00097009 | 1.3309e-09 | 0.00097009 | 1.3309e-09 | 0.0027785 | 8.0795e-10 | 0.010025 | 5.9178e-09
[120 empty] | 7.3.3.17.5 (Remote Grid) Updates to grid topology to minimize risk of ignition in HFTDs Remote GridWLDFRVegetation ContactAggregated | WLDFR | HFTD - Distribution - Tier 3 - 3QU CoRE ¦ 1QU LoRE | Non-Red Flag Warning - Destructive Fires | Vegetation Contact | Aggregated | 2041 | 1.372e-06 | 423.2024 | 0.00058062 | 2041 | Mitigation | 0.95 | 45 | 0 | esc | 0.00097009 | 1.3309e-09 | 0.00097009 | 1.3309e-09 | 0.0027785 | 8.0795e-10 | 0.010025 | 5.9178e-09
[120 empty] | 7.3.3.17.5 (Remote Grid) Updates to grid topology to minimize risk of ignition in HFTDs Remote GridWLDFRVegetation ContactAggregated | WLDFR | HFTD - Distribution - Tier 3 - 3QU CoRE ¦ 1QU LoRE | Non-Red Flag Warning - Destructive Fires | Vegetation Contact | Aggregated | 2042 | 1.372e-06 | 423.2024 | 0.00058062 | 2042 | Mitigation | 0.95 | 45 | 0 | esc | 0.00097009 | 1.3309e-09 | 0.00097009 | 1.3309e-09 | 0.0027785 | 8.0795e-10 | 0.010025 | 5.9178e-09
[120 empty] | 7.3.3.17.5 (Remote Grid) Updates to grid topology to minimize risk of ignition in HFTDs Remote GridWLDFRVegetation ContactAggregated | WLDFR | HFTD - Distribution - Tier 3 - 3QU CoRE ¦ 1QU LoRE | Non-Red Flag Warning - Destructive Fires | Vegetation Contact | Aggregated | 2043 | 1.372e-06 | 423.2024 | 0.00058062 | 2043 | Mitigation | 0.95 | 45 | 0 | esc | 0.00097009 | 1.3309e-09 | 0.00097009 | 1.3309e-09 | 0.0027785 | 8.0795e-10 | 0.010025 | 5.9178e-09
[120 empty] | 7.3.3.17.5 (Remote Grid) Updates to grid topology to minimize risk of ignition in HFTDs Remote GridWLDFRVegetation ContactAggregated | WLDFR | HFTD - Distribution - Tier 3 - 3QU CoRE ¦ 1QU LoRE | Non-Red Flag Warning - Destructive Fires | Vegetation Contact | Aggregated | 2044 | 1.372e-06 | 423.2024 | 0.00058062 | 2044 | Mitigation | 0.95 | 45 | 0 | esc | 0.00097009 | 1.3309e-09 | 0.00097009 | 1.3309e-09 | 0 | 0 | 0.010025 | 5.9178e-09
[120 empty] | 7.3.3.17.5 (Remote Grid) Updates to grid topology to minimize risk of ignition in HFTDs Remote GridWLDFRVegetation ContactAggregated | WLDFR | HFTD - Distribution - Tier 3 - 3QU CoRE ¦ 1QU LoRE | Non-Red Flag Warning - Destructive Fires | Vegetation Contact | Aggregated | 2045 | 1.372e-06 | 423.2024 | 0.00058062 | 2045 | Mitigation | 0.95 | 45 | 0 | esc | 0.00097009 | 1.3309e-09 | 0.00097009 | 1.3309e-09 | 0.0027785 | 4.0447e-07 | 0.010025 | 5.9178e-09
[120 empty] | 7.3.3.17.5 (Remote Grid) Updates to grid topology to minimize risk of ignition in HFTDs Remote GridWLDFRVegetation ContactAggregated | WLDFR | HFTD - Distribution - Tier 3 - 3QU CoRE ¦ 1QU LoRE | Non-Red Flag Warning - Destructive Fires | Vegetation Contact | Aggregated | 2046 | 1.372e-06 | 423.2024 | 0.00058062 | 2046 | Mitigation | 0.95 | 45 | 0 | esc | 0.00097009 | 1.3309e-09 | 0.00097009 | 1.3309e-09 | 0.0027785 | 4.0447e-07 | 0.010025 | 5.9178e-09
[120 empty] | 7.3.3.17.5 (Remote Grid) Updates to grid topology to minimize risk of ignition in HFTDs Remote GridWLDFRVegetation ContactAggregated | WLDFR | HFTD - Distribution - Tier 3 - 3QU CoRE ¦ 1QU LoRE | Non-Red Flag Warning - Destructive Fires | Vegetation Contact | Aggregated | 2047 | 1.372e-06 | 423.2024 | 0.00058062 | 2047 | Mitigation | 0.95 | 45 | 0 | esc | 0.00097009 | 1.3309e-09 | 0.00097009 | 1.3309e-09 | 0.0027785 | 4.0447e-07 | 0.010025 | 5.9178e-09
[120 empty] | 7.3.3.17.5 (Remote Grid) Updates to grid topology to minimize risk of ignition in HFTDs Remote GridWLDFRVegetation ContactAggregated | WLDFR | HFTD - Distribution - Tier 3 - 3QU CoRE ¦ 1QU LoRE | Non-Red Flag Warning - Destructive Fires | Vegetation Contact | Aggregated | 2048 | 1.372e-06 | 423.2024 | 0.00058062 | 2048 | Mitigation | 0.95 | 45 | 0 | esc | 0.00097009 | 1.3309e-09 | 0.00097009 | 1.3309e-09 | 0.0027785 | 4.0447e-07 | 0 | 0
[120 empty] | 7.3.3.17.5 (Remote Grid) Updates to grid topology to minimize risk of ignition in HFTDs Remote GridWLDFRVegetation ContactAggregated | WLDFR | HFTD - Distribution - Tier 3 - 3QU CoRE ¦ 1QU LoRE | Non-Red Flag Warning - Destructive Fires | Vegetation Contact | Aggregated | 2049 | 1.372e-06 | 423.2024 | 0.00058062 | 2049 | Mitigation | 0.95 | 45 | 0 | esc | 0.00097009 | 1.3309e-09 | 0.00097009 | 1.3309e-09 | 0.0027785 | 4.0447e-07 | 0 | 0
[120 empty] | 7.3.3.17.5 (Remote Grid) Updates to grid topology to minimize risk of ignition in HFTDs Remote GridWLDFRVegetation ContactAggregated | WLDFR | HFTD - Distribution - Tier 3 - 3QU CoRE ¦ 1QU LoRE | Non-Red Flag Warning - Destructive Fires | Vegetation Contact | Aggregated | 2050 | 1.372e-06 | 423.2024 | 0.00058062 | 2050 | Mitigation | 0.95 | 45 | 0 | esc | 0.00097009 | 1.3309e-09 | 0.00097009 | 1.3309e-09 | 0.0027785 | 4.0447e-07 | 0.0094681 | 2.7014e-08
[120 empty] | 7.3.3.17.5 (Remote Grid) Updates to grid topology to minimize risk of ignition in HFTDs Remote GridWLDFRVegetation ContactAggregated | WLDFR | HFTD - Distribution - Tier 3 - 3QU CoRE ¦ 1QU LoRE | Non-Red Flag Warning - Destructive Fires | Vegetation Contact | Aggregated | 2051 | 1.372e-06 | 423.2024 | 0.00058062 | 2051 | Mitigation | 0.95 | 45 | 0 | esc | 0.00097009 | 1.3309e-09 | 0.00097009 | 1.3309e-09 | 0.0027785 | 4.0447e-07 | 0.0094681 | 2.7014e-08
[120 empty] | 7.3.3.17.5 (Remote Grid) Updates to grid topology to minimize risk of ignition in HFTDs Remote GridWLDFRVegetation ContactAggregated | WLDFR | HFTD - Distribution - Tier 3 - 3QU CoRE ¦ 1QU LoRE | Non-Red Flag Warning - Destructive Fires | Vegetation Contact | Aggregated | 2052 | 1.372e-06 | 423.2024 | 0.00058062 | 2052 | Mitigation | 0.95 | 45 | 0 | esc | 0.00097009 | 1.3309e-09 | 0.00097009 | 1.3309e-09 | 0.0027785 | 4.0447e-07 | 0.0094681 | 2.7014e-08
[120 empty] | 7.3.3.17.5 (Remote Grid) Updates to grid topology to minimize risk of ignition in HFTDs Remote GridWLDFRVegetation ContactAggregated | WLDFR | HFTD - Distribution - Tier 3 - 3QU CoRE ¦ 1QU LoRE | Non-Red Flag Warning - Destructive Fires | Vegetation Contact | Aggregated | 2053 | 1.372e-06 | 423.2024 | 0.00058062 | 2053 | Mitigation | 0.95 | 45 | 0 | esc | 0.00097009 | 1.3309e-09 | 0.00097009 | 1.3309e-09 | 0.0027785 | 4.0447e-07 | 0.0094681 | 2.7014e-08
[120 empty] | 7.3.3.17.5 (Remote Grid) Updates to grid topology to minimize risk of ignition in HFTDs Remote GridWLDFRVegetation ContactAggregated | WLDFR | HFTD - Distribution - Tier 3 - 3QU CoRE ¦ 1QU LoRE | Non-Red Flag Warning - Destructive Fires | Vegetation Contact | Aggregated | 2054 | 1.372e-06 | 423.2024 | 0.00058062 | 2054 | Mitigation | 0.95 | 45 | 0 | esc | 0.00097009 | 1.3309e-09 | 0.00097009 | 1.3309e-09 | 0.0027785 | 4.0447e-07 | 0.0094681 | 2.7014e-08
[120 empty] | 7.3.3.17.5 (Remote Grid) Updates to grid topology to minimize risk of ignition in HFTDs Remote GridWLDFRVegetation ContactAggregated | WLDFR | HFTD - Distribution - Tier 3 - 3QU CoRE ¦ 1QU LoRE | Non-Red Flag Warning - Destructive Fires | Vegetation Contact | Aggregated | 2055 | 1.372e-06 | 423.2024 | 0.00058062 | 2055 | Mitigation | 0.95 | 45 | 0 | esc | 0.00097009 | 1.3309e-09 | 0.00097009 | 1.3309e-09 | 0.0027785 | 4.0447e-07 | 0.0094681 | 2.7014e-08
[120 empty] | 7.3.3.17.5 (Remote Grid) Updates to grid topology to minimize risk of ignition in HFTDs Remote GridWLDFRVegetation ContactAggregated | WLDFR | HFTD - Distribution - Tier 3 - 3QU CoRE ¦ 1QU LoRE | Non-Red Flag Warning - Destructive Fires | Vegetation Contact | Aggregated | 2056 | 1.372e-06 | 423.2024 | 0.00058062 | 2056 | Mitigation | 0.95 | 45 | 0 | esc | 0.00097009 | 1.3309e-09 | 0.00097009 | 1.3309e-09 | 0.0027785 | 4.0447e-07 | 0.0094681 | 2.7014e-08
[120 empty] | 7.3.3.17.5 (Remote Grid) Updates to grid topology to minimize risk of ignition in HFTDs Remote GridWLDFRVegetation ContactAggregated | WLDFR | HFTD - Distribution - Tier 3 - 3QU CoRE ¦ 1QU LoRE | Non-Red Flag Warning - Destructive Fires | Vegetation Contact | Aggregated | 2057 | 1.372e-06 | 423.2024 | 0.00058062 | 2057 | Mitigation | 0.95 | 45 | 0 | esc | 0.00097009 | 1.3309e-09 | 0.00097009 | 1.3309e-09 | 0.0027785 | 4.0447e-07 | 0.0094681 | 2.7014e-08
[120 empty] | 7.3.3.17.5 (Remote Grid) Updates to grid topology to minimize risk of ignition in HFTDs Remote GridWLDFRVegetation ContactAggregated | WLDFR | HFTD - Distribution - Tier 3 - 3QU CoRE ¦ 1QU LoRE | Non-Red Flag Warning - Destructive Fires | Vegetation Contact | Aggregated | 2058 | 1.372e-06 | 423.2024 | 0.00058062 | 2058 | Mitigation | 0.95 | 45 | 0 | esc | 0.00097009 | 1.3309e-09 | 0.00097009 | 1.3309e-09 | 0.0027785 | 4.0447e-07 | 0.0094681 | 2.7014e-08
[120 empty] | 7.3.3.17.5 (Remote Grid) Updates to grid topology to minimize risk of ignition in HFTDs Remote GridWLDFRVegetation ContactAggregated | WLDFR | HFTD - Distribution - Tier 3 - 3QU CoRE ¦ 1QU LoRE | Non-Red Flag Warning - Destructive Fires | Vegetation Contact | Aggregated | 2059 | 1.372e-06 | 423.2024 | 0.00058062 | 2059 | Mitigation | 0.95 | 45 | 0 | esc | 0.00097009 | 1.3309e-09 | 0.00097009 | 1.3309e-09 | 0.0027785 | 4.0447e-07 | 0.0094681 | 2.7014e-08
[120 empty] | 7.3.3.17.5 (Remote Grid) Updates to grid topology to minimize risk of ignition in HFTDs Remote GridWLDFRVegetation ContactAggregated | WLDFR | HFTD - Distribution - Tier 3 - 3QU CoRE ¦ 1QU LoRE | Non-Red Flag Warning - Destructive Fires | Vegetation Contact | Aggregated | 2060 | 1.372e-06 | 423.2024 | 0.00058062 | 2060 | Mitigation | 0.95 | 45 | 0 | esc | 0.00097009 | 1.3309e-09 | 0.00097009 | 1.3309e-09 | 0.0027785 | 4.0447e-07 | 0.0094681 | 2.7014e-08
[120 empty] | 7.3.3.17.5 (Remote Grid) Updates to grid topology to minimize risk of ignition in HFTDs Remote GridWLDFRVegetation ContactAggregated | WLDFR | HFTD - Distribution - Tier 3 - 3QU CoRE ¦ 1QU LoRE | Non-Red Flag Warning - Destructive Fires | Vegetation Contact | Aggregated | 2061 | 1.372e-06 | 423.2024 | 0.00058062 | 2061 | Mitigation | 0.95 | 45 | 0 | esc | 0.00097009 | 1.3309e-09 | 0.00097009 | 1.3309e-09 | 0.0027785 | 4.0447e-07 | 0.0094681 | 2.7014e-08
[120 empty] | 7.3.3.17.5 (Remote Grid) Updates to grid topology to minimize risk of ignition in HFTDs Remote GridWLDFRVegetation ContactAggregated | WLDFR | HFTD - Distribution - Tier 3 - 3QU CoRE ¦ 1QU LoRE | Non-Red Flag Warning - Destructive Fires | Vegetation Contact | Aggregated | 2062 | 1.372e-06 | 423.2024 | 0.00058062 | 2062 | Mitigation | 0.95 | 45 | 0 | esc | 0.00097009 | 1.3309e-09 | 0.00097009 | 1.3309e-09 | 0.0027785 | 4.0447e-07 | 0.0094681 | 2.7014e-08
[120 empty] | 7.3.3.17.5 (Remote Grid) Updates to grid topology to minimize risk of ignition in HFTDs Remote GridWLDFRVegetation ContactAggregated | WLDFR | HFTD - Distribution - Tier 3 - 3QU CoRE ¦ 1QU LoRE | Non-Red Flag Warning - Destructive Fires | Vegetation Contact | Aggregated | 2063 | 1.372e-06 | 423.2024 | 0.00058062 | 2063 | Mitigation | 0.95 | 45 | 0 | esc | 0.00097009 | 1.3309e-09 | 0.00097009 | 1.3309e-09 | 0.0027785 | 4.0447e-07 | 0.0094681 | 2.7014e-08
[120 empty] | 7.3.3.17.5 (Remote Grid) Updates to grid topology to minimize risk of ignition in HFTDs Remote GridWLDFRVegetation ContactAggregated | WLDFR | HFTD - Distribution - Tier 3 - 3QU CoRE ¦ 1QU LoRE | Non-Red Flag Warning - Destructive Fires | Vegetation Contact | Aggregated | 2064 | 1.372e-06 | 423.2024 | 0.00058062 | 2064 | Mitigation | 0.95 | 45 | 0 | esc | 0.00097009 | 1.3309e-09 | 0.00097009 | 1.3309e-09 | 0.0027785 | 4.0447e-07 | 0.0094681 | 2.7014e-08
[120 empty] | 7.3.3.17.5 (Remote Grid) Updates to grid topology to minimize risk of ignition in HFTDs Remote GridWLDFRVegetation ContactAggregated | WLDFR | HFTD - Distribution - Tier 3 - 3QU CoRE ¦ 1QU LoRE | Non-Red Flag Warning - Destructive Fires | Vegetation Contact | Aggregated | 2065 | 1.372e-06 | 423.2024 | 0.00058062 | 2065 | Mitigation | 0.95 | 45 | 0 | esc | 0.00097009 | 1.3309e-09 | 0.00097009 | 1.3309e-09 | 0.0027785 | 4.0447e-07 | 0.0094681 | 2.7014e-08
[120 empty] | 7.3.3.17.5 (Remote Grid) Updates to grid topology to minimize risk of ignition in HFTDs Remote GridWLDFRVegetation ContactAggregated | WLDFR | HFTD - Distribution - Tier 3 - 3QU CoRE ¦ 1QU LoRE | Non-Red Flag Warning - Destructive Fires | Vegetation Contact | Aggregated | 2066 | 1.372e-06 | 423.2024 | 0.00058062 | 2066 | Mitigation | 0.95 | 45 | 0 | esc | 0.00097009 | 1.3309e-09 | 0.00097009 | 1.3309e-09 | 0.0027785 | 4.0447e-07 | 0.0094681 | 2.7014e-08
[120 empty] | 7.3.3.17.5 (Remote Grid) Updates to grid topology to minimize risk of ignition in HFTDs Remote GridWLDFRVegetation ContactAggregated | WLDFR | HFTD - Distribution - Tier 3 - 3QU CoRE ¦ 1QU LoRE | Non-Red Flag Warning - Destructive Fires | Vegetation Contact | Aggregated | 2067 | 1.372e-06 | 423.2024 | 0.00058062 | 2067 | Mitigation | 0.95 | 45 | 0 | esc | 0 | 0 | 0.00097009 | 1.3309e-09 | 0.0027785 | 4.0447e-07 | 0.0094681 | 2.7014e-08
[120 empty] | 7.3.3.17.5 (Remote Grid) Updates to grid topology to minimize risk of ignition in HFTDs Remote GridWLDFRWire-to-wire contactAggregated | WLDFR | HFTD - Distribution - Tier 3 - 3QU CoRE ¦ 1QU LoRE | Non-Red Flag Warning - Destructive Fires | Wire-to-wire contact | Aggregated | 2022 | 7.7312e-08 | 423.2024 | 3.2719e-05 | 2022 | Mitigation | 0.95 | 45 | 0 | esc | 0.00097009 | 7.4999e-11 | 0 | 0 | 0.0027785 | 4.0447e-07 | 0.0094681 | 2.7014e-08
[120 empty] | 7.3.3.17.5 (Remote Grid) Updates to grid topology to minimize risk of ignition in HFTDs Remote GridWLDFRWire-to-wire contactAggregated | WLDFR | HFTD - Distribution - Tier 3 - 3QU CoRE ¦ 1QU LoRE | Non-Red Flag Warning - Destructive Fires | Wire-to-wire contact | Aggregated | 2023 | 7.7312e-08 | 423.2024 | 3.2719e-05 | 2023 | Mitigation | 0.95 | 45 | 0 | esc | 0.00097009 | 7.4999e-11 | 0.00097009 | 7.4999e-11 | 0.0027785 | 4.0447e-07 | 0.0094681 | 2.7014e-08
[120 empty] | 7.3.3.17.5 (Remote Grid) Updates to grid topology to minimize risk of ignition in HFTDs Remote GridWLDFRWire-to-wire contactAggregated | WLDFR | HFTD - Distribution - Tier 3 - 3QU CoRE ¦ 1QU LoRE | Non-Red Flag Warning - Destructive Fires | Wire-to-wire contact | Aggregated | 2024 | 7.7312e-08 | 423.2024 | 3.2719e-05 | 2024 | Mitigation | 0.95 | 45 | 0 | esc | 0.00097009 | 7.4999e-11 | 0.00097009 | 7.4999e-11 | 0.0027785 | 4.0447e-07 | 0.0094681 | 2.7014e-08
[120 empty] | 7.3.3.17.5 (Remote Grid) Updates to grid topology to minimize risk of ignition in HFTDs Remote GridWLDFRWire-to-wire contactAggregated | WLDFR | HFTD - Distribution - Tier 3 - 3QU CoRE ¦ 1QU LoRE | Non-Red Flag Warning - Destructive Fires | Wire-to-wire contact | Aggregated | 2025 | 7.7312e-08 | 423.2024 | 3.2719e-05 | 2025 | Mitigation | 0.95 | 45 | 0 | esc | 0.00097009 | 7.4999e-11 | 0.00097009 | 7.4999e-11 | 0.0027785 | 4.0447e-07 | 0.0094681 | 2.7014e-08
[120 empty] | 7.3.3.17.5 (Remote Grid) Updates to grid topology to minimize risk of ignition in HFTDs Remote GridWLDFRWire-to-wire contactAggregated | WLDFR | HFTD - Distribution - Tier 3 - 3QU CoRE ¦ 1QU LoRE | Non-Red Flag Warning - Destructive Fires | Wire-to-wire contact | Aggregated | 2026 | 7.7312e-08 | 423.2024 | 3.2719e-05 | 2026 | Mitigation | 0.95 | 45 | 0 | esc | 0.00097009 | 7.4999e-11 | 0.00097009 | 7.4999e-11 | 0.0027785 | 4.0447e-07 | 0.0094681 | 2.7014e-08
[120 empty] | 7.3.3.17.5 (Remote Grid) Updates to grid topology to minimize risk of ignition in HFTDs Remote GridWLDFRWire-to-wire contactAggregated | WLDFR | HFTD - Distribution - Tier 3 - 3QU CoRE ¦ 1QU LoRE | Non-Red Flag Warning - Destructive Fires | Wire-to-wire contact | Aggregated | 2027 | 7.7312e-08 | 423.2024 | 3.2719e-05 | 2027 | Mitigation | 0.95 | 45 | 0 | esc | 0.00097009 | 7.4999e-11 | 0.00097009 | 7.4999e-11 | 0.0027785 | 4.0447e-07 | 0.0094681 | 2.7014e-08
[120 empty] | 7.3.3.17.5 (Remote Grid) Updates to grid topology to minimize risk of ignition in HFTDs Remote GridWLDFRWire-to-wire contactAggregated | WLDFR | HFTD - Distribution - Tier 3 - 3QU CoRE ¦ 1QU LoRE | Non-Red Flag Warning - Destructive Fires | Wire-to-wire contact | Aggregated | 2028 | 7.7312e-08 | 423.2024 | 3.2719e-05 | 2028 | Mitigation | 0.95 | 45 | 0 | esc | 0.00097009 | 7.4999e-11 | 0.00097009 | 7.4999e-11 | 0.0027785 | 4.0447e-07 | 0.0094681 | 2.7014e-08
[120 empty] | 7.3.3.17.5 (Remote Grid) Updates to grid topology to minimize risk of ignition in HFTDs Remote GridWLDFRWire-to-wire contactAggregated | WLDFR | HFTD - Distribution - Tier 3 - 3QU CoRE ¦ 1QU LoRE | Non-Red Flag Warning - Destructive Fires | Wire-to-wire contact | Aggregated | 2029 | 7.7312e-08 | 423.2024 | 3.2719e-05 | 2029 | Mitigation | 0.95 | 45 | 0 | esc | 0.00097009 | 7.4999e-11 | 0.00097009 | 7.4999e-11 | 0.0027785 | 4.0447e-07 | 0.0094681 | 2.7014e-08
[120 empty] | 7.3.3.17.5 (Remote Grid) Updates to grid topology to minimize risk of ignition in HFTDs Remote GridWLDFRWire-to-wire contactAggregated | WLDFR | HFTD - Distribution - Tier 3 - 3QU CoRE ¦ 1QU LoRE | Non-Red Flag Warning - Destructive Fires | Wire-to-wire contact | Aggregated | 2030 | 7.7312e-08 | 423.2024 | 3.2719e-05 | 2030 | Mitigation | 0.95 | 45 | 0 | esc | 0.00097009 | 7.4999e-11 | 0.00097009 | 7.4999e-11 | 0.0027785 | 4.0447e-07 | 0.0094681 | 2.7014e-08
[120 empty] | 7.3.3.17.5 (Remote Grid) Updates to grid topology to minimize risk of ignition in HFTDs Remote GridWLDFRWire-to-wire contactAggregated | WLDFR | HFTD - Distribution - Tier 3 - 3QU CoRE ¦ 1QU LoRE | Non-Red Flag Warning - Destructive Fires | Wire-to-wire contact | Aggregated | 2031 | 7.7312e-08 | 423.2024 | 3.2719e-05 | 2031 | Mitigation | 0.95 | 45 | 0 | esc | 0.00097009 | 7.4999e-11 | 0.00097009 | 7.4999e-11 | 0.0027785 | 4.0447e-07 | 0.0094681 | 2.7014e-08
[120 empty] | 7.3.3.17.5 (Remote Grid) Updates to grid topology to minimize risk of ignition in HFTDs Remote GridWLDFRWire-to-wire contactAggregated | WLDFR | HFTD - Distribution - Tier 3 - 3QU CoRE ¦ 1QU LoRE | Non-Red Flag Warning - Destructive Fires | Wire-to-wire contact | Aggregated | 2032 | 7.7312e-08 | 423.2024 | 3.2719e-05 | 2032 | Mitigation | 0.95 | 45 | 0 | esc | 0.00097009 | 7.4999e-11 | 0.00097009 | 7.4999e-11 | 0.0027785 | 4.0447e-07 | 0.0094681 | 2.7014e-08
[120 empty] | 7.3.3.17.5 (Remote Grid) Updates to grid topology to minimize risk of ignition in HFTDs Remote GridWLDFRWire-to-wire contactAggregated | WLDFR | HFTD - Distribution - Tier 3 - 3QU CoRE ¦ 1QU LoRE | Non-Red Flag Warning - Destructive Fires | Wire-to-wire contact | Aggregated | 2033 | 7.7312e-08 | 423.2024 | 3.2719e-05 | 2033 | Mitigation | 0.95 | 45 | 0 | esc | 0.00097009 | 7.4999e-11 | 0.00097009 | 7.4999e-11 | 0.0027785 | 4.0447e-07 | 0.0094681 | 2.7014e-08
[120 empty] | 7.3.3.17.5 (Remote Grid) Updates to grid topology to minimize risk of ignition in HFTDs Remote GridWLDFRWire-to-wire contactAggregated | WLDFR | HFTD - Distribution - Tier 3 - 3QU CoRE ¦ 1QU LoRE | Non-Red Flag Warning - Destructive Fires | Wire-to-wire contact | Aggregated | 2034 | 7.7312e-08 | 423.2024 | 3.2719e-05 | 2034 | Mitigation | 0.95 | 45 | 0 | esc | 0.00097009 | 7.4999e-11 | 0.00097009 | 7.4999e-11 | 0.0027785 | 4.0447e-07 | 0 | 0
[120 empty] | 7.3.3.17.5 (Remote Grid) Updates to grid topology to minimize risk of ignition in HFTDs Remote GridWLDFRWire-to-wire contactAggregated | WLDFR | HFTD - Distribution - Tier 3 - 3QU CoRE ¦ 1QU LoRE | Non-Red Flag Warning - Destructive Fires | Wire-to-wire contact | Aggregated | 2035 | 7.7312e-08 | 423.2024 | 3.2719e-05 | 2035 | Mitigation | 0.95 | 45 | 0 | esc | 0.00097009 | 7.4999e-11 | 0.00097009 | 7.4999e-11 | 0.0027785 | 4.0447e-07 | 0 | 0
[120 empty] | 7.3.3.17.5 (Remote Grid) Updates to grid topology to minimize risk of ignition in HFTDs Remote GridWLDFRWire-to-wire contactAggregated | WLDFR | HFTD - Distribution - Tier 3 - 3QU CoRE ¦ 1QU LoRE | Non-Red Flag Warning - Destructive Fires | Wire-to-wire contact | Aggregated | 2036 | 7.7312e-08 | 423.2024 | 3.2719e-05 | 2036 | Mitigation | 0.95 | 45 | 0 | esc | 0.00097009 | 7.4999e-11 | 0.00097009 | 7.4999e-11 | 0.0027785 | 4.0447e-07 | 0.010598 | 8.4697e-10
[120 empty] | 7.3.3.17.5 (Remote Grid) Updates to grid topology to minimize risk of ignition in HFTDs Remote GridWLDFRWire-to-wire contactAggregated | WLDFR | HFTD - Distribution - Tier 3 - 3QU CoRE ¦ 1QU LoRE | Non-Red Flag Warning - Destructive Fires | Wire-to-wire contact | Aggregated | 2037 | 7.7312e-08 | 423.2024 | 3.2719e-05 | 2037 | Mitigation | 0.95 | 45 | 0 | esc | 0.00097009 | 7.4999e-11 | 0.00097009 | 7.4999e-11 | 0.0027785 | 4.0447e-07 | 0.010598 | 8.4697e-10
[120 empty] | 7.3.3.17.5 (Remote Grid) Updates to grid topology to minimize risk of ignition in HFTDs Remote GridWLDFRWire-to-wire contactAggregated | WLDFR | HFTD - Distribution - Tier 3 - 3QU CoRE ¦ 1QU LoRE | Non-Red Flag Warning - Destructive Fires | Wire-to-wire contact | Aggregated | 2038 | 7.7312e-08 | 423.2024 | 3.2719e-05 | 2038 | Mitigation | 0.95 | 45 | 0 | esc | 0.00097009 | 7.4999e-11 | 0.00097009 | 7.4999e-11 | 0.0027785 | 4.0447e-07 | 0.010598 | 8.4697e-10
[120 empty] | 7.3.3.17.5 (Remote Grid) Updates to grid topology to minimize risk of ignition in HFTDs Remote GridWLDFRWire-to-wire contactAggregated | WLDFR | HFTD - Distribution - Tier 3 - 3QU CoRE ¦ 1QU LoRE | Non-Red Flag Warning - Destructive Fires | Wire-to-wire contact | Aggregated | 2039 | 7.7312e-08 | 423.2024 | 3.2719e-05 | 2039 | Mitigation | 0.95 | 45 | 0 | esc | 0.00097009 | 7.4999e-11 | 0.00097009 | 7.4999e-11 | 0.0027785 | 4.0447e-07 | 0.010598 | 8.4697e-10
[120 empty] | 7.3.3.17.5 (Remote Grid) Updates to grid topology to minimize risk of ignition in HFTDs Remote GridWLDFRWire-to-wire contactAggregated | WLDFR | HFTD - Distribution - Tier 3 - 3QU CoRE ¦ 1QU LoRE | Non-Red Flag Warning - Destructive Fires | Wire-to-wire contact | Aggregated | 2040 | 7.7312e-08 | 423.2024 | 3.2719e-05 | 2040 | Mitigation | 0.95 | 45 | 0 | esc | 0.00097009 | 7.4999e-11 | 0.00097009 | 7.4999e-11 | 0.0027785 | 4.0447e-07 | 0.010598 | 8.4697e-10
[120 empty] | 7.3.3.17.5 (Remote Grid) Updates to grid topology to minimize risk of ignition in HFTDs Remote GridWLDFRWire-to-wire contactAggregated | WLDFR | HFTD - Distribution - Tier 3 - 3QU CoRE ¦ 1QU LoRE | Non-Red Flag Warning - Destructive Fires | Wire-to-wire contact | Aggregated | 2041 | 7.7312e-08 | 423.2024 | 3.2719e-05 | 2041 | Mitigation | 0.95 | 45 | 0 | esc | 0.00097009 | 7.4999e-11 | 0.00097009 | 7.4999e-11 | 0.0027785 | 4.0447e-07 | 0.010598 | 8.4697e-10
[120 empty] | 7.3.3.17.5 (Remote Grid) Updates to grid topology to minimize risk of ignition in HFTDs Remote GridWLDFRWire-to-wire contactAggregated | WLDFR | HFTD - Distribution - Tier 3 - 3QU CoRE ¦ 1QU LoRE | Non-Red Flag Warning - Destructive Fires | Wire-to-wire contact | Aggregated | 2042 | 7.7312e-08 | 423.2024 | 3.2719e-05 | 2042 | Mitigation | 0.95 | 45 | 0 | esc | 0.00097009 | 7.4999e-11 | 0.00097009 | 7.4999e-11 | 0.0027785 | 4.0447e-07 | 0.010598 | 8.4697e-10
[120 empty] | 7.3.3.17.5 (Remote Grid) Updates to grid topology to minimize risk of ignition in HFTDs Remote GridWLDFRWire-to-wire contactAggregated | WLDFR | HFTD - Distribution - Tier 3 - 3QU CoRE ¦ 1QU LoRE | Non-Red Flag Warning - Destructive Fires | Wire-to-wire contact | Aggregated | 2043 | 7.7312e-08 | 423.2024 | 3.2719e-05 | 2043 | Mitigation | 0.95 | 45 | 0 | esc | 0.00097009 | 7.4999e-11 | 0.00097009 | 7.4999e-11 | 0.0027785 | 4.0447e-07 | 0.010598 | 8.4697e-10
[120 empty] | 7.3.3.17.5 (Remote Grid) Updates to grid topology to minimize risk of ignition in HFTDs Remote GridWLDFRWire-to-wire contactAggregated | WLDFR | HFTD - Distribution - Tier 3 - 3QU CoRE ¦ 1QU LoRE | Non-Red Flag Warning - Destructive Fires | Wire-to-wire contact | Aggregated | 2044 | 7.7312e-08 | 423.2024 | 3.2719e-05 | 2044 | Mitigation | 0.95 | 45 | 0 | esc | 0.00097009 | 7.4999e-11 | 0.00097009 | 7.4999e-11 | 0.0027785 | 4.0447e-07 | 0.010598 | 8.4697e-10
[120 empty] | 7.3.3.17.5 (Remote Grid) Updates to grid topology to minimize risk of ignition in HFTDs Remote GridWLDFRWire-to-wire contactAggregated | WLDFR | HFTD - Distribution - Tier 3 - 3QU CoRE ¦ 1QU LoRE | Non-Red Flag Warning - Destructive Fires | Wire-to-wire contact | Aggregated | 2045 | 7.7312e-08 | 423.2024 | 3.2719e-05 | 2045 | Mitigation | 0.95 | 45 | 0 | esc | 0.00097009 | 7.4999e-11 | 0.00097009 | 7.4999e-11 | 0.0027785 | 4.0447e-07 | 0.010598 | 8.4697e-10
[120 empty] | 7.3.3.17.5 (Remote Grid) Updates to grid topology to minimize risk of ignition in HFTDs Remote GridWLDFRWire-to-wire contactAggregated | WLDFR | HFTD - Distribution - Tier 3 - 3QU CoRE ¦ 1QU LoRE | Non-Red Flag Warning - Destructive Fires | Wire-to-wire contact | Aggregated | 2046 | 7.7312e-08 | 423.2024 | 3.2719e-05 | 2046 | Mitigation | 0.95 | 45 | 0 | esc | 0.00097009 | 7.4999e-11 | 0.00097009 | 7.4999e-11 | 0.0027785 | 4.0447e-07 | 0.010598 | 8.4697e-10
[120 empty] | 7.3.3.17.5 (Remote Grid) Updates to grid topology to minimize risk of ignition in HFTDs Remote GridWLDFRWire-to-wire contactAggregated | WLDFR | HFTD - Distribution - Tier 3 - 3QU CoRE ¦ 1QU LoRE | Non-Red Flag Warning - Destructive Fires | Wire-to-wire contact | Aggregated | 2047 | 7.7312e-08 | 423.2024 | 3.2719e-05 | 2047 | Mitigation | 0.95 | 45 | 0 | esc | 0.00097009 | 7.4999e-11 | 0.00097009 | 7.4999e-11 | 0.0027785 | 4.0447e-07 | 0.010598 | 8.4697e-10
[120 empty] | 7.3.3.17.5 (Remote Grid) Updates to grid topology to minimize risk of ignition in HFTDs Remote GridWLDFRWire-to-wire contactAggregated | WLDFR | HFTD - Distribution - Tier 3 - 3QU CoRE ¦ 1QU LoRE | Non-Red Flag Warning - Destructive Fires | Wire-to-wire contact | Aggregated | 2048 | 7.7312e-08 | 423.2024 | 3.2719e-05 | 2048 | Mitigation | 0.95 | 45 | 0 | esc | 0.00097009 | 7.4999e-11 | 0.00097009 | 7.4999e-11 | 0 | 0 | 0.010598 | 8.4697e-10
[120 empty] | 7.3.3.17.5 (Remote Grid) Updates to grid topology to minimize risk of ignition in HFTDs Remote GridWLDFRWire-to-wire contactAggregated | WLDFR | HFTD - Distribution - Tier 3 - 3QU CoRE ¦ 1QU LoRE | Non-Red Flag Warning - Destructive Fires | Wire-to-wire contact | Aggregated | 2049 | 7.7312e-08 | 423.2024 | 3.2719e-05 | 2049 | Mitigation | 0.95 | 45 | 0 | esc | 0.00097009 | 7.4999e-11 | 0.00097009 | 7.4999e-11 | 0.0027785 | 5.6214e-09 | 0.010598 | 8.4697e-10
[120 empty] | 7.3.3.17.5 (Remote Grid) Updates to grid topology to minimize risk of ignition in HFTDs Remote GridWLDFRWire-to-wire contactAggregated | WLDFR | HFTD - Distribution - Tier 3 - 3QU CoRE ¦ 1QU LoRE | Non-Red Flag Warning - Destructive Fires | Wire-to-wire contact | Aggregated | 2050 | 7.7312e-08 | 423.2024 | 3.2719e-05 | 2050 | Mitigation | 0.95 | 45 | 0 | esc | 0.00097009 | 7.4999e-11 | 0.00097009 | 7.4999e-11 | 0.0027785 | 5.6214e-09 | 0.010598 | 8.4697e-10
[120 empty] | 7.3.3.17.5 (Remote Grid) Updates to grid topology to minimize risk of ignition in HFTDs Remote GridWLDFRWire-to-wire contactAggregated | WLDFR | HFTD - Distribution - Tier 3 - 3QU CoRE ¦ 1QU LoRE | Non-Red Flag Warning - Destructive Fires | Wire-to-wire contact | Aggregated | 2051 | 7.7312e-08 | 423.2024 | 3.2719e-05 | 2051 | Mitigation | 0.95 | 45 | 0 | esc | 0.00097009 | 7.4999e-11 | 0.00097009 | 7.4999e-11 | 0.0027785 | 5.6214e-09 | 0.010598 | 8.4697e-10
[120 empty] | 7.3.3.17.5 (Remote Grid) Updates to grid topology to minimize risk of ignition in HFTDs Remote GridWLDFRWire-to-wire contactAggregated | WLDFR | HFTD - Distribution - Tier 3 - 3QU CoRE ¦ 1QU LoRE | Non-Red Flag Warning - Destructive Fires | Wire-to-wire contact | Aggregated | 2052 | 7.7312e-08 | 423.2024 | 3.2719e-05 | 2052 | Mitigation | 0.95 | 45 | 0 | esc | 0.00097009 | 7.4999e-11 | 0.00097009 | 7.4999e-11 | 0.0027785 | 5.6214e-09 | 0.010598 | 8.4697e-10
[120 empty] | 7.3.3.17.5 (Remote Grid) Updates to grid topology to minimize risk of ignition in HFTDs Remote GridWLDFRWire-to-wire contactAggregated | WLDFR | HFTD - Distribution - Tier 3 - 3QU CoRE ¦ 1QU LoRE | Non-Red Flag Warning - Destructive Fires | Wire-to-wire contact | Aggregated | 2053 | 7.7312e-08 | 423.2024 | 3.2719e-05 | 2053 | Mitigation | 0.95 | 45 | 0 | esc | 0.00097009 | 7.4999e-11 | 0.00097009 | 7.4999e-11 | 0.0027785 | 5.6214e-09 | 0.010598 | 8.4697e-10
[120 empty] | 7.3.3.17.5 (Remote Grid) Updates to grid topology to minimize risk of ignition in HFTDs Remote GridWLDFRWire-to-wire contactAggregated | WLDFR | HFTD - Distribution - Tier 3 - 3QU CoRE ¦ 1QU LoRE | Non-Red Flag Warning - Destructive Fires | Wire-to-wire contact | Aggregated | 2054 | 7.7312e-08 | 423.2024 | 3.2719e-05 | 2054 | Mitigation | 0.95 | 45 | 0 | esc | 0.00097009 | 7.4999e-11 | 0.00097009 | 7.4999e-11 | 0.0027785 | 5.6214e-09 | 0.010598 | 8.4697e-10
[120 empty] | 7.3.3.17.5 (Remote Grid) Updates to grid topology to minimize risk of ignition in HFTDs Remote GridWLDFRWire-to-wire contactAggregated | WLDFR | HFTD - Distribution - Tier 3 - 3QU CoRE ¦ 1QU LoRE | Non-Red Flag Warning - Destructive Fires | Wire-to-wire contact | Aggregated | 2055 | 7.7312e-08 | 423.2024 | 3.2719e-05 | 2055 | Mitigation | 0.95 | 45 | 0 | esc | 0.00097009 | 7.4999e-11 | 0.00097009 | 7.4999e-11 | 0.0027785 | 5.6214e-09 | 0.010598 | 8.4697e-10
[120 empty] | 7.3.3.17.5 (Remote Grid) Updates to grid topology to minimize risk of ignition in HFTDs Remote GridWLDFRWire-to-wire contactAggregated | WLDFR | HFTD - Distribution - Tier 3 - 3QU CoRE ¦ 1QU LoRE | Non-Red Flag Warning - Destructive Fires | Wire-to-wire contact | Aggregated | 2056 | 7.7312e-08 | 423.2024 | 3.2719e-05 | 2056 | Mitigation | 0.95 | 45 | 0 | esc | 0.00097009 | 7.4999e-11 | 0.00097009 | 7.4999e-11 | 0.0027785 | 5.6214e-09 | 0.010598 | 8.4697e-10
[120 empty] | 7.3.3.17.5 (Remote Grid) Updates to grid topology to minimize risk of ignition in HFTDs Remote GridWLDFRWire-to-wire contactAggregated | WLDFR | HFTD - Distribution - Tier 3 - 3QU CoRE ¦ 1QU LoRE | Non-Red Flag Warning - Destructive Fires | Wire-to-wire contact | Aggregated | 2057 | 7.7312e-08 | 423.2024 | 3.2719e-05 | 2057 | Mitigation | 0.95 | 45 | 0 | esc | 0.00097009 | 7.4999e-11 | 0.00097009 | 7.4999e-11 | 0.0027785 | 5.6214e-09 | 0.010598 | 8.4697e-10
[120 empty] | 7.3.3.17.5 (Remote Grid) Updates to grid topology to minimize risk of ignition in HFTDs Remote GridWLDFRWire-to-wire contactAggregated | WLDFR | HFTD - Distribution - Tier 3 - 3QU CoRE ¦ 1QU LoRE | Non-Red Flag Warning - Destructive Fires | Wire-to-wire contact | Aggregated | 2058 | 7.7312e-08 | 423.2024 | 3.2719e-05 | 2058 | Mitigation | 0.95 | 45 | 0 | esc | 0.00097009 | 7.4999e-11 | 0.00097009 | 7.4999e-11 | 0.0027785 | 5.6214e-09 | 0.010598 | 8.4697e-10
[120 empty] | 7.3.3.17.5 (Remote Grid) Updates to grid topology to minimize risk of ignition in HFTDs Remote GridWLDFRWire-to-wire contactAggregated | WLDFR | HFTD - Distribution - Tier 3 - 3QU CoRE ¦ 1QU LoRE | Non-Red Flag Warning - Destructive Fires | Wire-to-wire contact | Aggregated | 2059 | 7.7312e-08 | 423.2024 | 3.2719e-05 | 2059 | Mitigation | 0.95 | 45 | 0 | esc | 0.00097009 | 7.4999e-11 | 0.00097009 | 7.4999e-11 | 0.0027785 | 5.6214e-09 | 0.010598 | 8.4697e-10
[120 empty] | 7.3.3.17.5 (Remote Grid) Updates to grid topology to minimize risk of ignition in HFTDs Remote GridWLDFRWire-to-wire contactAggregated | WLDFR | HFTD - Distribution - Tier 3 - 3QU CoRE ¦ 1QU LoRE | Non-Red Flag Warning - Destructive Fires | Wire-to-wire contact | Aggregated | 2060 | 7.7312e-08 | 423.2024 | 3.2719e-05 | 2060 | Mitigation | 0.95 | 45 | 0 | esc | 0.00097009 | 7.4999e-11 | 0.00097009 | 7.4999e-11 | 0.0027785 | 5.6214e-09 | 0.010598 | 8.4697e-10
[120 empty] | 7.3.3.17.5 (Remote Grid) Updates to grid topology to minimize risk of ignition in HFTDs Remote GridWLDFRWire-to-wire contactAggregated | WLDFR | HFTD - Distribution - Tier 3 - 3QU CoRE ¦ 1QU LoRE | Non-Red Flag Warning - Destructive Fires | Wire-to-wire contact | Aggregated | 2061 | 7.7312e-08 | 423.2024 | 3.2719e-05 | 2061 | Mitigation | 0.95 | 45 | 0 | esc | 0.00097009 | 7.4999e-11 | 0.00097009 | 7.4999e-11 | 0.0027785 | 5.6214e-09 | 0.010598 | 8.4697e-10
[120 empty] | 7.3.3.17.5 (Remote Grid) Updates to grid topology to minimize risk of ignition in HFTDs Remote GridWLDFRWire-to-wire contactAggregated | WLDFR | HFTD - Distribution - Tier 3 - 3QU CoRE ¦ 1QU LoRE | Non-Red Flag Warning - Destructive Fires | Wire-to-wire contact | Aggregated | 2062 | 7.7312e-08 | 423.2024 | 3.2719e-05 | 2062 | Mitigation | 0.95 | 45 | 0 | esc | 0.00097009 | 7.4999e-11 | 0.00097009 | 7.4999e-11 | 0.0027785 | 5.6214e-09 | 0.010598 | 8.4697e-10
[120 empty] | 7.3.3.17.5 (Remote Grid) Updates to grid topology to minimize risk of ignition in HFTDs Remote GridWLDFRWire-to-wire contactAggregated | WLDFR | HFTD - Distribution - Tier 3 - 3QU CoRE ¦ 1QU LoRE | Non-Red Flag Warning - Destructive Fires | Wire-to-wire contact | Aggregated | 2063 | 7.7312e-08 | 423.2024 | 3.2719e-05 | 2063 | Mitigation | 0.95 | 45 | 0 | esc | 0.00097009 | 7.4999e-11 | 0.00097009 | 7.4999e-11 | 0.0027785 | 5.6214e-09 | 0.010598 | 8.4697e-10
[120 empty] | 7.3.3.17.5 (Remote Grid) Updates to grid topology to minimize risk of ignition in HFTDs Remote GridWLDFRWire-to-wire contactAggregated | WLDFR | HFTD - Distribution - Tier 3 - 3QU CoRE ¦ 1QU LoRE | Non-Red Flag Warning - Destructive Fires | Wire-to-wire contact | Aggregated | 2064 | 7.7312e-08 | 423.2024 | 3.2719e-05 | 2064 | Mitigation | 0.95 | 45 | 0 | esc | 0.00097009 | 7.4999e-11 | 0.00097009 | 7.4999e-11 | 0.0027785 | 5.6214e-09 | 0.010598 | 8.4697e-10
[120 empty] | 7.3.3.17.5 (Remote Grid) Updates to grid topology to minimize risk of ignition in HFTDs Remote GridWLDFRWire-to-wire contactAggregated | WLDFR | HFTD - Distribution - Tier 3 - 3QU CoRE ¦ 1QU LoRE | Non-Red Flag Warning - Destructive Fires | Wire-to-wire contact | Aggregated | 2065 | 7.7312e-08 | 423.2024 | 3.2719e-05 | 2065 | Mitigation | 0.95 | 45 | 0 | esc | 0.00097009 | 7.4999e-11 | 0.00097009 | 7.4999e-11 | 0.0027785 | 5.6214e-09 | 0.010598 | 8.4697e-10
[120 empty] | 7.3.3.17.5 (Remote Grid) Updates to grid topology to minimize risk of ignition in HFTDs Remote GridWLDFRWire-to-wire contactAggregated | WLDFR | HFTD - Distribution - Tier 3 - 3QU CoRE ¦ 1QU LoRE | Non-Red Flag Warning - Destructive Fires | Wire-to-wire contact | Aggregated | 2066 | 7.7312e-08 | 423.2024 | 3.2719e-05 | 2066 | Mitigation | 0.95 | 45 | 0 | esc | 0.00097009 | 7.4999e-11 | 0.00097009 | 7.4999e-11 | 0.0027785 | 5.6214e-09 | 0 | 0
[120 empty] | 7.3.3.17.5 (Remote Grid) Updates to grid topology to minimize risk of ignition in HFTDs Remote GridWLDFRWire-to-wire contactAggregated | WLDFR | HFTD - Distribution - Tier 3 - 3QU CoRE ¦ 1QU LoRE | Non-Red Flag Warning - Destructive Fires | Wire-to-wire contact | Aggregated | 2067 | 7.7312e-08 | 423.2024 | 3.2719e-05 | 2067 | Mitigation | 0.95 | 45 | 0 | esc | 0 | 0 | 0.00097009 | 7.4999e-11 | 0.0027785 | 5.6214e-09 | 0 | 0
[120 empty] | 7.3.3.17.5 (Remote Grid) Updates to grid topology to minimize risk of ignition in HFTDs Remote GridWLDFRContact from objectAggregated | WLDFR | HFTD - Distribution - Tier 3 - 3QU CoRE ¦ 1QU LoRE | Non-Red Flag Warning - Large Fires | Contact from object | Aggregated | 2022 | 3.9898e-06 | 423.2024 | 0.0016885 | 2022 | Mitigation | 0.95 | 45 | 0 | esc | 0.00097009 | 3.8705e-09 | 0 | 0 | 0.0027785 | 5.6214e-09 | 0.0087991 | 4.1489e-08
[120 empty] | 7.3.3.17.5 (Remote Grid) Updates to grid topology to minimize risk of ignition in HFTDs Remote GridWLDFRContact from objectAggregated | WLDFR | HFTD - Distribution - Tier 3 - 3QU CoRE ¦ 1QU LoRE | Non-Red Flag Warning - Large Fires | Contact from object | Aggregated | 2023 | 3.9898e-06 | 423.2024 | 0.0016885 | 2023 | Mitigation | 0.95 | 45 | 0 | esc | 0.00097009 | 3.8705e-09 | 0.00097009 | 3.8705e-09 | 0.0027785 | 5.6214e-09 | 0.0087991 | 4.1489e-08
[120 empty] | 7.3.3.17.5 (Remote Grid) Updates to grid topology to minimize risk of ignition in HFTDs Remote GridWLDFRContact from objectAggregated | WLDFR | HFTD - Distribution - Tier 3 - 3QU CoRE ¦ 1QU LoRE | Non-Red Flag Warning - Large Fires | Contact from object | Aggregated | 2024 | 3.9898e-06 | 423.2024 | 0.0016885 | 2024 | Mitigation | 0.95 | 45 | 0 | esc | 0.00097009 | 3.8705e-09 | 0.00097009 | 3.8705e-09 | 0.0027785 | 5.6214e-09 | 0.0087991 | 4.1489e-08
[120 empty] | 7.3.3.17.5 (Remote Grid) Updates to grid topology to minimize risk of ignition in HFTDs Remote GridWLDFRContact from objectAggregated | WLDFR | HFTD - Distribution - Tier 3 - 3QU CoRE ¦ 1QU LoRE | Non-Red Flag Warning - Large Fires | Contact from object | Aggregated | 2025 | 3.9898e-06 | 423.2024 | 0.0016885 | 2025 | Mitigation | 0.95 | 45 | 0 | esc | 0.00097009 | 3.8705e-09 | 0.00097009 | 3.8705e-09 | 0.0027785 | 5.6214e-09 | 0.0087991 | 4.1489e-08
[120 empty] | 7.3.3.17.5 (Remote Grid) Updates to grid topology to minimize risk of ignition in HFTDs Remote GridWLDFRContact from objectAggregated | WLDFR | HFTD - Distribution - Tier 3 - 3QU CoRE ¦ 1QU LoRE | Non-Red Flag Warning - Large Fires | Contact from object | Aggregated | 2026 | 3.9898e-06 | 423.2024 | 0.0016885 | 2026 | Mitigation | 0.95 | 45 | 0 | esc | 0.00097009 | 3.8705e-09 | 0.00097009 | 3.8705e-09 | 0.0027785 | 5.6214e-09 | 0.0087991 | 4.1489e-08
[120 empty] | 7.3.3.17.5 (Remote Grid) Updates to grid topology to minimize risk of ignition in HFTDs Remote GridWLDFRContact from objectAggregated | WLDFR | HFTD - Distribution - Tier 3 - 3QU CoRE ¦ 1QU LoRE | Non-Red Flag Warning - Large Fires | Contact from object | Aggregated | 2027 | 3.9898e-06 | 423.2024 | 0.0016885 | 2027 | Mitigation | 0.95 | 45 | 0 | esc | 0.00097009 | 3.8705e-09 | 0.00097009 | 3.8705e-09 | 0.0027785 | 5.6214e-09 | 0.0087991 | 4.1489e-08
[120 empty] | 7.3.3.17.5 (Remote Grid) Updates to grid topology to minimize risk of ignition in HFTDs Remote GridWLDFRContact from objectAggregated | WLDFR | HFTD - Distribution - Tier 3 - 3QU CoRE ¦ 1QU LoRE | Non-Red Flag Warning - Large Fires | Contact from object | Aggregated | 2028 | 3.9898e-06 | 423.2024 | 0.0016885 | 2028 | Mitigation | 0.95 | 45 | 0 | esc | 0.00097009 | 3.8705e-09 | 0.00097009 | 3.8705e-09 | 0.0027785 | 5.6214e-09 | 0.0087991 | 4.1489e-08
[120 empty] | 7.3.3.17.5 (Remote Grid) Updates to grid topology to minimize risk of ignition in HFTDs Remote GridWLDFRContact from objectAggregated | WLDFR | HFTD - Distribution - Tier 3 - 3QU CoRE ¦ 1QU LoRE | Non-Red Flag Warning - Large Fires | Contact from object | Aggregated | 2029 | 3.9898e-06 | 423.2024 | 0.0016885 | 2029 | Mitigation | 0.95 | 45 | 0 | esc | 0.00097009 | 3.8705e-09 | 0.00097009 | 3.8705e-09 | 0.0027785 | 5.6214e-09 | 0.0087991 | 4.1489e-08
[120 empty] | 7.3.3.17.5 (Remote Grid) Updates to grid topology to minimize risk of ignition in HFTDs Remote GridWLDFRContact from objectAggregated | WLDFR | HFTD - Distribution - Tier 3 - 3QU CoRE ¦ 1QU LoRE | Non-Red Flag Warning - Large Fires | Contact from object | Aggregated | 2030 | 3.9898e-06 | 423.2024 | 0.0016885 | 2030 | Mitigation | 0.95 | 45 | 0 | esc | 0.00097009 | 3.8705e-09 | 0.00097009 | 3.8705e-09 | 0.0027785 | 5.6214e-09 | 0.0087991 | 4.1489e-08
[120 empty] | 7.3.3.17.5 (Remote Grid) Updates to grid topology to minimize risk of ignition in HFTDs Remote GridWLDFRContact from objectAggregated | WLDFR | HFTD - Distribution - Tier 3 - 3QU CoRE ¦ 1QU LoRE | Non-Red Flag Warning - Large Fires | Contact from object | Aggregated | 2031 | 3.9898e-06 | 423.2024 | 0.0016885 | 2031 | Mitigation | 0.95 | 45 | 0 | esc | 0.00097009 | 3.8705e-09 | 0.00097009 | 3.8705e-09 | 0.0027785 | 5.6214e-09 | 0.0087991 | 4.1489e-08
[120 empty] | 7.3.3.17.5 (Remote Grid) Updates to grid topology to minimize risk of ignition in HFTDs Remote GridWLDFRContact from objectAggregated | WLDFR | HFTD - Distribution - Tier 3 - 3QU CoRE ¦ 1QU LoRE | Non-Red Flag Warning - Large Fires | Contact from object | Aggregated | 2032 | 3.9898e-06 | 423.2024 | 0.0016885 | 2032 | Mitigation | 0.95 | 45 | 0 | esc | 0.00097009 | 3.8705e-09 | 0.00097009 | 3.8705e-09 | 0.0027785 | 5.6214e-09 | 0.0087991 | 4.1489e-08
[120 empty] | 7.3.3.17.5 (Remote Grid) Updates to grid topology to minimize risk of ignition in HFTDs Remote GridWLDFRContact from objectAggregated | WLDFR | HFTD - Distribution - Tier 3 - 3QU CoRE ¦ 1QU LoRE | Non-Red Flag Warning - Large Fires | Contact from object | Aggregated | 2033 | 3.9898e-06 | 423.2024 | 0.0016885 | 2033 | Mitigation | 0.95 | 45 | 0 | esc | 0.00097009 | 3.8705e-09 | 0.00097009 | 3.8705e-09 | 0.0027785 | 5.6214e-09 | 0.0087991 | 4.1489e-08
[120 empty] | 7.3.3.17.5 (Remote Grid) Updates to grid topology to minimize risk of ignition in HFTDs Remote GridWLDFRContact from objectAggregated | WLDFR | HFTD - Distribution - Tier 3 - 3QU CoRE ¦ 1QU LoRE | Non-Red Flag Warning - Large Fires | Contact from object | Aggregated | 2034 | 3.9898e-06 | 423.2024 | 0.0016885 | 2034 | Mitigation | 0.95 | 45 | 0 | esc | 0.00097009 | 3.8705e-09 | 0.00097009 | 3.8705e-09 | 0.0027785 | 5.6214e-09 | 0.0087991 | 4.1489e-08
[120 empty] | 7.3.3.17.5 (Remote Grid) Updates to grid topology to minimize risk of ignition in HFTDs Remote GridWLDFRContact from objectAggregated | WLDFR | HFTD - Distribution - Tier 3 - 3QU CoRE ¦ 1QU LoRE | Non-Red Flag Warning - Large Fires | Contact from object | Aggregated | 2035 | 3.9898e-06 | 423.2024 | 0.0016885 | 2035 | Mitigation | 0.95 | 45 | 0 | esc | 0.00097009 | 3.8705e-09 | 0.00097009 | 3.8705e-09 | 0.0027785 | 5.6214e-09 | 0.0087991 | 4.1489e-08
[120 empty] | 7.3.3.17.5 (Remote Grid) Updates to grid topology to minimize risk of ignition in HFTDs Remote GridWLDFRContact from objectAggregated | WLDFR | HFTD - Distribution - Tier 3 - 3QU CoRE ¦ 1QU LoRE | Non-Red Flag Warning - Large Fires | Contact from object | Aggregated | 2036 | 3.9898e-06 | 423.2024 | 0.0016885 | 2036 | Mitigation | 0.95 | 45 | 0 | esc | 0.00097009 | 3.8705e-09 | 0.00097009 | 3.8705e-09 | 0.0027785 | 5.6214e-09 | 0.0087991 | 4.1489e-08
[120 empty] | 7.3.3.17.5 (Remote Grid) Updates to grid topology to minimize risk of ignition in HFTDs Remote GridWLDFRContact from objectAggregated | WLDFR | HFTD - Distribution - Tier 3 - 3QU CoRE ¦ 1QU LoRE | Non-Red Flag Warning - Large Fires | Contact from object | Aggregated | 2037 | 3.9898e-06 | 423.2024 | 0.0016885 | 2037 | Mitigation | 0.95 | 45 | 0 | esc | 0.00097009 | 3.8705e-09 | 0.00097009 | 3.8705e-09 | 0.0027785 | 5.6214e-09 | 0.0087991 | 4.1489e-08
[120 empty] | 7.3.3.17.5 (Remote Grid) Updates to grid topology to minimize risk of ignition in HFTDs Remote GridWLDFRContact from objectAggregated | WLDFR | HFTD - Distribution - Tier 3 - 3QU CoRE ¦ 1QU LoRE | Non-Red Flag Warning - Large Fires | Contact from object | Aggregated | 2038 | 3.9898e-06 | 423.2024 | 0.0016885 | 2038 | Mitigation | 0.95 | 45 | 0 | esc | 0.00097009 | 3.8705e-09 | 0.00097009 | 3.8705e-09 | 0.0027785 | 5.6214e-09 | 0.0087991 | 4.1489e-08
[120 empty] | 7.3.3.17.5 (Remote Grid) Updates to grid topology to minimize risk of ignition in HFTDs Remote GridWLDFRContact from objectAggregated | WLDFR | HFTD - Distribution - Tier 3 - 3QU CoRE ¦ 1QU LoRE | Non-Red Flag Warning - Large Fires | Contact from object | Aggregated | 2039 | 3.9898e-06 | 423.2024 | 0.0016885 | 2039 | Mitigation | 0.95 | 45 | 0 | esc | 0.00097009 | 3.8705e-09 | 0.00097009 | 3.8705e-09 | 0.0027785 | 5.6214e-09 | 0.0087991 | 4.1489e-08
[120 empty] | 7.3.3.17.5 (Remote Grid) Updates to grid topology to minimize risk of ignition in HFTDs Remote GridWLDFRContact from objectAggregated | WLDFR | HFTD - Distribution - Tier 3 - 3QU CoRE ¦ 1QU LoRE | Non-Red Flag Warning - Large Fires | Contact from object | Aggregated | 2040 | 3.9898e-06 | 423.2024 | 0.0016885 | 2040 | Mitigation | 0.95 | 45 | 0 | esc | 0.00097009 | 3.8705e-09 | 0.00097009 | 3.8705e-09 | 0.0027785 | 5.6214e-09 | 0.0087991 | 4.1489e-08
[120 empty] | 7.3.3.17.5 (Remote Grid) Updates to grid topology to minimize risk of ignition in HFTDs Remote GridWLDFRContact from objectAggregated | WLDFR | HFTD - Distribution - Tier 3 - 3QU CoRE ¦ 1QU LoRE | Non-Red Flag Warning - Large Fires | Contact from object | Aggregated | 2041 | 3.9898e-06 | 423.2024 | 0.0016885 | 2041 | Mitigation | 0.95 | 45 | 0 | esc | 0.00097009 | 3.8705e-09 | 0.00097009 | 3.8705e-09 | 0.0027785 | 5.6214e-09 | 0.0087991 | 4.1489e-08
[120 empty] | 7.3.3.17.5 (Remote Grid) Updates to grid topology to minimize risk of ignition in HFTDs Remote GridWLDFRContact from objectAggregated | WLDFR | HFTD - Distribution - Tier 3 - 3QU CoRE ¦ 1QU LoRE | Non-Red Flag Warning - Large Fires | Contact from object | Aggregated | 2042 | 3.9898e-06 | 423.2024 | 0.0016885 | 2042 | Mitigation | 0.95 | 45 | 0 | esc | 0.00097009 | 3.8705e-09 | 0.00097009 | 3.8705e-09 | 0.0027785 | 5.6214e-09 | 0.0087991 | 4.1489e-08
[120 empty] | 7.3.3.17.5 (Remote Grid) Updates to grid topology to minimize risk of ignition in HFTDs Remote GridWLDFRContact from objectAggregated | WLDFR | HFTD - Distribution - Tier 3 - 3QU CoRE ¦ 1QU LoRE | Non-Red Flag Warning - Large Fires | Contact from object | Aggregated | 2043 | 3.9898e-06 | 423.2024 | 0.0016885 | 2043 | Mitigation | 0.95 | 45 | 0 | esc | 0.00097009 | 3.8705e-09 | 0.00097009 | 3.8705e-09 | 0.0027785 | 5.6214e-09 | 0.0087991 | 4.1489e-08
[120 empty] | 7.3.3.17.5 (Remote Grid) Updates to grid topology to minimize risk of ignition in HFTDs Remote GridWLDFRContact from objectAggregated | WLDFR | HFTD - Distribution - Tier 3 - 3QU CoRE ¦ 1QU LoRE | Non-Red Flag Warning - Large Fires | Contact from object | Aggregated | 2044 | 3.9898e-06 | 423.2024 | 0.0016885 | 2044 | Mitigation | 0.95 | 45 | 0 | esc | 0.00097009 | 3.8705e-09 | 0.00097009 | 3.8705e-09 | 0.0027785 | 5.6214e-09 | 0.0087991 | 4.1489e-08
[120 empty] | 7.3.3.17.5 (Remote Grid) Updates to grid topology to minimize risk of ignition in HFTDs Remote GridWLDFRContact from objectAggregated | WLDFR | HFTD - Distribution - Tier 3 - 3QU CoRE ¦ 1QU LoRE | Non-Red Flag Warning - Large Fires | Contact from object | Aggregated | 2045 | 3.9898e-06 | 423.2024 | 0.0016885 | 2045 | Mitigation | 0.95 | 45 | 0 | esc | 0.00097009 | 3.8705e-09 | 0.00097009 | 3.8705e-09 | 0.0027785 | 5.6214e-09 | 0.0087991 | 4.1489e-08
[120 empty] | 7.3.3.17.5 (Remote Grid) Updates to grid topology to minimize risk of ignition in HFTDs Remote GridWLDFRContact from objectAggregated | WLDFR | HFTD - Distribution - Tier 3 - 3QU CoRE ¦ 1QU LoRE | Non-Red Flag Warning - Large Fires | Contact from object | Aggregated | 2046 | 3.9898e-06 | 423.2024 | 0.0016885 | 2046 | Mitigation | 0.95 | 45 | 0 | esc | 0.00097009 | 3.8705e-09 | 0.00097009 | 3.8705e-09 | 0.0027785 | 5.6214e-09 | 0.0087991 | 4.1489e-08
[120 empty] | 7.3.3.17.5 (Remote Grid) Updates to grid topology to minimize risk of ignition in HFTDs Remote GridWLDFRContact from objectAggregated | WLDFR | HFTD - Distribution - Tier 3 - 3QU CoRE ¦ 1QU LoRE | Non-Red Flag Warning - Large Fires | Contact from object | Aggregated | 2047 | 3.9898e-06 | 423.2024 | 0.0016885 | 2047 | Mitigation | 0.95 | 45 | 0 | esc | 0.00097009 | 3.8705e-09 | 0.00097009 | 3.8705e-09 | 0.0027785 | 5.6214e-09 | 0.0087991 | 4.1489e-08
[120 empty] | 7.3.3.17.5 (Remote Grid) Updates to grid topology to minimize risk of ignition in HFTDs Remote GridWLDFRContact from objectAggregated | WLDFR | HFTD - Distribution - Tier 3 - 3QU CoRE ¦ 1QU LoRE | Non-Red Flag Warning - Large Fires | Contact from object | Aggregated | 2048 | 3.9898e-06 | 423.2024 | 0.0016885 | 2048 | Mitigation | 0.95 | 45 | 0 | esc | 0.00097009 | 3.8705e-09 | 0.00097009 | 3.8705e-09 | 0.0027785 | 5.6214e-09 | 0.0087991 | 4.1489e-08
[120 empty] | 7.3.3.17.5 (Remote Grid) Updates to grid topology to minimize risk of ignition in HFTDs Remote GridWLDFRContact from objectAggregated | WLDFR | HFTD - Distribution - Tier 3 - 3QU CoRE ¦ 1QU LoRE | Non-Red Flag Warning - Large Fires | Contact from object | Aggregated | 2049 | 3.9898e-06 | 423.2024 | 0.0016885 | 2049 | Mitigation | 0.95 | 45 | 0 | esc | 0.00097009 | 3.8705e-09 | 0.00097009 | 3.8705e-09 | 0.0027785 | 5.6214e-09 | 0.0087991 | 4.1489e-08
[120 empty] | 7.3.3.17.5 (Remote Grid) Updates to grid topology to minimize risk of ignition in HFTDs Remote GridWLDFRContact from objectAggregated | WLDFR | HFTD - Distribution - Tier 3 - 3QU CoRE ¦ 1QU LoRE | Non-Red Flag Warning - Large Fires | Contact from object | Aggregated | 2050 | 3.9898e-06 | 423.2024 | 0.0016885 | 2050 | Mitigation | 0.95 | 45 | 0 | esc | 0.00097009 | 3.8705e-09 | 0.00097009 | 3.8705e-09 | 0.0027785 | 5.6214e-09 | 0.0087991 | 4.1489e-08
[120 empty] | 7.3.3.17.5 (Remote Grid) Updates to grid topology to minimize risk of ignition in HFTDs Remote GridWLDFRContact from objectAggregated | WLDFR | HFTD - Distribution - Tier 3 - 3QU CoRE ¦ 1QU LoRE | Non-Red Flag Warning - Large Fires | Contact from object | Aggregated | 2051 | 3.9898e-06 | 423.2024 | 0.0016885 | 2051 | Mitigation | 0.95 | 45 | 0 | esc | 0.00097009 | 3.8705e-09 | 0.00097009 | 3.8705e-09 | 0.0027785 | 5.6214e-09 | 0.0087991 | 4.1489e-08
[120 empty] | 7.3.3.17.5 (Remote Grid) Updates to grid topology to minimize risk of ignition in HFTDs Remote GridWLDFRContact from objectAggregated | WLDFR | HFTD - Distribution - Tier 3 - 3QU CoRE ¦ 1QU LoRE | Non-Red Flag Warning - Large Fires | Contact from object | Aggregated | 2052 | 3.9898e-06 | 423.2024 | 0.0016885 | 2052 | Mitigation | 0.95 | 45 | 0 | esc | 0.00097009 | 3.8705e-09 | 0.00097009 | 3.8705e-09 | 0 | 0 | 0 | 0
[120 empty] | 7.3.3.17.5 (Remote Grid) Updates to grid topology to minimize risk of ignition in HFTDs Remote GridWLDFRContact from objectAggregated | WLDFR | HFTD - Distribution - Tier 3 - 3QU CoRE ¦ 1QU LoRE | Non-Red Flag Warning - Large Fires | Contact from object | Aggregated | 2053 | 3.9898e-06 | 423.2024 | 0.0016885 | 2053 | Mitigation | 0.95 | 45 | 0 | esc | 0.00097009 | 3.8705e-09 | 0.00097009 | 3.8705e-09 | 0.0027785 | 2.0909e-08 | 0 | 0
[120 empty] | 7.3.3.17.5 (Remote Grid) Updates to grid topology to minimize risk of ignition in HFTDs Remote GridWLDFRContact from objectAggregated | WLDFR | HFTD - Distribution - Tier 3 - 3QU CoRE ¦ 1QU LoRE | Non-Red Flag Warning - Large Fires | Contact from object | Aggregated | 2054 | 3.9898e-06 | 423.2024 | 0.0016885 | 2054 | Mitigation | 0.95 | 45 | 0 | esc | 0.00097009 | 3.8705e-09 | 0.00097009 | 3.8705e-09 | 0.0027785 | 2.0909e-08 | 0.00988 | 2.1385e-08
[120 empty] | 7.3.3.17.5 (Remote Grid) Updates to grid topology to minimize risk of ignition in HFTDs Remote GridWLDFRContact from objectAggregated | WLDFR | HFTD - Distribution - Tier 3 - 3QU CoRE ¦ 1QU LoRE | Non-Red Flag Warning - Large Fires | Contact from object | Aggregated | 2055 | 3.9898e-06 | 423.2024 | 0.0016885 | 2055 | Mitigation | 0.95 | 45 | 0 | esc | 0.00097009 | 3.8705e-09 | 0.00097009 | 3.8705e-09 | 0.0027785 | 2.0909e-08 | 0.00988 | 2.1385e-08
[120 empty] | 7.3.3.17.5 (Remote Grid) Updates to grid topology to minimize risk of ignition in HFTDs Remote GridWLDFRContact from objectAggregated | WLDFR | HFTD - Distribution - Tier 3 - 3QU CoRE ¦ 1QU LoRE | Non-Red Flag Warning - Large Fires | Contact from object | Aggregated | 2056 | 3.9898e-06 | 423.2024 | 0.0016885 | 2056 | Mitigation | 0.95 | 45 | 0 | esc | 0.00097009 | 3.8705e-09 | 0.00097009 | 3.8705e-09 | 0.0027785 | 2.0909e-08 | 0.00988 | 2.1385e-08
[120 empty] | 7.3.3.17.5 (Remote Grid) Updates to grid topology to minimize risk of ignition in HFTDs Remote GridWLDFRContact from objectAggregated | WLDFR | HFTD - Distribution - Tier 3 - 3QU CoRE ¦ 1QU LoRE | Non-Red Flag Warning - Large Fires | Contact from object | Aggregated | 2057 | 3.9898e-06 | 423.2024 | 0.0016885 | 2057 | Mitigation | 0.95 | 45 | 0 | esc | 0.00097009 | 3.8705e-09 | 0.00097009 | 3.8705e-09 | 0.0027785 | 2.0909e-08 | 0.00988 | 2.1385e-08
[120 empty] | 7.3.3.17.5 (Remote Grid) Updates to grid topology to minimize risk of ignition in HFTDs Remote GridWLDFRContact from objectAggregated | WLDFR | HFTD - Distribution - Tier 3 - 3QU CoRE ¦ 1QU LoRE | Non-Red Flag Warning - Large Fires | Contact from object | Aggregated | 2058 | 3.9898e-06 | 423.2024 | 0.0016885 | 2058 | Mitigation | 0.95 | 45 | 0 | esc | 0.00097009 | 3.8705e-09 | 0.00097009 | 3.8705e-09 | 0.0027785 | 2.0909e-08 | 0.00988 | 2.1385e-08
[120 empty] | 7.3.3.17.5 (Remote Grid) Updates to grid topology to minimize risk of ignition in HFTDs Remote GridWLDFRContact from objectAggregated | WLDFR | HFTD - Distribution - Tier 3 - 3QU CoRE ¦ 1QU LoRE | Non-Red Flag Warning - Large Fires | Contact from object | Aggregated | 2059 | 3.9898e-06 | 423.2024 | 0.0016885 | 2059 | Mitigation | 0.95 | 45 | 0 | esc | 0.00097009 | 3.8705e-09 | 0.00097009 | 3.8705e-09 | 0.0027785 | 2.0909e-08 | 0.00988 | 2.1385e-08
[120 empty] | 7.3.3.17.5 (Remote Grid) Updates to grid topology to minimize risk of ignition in HFTDs Remote GridWLDFRContact from objectAggregated | WLDFR | HFTD - Distribution - Tier 3 - 3QU CoRE ¦ 1QU LoRE | Non-Red Flag Warning - Large Fires | Contact from object | Aggregated | 2060 | 3.9898e-06 | 423.2024 | 0.0016885 | 2060 | Mitigation | 0.95 | 45 | 0 | esc | 0.00097009 | 3.8705e-09 | 0.00097009 | 3.8705e-09 | 0.0027785 | 2.0909e-08 | 0.00988 | 2.1385e-08
[120 empty] | 7.3.3.17.5 (Remote Grid) Updates to grid topology to minimize risk of ignition in HFTDs Remote GridWLDFRContact from objectAggregated | WLDFR | HFTD - Distribution - Tier 3 - 3QU CoRE ¦ 1QU LoRE | Non-Red Flag Warning - Large Fires | Contact from object | Aggregated | 2061 | 3.9898e-06 | 423.2024 | 0.0016885 | 2061 | Mitigation | 0.95 | 45 | 0 | esc | 0.00097009 | 3.8705e-09 | 0.00097009 | 3.8705e-09 | 0.0027785 | 2.0909e-08 | 0.00988 | 2.1385e-08
[120 empty] | 7.3.3.17.5 (Remote Grid) Updates to grid topology to minimize risk of ignition in HFTDs Remote GridWLDFRContact from objectAggregated | WLDFR | HFTD - Distribution - Tier 3 - 3QU CoRE ¦ 1QU LoRE | Non-Red Flag Warning - Large Fires | Contact from object | Aggregated | 2062 | 3.9898e-06 | 423.2024 | 0.0016885 | 2062 | Mitigation | 0.95 | 45 | 0 | esc | 0.00097009 | 3.8705e-09 | 0.00097009 | 3.8705e-09 | 0.0027785 | 2.0909e-08 | 0.00988 | 2.1385e-08
[120 empty] | 7.3.3.17.5 (Remote Grid) Updates to grid topology to minimize risk of ignition in HFTDs Remote GridWLDFRContact from objectAggregated | WLDFR | HFTD - Distribution - Tier 3 - 3QU CoRE ¦ 1QU LoRE | Non-Red Flag Warning - Large Fires | Contact from object | Aggregated | 2063 | 3.9898e-06 | 423.2024 | 0.0016885 | 2063 | Mitigation | 0.95 | 45 | 0 | esc | 0.00097009 | 3.8705e-09 | 0.00097009 | 3.8705e-09 | 0.0027785 | 2.0909e-08 | 0.00988 | 2.1385e-08
[120 empty] | 7.3.3.17.5 (Remote Grid) Updates to grid topology to minimize risk of ignition in HFTDs Remote GridWLDFRContact from objectAggregated | WLDFR | HFTD - Distribution - Tier 3 - 3QU CoRE ¦ 1QU LoRE | Non-Red Flag Warning - Large Fires | Contact from object | Aggregated | 2064 | 3.9898e-06 | 423.2024 | 0.0016885 | 2064 | Mitigation | 0.95 | 45 | 0 | esc | 0.00097009 | 3.8705e-09 | 0.00097009 | 3.8705e-09 | 0.0027785 | 2.0909e-08 | 0.00988 | 2.1385e-08
[120 empty] | 7.3.3.17.5 (Remote Grid) Updates to grid topology to minimize risk of ignition in HFTDs Remote GridWLDFRContact from objectAggregated | WLDFR | HFTD - Distribution - Tier 3 - 3QU CoRE ¦ 1QU LoRE | Non-Red Flag Warning - Large Fires | Contact from object | Aggregated | 2065 | 3.9898e-06 | 423.2024 | 0.0016885 | 2065 | Mitigation | 0.95 | 45 | 0 | esc | 0.00097009 | 3.8705e-09 | 0.00097009 | 3.8705e-09 | 0.0027785 | 2.0909e-08 | 0.00988 | 2.1385e-08
[120 empty] | 7.3.3.17.5 (Remote Grid) Updates to grid topology to minimize risk of ignition in HFTDs Remote GridWLDFRContact from objectAggregated | WLDFR | HFTD - Distribution - Tier 3 - 3QU CoRE ¦ 1QU LoRE | Non-Red Flag Warning - Large Fires | Contact from object | Aggregated | 2066 | 3.9898e-06 | 423.2024 | 0.0016885 | 2066 | Mitigation | 0.95 | 45 | 0 | esc | 0.00097009 | 3.8705e-09 | 0.00097009 | 3.8705e-09 | 0.0027785 | 2.0909e-08 | 0.00988 | 2.1385e-08
[120 empty] | 7.3.3.17.5 (Remote Grid) Updates to grid topology to minimize risk of ignition in HFTDs Remote GridWLDFRContact from objectAggregated | WLDFR | HFTD - Distribution - Tier 3 - 3QU CoRE ¦ 1QU LoRE | Non-Red Flag Warning - Large Fires | Contact from object | Aggregated | 2067 | 3.9898e-06 | 423.2024 | 0.0016885 | 2067 | Mitigation | 0.95 | 45 | 0 | esc | 0 | 0 | 0.00097009 | 3.8705e-09 | 0.0027785 | 2.0909e-08 | 0.00988 | 2.1385e-08
[120 empty] | 7.3.3.17.5 (Remote Grid) Updates to grid topology to minimize risk of ignition in HFTDs Remote GridWLDFRContaminationAggregated | WLDFR | HFTD - Distribution - Tier 3 - 3QU CoRE ¦ 1QU LoRE | Non-Red Flag Warning - Large Fires | Contamination | Aggregated | 2022 | 7.7112e-08 | 423.2024 | 3.2634e-05 | 2022 | Mitigation | 0.95 | 45 | 0 | esc | 0.00097009 | 7.4806e-11 | 0 | 0 | 0.0027785 | 2.0909e-08 | 0.00988 | 2.1385e-08
[120 empty] | 7.3.3.17.5 (Remote Grid) Updates to grid topology to minimize risk of ignition in HFTDs Remote GridWLDFRContaminationAggregated | WLDFR | HFTD - Distribution - Tier 3 - 3QU CoRE ¦ 1QU LoRE | Non-Red Flag Warning - Large Fires | Contamination | Aggregated | 2023 | 7.7112e-08 | 423.2024 | 3.2634e-05 | 2023 | Mitigation | 0.95 | 45 | 0 | esc | 0.00097009 | 7.4806e-11 | 0.00097009 | 7.4806e-11 | 0.0027785 | 2.0909e-08 | 0.00988 | 2.1385e-08
[120 empty] | 7.3.3.17.5 (Remote Grid) Updates to grid topology to minimize risk of ignition in HFTDs Remote GridWLDFRContaminationAggregated | WLDFR | HFTD - Distribution - Tier 3 - 3QU CoRE ¦ 1QU LoRE | Non-Red Flag Warning - Large Fires | Contamination | Aggregated | 2024 | 7.7112e-08 | 423.2024 | 3.2634e-05 | 2024 | Mitigation | 0.95 | 45 | 0 | esc | 0.00097009 | 7.4806e-11 | 0.00097009 | 7.4806e-11 | 0.0027785 | 2.0909e-08 | 0.00988 | 2.1385e-08
[120 empty] | 7.3.3.17.5 (Remote Grid) Updates to grid topology to minimize risk of ignition in HFTDs Remote GridWLDFRContaminationAggregated | WLDFR | HFTD - Distribution - Tier 3 - 3QU CoRE ¦ 1QU LoRE | Non-Red Flag Warning - Large Fires | Contamination | Aggregated | 2025 | 7.7112e-08 | 423.2024 | 3.2634e-05 | 2025 | Mitigation | 0.95 | 45 | 0 | esc | 0.00097009 | 7.4806e-11 | 0.00097009 | 7.4806e-11 | 0.0027785 | 2.0909e-08 | 0.00988 | 2.1385e-08
[120 empty] | 7.3.3.17.5 (Remote Grid) Updates to grid topology to minimize risk of ignition in HFTDs Remote GridWLDFRContaminationAggregated | WLDFR | HFTD - Distribution - Tier 3 - 3QU CoRE ¦ 1QU LoRE | Non-Red Flag Warning - Large Fires | Contamination | Aggregated | 2026 | 7.7112e-08 | 423.2024 | 3.2634e-05 | 2026 | Mitigation | 0.95 | 45 | 0 | esc | 0.00097009 | 7.4806e-11 | 0.00097009 | 7.4806e-11 | 0.0027785 | 2.0909e-08 | 0.00988 | 2.1385e-08
[120 empty] | 7.3.3.17.5 (Remote Grid) Updates to grid topology to minimize risk of ignition in HFTDs Remote GridWLDFRContaminationAggregated | WLDFR | HFTD - Distribution - Tier 3 - 3QU CoRE ¦ 1QU LoRE | Non-Red Flag Warning - Large Fires | Contamination | Aggregated | 2027 | 7.7112e-08 | 423.2024 | 3.2634e-05 | 2027 | Mitigation | 0.95 | 45 | 0 | esc | 0.00097009 | 7.4806e-11 | 0.00097009 | 7.4806e-11 | 0.0027785 | 2.0909e-08 | 0.00988 | 2.1385e-08
[120 empty] | 7.3.3.17.5 (Remote Grid) Updates to grid topology to minimize risk of ignition in HFTDs Remote GridWLDFRContaminationAggregated | WLDFR | HFTD - Distribution - Tier 3 - 3QU CoRE ¦ 1QU LoRE | Non-Red Flag Warning - Large Fires | Contamination | Aggregated | 2028 | 7.7112e-08 | 423.2024 | 3.2634e-05 | 2028 | Mitigation | 0.95 | 45 | 0 | esc | 0.00097009 | 7.4806e-11 | 0.00097009 | 7.4806e-11 | 0.0027785 | 2.0909e-08 | 0.00988 | 2.1385e-08
[120 empty] | 7.3.3.17.5 (Remote Grid) Updates to grid topology to minimize risk of ignition in HFTDs Remote GridWLDFRContaminationAggregated | WLDFR | HFTD - Distribution - Tier 3 - 3QU CoRE ¦ 1QU LoRE | Non-Red Flag Warning - Large Fires | Contamination | Aggregated | 2029 | 7.7112e-08 | 423.2024 | 3.2634e-05 | 2029 | Mitigation | 0.95 | 45 | 0 | esc | 0.00097009 | 7.4806e-11 | 0.00097009 | 7.4806e-11 | 0.0027785 | 2.0909e-08 | 0.00988 | 2.1385e-08
[120 empty] | 7.3.3.17.5 (Remote Grid) Updates to grid topology to minimize risk of ignition in HFTDs Remote GridWLDFRContaminationAggregated | WLDFR | HFTD - Distribution - Tier 3 - 3QU CoRE ¦ 1QU LoRE | Non-Red Flag Warning - Large Fires | Contamination | Aggregated | 2030 | 7.7112e-08 | 423.2024 | 3.2634e-05 | 2030 | Mitigation | 0.95 | 45 | 0 | esc | 0.00097009 | 7.4806e-11 | 0.00097009 | 7.4806e-11 | 0.0027785 | 2.0909e-08 | 0.00988 | 2.1385e-08
[120 empty] | 7.3.3.17.5 (Remote Grid) Updates to grid topology to minimize risk of ignition in HFTDs Remote GridWLDFRContaminationAggregated | WLDFR | HFTD - Distribution - Tier 3 - 3QU CoRE ¦ 1QU LoRE | Non-Red Flag Warning - Large Fires | Contamination | Aggregated | 2031 | 7.7112e-08 | 423.2024 | 3.2634e-05 | 2031 | Mitigation | 0.95 | 45 | 0 | esc | 0.00097009 | 7.4806e-11 | 0.00097009 | 7.4806e-11 | 0.0027785 | 2.0909e-08 | 0.00988 | 2.1385e-08
[120 empty] | 7.3.3.17.5 (Remote Grid) Updates to grid topology to minimize risk of ignition in HFTDs Remote GridWLDFRContaminationAggregated | WLDFR | HFTD - Distribution - Tier 3 - 3QU CoRE ¦ 1QU LoRE | Non-Red Flag Warning - Large Fires | Contamination | Aggregated | 2032 | 7.7112e-08 | 423.2024 | 3.2634e-05 | 2032 | Mitigation | 0.95 | 45 | 0 | esc | 0.00097009 | 7.4806e-11 | 0.00097009 | 7.4806e-11 | 0.0027785 | 2.0909e-08 | 0.00988 | 2.1385e-08
[120 empty] | 7.3.3.17.5 (Remote Grid) Updates to grid topology to minimize risk of ignition in HFTDs Remote GridWLDFRContaminationAggregated | WLDFR | HFTD - Distribution - Tier 3 - 3QU CoRE ¦ 1QU LoRE | Non-Red Flag Warning - Large Fires | Contamination | Aggregated | 2033 | 7.7112e-08 | 423.2024 | 3.2634e-05 | 2033 | Mitigation | 0.95 | 45 | 0 | esc | 0.00097009 | 7.4806e-11 | 0.00097009 | 7.4806e-11 | 0.0027785 | 2.0909e-08 | 0.00988 | 2.1385e-08
[120 empty] | 7.3.3.17.5 (Remote Grid) Updates to grid topology to minimize risk of ignition in HFTDs Remote GridWLDFRContaminationAggregated | WLDFR | HFTD - Distribution - Tier 3 - 3QU CoRE ¦ 1QU LoRE | Non-Red Flag Warning - Large Fires | Contamination | Aggregated | 2034 | 7.7112e-08 | 423.2024 | 3.2634e-05 | 2034 | Mitigation | 0.95 | 45 | 0 | esc | 0.00097009 | 7.4806e-11 | 0.00097009 | 7.4806e-11 | 0.0027785 | 2.0909e-08 | 0.00988 | 2.1385e-08
[120 empty] | 7.3.3.17.5 (Remote Grid) Updates to grid topology to minimize risk of ignition in HFTDs Remote GridWLDFRContaminationAggregated | WLDFR | HFTD - Distribution - Tier 3 - 3QU CoRE ¦ 1QU LoRE | Non-Red Flag Warning - Large Fires | Contamination | Aggregated | 2035 | 7.7112e-08 | 423.2024 | 3.2634e-05 | 2035 | Mitigation | 0.95 | 45 | 0 | esc | 0.00097009 | 7.4806e-11 | 0.00097009 | 7.4806e-11 | 0.0027785 | 2.0909e-08 | 0.00988 | 2.1385e-08
[120 empty] | 7.3.3.17.5 (Remote Grid) Updates to grid topology to minimize risk of ignition in HFTDs Remote GridWLDFRContaminationAggregated | WLDFR | HFTD - Distribution - Tier 3 - 3QU CoRE ¦ 1QU LoRE | Non-Red Flag Warning - Large Fires | Contamination | Aggregated | 2036 | 7.7112e-08 | 423.2024 | 3.2634e-05 | 2036 | Mitigation | 0.95 | 45 | 0 | esc | 0.00097009 | 7.4806e-11 | 0.00097009 | 7.4806e-11 | 0.0027785 | 2.0909e-08 | 0.00988 | 2.1385e-08
[120 empty] | 7.3.3.17.5 (Remote Grid) Updates to grid topology to minimize risk of ignition in HFTDs Remote GridWLDFRContaminationAggregated | WLDFR | HFTD - Distribution - Tier 3 - 3QU CoRE ¦ 1QU LoRE | Non-Red Flag Warning - Large Fires | Contamination | Aggregated | 2037 | 7.7112e-08 | 423.2024 | 3.2634e-05 | 2037 | Mitigation | 0.95 | 45 | 0 | esc | 0.00097009 | 7.4806e-11 | 0.00097009 | 7.4806e-11 | 0.0027785 | 2.0909e-08 | 0.00988 | 2.1385e-08
[120 empty] | 7.3.3.17.5 (Remote Grid) Updates to grid topology to minimize risk of ignition in HFTDs Remote GridWLDFRContaminationAggregated | WLDFR | HFTD - Distribution - Tier 3 - 3QU CoRE ¦ 1QU LoRE | Non-Red Flag Warning - Large Fires | Contamination | Aggregated | 2038 | 7.7112e-08 | 423.2024 | 3.2634e-05 | 2038 | Mitigation | 0.95 | 45 | 0 | esc | 0.00097009 | 7.4806e-11 | 0.00097009 | 7.4806e-11 | 0.0027785 | 2.0909e-08 | 0 | 0
[120 empty] | 7.3.3.17.5 (Remote Grid) Updates to grid topology to minimize risk of ignition in HFTDs Remote GridWLDFRContaminationAggregated | WLDFR | HFTD - Distribution - Tier 3 - 3QU CoRE ¦ 1QU LoRE | Non-Red Flag Warning - Large Fires | Contamination | Aggregated | 2039 | 7.7112e-08 | 423.2024 | 3.2634e-05 | 2039 | Mitigation | 0.95 | 45 | 0 | esc | 0.00097009 | 7.4806e-11 | 0.00097009 | 7.4806e-11 | 0.0027785 | 2.0909e-08 | 0 | 0
[120 empty] | 7.3.3.17.5 (Remote Grid) Updates to grid topology to minimize risk of ignition in HFTDs Remote GridWLDFRContaminationAggregated | WLDFR | HFTD - Distribution - Tier 3 - 3QU CoRE ¦ 1QU LoRE | Non-Red Flag Warning - Large Fires | Contamination | Aggregated | 2040 | 7.7112e-08 | 423.2024 | 3.2634e-05 | 2040 | Mitigation | 0.95 | 45 | 0 | esc | 0.00097009 | 7.4806e-11 | 0.00097009 | 7.4806e-11 | 0.0027785 | 2.0909e-08 | 0.0085129 | 1.5135e-08
[120 empty] | 7.3.3.17.5 (Remote Grid) Updates to grid topology to minimize risk of ignition in HFTDs Remote GridWLDFRContaminationAggregated | WLDFR | HFTD - Distribution - Tier 3 - 3QU CoRE ¦ 1QU LoRE | Non-Red Flag Warning - Large Fires | Contamination | Aggregated | 2041 | 7.7112e-08 | 423.2024 | 3.2634e-05 | 2041 | Mitigation | 0.95 | 45 | 0 | esc | 0.00097009 | 7.4806e-11 | 0.00097009 | 7.4806e-11 | 0.0027785 | 2.0909e-08 | 0.0085129 | 1.5135e-08
[120 empty] | 7.3.3.17.5 (Remote Grid) Updates to grid topology to minimize risk of ignition in HFTDs Remote GridWLDFRContaminationAggregated | WLDFR | HFTD - Distribution - Tier 3 - 3QU CoRE ¦ 1QU LoRE | Non-Red Flag Warning - Large Fires | Contamination | Aggregated | 2042 | 7.7112e-08 | 423.2024 | 3.2634e-05 | 2042 | Mitigation | 0.95 | 45 | 0 | esc | 0.00097009 | 7.4806e-11 | 0.00097009 | 7.4806e-11 | 0.0027785 | 2.0909e-08 | 0.0085129 | 1.5135e-08
[120 empty] | 7.3.3.17.5 (Remote Grid) Updates to grid topology to minimize risk of ignition in HFTDs Remote GridWLDFRContaminationAggregated | WLDFR | HFTD - Distribution - Tier 3 - 3QU CoRE ¦ 1QU LoRE | Non-Red Flag Warning - Large Fires | Contamination | Aggregated | 2043 | 7.7112e-08 | 423.2024 | 3.2634e-05 | 2043 | Mitigation | 0.95 | 45 | 0 | esc | 0.00097009 | 7.4806e-11 | 0.00097009 | 7.4806e-11 | 0.0027785 | 2.0909e-08 | 0.0085129 | 1.5135e-08
[120 empty] | 7.3.3.17.5 (Remote Grid) Updates to grid topology to minimize risk of ignition in HFTDs Remote GridWLDFRContaminationAggregated | WLDFR | HFTD - Distribution - Tier 3 - 3QU CoRE ¦ 1QU LoRE | Non-Red Flag Warning - Large Fires | Contamination | Aggregated | 2044 | 7.7112e-08 | 423.2024 | 3.2634e-05 | 2044 | Mitigation | 0.95 | 45 | 0 | esc | 0.00097009 | 7.4806e-11 | 0.00097009 | 7.4806e-11 | 0.0027785 | 2.0909e-08 | 0.0085129 | 1.5135e-08
[120 empty] | 7.3.3.17.5 (Remote Grid) Updates to grid topology to minimize risk of ignition in HFTDs Remote GridWLDFRContaminationAggregated | WLDFR | HFTD - Distribution - Tier 3 - 3QU CoRE ¦ 1QU LoRE | Non-Red Flag Warning - Large Fires | Contamination | Aggregated | 2045 | 7.7112e-08 | 423.2024 | 3.2634e-05 | 2045 | Mitigation | 0.95 | 45 | 0 | esc | 0.00097009 | 7.4806e-11 | 0.00097009 | 7.4806e-11 | 0.0027785 | 2.0909e-08 | 0.0085129 | 1.5135e-08
[120 empty] | 7.3.3.17.5 (Remote Grid) Updates to grid topology to minimize risk of ignition in HFTDs Remote GridWLDFRContaminationAggregated | WLDFR | HFTD - Distribution - Tier 3 - 3QU CoRE ¦ 1QU LoRE | Non-Red Flag Warning - Large Fires | Contamination | Aggregated | 2046 | 7.7112e-08 | 423.2024 | 3.2634e-05 | 2046 | Mitigation | 0.95 | 45 | 0 | esc | 0.00097009 | 7.4806e-11 | 0.00097009 | 7.4806e-11 | 0.0027785 | 2.0909e-08 | 0.0085129 | 1.5135e-08
[120 empty] | 7.3.3.17.5 (Remote Grid) Updates to grid topology to minimize risk of ignition in HFTDs Remote GridWLDFRContaminationAggregated | WLDFR | HFTD - Distribution - Tier 3 - 3QU CoRE ¦ 1QU LoRE | Non-Red Flag Warning - Large Fires | Contamination | Aggregated | 2047 | 7.7112e-08 | 423.2024 | 3.2634e-05 | 2047 | Mitigation | 0.95 | 45 | 0 | esc | 0.00097009 | 7.4806e-11 | 0.00097009 | 7.4806e-11 | 0.0027785 | 2.0909e-08 | 0.0085129 | 1.5135e-08
[120 empty] | 7.3.3.17.5 (Remote Grid) Updates to grid topology to minimize risk of ignition in HFTDs Remote GridWLDFRContaminationAggregated | WLDFR | HFTD - Distribution - Tier 3 - 3QU CoRE ¦ 1QU LoRE | Non-Red Flag Warning - Large Fires | Contamination | Aggregated | 2048 | 7.7112e-08 | 423.2024 | 3.2634e-05 | 2048 | Mitigation | 0.95 | 45 | 0 | esc | 0.00097009 | 7.4806e-11 | 0.00097009 | 7.4806e-11 | 0.0027785 | 2.0909e-08 | 0.0085129 | 1.5135e-08
[120 empty] | 7.3.3.17.5 (Remote Grid) Updates to grid topology to minimize risk of ignition in HFTDs Remote GridWLDFRContaminationAggregated | WLDFR | HFTD - Distribution - Tier 3 - 3QU CoRE ¦ 1QU LoRE | Non-Red Flag Warning - Large Fires | Contamination | Aggregated | 2049 | 7.7112e-08 | 423.2024 | 3.2634e-05 | 2049 | Mitigation | 0.95 | 45 | 0 | esc | 0.00097009 | 7.4806e-11 | 0.00097009 | 7.4806e-11 | 0.0027785 | 2.0909e-08 | 0.0085129 | 1.5135e-08
[120 empty] | 7.3.3.17.5 (Remote Grid) Updates to grid topology to minimize risk of ignition in HFTDs Remote GridWLDFRContaminationAggregated | WLDFR | HFTD - Distribution - Tier 3 - 3QU CoRE ¦ 1QU LoRE | Non-Red Flag Warning - Large Fires | Contamination | Aggregated | 2050 | 7.7112e-08 | 423.2024 | 3.2634e-05 | 2050 | Mitigation | 0.95 | 45 | 0 | esc | 0.00097009 | 7.4806e-11 | 0.00097009 | 7.4806e-11 | 0.0027785 | 2.0909e-08 | 0.0085129 | 1.5135e-08
[120 empty] | 7.3.3.17.5 (Remote Grid) Updates to grid topology to minimize risk of ignition in HFTDs Remote GridWLDFRContaminationAggregated | WLDFR | HFTD - Distribution - Tier 3 - 3QU CoRE ¦ 1QU LoRE | Non-Red Flag Warning - Large Fires | Contamination | Aggregated | 2051 | 7.7112e-08 | 423.2024 | 3.2634e-05 | 2051 | Mitigation | 0.95 | 45 | 0 | esc | 0.00097009 | 7.4806e-11 | 0.00097009 | 7.4806e-11 | 0.0027785 | 2.0909e-08 | 0.0085129 | 1.5135e-08
[120 empty] | 7.3.3.17.5 (Remote Grid) Updates to grid topology to minimize risk of ignition in HFTDs Remote GridWLDFRContaminationAggregated | WLDFR | HFTD - Distribution - Tier 3 - 3QU CoRE ¦ 1QU LoRE | Non-Red Flag Warning - Large Fires | Contamination | Aggregated | 2052 | 7.7112e-08 | 423.2024 | 3.2634e-05 | 2052 | Mitigation | 0.95 | 45 | 0 | esc | 0.00097009 | 7.4806e-11 | 0.00097009 | 7.4806e-11 | 0.0027785 | 2.0909e-08 | 0.0085129 | 1.5135e-08
[120 empty] | 7.3.3.17.5 (Remote Grid) Updates to grid topology to minimize risk of ignition in HFTDs Remote GridWLDFRContaminationAggregated | WLDFR | HFTD - Distribution - Tier 3 - 3QU CoRE ¦ 1QU LoRE | Non-Red Flag Warning - Large Fires | Contamination | Aggregated | 2053 | 7.7112e-08 | 423.2024 | 3.2634e-05 | 2053 | Mitigation | 0.95 | 45 | 0 | esc | 0.00097009 | 7.4806e-11 | 0.00097009 | 7.4806e-11 | 0.0027785 | 2.0909e-08 | 0.0085129 | 1.5135e-08
[120 empty] | 7.3.3.17.5 (Remote Grid) Updates to grid topology to minimize risk of ignition in HFTDs Remote GridWLDFRContaminationAggregated | WLDFR | HFTD - Distribution - Tier 3 - 3QU CoRE ¦ 1QU LoRE | Non-Red Flag Warning - Large Fires | Contamination | Aggregated | 2054 | 7.7112e-08 | 423.2024 | 3.2634e-05 | 2054 | Mitigation | 0.95 | 45 | 0 | esc | 0.00097009 | 7.4806e-11 | 0.00097009 | 7.4806e-11 | 0.0027785 | 2.0909e-08 | 0.0085129 | 1.5135e-08
[120 empty] | 7.3.3.17.5 (Remote Grid) Updates to grid topology to minimize risk of ignition in HFTDs Remote GridWLDFRContaminationAggregated | WLDFR | HFTD - Distribution - Tier 3 - 3QU CoRE ¦ 1QU LoRE | Non-Red Flag Warning - Large Fires | Contamination | Aggregated | 2055 | 7.7112e-08 | 423.2024 | 3.2634e-05 | 2055 | Mitigation | 0.95 | 45 | 0 | esc | 0.00097009 | 7.4806e-11 | 0.00097009 | 7.4806e-11 | 0.0027785 | 2.0909e-08 | 0.0085129 | 1.5135e-08
[120 empty] | 7.3.3.17.5 (Remote Grid) Updates to grid topology to minimize risk of ignition in HFTDs Remote GridWLDFRContaminationAggregated | WLDFR | HFTD - Distribution - Tier 3 - 3QU CoRE ¦ 1QU LoRE | Non-Red Flag Warning - Large Fires | Contamination | Aggregated | 2056 | 7.7112e-08 | 423.2024 | 3.2634e-05 | 2056 | Mitigation | 0.95 | 45 | 0 | esc | 0.00097009 | 7.4806e-11 | 0.00097009 | 7.4806e-11 | 0 | 0 | 0.0085129 | 1.5135e-08
[120 empty] | 7.3.3.17.5 (Remote Grid) Updates to grid topology to minimize risk of ignition in HFTDs Remote GridWLDFRContaminationAggregated | WLDFR | HFTD - Distribution - Tier 3 - 3QU CoRE ¦ 1QU LoRE | Non-Red Flag Warning - Large Fires | Contamination | Aggregated | 2057 | 7.7112e-08 | 423.2024 | 3.2634e-05 | 2057 | Mitigation | 0.95 | 45 | 0 | esc | 0.00097009 | 7.4806e-11 | 0.00097009 | 7.4806e-11 | 0.0027785 | 2.3815e-09 | 0.0085129 | 1.5135e-08
[120 empty] | 7.3.3.17.5 (Remote Grid) Updates to grid topology to minimize risk of ignition in HFTDs Remote GridWLDFRContaminationAggregated | WLDFR | HFTD - Distribution - Tier 3 - 3QU CoRE ¦ 1QU LoRE | Non-Red Flag Warning - Large Fires | Contamination | Aggregated | 2058 | 7.7112e-08 | 423.2024 | 3.2634e-05 | 2058 | Mitigation | 0.95 | 45 | 0 | esc | 0.00097009 | 7.4806e-11 | 0.00097009 | 7.4806e-11 | 0.0027785 | 2.3815e-09 | 0.0085129 | 1.5135e-08
[120 empty] | 7.3.3.17.5 (Remote Grid) Updates to grid topology to minimize risk of ignition in HFTDs Remote GridWLDFRContaminationAggregated | WLDFR | HFTD - Distribution - Tier 3 - 3QU CoRE ¦ 1QU LoRE | Non-Red Flag Warning - Large Fires | Contamination | Aggregated | 2059 | 7.7112e-08 | 423.2024 | 3.2634e-05 | 2059 | Mitigation | 0.95 | 45 | 0 | esc | 0.00097009 | 7.4806e-11 | 0.00097009 | 7.4806e-11 | 0.0027785 | 2.3815e-09 | 0.0085129 | 1.5135e-08
[120 empty] | 7.3.3.17.5 (Remote Grid) Updates to grid topology to minimize risk of ignition in HFTDs Remote GridWLDFRContaminationAggregated | WLDFR | HFTD - Distribution - Tier 3 - 3QU CoRE ¦ 1QU LoRE | Non-Red Flag Warning - Large Fires | Contamination | Aggregated | 2060 | 7.7112e-08 | 423.2024 | 3.2634e-05 | 2060 | Mitigation | 0.95 | 45 | 0 | esc | 0.00097009 | 7.4806e-11 | 0.00097009 | 7.4806e-11 | 0.0027785 | 2.3815e-09 | 0.0085129 | 1.5135e-08
[120 empty] | 7.3.3.17.5 (Remote Grid) Updates to grid topology to minimize risk of ignition in HFTDs Remote GridWLDFRContaminationAggregated | WLDFR | HFTD - Distribution - Tier 3 - 3QU CoRE ¦ 1QU LoRE | Non-Red Flag Warning - Large Fires | Contamination | Aggregated | 2061 | 7.7112e-08 | 423.2024 | 3.2634e-05 | 2061 | Mitigation | 0.95 | 45 | 0 | esc | 0.00097009 | 7.4806e-11 | 0.00097009 | 7.4806e-11 | 0.0027785 | 2.3815e-09 | 0.0085129 | 1.5135e-08
[120 empty] | 7.3.3.17.5 (Remote Grid) Updates to grid topology to minimize risk of ignition in HFTDs Remote GridWLDFRContaminationAggregated | WLDFR | HFTD - Distribution - Tier 3 - 3QU CoRE ¦ 1QU LoRE | Non-Red Flag Warning - Large Fires | Contamination | Aggregated | 2062 | 7.7112e-08 | 423.2024 | 3.2634e-05 | 2062 | Mitigation | 0.95 | 45 | 0 | esc | 0.00097009 | 7.4806e-11 | 0.00097009 | 7.4806e-11 | 0.0027785 | 2.3815e-09 | 0.0085129 | 1.5135e-08
[120 empty] | 7.3.3.17.5 (Remote Grid) Updates to grid topology to minimize risk of ignition in HFTDs Remote GridWLDFRContaminationAggregated | WLDFR | HFTD - Distribution - Tier 3 - 3QU CoRE ¦ 1QU LoRE | Non-Red Flag Warning - Large Fires | Contamination | Aggregated | 2063 | 7.7112e-08 | 423.2024 | 3.2634e-05 | 2063 | Mitigation | 0.95 | 45 | 0 | esc | 0.00097009 | 7.4806e-11 | 0.00097009 | 7.4806e-11 | 0.0027785 | 2.3815e-09 | 0.0085129 | 1.5135e-08
[120 empty] | 7.3.3.17.5 (Remote Grid) Updates to grid topology to minimize risk of ignition in HFTDs Remote GridWLDFRContaminationAggregated | WLDFR | HFTD - Distribution - Tier 3 - 3QU CoRE ¦ 1QU LoRE | Non-Red Flag Warning - Large Fires | Contamination | Aggregated | 2064 | 7.7112e-08 | 423.2024 | 3.2634e-05 | 2064 | Mitigation | 0.95 | 45 | 0 | esc | 0.00097009 | 7.4806e-11 | 0.00097009 | 7.4806e-11 | 0.0027785 | 2.3815e-09 | 0.0085129 | 1.5135e-08
[120 empty] | 7.3.3.17.5 (Remote Grid) Updates to grid topology to minimize risk of ignition in HFTDs Remote GridWLDFRContaminationAggregated | WLDFR | HFTD - Distribution - Tier 3 - 3QU CoRE ¦ 1QU LoRE | Non-Red Flag Warning - Large Fires | Contamination | Aggregated | 2065 | 7.7112e-08 | 423.2024 | 3.2634e-05 | 2065 | Mitigation | 0.95 | 45 | 0 | esc | 0.00097009 | 7.4806e-11 | 0.00097009 | 7.4806e-11 | 0.0027785 | 2.3815e-09 | 0.0085129 | 1.5135e-08
[120 empty] | 7.3.3.17.5 (Remote Grid) Updates to grid topology to minimize risk of ignition in HFTDs Remote GridWLDFRContaminationAggregated | WLDFR | HFTD - Distribution - Tier 3 - 3QU CoRE ¦ 1QU LoRE | Non-Red Flag Warning - Large Fires | Contamination | Aggregated | 2066 | 7.7112e-08 | 423.2024 | 3.2634e-05 | 2066 | Mitigation | 0.95 | 45 | 0 | esc | 0.00097009 | 7.4806e-11 | 0.00097009 | 7.4806e-11 | 0.0027785 | 2.3815e-09 | 0.0085129 | 1.5135e-08
[120 empty] | 7.3.3.17.5 (Remote Grid) Updates to grid topology to minimize risk of ignition in HFTDs Remote GridWLDFRContaminationAggregated | WLDFR | HFTD - Distribution - Tier 3 - 3QU CoRE ¦ 1QU LoRE | Non-Red Flag Warning - Large Fires | Contamination | Aggregated | 2067 | 7.7112e-08 | 423.2024 | 3.2634e-05 | 2067 | Mitigation | 0.95 | 45 | 0 | esc | 0 | 0 | 0.00097009 | 7.4806e-11 | 0.0027785 | 2.3815e-09 | 0.0085129 | 1.5135e-08
[120 empty] | 7.3.3.17.5 (Remote Grid) Updates to grid topology to minimize risk of ignition in HFTDs Remote GridWLDFREquipment / facility failureAggregated | WLDFR | HFTD - Distribution - Tier 3 - 3QU CoRE ¦ 1QU LoRE | Non-Red Flag Warning - Large Fires | Equipment / facility failure | Aggregated | 2022 | 1.456e-06 | 423.2024 | 0.00061619 | 2022 | Mitigation | 0.95 | 45 | 0 | esc | 0.00097009 | 1.4125e-09 | 0 | 0 | 0.0027785 | 2.3815e-09 | 0.0085129 | 1.5135e-08
[120 empty] | 7.3.3.17.5 (Remote Grid) Updates to grid topology to minimize risk of ignition in HFTDs Remote GridWLDFREquipment / facility failureAggregated | WLDFR | HFTD - Distribution - Tier 3 - 3QU CoRE ¦ 1QU LoRE | Non-Red Flag Warning - Large Fires | Equipment / facility failure | Aggregated | 2023 | 1.456e-06 | 423.2024 | 0.00061619 | 2023 | Mitigation | 0.95 | 45 | 0 | esc | 0.00097009 | 1.4125e-09 | 0.00097009 | 1.4125e-09 | 0.0027785 | 2.3815e-09 | 0.0085129 | 1.5135e-08
[120 empty] | 7.3.3.17.5 (Remote Grid) Updates to grid topology to minimize risk of ignition in HFTDs Remote GridWLDFREquipment / facility failureAggregated | WLDFR | HFTD - Distribution - Tier 3 - 3QU CoRE ¦ 1QU LoRE | Non-Red Flag Warning - Large Fires | Equipment / facility failure | Aggregated | 2024 | 1.456e-06 | 423.2024 | 0.00061619 | 2024 | Mitigation | 0.95 | 45 | 0 | esc | 0.00097009 | 1.4125e-09 | 0.00097009 | 1.4125e-09 | 0.0027785 | 2.3815e-09 | 0 | 0
[120 empty] | 7.3.3.17.5 (Remote Grid) Updates to grid topology to minimize risk of ignition in HFTDs Remote GridWLDFREquipment / facility failureAggregated | WLDFR | HFTD - Distribution - Tier 3 - 3QU CoRE ¦ 1QU LoRE | Non-Red Flag Warning - Large Fires | Equipment / facility failure | Aggregated | 2025 | 1.456e-06 | 423.2024 | 0.00061619 | 2025 | Mitigation | 0.95 | 45 | 0 | esc | 0.00097009 | 1.4125e-09 | 0.00097009 | 1.4125e-09 | 0.0027785 | 2.3815e-09 | 0 | 0
[120 empty] | 7.3.3.17.5 (Remote Grid) Updates to grid topology to minimize risk of ignition in HFTDs Remote GridWLDFREquipment / facility failureAggregated | WLDFR | HFTD - Distribution - Tier 3 - 3QU CoRE ¦ 1QU LoRE | Non-Red Flag Warning - Large Fires | Equipment / facility failure | Aggregated | 2026 | 1.456e-06 | 423.2024 | 0.00061619 | 2026 | Mitigation | 0.95 | 45 | 0 | esc | 0.00097009 | 1.4125e-09 | 0.00097009 | 1.4125e-09 | 0.0027785 | 2.3815e-09 | 0.0093087 | 6.7771e-08
[120 empty] | 7.3.3.17.5 (Remote Grid) Updates to grid topology to minimize risk of ignition in HFTDs Remote GridWLDFREquipment / facility failureAggregated | WLDFR | HFTD - Distribution - Tier 3 - 3QU CoRE ¦ 1QU LoRE | Non-Red Flag Warning - Large Fires | Equipment / facility failure | Aggregated | 2027 | 1.456e-06 | 423.2024 | 0.00061619 | 2027 | Mitigation | 0.95 | 45 | 0 | esc | 0.00097009 | 1.4125e-09 | 0.00097009 | 1.4125e-09 | 0.0027785 | 2.3815e-09 | 0.0093087 | 6.7771e-08
[120 empty] | 7.3.3.17.5 (Remote Grid) Updates to grid topology to minimize risk of ignition in HFTDs Remote GridWLDFREquipment / facility failureAggregated | WLDFR | HFTD - Distribution - Tier 3 - 3QU CoRE ¦ 1QU LoRE | Non-Red Flag Warning - Large Fires | Equipment / facility failure | Aggregated | 2028 | 1.456e-06 | 423.2024 | 0.00061619 | 2028 | Mitigation | 0.95 | 45 | 0 | esc | 0.00097009 | 1.4125e-09 | 0.00097009 | 1.4125e-09 | 0.0027785 | 2.3815e-09 | 0.0093087 | 6.7771e-08
[120 empty] | 7.3.3.17.5 (Remote Grid) Updates to grid topology to minimize risk of ignition in HFTDs Remote GridWLDFREquipment / facility failureAggregated | WLDFR | HFTD - Distribution - Tier 3 - 3QU CoRE ¦ 1QU LoRE | Non-Red Flag Warning - Large Fires | Equipment / facility failure | Aggregated | 2029 | 1.456e-06 | 423.2024 | 0.00061619 | 2029 | Mitigation | 0.95 | 45 | 0 | esc | 0.00097009 | 1.4125e-09 | 0.00097009 | 1.4125e-09 | 0.0027785 | 2.3815e-09 | 0.0093087 | 6.7771e-08
[120 empty] | 7.3.3.17.5 (Remote Grid) Updates to grid topology to minimize risk of ignition in HFTDs Remote GridWLDFREquipment / facility failureAggregated | WLDFR | HFTD - Distribution - Tier 3 - 3QU CoRE ¦ 1QU LoRE | Non-Red Flag Warning - Large Fires | Equipment / facility failure | Aggregated | 2030 | 1.456e-06 | 423.2024 | 0.00061619 | 2030 | Mitigation | 0.95 | 45 | 0 | esc | 0.00097009 | 1.4125e-09 | 0.00097009 | 1.4125e-09 | 0.0027785 | 2.3815e-09 | 0.0093087 | 6.7771e-08
[120 empty] | 7.3.3.17.5 (Remote Grid) Updates to grid topology to minimize risk of ignition in HFTDs Remote GridWLDFREquipment / facility failureAggregated | WLDFR | HFTD - Distribution - Tier 3 - 3QU CoRE ¦ 1QU LoRE | Non-Red Flag Warning - Large Fires | Equipment / facility failure | Aggregated | 2031 | 1.456e-06 | 423.2024 | 0.00061619 | 2031 | Mitigation | 0.95 | 45 | 0 | esc | 0.00097009 | 1.4125e-09 | 0.00097009 | 1.4125e-09 | 0.0027785 | 2.3815e-09 | 0.0093087 | 6.7771e-08
[120 empty] | 7.3.3.17.5 (Remote Grid) Updates to grid topology to minimize risk of ignition in HFTDs Remote GridWLDFREquipment / facility failureAggregated | WLDFR | HFTD - Distribution - Tier 3 - 3QU CoRE ¦ 1QU LoRE | Non-Red Flag Warning - Large Fires | Equipment / facility failure | Aggregated | 2032 | 1.456e-06 | 423.2024 | 0.00061619 | 2032 | Mitigation | 0.95 | 45 | 0 | esc | 0.00097009 | 1.4125e-09 | 0.00097009 | 1.4125e-09 | 0.0027785 | 2.3815e-09 | 0.0093087 | 6.7771e-08
[120 empty] | 7.3.3.17.5 (Remote Grid) Updates to grid topology to minimize risk of ignition in HFTDs Remote GridWLDFREquipment / facility failureAggregated | WLDFR | HFTD - Distribution - Tier 3 - 3QU CoRE ¦ 1QU LoRE | Non-Red Flag Warning - Large Fires | Equipment / facility failure | Aggregated | 2033 | 1.456e-06 | 423.2024 | 0.00061619 | 2033 | Mitigation | 0.95 | 45 | 0 | esc | 0.00097009 | 1.4125e-09 | 0.00097009 | 1.4125e-09 | 0.0027785 | 2.3815e-09 | 0.0093087 | 6.7771e-08
[120 empty] | 7.3.3.17.5 (Remote Grid) Updates to grid topology to minimize risk of ignition in HFTDs Remote GridWLDFREquipment / facility failureAggregated | WLDFR | HFTD - Distribution - Tier 3 - 3QU CoRE ¦ 1QU LoRE | Non-Red Flag Warning - Large Fires | Equipment / facility failure | Aggregated | 2034 | 1.456e-06 | 423.2024 | 0.00061619 | 2034 | Mitigation | 0.95 | 45 | 0 | esc | 0.00097009 | 1.4125e-09 | 0.00097009 | 1.4125e-09 | 0.0027785 | 2.3815e-09 | 0.0093087 | 6.7771e-08
[120 empty] | 7.3.3.17.5 (Remote Grid) Updates to grid topology to minimize risk of ignition in HFTDs Remote GridWLDFREquipment / facility failureAggregated | WLDFR | HFTD - Distribution - Tier 3 - 3QU CoRE ¦ 1QU LoRE | Non-Red Flag Warning - Large Fires | Equipment / facility failure | Aggregated | 2035 | 1.456e-06 | 423.2024 | 0.00061619 | 2035 | Mitigation | 0.95 | 45 | 0 | esc | 0.00097009 | 1.4125e-09 | 0.00097009 | 1.4125e-09 | 0.0027785 | 2.3815e-09 | 0.0093087 | 6.7771e-08
[120 empty] | 7.3.3.17.5 (Remote Grid) Updates to grid topology to minimize risk of ignition in HFTDs Remote GridWLDFREquipment / facility failureAggregated | WLDFR | HFTD - Distribution - Tier 3 - 3QU CoRE ¦ 1QU LoRE | Non-Red Flag Warning - Large Fires | Equipment / facility failure | Aggregated | 2036 | 1.456e-06 | 423.2024 | 0.00061619 | 2036 | Mitigation | 0.95 | 45 | 0 | esc | 0.00097009 | 1.4125e-09 | 0.00097009 | 1.4125e-09 | 0.0027785 | 2.3815e-09 | 0.0093087 | 6.7771e-08
[120 empty] | 7.3.3.17.5 (Remote Grid) Updates to grid topology to minimize risk of ignition in HFTDs Remote GridWLDFREquipment / facility failureAggregated | WLDFR | HFTD - Distribution - Tier 3 - 3QU CoRE ¦ 1QU LoRE | Non-Red Flag Warning - Large Fires | Equipment / facility failure | Aggregated | 2037 | 1.456e-06 | 423.2024 | 0.00061619 | 2037 | Mitigation | 0.95 | 45 | 0 | esc | 0.00097009 | 1.4125e-09 | 0.00097009 | 1.4125e-09 | 0.0027785 | 2.3815e-09 | 0.0093087 | 6.7771e-08
[120 empty] | 7.3.3.17.5 (Remote Grid) Updates to grid topology to minimize risk of ignition in HFTDs Remote GridWLDFREquipment / facility failureAggregated | WLDFR | HFTD - Distribution - Tier 3 - 3QU CoRE ¦ 1QU LoRE | Non-Red Flag Warning - Large Fires | Equipment / facility failure | Aggregated | 2038 | 1.456e-06 | 423.2024 | 0.00061619 | 2038 | Mitigation | 0.95 | 45 | 0 | esc | 0.00097009 | 1.4125e-09 | 0.00097009 | 1.4125e-09 | 0.0027785 | 2.3815e-09 | 0.0093087 | 6.7771e-08
[120 empty] | 7.3.3.17.5 (Remote Grid) Updates to grid topology to minimize risk of ignition in HFTDs Remote GridWLDFREquipment / facility failureAggregated | WLDFR | HFTD - Distribution - Tier 3 - 3QU CoRE ¦ 1QU LoRE | Non-Red Flag Warning - Large Fires | Equipment / facility failure | Aggregated | 2039 | 1.456e-06 | 423.2024 | 0.00061619 | 2039 | Mitigation | 0.95 | 45 | 0 | esc | 0.00097009 | 1.4125e-09 | 0.00097009 | 1.4125e-09 | 0.0027785 | 2.3815e-09 | 0.0093087 | 6.7771e-08
[120 empty] | 7.3.3.17.5 (Remote Grid) Updates to grid topology to minimize risk of ignition in HFTDs Remote GridWLDFREquipment / facility failureAggregated | WLDFR | HFTD - Distribution - Tier 3 - 3QU CoRE ¦ 1QU LoRE | Non-Red Flag Warning - Large Fires | Equipment / facility failure | Aggregated | 2040 | 1.456e-06 | 423.2024 | 0.00061619 | 2040 | Mitigation | 0.95 | 45 | 0 | esc | 0.00097009 | 1.4125e-09 | 0.00097009 | 1.4125e-09 | 0.0027785 | 2.3815e-09 | 0.0093087 | 6.7771e-08
[120 empty] | 7.3.3.17.5 (Remote Grid) Updates to grid topology to minimize risk of ignition in HFTDs Remote GridWLDFREquipment / facility failureAggregated | WLDFR | HFTD - Distribution - Tier 3 - 3QU CoRE ¦ 1QU LoRE | Non-Red Flag Warning - Large Fires | Equipment / facility failure | Aggregated | 2041 | 1.456e-06 | 423.2024 | 0.00061619 | 2041 | Mitigation | 0.95 | 45 | 0 | esc | 0.00097009 | 1.4125e-09 | 0.00097009 | 1.4125e-09 | 0.0027785 | 2.3815e-09 | 0.0093087 | 6.7771e-08
[120 empty] | 7.3.3.17.5 (Remote Grid) Updates to grid topology to minimize risk of ignition in HFTDs Remote GridWLDFREquipment / facility failureAggregated | WLDFR | HFTD - Distribution - Tier 3 - 3QU CoRE ¦ 1QU LoRE | Non-Red Flag Warning - Large Fires | Equipment / facility failure | Aggregated | 2042 | 1.456e-06 | 423.2024 | 0.00061619 | 2042 | Mitigation | 0.95 | 45 | 0 | esc | 0.00097009 | 1.4125e-09 | 0.00097009 | 1.4125e-09 | 0.0027785 | 2.3815e-09 | 0.0093087 | 6.7771e-08
[120 empty] | 7.3.3.17.5 (Remote Grid) Updates to grid topology to minimize risk of ignition in HFTDs Remote GridWLDFREquipment / facility failureAggregated | WLDFR | HFTD - Distribution - Tier 3 - 3QU CoRE ¦ 1QU LoRE | Non-Red Flag Warning - Large Fires | Equipment / facility failure | Aggregated | 2043 | 1.456e-06 | 423.2024 | 0.00061619 | 2043 | Mitigation | 0.95 | 45 | 0 | esc | 0.00097009 | 1.4125e-09 | 0.00097009 | 1.4125e-09 | 0.0027785 | 2.3815e-09 | 0.0093087 | 6.7771e-08
[120 empty] | 7.3.3.17.5 (Remote Grid) Updates to grid topology to minimize risk of ignition in HFTDs Remote GridWLDFREquipment / facility failureAggregated | WLDFR | HFTD - Distribution - Tier 3 - 3QU CoRE ¦ 1QU LoRE | Non-Red Flag Warning - Large Fires | Equipment / facility failure | Aggregated | 2044 | 1.456e-06 | 423.2024 | 0.00061619 | 2044 | Mitigation | 0.95 | 45 | 0 | esc | 0.00097009 | 1.4125e-09 | 0.00097009 | 1.4125e-09 | 0.0027785 | 2.3815e-09 | 0.0093087 | 6.7771e-08
[120 empty] | 7.3.3.17.5 (Remote Grid) Updates to grid topology to minimize risk of ignition in HFTDs Remote GridWLDFREquipment / facility failureAggregated | WLDFR | HFTD - Distribution - Tier 3 - 3QU CoRE ¦ 1QU LoRE | Non-Red Flag Warning - Large Fires | Equipment / facility failure | Aggregated | 2045 | 1.456e-06 | 423.2024 | 0.00061619 | 2045 | Mitigation | 0.95 | 45 | 0 | esc | 0.00097009 | 1.4125e-09 | 0.00097009 | 1.4125e-09 | 0.0027785 | 2.3815e-09 | 0.0093087 | 6.7771e-08
[120 empty] | 7.3.3.17.5 (Remote Grid) Updates to grid topology to minimize risk of ignition in HFTDs Remote GridWLDFREquipment / facility failureAggregated | WLDFR | HFTD - Distribution - Tier 3 - 3QU CoRE ¦ 1QU LoRE | Non-Red Flag Warning - Large Fires | Equipment / facility failure | Aggregated | 2046 | 1.456e-06 | 423.2024 | 0.00061619 | 2046 | Mitigation | 0.95 | 45 | 0 | esc | 0.00097009 | 1.4125e-09 | 0.00097009 | 1.4125e-09 | 0.0027785 | 2.3815e-09 | 0.0093087 | 6.7771e-08
[120 empty] | 7.3.3.17.5 (Remote Grid) Updates to grid topology to minimize risk of ignition in HFTDs Remote GridWLDFREquipment / facility failureAggregated | WLDFR | HFTD - Distribution - Tier 3 - 3QU CoRE ¦ 1QU LoRE | Non-Red Flag Warning - Large Fires | Equipment / facility failure | Aggregated | 2047 | 1.456e-06 | 423.2024 | 0.00061619 | 2047 | Mitigation | 0.95 | 45 | 0 | esc | 0.00097009 | 1.4125e-09 | 0.00097009 | 1.4125e-09 | 0.0027785 | 2.3815e-09 | 0.0093087 | 6.7771e-08
[120 empty] | 7.3.3.17.5 (Remote Grid) Updates to grid topology to minimize risk of ignition in HFTDs Remote GridWLDFREquipment / facility failureAggregated | WLDFR | HFTD - Distribution - Tier 3 - 3QU CoRE ¦ 1QU LoRE | Non-Red Flag Warning - Large Fires | Equipment / facility failure | Aggregated | 2048 | 1.456e-06 | 423.2024 | 0.00061619 | 2048 | Mitigation | 0.95 | 45 | 0 | esc | 0.00097009 | 1.4125e-09 | 0.00097009 | 1.4125e-09 | 0.0027785 | 2.3815e-09 | 0.0093087 | 6.7771e-08
[120 empty] | 7.3.3.17.5 (Remote Grid) Updates to grid topology to minimize risk of ignition in HFTDs Remote GridWLDFREquipment / facility failureAggregated | WLDFR | HFTD - Distribution - Tier 3 - 3QU CoRE ¦ 1QU LoRE | Non-Red Flag Warning - Large Fires | Equipment / facility failure | Aggregated | 2049 | 1.456e-06 | 423.2024 | 0.00061619 | 2049 | Mitigation | 0.95 | 45 | 0 | esc | 0.00097009 | 1.4125e-09 | 0.00097009 | 1.4125e-09 | 0.0027785 | 2.3815e-09 | 0.0093087 | 6.7771e-08
[120 empty] | 7.3.3.17.5 (Remote Grid) Updates to grid topology to minimize risk of ignition in HFTDs Remote GridWLDFREquipment / facility failureAggregated | WLDFR | HFTD - Distribution - Tier 3 - 3QU CoRE ¦ 1QU LoRE | Non-Red Flag Warning - Large Fires | Equipment / facility failure | Aggregated | 2050 | 1.456e-06 | 423.2024 | 0.00061619 | 2050 | Mitigation | 0.95 | 45 | 0 | esc | 0.00097009 | 1.4125e-09 | 0.00097009 | 1.4125e-09 | 0.0027785 | 2.3815e-09 | 0.0093087 | 6.7771e-08
[120 empty] | 7.3.3.17.5 (Remote Grid) Updates to grid topology to minimize risk of ignition in HFTDs Remote GridWLDFREquipment / facility failureAggregated | WLDFR | HFTD - Distribution - Tier 3 - 3QU CoRE ¦ 1QU LoRE | Non-Red Flag Warning - Large Fires | Equipment / facility failure | Aggregated | 2051 | 1.456e-06 | 423.2024 | 0.00061619 | 2051 | Mitigation | 0.95 | 45 | 0 | esc | 0.00097009 | 1.4125e-09 | 0.00097009 | 1.4125e-09 | 0.0027785 | 2.3815e-09 | 0.0093087 | 6.7771e-08
[120 empty] | 7.3.3.17.5 (Remote Grid) Updates to grid topology to minimize risk of ignition in HFTDs Remote GridWLDFREquipment / facility failureAggregated | WLDFR | HFTD - Distribution - Tier 3 - 3QU CoRE ¦ 1QU LoRE | Non-Red Flag Warning - Large Fires | Equipment / facility failure | Aggregated | 2052 | 1.456e-06 | 423.2024 | 0.00061619 | 2052 | Mitigation | 0.95 | 45 | 0 | esc | 0.00097009 | 1.4125e-09 | 0.00097009 | 1.4125e-09 | 0.0027785 | 2.3815e-09 | 0.0093087 | 6.7771e-08
[120 empty] | 7.3.3.17.5 (Remote Grid) Updates to grid topology to minimize risk of ignition in HFTDs Remote GridWLDFREquipment / facility failureAggregated | WLDFR | HFTD - Distribution - Tier 3 - 3QU CoRE ¦ 1QU LoRE | Non-Red Flag Warning - Large Fires | Equipment / facility failure | Aggregated | 2053 | 1.456e-06 | 423.2024 | 0.00061619 | 2053 | Mitigation | 0.95 | 45 | 0 | esc | 0.00097009 | 1.4125e-09 | 0.00097009 | 1.4125e-09 | 0.0027785 | 2.3815e-09 | 0.0093087 | 6.7771e-08
[120 empty] | 7.3.3.17.5 (Remote Grid) Updates to grid topology to minimize risk of ignition in HFTDs Remote GridWLDFREquipment / facility failureAggregated | WLDFR | HFTD - Distribution - Tier 3 - 3QU CoRE ¦ 1QU LoRE | Non-Red Flag Warning - Large Fires | Equipment / facility failure | Aggregated | 2054 | 1.456e-06 | 423.2024 | 0.00061619 | 2054 | Mitigation | 0.95 | 45 | 0 | esc | 0.00097009 | 1.4125e-09 | 0.00097009 | 1.4125e-09 | 0.0027785 | 2.3815e-09 | 0.0093087 | 6.7771e-08
[120 empty] | 7.3.3.17.5 (Remote Grid) Updates to grid topology to minimize risk of ignition in HFTDs Remote GridWLDFREquipment / facility failureAggregated | WLDFR | HFTD - Distribution - Tier 3 - 3QU CoRE ¦ 1QU LoRE | Non-Red Flag Warning - Large Fires | Equipment / facility failure | Aggregated | 2055 | 1.456e-06 | 423.2024 | 0.00061619 | 2055 | Mitigation | 0.95 | 45 | 0 | esc | 0.00097009 | 1.4125e-09 | 0.00097009 | 1.4125e-09 | 0.0027785 | 2.3815e-09 | 0.0093087 | 6.7771e-08
[120 empty] | 7.3.3.17.5 (Remote Grid) Updates to grid topology to minimize risk of ignition in HFTDs Remote GridWLDFREquipment / facility failureAggregated | WLDFR | HFTD - Distribution - Tier 3 - 3QU CoRE ¦ 1QU LoRE | Non-Red Flag Warning - Large Fires | Equipment / facility failure | Aggregated | 2056 | 1.456e-06 | 423.2024 | 0.00061619 | 2056 | Mitigation | 0.95 | 45 | 0 | esc | 0.00097009 | 1.4125e-09 | 0.00097009 | 1.4125e-09 | 0.0027785 | 2.3815e-09 | 0 | 0
[120 empty] | 7.3.3.17.5 (Remote Grid) Updates to grid topology to minimize risk of ignition in HFTDs Remote GridWLDFREquipment / facility failureAggregated | WLDFR | HFTD - Distribution - Tier 3 - 3QU CoRE ¦ 1QU LoRE | Non-Red Flag Warning - Large Fires | Equipment / facility failure | Aggregated | 2057 | 1.456e-06 | 423.2024 | 0.00061619 | 2057 | Mitigation | 0.95 | 45 | 0 | esc | 0.00097009 | 1.4125e-09 | 0.00097009 | 1.4125e-09 | 0.0027785 | 2.3815e-09 | 0 | 0
[120 empty] | 7.3.3.17.5 (Remote Grid) Updates to grid topology to minimize risk of ignition in HFTDs Remote GridWLDFREquipment / facility failureAggregated | WLDFR | HFTD - Distribution - Tier 3 - 3QU CoRE ¦ 1QU LoRE | Non-Red Flag Warning - Large Fires | Equipment / facility failure | Aggregated | 2058 | 1.456e-06 | 423.2024 | 0.00061619 | 2058 | Mitigation | 0.95 | 45 | 0 | esc | 0.00097009 | 1.4125e-09 | 0.00097009 | 1.4125e-09 | 0.0027785 | 2.3815e-09 | 0.0083522 | 1.6005e-08
[120 empty] | 7.3.3.17.5 (Remote Grid) Updates to grid topology to minimize risk of ignition in HFTDs Remote GridWLDFREquipment / facility failureAggregated | WLDFR | HFTD - Distribution - Tier 3 - 3QU CoRE ¦ 1QU LoRE | Non-Red Flag Warning - Large Fires | Equipment / facility failure | Aggregated | 2059 | 1.456e-06 | 423.2024 | 0.00061619 | 2059 | Mitigation | 0.95 | 45 | 0 | esc | 0.00097009 | 1.4125e-09 | 0.00097009 | 1.4125e-09 | 0.0027785 | 2.3815e-09 | 0.0083522 | 1.6005e-08
[120 empty] | 7.3.3.17.5 (Remote Grid) Updates to grid topology to minimize risk of ignition in HFTDs Remote GridWLDFREquipment / facility failureAggregated | WLDFR | HFTD - Distribution - Tier 3 - 3QU CoRE ¦ 1QU LoRE | Non-Red Flag Warning - Large Fires | Equipment / facility failure | Aggregated | 2060 | 1.456e-06 | 423.2024 | 0.00061619 | 2060 | Mitigation | 0.95 | 45 | 0 | esc | 0.00097009 | 1.4125e-09 | 0.00097009 | 1.4125e-09 | 0 | 0 | 0.0083522 | 1.6005e-08
[120 empty] | 7.3.3.17.5 (Remote Grid) Updates to grid topology to minimize risk of ignition in HFTDs Remote GridWLDFREquipment / facility failureAggregated | WLDFR | HFTD - Distribution - Tier 3 - 3QU CoRE ¦ 1QU LoRE | Non-Red Flag Warning - Large Fires | Equipment / facility failure | Aggregated | 2061 | 1.456e-06 | 423.2024 | 0.00061619 | 2061 | Mitigation | 0.95 | 45 | 0 | esc | 0.00097009 | 1.4125e-09 | 0.00097009 | 1.4125e-09 | 0.0027785 | 1.394e-06 | 0.0083522 | 1.6005e-08
[120 empty] | 7.3.3.17.5 (Remote Grid) Updates to grid topology to minimize risk of ignition in HFTDs Remote GridWLDFREquipment / facility failureAggregated | WLDFR | HFTD - Distribution - Tier 3 - 3QU CoRE ¦ 1QU LoRE | Non-Red Flag Warning - Large Fires | Equipment / facility failure | Aggregated | 2062 | 1.456e-06 | 423.2024 | 0.00061619 | 2062 | Mitigation | 0.95 | 45 | 0 | esc | 0.00097009 | 1.4125e-09 | 0.00097009 | 1.4125e-09 | 0.0027785 | 1.394e-06 | 0.0083522 | 1.6005e-08
[120 empty] | 7.3.3.17.5 (Remote Grid) Updates to grid topology to minimize risk of ignition in HFTDs Remote GridWLDFREquipment / facility failureAggregated | WLDFR | HFTD - Distribution - Tier 3 - 3QU CoRE ¦ 1QU LoRE | Non-Red Flag Warning - Large Fires | Equipment / facility failure | Aggregated | 2063 | 1.456e-06 | 423.2024 | 0.00061619 | 2063 | Mitigation | 0.95 | 45 | 0 | esc | 0.00097009 | 1.4125e-09 | 0.00097009 | 1.4125e-09 | 0.0027785 | 1.394e-06 | 0.0083522 | 1.6005e-08
[120 empty] | 7.3.3.17.5 (Remote Grid) Updates to grid topology to minimize risk of ignition in HFTDs Remote GridWLDFREquipment / facility failureAggregated | WLDFR | HFTD - Distribution - Tier 3 - 3QU CoRE ¦ 1QU LoRE | Non-Red Flag Warning - Large Fires | Equipment / facility failure | Aggregated | 2064 | 1.456e-06 | 423.2024 | 0.00061619 | 2064 | Mitigation | 0.95 | 45 | 0 | esc | 0.00097009 | 1.4125e-09 | 0.00097009 | 1.4125e-09 | 0.0027785 | 1.394e-06 | 0.0083522 | 1.6005e-08
[120 empty] | 7.3.3.17.5 (Remote Grid) Updates to grid topology to minimize risk of ignition in HFTDs Remote GridWLDFREquipment / facility failureAggregated | WLDFR | HFTD - Distribution - Tier 3 - 3QU CoRE ¦ 1QU LoRE | Non-Red Flag Warning - Large Fires | Equipment / facility failure | Aggregated | 2065 | 1.456e-06 | 423.2024 | 0.00061619 | 2065 | Mitigation | 0.95 | 45 | 0 | esc | 0.00097009 | 1.4125e-09 | 0.00097009 | 1.4125e-09 | 0.0027785 | 1.394e-06 | 0.0083522 | 1.6005e-08
[120 empty] | 7.3.3.17.5 (Remote Grid) Updates to grid topology to minimize risk of ignition in HFTDs Remote GridWLDFREquipment / facility failureAggregated | WLDFR | HFTD - Distribution - Tier 3 - 3QU CoRE ¦ 1QU LoRE | Non-Red Flag Warning - Large Fires | Equipment / facility failure | Aggregated | 2066 | 1.456e-06 | 423.2024 | 0.00061619 | 2066 | Mitigation | 0.95 | 45 | 0 | esc | 0.00097009 | 1.4125e-09 | 0.00097009 | 1.4125e-09 | 0.0027785 | 1.394e-06 | 0.0083522 | 1.6005e-08
[120 empty] | 7.3.3.17.5 (Remote Grid) Updates to grid topology to minimize risk of ignition in HFTDs Remote GridWLDFREquipment / facility failureAggregated | WLDFR | HFTD - Distribution - Tier 3 - 3QU CoRE ¦ 1QU LoRE | Non-Red Flag Warning - Large Fires | Equipment / facility failure | Aggregated | 2067 | 1.456e-06 | 423.2024 | 0.00061619 | 2067 | Mitigation | 0.95 | 45 | 0 | esc | 0 | 0 | 0.00097009 | 1.4125e-09 | 0.0027785 | 1.394e-06 | 0.0083522 | 1.6005e-08
[120 empty] | 7.3.3.17.5 (Remote Grid) Updates to grid topology to minimize risk of ignition in HFTDs Remote GridWLDFRVegetation ContactAggregated | WLDFR | HFTD - Distribution - Tier 3 - 3QU CoRE ¦ 1QU LoRE | Non-Red Flag Warning - Large Fires | Vegetation Contact | Aggregated | 2022 | 1.6039e-05 | 423.2024 | 0.0067878 | 2022 | Mitigation | 0.95 | 45 | 0 | esc | 0.00097009 | 1.5559e-08 | 0 | 0 | 0.0027785 | 1.394e-06 | 0.0083522 | 1.6005e-08
[120 empty] | 7.3.3.17.5 (Remote Grid) Updates to grid topology to minimize risk of ignition in HFTDs Remote GridWLDFRVegetation ContactAggregated | WLDFR | HFTD - Distribution - Tier 3 - 3QU CoRE ¦ 1QU LoRE | Non-Red Flag Warning - Large Fires | Vegetation Contact | Aggregated | 2023 | 1.6039e-05 | 423.2024 | 0.0067878 | 2023 | Mitigation | 0.95 | 45 | 0 | esc | 0.00097009 | 1.5559e-08 | 0.00097009 | 1.5559e-08 | 0.0027785 | 1.394e-06 | 0.0083522 | 1.6005e-08
[120 empty] | 7.3.3.17.5 (Remote Grid) Updates to grid topology to minimize risk of ignition in HFTDs Remote GridWLDFRVegetation ContactAggregated | WLDFR | HFTD - Distribution - Tier 3 - 3QU CoRE ¦ 1QU LoRE | Non-Red Flag Warning - Large Fires | Vegetation Contact | Aggregated | 2024 | 1.6039e-05 | 423.2024 | 0.0067878 | 2024 | Mitigation | 0.95 | 45 | 0 | esc | 0.00097009 | 1.5559e-08 | 0.00097009 | 1.5559e-08 | 0.0027785 | 1.394e-06 | 0.0083522 | 1.6005e-08
[120 empty] | 7.3.3.17.5 (Remote Grid) Updates to grid topology to minimize risk of ignition in HFTDs Remote GridWLDFRVegetation ContactAggregated | WLDFR | HFTD - Distribution - Tier 3 - 3QU CoRE ¦ 1QU LoRE | Non-Red Flag Warning - Large Fires | Vegetation Contact | Aggregated | 2025 | 1.6039e-05 | 423.2024 | 0.0067878 | 2025 | Mitigation | 0.95 | 45 | 0 | esc | 0.00097009 | 1.5559e-08 | 0.00097009 | 1.5559e-08 | 0.0027785 | 1.394e-06 | 0.0083522 | 1.6005e-08
[120 empty] | 7.3.3.17.5 (Remote Grid) Updates to grid topology to minimize risk of ignition in HFTDs Remote GridWLDFRVegetation ContactAggregated | WLDFR | HFTD - Distribution - Tier 3 - 3QU CoRE ¦ 1QU LoRE | Non-Red Flag Warning - Large Fires | Vegetation Contact | Aggregated | 2026 | 1.6039e-05 | 423.2024 | 0.0067878 | 2026 | Mitigation | 0.95 | 45 | 0 | esc | 0.00097009 | 1.5559e-08 | 0.00097009 | 1.5559e-08 | 0.0027785 | 1.394e-06 | 0.0083522 | 1.6005e-08
[120 empty] | 7.3.3.17.5 (Remote Grid) Updates to grid topology to minimize risk of ignition in HFTDs Remote GridWLDFRVegetation ContactAggregated | WLDFR | HFTD - Distribution - Tier 3 - 3QU CoRE ¦ 1QU LoRE | Non-Red Flag Warning - Large Fires | Vegetation Contact | Aggregated | 2027 | 1.6039e-05 | 423.2024 | 0.0067878 | 2027 | Mitigation | 0.95 | 45 | 0 | esc | 0.00097009 | 1.5559e-08 | 0.00097009 | 1.5559e-08 | 0.0027785 | 1.394e-06 | 0.0083522 | 1.6005e-08
[120 empty] | 7.3.3.17.5 (Remote Grid) Updates to grid topology to minimize risk of ignition in HFTDs Remote GridWLDFRVegetation ContactAggregated | WLDFR | HFTD - Distribution - Tier 3 - 3QU CoRE ¦ 1QU LoRE | Non-Red Flag Warning - Large Fires | Vegetation Contact | Aggregated | 2028 | 1.6039e-05 | 423.2024 | 0.0067878 | 2028 | Mitigation | 0.95 | 45 | 0 | esc | 0.00097009 | 1.5559e-08 | 0.00097009 | 1.5559e-08 | 0.0027785 | 1.394e-06 | 0.0083522 | 1.6005e-08
[120 empty] | 7.3.3.17.5 (Remote Grid) Updates to grid topology to minimize risk of ignition in HFTDs Remote GridWLDFRVegetation ContactAggregated | WLDFR | HFTD - Distribution - Tier 3 - 3QU CoRE ¦ 1QU LoRE | Non-Red Flag Warning - Large Fires | Vegetation Contact | Aggregated | 2029 | 1.6039e-05 | 423.2024 | 0.0067878 | 2029 | Mitigation | 0.95 | 45 | 0 | esc | 0.00097009 | 1.5559e-08 | 0.00097009 | 1.5559e-08 | 0.0027785 | 1.394e-06 | 0.0083522 | 1.6005e-08
[120 empty] | 7.3.3.17.5 (Remote Grid) Updates to grid topology to minimize risk of ignition in HFTDs Remote GridWLDFRVegetation ContactAggregated | WLDFR | HFTD - Distribution - Tier 3 - 3QU CoRE ¦ 1QU LoRE | Non-Red Flag Warning - Large Fires | Vegetation Contact | Aggregated | 2030 | 1.6039e-05 | 423.2024 | 0.0067878 | 2030 | Mitigation | 0.95 | 45 | 0 | esc | 0.00097009 | 1.5559e-08 | 0.00097009 | 1.5559e-08 | 0.0027785 | 1.394e-06 | 0.0083522 | 1.6005e-08
[120 empty] | 7.3.3.17.5 (Remote Grid) Updates to grid topology to minimize risk of ignition in HFTDs Remote GridWLDFRVegetation ContactAggregated | WLDFR | HFTD - Distribution - Tier 3 - 3QU CoRE ¦ 1QU LoRE | Non-Red Flag Warning - Large Fires | Vegetation Contact | Aggregated | 2031 | 1.6039e-05 | 423.2024 | 0.0067878 | 2031 | Mitigation | 0.95 | 45 | 0 | esc | 0.00097009 | 1.5559e-08 | 0.00097009 | 1.5559e-08 | 0.0027785 | 1.394e-06 | 0.0083522 | 1.6005e-08
[120 empty] | 7.3.3.17.5 (Remote Grid) Updates to grid topology to minimize risk of ignition in HFTDs Remote GridWLDFRVegetation ContactAggregated | WLDFR | HFTD - Distribution - Tier 3 - 3QU CoRE ¦ 1QU LoRE | Non-Red Flag Warning - Large Fires | Vegetation Contact | Aggregated | 2032 | 1.6039e-05 | 423.2024 | 0.0067878 | 2032 | Mitigation | 0.95 | 45 | 0 | esc | 0.00097009 | 1.5559e-08 | 0.00097009 | 1.5559e-08 | 0.0027785 | 1.394e-06 | 0.0083522 | 1.6005e-08
[120 empty] | 7.3.3.17.5 (Remote Grid) Updates to grid topology to minimize risk of ignition in HFTDs Remote GridWLDFRVegetation ContactAggregated | WLDFR | HFTD - Distribution - Tier 3 - 3QU CoRE ¦ 1QU LoRE | Non-Red Flag Warning - Large Fires | Vegetation Contact | Aggregated | 2033 | 1.6039e-05 | 423.2024 | 0.0067878 | 2033 | Mitigation | 0.95 | 45 | 0 | esc | 0.00097009 | 1.5559e-08 | 0.00097009 | 1.5559e-08 | 0.0027785 | 1.394e-06 | 0.0083522 | 1.6005e-08
[120 empty] | 7.3.3.17.5 (Remote Grid) Updates to grid topology to minimize risk of ignition in HFTDs Remote GridWLDFRVegetation ContactAggregated | WLDFR | HFTD - Distribution - Tier 3 - 3QU CoRE ¦ 1QU LoRE | Non-Red Flag Warning - Large Fires | Vegetation Contact | Aggregated | 2034 | 1.6039e-05 | 423.2024 | 0.0067878 | 2034 | Mitigation | 0.95 | 45 | 0 | esc | 0.00097009 | 1.5559e-08 | 0.00097009 | 1.5559e-08 | 0.0027785 | 1.394e-06 | 0.0083522 | 1.6005e-08
[120 empty] | 7.3.3.17.5 (Remote Grid) Updates to grid topology to minimize risk of ignition in HFTDs Remote GridWLDFRVegetation ContactAggregated | WLDFR | HFTD - Distribution - Tier 3 - 3QU CoRE ¦ 1QU LoRE | Non-Red Flag Warning - Large Fires | Vegetation Contact | Aggregated | 2035 | 1.6039e-05 | 423.2024 | 0.0067878 | 2035 | Mitigation | 0.95 | 45 | 0 | esc | 0.00097009 | 1.5559e-08 | 0.00097009 | 1.5559e-08 | 0.0027785 | 1.394e-06 | 0.0083522 | 1.6005e-08
[120 empty] | 7.3.3.17.5 (Remote Grid) Updates to grid topology to minimize risk of ignition in HFTDs Remote GridWLDFRVegetation ContactAggregated | WLDFR | HFTD - Distribution - Tier 3 - 3QU CoRE ¦ 1QU LoRE | Non-Red Flag Warning - Large Fires | Vegetation Contact | Aggregated | 2036 | 1.6039e-05 | 423.2024 | 0.0067878 | 2036 | Mitigation | 0.95 | 45 | 0 | esc | 0.00097009 | 1.5559e-08 | 0.00097009 | 1.5559e-08 | 0.0027785 | 1.394e-06 | 0.0083522 | 1.6005e-08
[120 empty] | 7.3.3.17.5 (Remote Grid) Updates to grid topology to minimize risk of ignition in HFTDs Remote GridWLDFRVegetation ContactAggregated | WLDFR | HFTD - Distribution - Tier 3 - 3QU CoRE ¦ 1QU LoRE | Non-Red Flag Warning - Large Fires | Vegetation Contact | Aggregated | 2037 | 1.6039e-05 | 423.2024 | 0.0067878 | 2037 | Mitigation | 0.95 | 45 | 0 | esc | 0.00097009 | 1.5559e-08 | 0.00097009 | 1.5559e-08 | 0.0027785 | 1.394e-06 | 0.0083522 | 1.6005e-08
[120 empty] | 7.3.3.17.5 (Remote Grid) Updates to grid topology to minimize risk of ignition in HFTDs Remote GridWLDFRVegetation ContactAggregated | WLDFR | HFTD - Distribution - Tier 3 - 3QU CoRE ¦ 1QU LoRE | Non-Red Flag Warning - Large Fires | Vegetation Contact | Aggregated | 2038 | 1.6039e-05 | 423.2024 | 0.0067878 | 2038 | Mitigation | 0.95 | 45 | 0 | esc | 0.00097009 | 1.5559e-08 | 0.00097009 | 1.5559e-08 | 0.0027785 | 1.394e-06 | 0.0083522 | 1.6005e-08
[120 empty] | 7.3.3.17.5 (Remote Grid) Updates to grid topology to minimize risk of ignition in HFTDs Remote GridWLDFRVegetation ContactAggregated | WLDFR | HFTD - Distribution - Tier 3 - 3QU CoRE ¦ 1QU LoRE | Non-Red Flag Warning - Large Fires | Vegetation Contact | Aggregated | 2039 | 1.6039e-05 | 423.2024 | 0.0067878 | 2039 | Mitigation | 0.95 | 45 | 0 | esc | 0.00097009 | 1.5559e-08 | 0.00097009 | 1.5559e-08 | 0.0027785 | 1.394e-06 | 0.0083522 | 1.6005e-08
[120 empty] | 7.3.3.17.5 (Remote Grid) Updates to grid topology to minimize risk of ignition in HFTDs Remote GridWLDFRVegetation ContactAggregated | WLDFR | HFTD - Distribution - Tier 3 - 3QU CoRE ¦ 1QU LoRE | Non-Red Flag Warning - Large Fires | Vegetation Contact | Aggregated | 2040 | 1.6039e-05 | 423.2024 | 0.0067878 | 2040 | Mitigation | 0.95 | 45 | 0 | esc | 0.00097009 | 1.5559e-08 | 0.00097009 | 1.5559e-08 | 0.0027785 | 1.394e-06 | 0.0083522 | 1.6005e-08
[120 empty] | 7.3.3.17.5 (Remote Grid) Updates to grid topology to minimize risk of ignition in HFTDs Remote GridWLDFRVegetation ContactAggregated | WLDFR | HFTD - Distribution - Tier 3 - 3QU CoRE ¦ 1QU LoRE | Non-Red Flag Warning - Large Fires | Vegetation Contact | Aggregated | 2041 | 1.6039e-05 | 423.2024 | 0.0067878 | 2041 | Mitigation | 0.95 | 45 | 0 | esc | 0.00097009 | 1.5559e-08 | 0.00097009 | 1.5559e-08 | 0.0027785 | 1.394e-06 | 0.0083522 | 1.6005e-08
[120 empty] | 7.3.3.17.5 (Remote Grid) Updates to grid topology to minimize risk of ignition in HFTDs Remote GridWLDFRVegetation ContactAggregated | WLDFR | HFTD - Distribution - Tier 3 - 3QU CoRE ¦ 1QU LoRE | Non-Red Flag Warning - Large Fires | Vegetation Contact | Aggregated | 2042 | 1.6039e-05 | 423.2024 | 0.0067878 | 2042 | Mitigation | 0.95 | 45 | 0 | esc | 0.00097009 | 1.5559e-08 | 0.00097009 | 1.5559e-08 | 0.0027785 | 1.394e-06 | 0 | 0
[120 empty] | 7.3.3.17.5 (Remote Grid) Updates to grid topology to minimize risk of ignition in HFTDs Remote GridWLDFRVegetation ContactAggregated | WLDFR | HFTD - Distribution - Tier 3 - 3QU CoRE ¦ 1QU LoRE | Non-Red Flag Warning - Large Fires | Vegetation Contact | Aggregated | 2043 | 1.6039e-05 | 423.2024 | 0.0067878 | 2043 | Mitigation | 0.95 | 45 | 0 | esc | 0.00097009 | 1.5559e-08 | 0.00097009 | 1.5559e-08 | 0.0027785 | 1.394e-06 | 0 | 0
[120 empty] | 7.3.3.17.5 (Remote Grid) Updates to grid topology to minimize risk of ignition in HFTDs Remote GridWLDFRVegetation ContactAggregated | WLDFR | HFTD - Distribution - Tier 3 - 3QU CoRE ¦ 1QU LoRE | Non-Red Flag Warning - Large Fires | Vegetation Contact | Aggregated | 2044 | 1.6039e-05 | 423.2024 | 0.0067878 | 2044 | Mitigation | 0.95 | 45 | 0 | esc | 0.00097009 | 1.5559e-08 | 0.00097009 | 1.5559e-08 | 0.0027785 | 1.394e-06 | 0.0092336 | 1.8625e-09
[120 empty] | 7.3.3.17.5 (Remote Grid) Updates to grid topology to minimize risk of ignition in HFTDs Remote GridWLDFRVegetation ContactAggregated | WLDFR | HFTD - Distribution - Tier 3 - 3QU CoRE ¦ 1QU LoRE | Non-Red Flag Warning - Large Fires | Vegetation Contact | Aggregated | 2045 | 1.6039e-05 | 423.2024 | 0.0067878 | 2045 | Mitigation | 0.95 | 45 | 0 | esc | 0.00097009 | 1.5559e-08 | 0.00097009 | 1.5559e-08 | 0.0027785 | 1.394e-06 | 0.0092336 | 1.8625e-09
[120 empty] | 7.3.3.17.5 (Remote Grid) Updates to grid topology to minimize risk of ignition in HFTDs Remote GridWLDFRVegetation ContactAggregated | WLDFR | HFTD - Distribution - Tier 3 - 3QU CoRE ¦ 1QU LoRE | Non-Red Flag Warning - Large Fires | Vegetation Contact | Aggregated | 2046 | 1.6039e-05 | 423.2024 | 0.0067878 | 2046 | Mitigation | 0.95 | 45 | 0 | esc | 0.00097009 | 1.5559e-08 | 0.00097009 | 1.5559e-08 | 0.0027785 | 1.394e-06 | 0.0092336 | 1.8625e-09
[120 empty] | 7.3.3.17.5 (Remote Grid) Updates to grid topology to minimize risk of ignition in HFTDs Remote GridWLDFRVegetation ContactAggregated | WLDFR | HFTD - Distribution - Tier 3 - 3QU CoRE ¦ 1QU LoRE | Non-Red Flag Warning - Large Fires | Vegetation Contact | Aggregated | 2047 | 1.6039e-05 | 423.2024 | 0.0067878 | 2047 | Mitigation | 0.95 | 45 | 0 | esc | 0.00097009 | 1.5559e-08 | 0.00097009 | 1.5559e-08 | 0.0027785 | 1.394e-06 | 0.0092336 | 1.8625e-09
[120 empty] | 7.3.3.17.5 (Remote Grid) Updates to grid topology to minimize risk of ignition in HFTDs Remote GridWLDFRVegetation ContactAggregated | WLDFR | HFTD - Distribution - Tier 3 - 3QU CoRE ¦ 1QU LoRE | Non-Red Flag Warning - Large Fires | Vegetation Contact | Aggregated | 2048 | 1.6039e-05 | 423.2024 | 0.0067878 | 2048 | Mitigation | 0.95 | 45 | 0 | esc | 0.00097009 | 1.5559e-08 | 0.00097009 | 1.5559e-08 | 0.0027785 | 1.394e-06 | 0.0092336 | 1.8625e-09
[120 empty] | 7.3.3.17.5 (Remote Grid) Updates to grid topology to minimize risk of ignition in HFTDs Remote GridWLDFRVegetation ContactAggregated | WLDFR | HFTD - Distribution - Tier 3 - 3QU CoRE ¦ 1QU LoRE | Non-Red Flag Warning - Large Fires | Vegetation Contact | Aggregated | 2049 | 1.6039e-05 | 423.2024 | 0.0067878 | 2049 | Mitigation | 0.95 | 45 | 0 | esc | 0.00097009 | 1.5559e-08 | 0.00097009 | 1.5559e-08 | 0.0027785 | 1.394e-06 | 0.0092336 | 1.8625e-09
[120 empty] | 7.3.3.17.5 (Remote Grid) Updates to grid topology to minimize risk of ignition in HFTDs Remote GridWLDFRVegetation ContactAggregated | WLDFR | HFTD - Distribution - Tier 3 - 3QU CoRE ¦ 1QU LoRE | Non-Red Flag Warning - Large Fires | Vegetation Contact | Aggregated | 2050 | 1.6039e-05 | 423.2024 | 0.0067878 | 2050 | Mitigation | 0.95 | 45 | 0 | esc | 0.00097009 | 1.5559e-08 | 0.00097009 | 1.5559e-08 | 0.0027785 | 1.394e-06 | 0.0092336 | 1.8625e-09
[120 empty] | 7.3.3.17.5 (Remote Grid) Updates to grid topology to minimize risk of ignition in HFTDs Remote GridWLDFRVegetation ContactAggregated | WLDFR | HFTD - Distribution - Tier 3 - 3QU CoRE ¦ 1QU LoRE | Non-Red Flag Warning - Large Fires | Vegetation Contact | Aggregated | 2051 | 1.6039e-05 | 423.2024 | 0.0067878 | 2051 | Mitigation | 0.95 | 45 | 0 | esc | 0.00097009 | 1.5559e-08 | 0.00097009 | 1.5559e-08 | 0.0027785 | 1.394e-06 | 0.0092336 | 1.8625e-09
[120 empty] | 7.3.3.17.5 (Remote Grid) Updates to grid topology to minimize risk of ignition in HFTDs Remote GridWLDFRVegetation ContactAggregated | WLDFR | HFTD - Distribution - Tier 3 - 3QU CoRE ¦ 1QU LoRE | Non-Red Flag Warning - Large Fires | Vegetation Contact | Aggregated | 2052 | 1.6039e-05 | 423.2024 | 0.0067878 | 2052 | Mitigation | 0.95 | 45 | 0 | esc | 0.00097009 | 1.5559e-08 | 0.00097009 | 1.5559e-08 | 0.0027785 | 1.394e-06 | 0.0092336 | 1.8625e-09
[120 empty] | 7.3.3.17.5 (Remote Grid) Updates to grid topology to minimize risk of ignition in HFTDs Remote GridWLDFRVegetation ContactAggregated | WLDFR | HFTD - Distribution - Tier 3 - 3QU CoRE ¦ 1QU LoRE | Non-Red Flag Warning - Large Fires | Vegetation Contact | Aggregated | 2053 | 1.6039e-05 | 423.2024 | 0.0067878 | 2053 | Mitigation | 0.95 | 45 | 0 | esc | 0.00097009 | 1.5559e-08 | 0.00097009 | 1.5559e-08 | 0.0027785 | 1.394e-06 | 0.0092336 | 1.8625e-09
[120 empty] | 7.3.3.17.5 (Remote Grid) Updates to grid topology to minimize risk of ignition in HFTDs Remote GridWLDFRVegetation ContactAggregated | WLDFR | HFTD - Distribution - Tier 3 - 3QU CoRE ¦ 1QU LoRE | Non-Red Flag Warning - Large Fires | Vegetation Contact | Aggregated | 2054 | 1.6039e-05 | 423.2024 | 0.0067878 | 2054 | Mitigation | 0.95 | 45 | 0 | esc | 0.00097009 | 1.5559e-08 | 0.00097009 | 1.5559e-08 | 0.0027785 | 1.394e-06 | 0.0092336 | 1.8625e-09
[120 empty] | 7.3.3.17.5 (Remote Grid) Updates to grid topology to minimize risk of ignition in HFTDs Remote GridWLDFRVegetation ContactAggregated | WLDFR | HFTD - Distribution - Tier 3 - 3QU CoRE ¦ 1QU LoRE | Non-Red Flag Warning - Large Fires | Vegetation Contact | Aggregated | 2055 | 1.6039e-05 | 423.2024 | 0.0067878 | 2055 | Mitigation | 0.95 | 45 | 0 | esc | 0.00097009 | 1.5559e-08 | 0.00097009 | 1.5559e-08 | 0.0027785 | 1.394e-06 | 0.0092336 | 1.8625e-09
[120 empty] | 7.3.3.17.5 (Remote Grid) Updates to grid topology to minimize risk of ignition in HFTDs Remote GridWLDFRVegetation ContactAggregated | WLDFR | HFTD - Distribution - Tier 3 - 3QU CoRE ¦ 1QU LoRE | Non-Red Flag Warning - Large Fires | Vegetation Contact | Aggregated | 2056 | 1.6039e-05 | 423.2024 | 0.0067878 | 2056 | Mitigation | 0.95 | 45 | 0 | esc | 0.00097009 | 1.5559e-08 | 0.00097009 | 1.5559e-08 | 0.0027785 | 1.394e-06 | 0.0092336 | 1.8625e-09
[120 empty] | 7.3.3.17.5 (Remote Grid) Updates to grid topology to minimize risk of ignition in HFTDs Remote GridWLDFRVegetation ContactAggregated | WLDFR | HFTD - Distribution - Tier 3 - 3QU CoRE ¦ 1QU LoRE | Non-Red Flag Warning - Large Fires | Vegetation Contact | Aggregated | 2057 | 1.6039e-05 | 423.2024 | 0.0067878 | 2057 | Mitigation | 0.95 | 45 | 0 | esc | 0.00097009 | 1.5559e-08 | 0.00097009 | 1.5559e-08 | 0.0027785 | 1.394e-06 | 0.0092336 | 1.8625e-09
[120 empty] | 7.3.3.17.5 (Remote Grid) Updates to grid topology to minimize risk of ignition in HFTDs Remote GridWLDFRVegetation ContactAggregated | WLDFR | HFTD - Distribution - Tier 3 - 3QU CoRE ¦ 1QU LoRE | Non-Red Flag Warning - Large Fires | Vegetation Contact | Aggregated | 2058 | 1.6039e-05 | 423.2024 | 0.0067878 | 2058 | Mitigation | 0.95 | 45 | 0 | esc | 0.00097009 | 1.5559e-08 | 0.00097009 | 1.5559e-08 | 0.0027785 | 1.394e-06 | 0.0092336 | 1.8625e-09
[120 empty] | 7.3.3.17.5 (Remote Grid) Updates to grid topology to minimize risk of ignition in HFTDs Remote GridWLDFRVegetation ContactAggregated | WLDFR | HFTD - Distribution - Tier 3 - 3QU CoRE ¦ 1QU LoRE | Non-Red Flag Warning - Large Fires | Vegetation Contact | Aggregated | 2059 | 1.6039e-05 | 423.2024 | 0.0067878 | 2059 | Mitigation | 0.95 | 45 | 0 | esc | 0.00097009 | 1.5559e-08 | 0.00097009 | 1.5559e-08 | 0.0027785 | 1.394e-06 | 0.0092336 | 1.8625e-09
[120 empty] | 7.3.3.17.5 (Remote Grid) Updates to grid topology to minimize risk of ignition in HFTDs Remote GridWLDFRVegetation ContactAggregated | WLDFR | HFTD - Distribution - Tier 3 - 3QU CoRE ¦ 1QU LoRE | Non-Red Flag Warning - Large Fires | Vegetation Contact | Aggregated | 2060 | 1.6039e-05 | 423.2024 | 0.0067878 | 2060 | Mitigation | 0.95 | 45 | 0 | esc | 0.00097009 | 1.5559e-08 | 0.00097009 | 1.5559e-08 | 0.0027785 | 1.394e-06 | 0.0092336 | 1.8625e-09
[120 empty] | 7.3.3.17.5 (Remote Grid) Updates to grid topology to minimize risk of ignition in HFTDs Remote GridWLDFRVegetation ContactAggregated | WLDFR | HFTD - Distribution - Tier 3 - 3QU CoRE ¦ 1QU LoRE | Non-Red Flag Warning - Large Fires | Vegetation Contact | Aggregated | 2061 | 1.6039e-05 | 423.2024 | 0.0067878 | 2061 | Mitigation | 0.95 | 45 | 0 | esc | 0.00097009 | 1.5559e-08 | 0.00097009 | 1.5559e-08 | 0.0027785 | 1.394e-06 | 0.0092336 | 1.8625e-09
[120 empty] | 7.3.3.17.5 (Remote Grid) Updates to grid topology to minimize risk of ignition in HFTDs Remote GridWLDFRVegetation ContactAggregated | WLDFR | HFTD - Distribution - Tier 3 - 3QU CoRE ¦ 1QU LoRE | Non-Red Flag Warning - Large Fires | Vegetation Contact | Aggregated | 2062 | 1.6039e-05 | 423.2024 | 0.0067878 | 2062 | Mitigation | 0.95 | 45 | 0 | esc | 0.00097009 | 1.5559e-08 | 0.00097009 | 1.5559e-08 | 0.0027785 | 1.394e-06 | 0.0092336 | 1.8625e-09
[120 empty] | 7.3.3.17.5 (Remote Grid) Updates to grid topology to minimize risk of ignition in HFTDs Remote GridWLDFRVegetation ContactAggregated | WLDFR | HFTD - Distribution - Tier 3 - 3QU CoRE ¦ 1QU LoRE | Non-Red Flag Warning - Large Fires | Vegetation Contact | Aggregated | 2063 | 1.6039e-05 | 423.2024 | 0.0067878 | 2063 | Mitigation | 0.95 | 45 | 0 | esc | 0.00097009 | 1.5559e-08 | 0.00097009 | 1.5559e-08 | 0.0027785 | 1.394e-06 | 0.0092336 | 1.8625e-09
[120 empty] | 7.3.3.17.5 (Remote Grid) Updates to grid topology to minimize risk of ignition in HFTDs Remote GridWLDFRVegetation ContactAggregated | WLDFR | HFTD - Distribution - Tier 3 - 3QU CoRE ¦ 1QU LoRE | Non-Red Flag Warning - Large Fires | Vegetation Contact | Aggregated | 2064 | 1.6039e-05 | 423.2024 | 0.0067878 | 2064 | Mitigation | 0.95 | 45 | 0 | esc | 0.00097009 | 1.5559e-08 | 0.00097009 | 1.5559e-08 | 0 | 0 | 0.0092336 | 1.8625e-09
[120 empty] | 7.3.3.17.5 (Remote Grid) Updates to grid topology to minimize risk of ignition in HFTDs Remote GridWLDFRVegetation ContactAggregated | WLDFR | HFTD - Distribution - Tier 3 - 3QU CoRE ¦ 1QU LoRE | Non-Red Flag Warning - Large Fires | Vegetation Contact | Aggregated | 2065 | 1.6039e-05 | 423.2024 | 0.0067878 | 2065 | Mitigation | 0.95 | 45 | 0 | esc | 0.00097009 | 1.5559e-08 | 0.00097009 | 1.5559e-08 | 0.0027785 | 2.4995e-08 | 0.0092336 | 1.8625e-09
[120 empty] | 7.3.3.17.5 (Remote Grid) Updates to grid topology to minimize risk of ignition in HFTDs Remote GridWLDFRVegetation ContactAggregated | WLDFR | HFTD - Distribution - Tier 3 - 3QU CoRE ¦ 1QU LoRE | Non-Red Flag Warning - Large Fires | Vegetation Contact | Aggregated | 2066 | 1.6039e-05 | 423.2024 | 0.0067878 | 2066 | Mitigation | 0.95 | 45 | 0 | esc | 0.00097009 | 1.5559e-08 | 0.00097009 | 1.5559e-08 | 0.0027785 | 2.4995e-08 | 0.0092336 | 1.8625e-09
[120 empty] | 7.3.3.17.5 (Remote Grid) Updates to grid topology to minimize risk of ignition in HFTDs Remote GridWLDFRVegetation ContactAggregated | WLDFR | HFTD - Distribution - Tier 3 - 3QU CoRE ¦ 1QU LoRE | Non-Red Flag Warning - Large Fires | Vegetation Contact | Aggregated | 2067 | 1.6039e-05 | 423.2024 | 0.0067878 | 2067 | Mitigation | 0.95 | 45 | 0 | esc | 0 | 0 | 0.00097009 | 1.5559e-08 | 0.0027785 | 2.4995e-08 | 0.0092336 | 1.8625e-09
[120 empty] | 7.3.3.17.5 (Remote Grid) Updates to grid topology to minimize risk of ignition in HFTDs Remote GridWLDFRWire-to-wire contactAggregated | WLDFR | HFTD - Distribution - Tier 3 - 3QU CoRE ¦ 1QU LoRE | Non-Red Flag Warning - Large Fires | Wire-to-wire contact | Aggregated | 2022 | 9.4828e-07 | 423.2024 | 0.00040132 | 2022 | Mitigation | 0.95 | 45 | 0 | esc | 0.00097009 | 9.1992e-10 | 0 | 0 | 0.0027785 | 2.4995e-08 | 0.0092336 | 1.8625e-09
[120 empty] | 7.3.3.17.5 (Remote Grid) Updates to grid topology to minimize risk of ignition in HFTDs Remote GridWLDFRWire-to-wire contactAggregated | WLDFR | HFTD - Distribution - Tier 3 - 3QU CoRE ¦ 1QU LoRE | Non-Red Flag Warning - Large Fires | Wire-to-wire contact | Aggregated | 2023 | 9.4828e-07 | 423.2024 | 0.00040132 | 2023 | Mitigation | 0.95 | 45 | 0 | esc | 0.00097009 | 9.1992e-10 | 0.00097009 | 9.1992e-10 | 0.0027785 | 2.4995e-08 | 0.0092336 | 1.8625e-09
[120 empty] | 7.3.3.17.5 (Remote Grid) Updates to grid topology to minimize risk of ignition in HFTDs Remote GridWLDFRWire-to-wire contactAggregated | WLDFR | HFTD - Distribution - Tier 3 - 3QU CoRE ¦ 1QU LoRE | Non-Red Flag Warning - Large Fires | Wire-to-wire contact | Aggregated | 2024 | 9.4828e-07 | 423.2024 | 0.00040132 | 2024 | Mitigation | 0.95 | 45 | 0 | esc | 0.00097009 | 9.1992e-10 | 0.00097009 | 9.1992e-10 | 0.0027785 | 2.4995e-08 | 0.0092336 | 1.8625e-09
[120 empty] | 7.3.3.17.5 (Remote Grid) Updates to grid topology to minimize risk of ignition in HFTDs Remote GridWLDFRWire-to-wire contactAggregated | WLDFR | HFTD - Distribution - Tier 3 - 3QU CoRE ¦ 1QU LoRE | Non-Red Flag Warning - Large Fires | Wire-to-wire contact | Aggregated | 2025 | 9.4828e-07 | 423.2024 | 0.00040132 | 2025 | Mitigation | 0.95 | 45 | 0 | esc | 0.00097009 | 9.1992e-10 | 0.00097009 | 9.1992e-10 | 0.0027785 | 2.4995e-08 | 0.0092336 | 1.8625e-09
[120 empty] | 7.3.3.17.5 (Remote Grid) Updates to grid topology to minimize risk of ignition in HFTDs Remote GridWLDFRWire-to-wire contactAggregated | WLDFR | HFTD - Distribution - Tier 3 - 3QU CoRE ¦ 1QU LoRE | Non-Red Flag Warning - Large Fires | Wire-to-wire contact | Aggregated | 2026 | 9.4828e-07 | 423.2024 | 0.00040132 | 2026 | Mitigation | 0.95 | 45 | 0 | esc | 0.00097009 | 9.1992e-10 | 0.00097009 | 9.1992e-10 | 0.0027785 | 2.4995e-08 | 0.0092336 | 1.8625e-09
[120 empty] | 7.3.3.17.5 (Remote Grid) Updates to grid topology to minimize risk of ignition in HFTDs Remote GridWLDFRWire-to-wire contactAggregated | WLDFR | HFTD - Distribution - Tier 3 - 3QU CoRE ¦ 1QU LoRE | Non-Red Flag Warning - Large Fires | Wire-to-wire contact | Aggregated | 2027 | 9.4828e-07 | 423.2024 | 0.00040132 | 2027 | Mitigation | 0.95 | 45 | 0 | esc | 0.00097009 | 9.1992e-10 | 0.00097009 | 9.1992e-10 | 0.0027785 | 2.4995e-08 | 0.0092336 | 1.8625e-09
[120 empty] | 7.3.3.17.5 (Remote Grid) Updates to grid topology to minimize risk of ignition in HFTDs Remote GridWLDFRWire-to-wire contactAggregated | WLDFR | HFTD - Distribution - Tier 3 - 3QU CoRE ¦ 1QU LoRE | Non-Red Flag Warning - Large Fires | Wire-to-wire contact | Aggregated | 2028 | 9.4828e-07 | 423.2024 | 0.00040132 | 2028 | Mitigation | 0.95 | 45 | 0 | esc | 0.00097009 | 9.1992e-10 | 0.00097009 | 9.1992e-10 | 0.0027785 | 2.4995e-08 | 0 | 0
[120 empty] | 7.3.3.17.5 (Remote Grid) Updates to grid topology to minimize risk of ignition in HFTDs Remote GridWLDFRWire-to-wire contactAggregated | WLDFR | HFTD - Distribution - Tier 3 - 3QU CoRE ¦ 1QU LoRE | Non-Red Flag Warning - Large Fires | Wire-to-wire contact | Aggregated | 2029 | 9.4828e-07 | 423.2024 | 0.00040132 | 2029 | Mitigation | 0.95 | 45 | 0 | esc | 0.00097009 | 9.1992e-10 | 0.00097009 | 9.1992e-10 | 0.0027785 | 2.4995e-08 | 0 | 0
[120 empty] | 7.3.3.17.5 (Remote Grid) Updates to grid topology to minimize risk of ignition in HFTDs Remote GridWLDFRWire-to-wire contactAggregated | WLDFR | HFTD - Distribution - Tier 3 - 3QU CoRE ¦ 1QU LoRE | Non-Red Flag Warning - Large Fires | Wire-to-wire contact | Aggregated | 2030 | 9.4828e-07 | 423.2024 | 0.00040132 | 2030 | Mitigation | 0.95 | 45 | 0 | esc | 0.00097009 | 9.1992e-10 | 0.00097009 | 9.1992e-10 | 0.0027785 | 2.4995e-08 | 0.0033164 | 3.2628e-08
[120 empty] | 7.3.3.17.5 (Remote Grid) Updates to grid topology to minimize risk of ignition in HFTDs Remote GridWLDFRWire-to-wire contactAggregated | WLDFR | HFTD - Distribution - Tier 3 - 3QU CoRE ¦ 1QU LoRE | Non-Red Flag Warning - Large Fires | Wire-to-wire contact | Aggregated | 2031 | 9.4828e-07 | 423.2024 | 0.00040132 | 2031 | Mitigation | 0.95 | 45 | 0 | esc | 0.00097009 | 9.1992e-10 | 0.00097009 | 9.1992e-10 | 0.0027785 | 2.4995e-08 | 0.0033164 | 3.2628e-08
[120 empty] | 7.3.3.17.5 (Remote Grid) Updates to grid topology to minimize risk of ignition in HFTDs Remote GridWLDFRWire-to-wire contactAggregated | WLDFR | HFTD - Distribution - Tier 3 - 3QU CoRE ¦ 1QU LoRE | Non-Red Flag Warning - Large Fires | Wire-to-wire contact | Aggregated | 2032 | 9.4828e-07 | 423.2024 | 0.00040132 | 2032 | Mitigation | 0.95 | 45 | 0 | esc | 0.00097009 | 9.1992e-10 | 0.00097009 | 9.1992e-10 | 0.0027785 | 2.4995e-08 | 0.0033164 | 3.2628e-08
[120 empty] | 7.3.3.17.5 (Remote Grid) Updates to grid topology to minimize risk of ignition in HFTDs Remote GridWLDFRWire-to-wire contactAggregated | WLDFR | HFTD - Distribution - Tier 3 - 3QU CoRE ¦ 1QU LoRE | Non-Red Flag Warning - Large Fires | Wire-to-wire contact | Aggregated | 2033 | 9.4828e-07 | 423.2024 | 0.00040132 | 2033 | Mitigation | 0.95 | 45 | 0 | esc | 0.00097009 | 9.1992e-10 | 0.00097009 | 9.1992e-10 | 0.0027785 | 2.4995e-08 | 0.0033164 | 3.2628e-08
[120 empty] | 7.3.3.17.5 (Remote Grid) Updates to grid topology to minimize risk of ignition in HFTDs Remote GridWLDFRWire-to-wire contactAggregated | WLDFR | HFTD - Distribution - Tier 3 - 3QU CoRE ¦ 1QU LoRE | Non-Red Flag Warning - Large Fires | Wire-to-wire contact | Aggregated | 2034 | 9.4828e-07 | 423.2024 | 0.00040132 | 2034 | Mitigation | 0.95 | 45 | 0 | esc | 0.00097009 | 9.1992e-10 | 0.00097009 | 9.1992e-10 | 0.0027785 | 2.4995e-08 | 0.0033164 | 3.2628e-08
[120 empty] | 7.3.3.17.5 (Remote Grid) Updates to grid topology to minimize risk of ignition in HFTDs Remote GridWLDFRWire-to-wire contactAggregated | WLDFR | HFTD - Distribution - Tier 3 - 3QU CoRE ¦ 1QU LoRE | Non-Red Flag Warning - Large Fires | Wire-to-wire contact | Aggregated | 2035 | 9.4828e-07 | 423.2024 | 0.00040132 | 2035 | Mitigation | 0.95 | 45 | 0 | esc | 0.00097009 | 9.1992e-10 | 0.00097009 | 9.1992e-10 | 0.0027785 | 2.4995e-08 | 0.0033164 | 3.2628e-08
[120 empty] | 7.3.3.17.5 (Remote Grid) Updates to grid topology to minimize risk of ignition in HFTDs Remote GridWLDFRWire-to-wire contactAggregated | WLDFR | HFTD - Distribution - Tier 3 - 3QU CoRE ¦ 1QU LoRE | Non-Red Flag Warning - Large Fires | Wire-to-wire contact | Aggregated | 2036 | 9.4828e-07 | 423.2024 | 0.00040132 | 2036 | Mitigation | 0.95 | 45 | 0 | esc | 0.00097009 | 9.1992e-10 | 0.00097009 | 9.1992e-10 | 0.0027785 | 2.4995e-08 | 0.0033164 | 3.2628e-08
[120 empty] | 7.3.3.17.5 (Remote Grid) Updates to grid topology to minimize risk of ignition in HFTDs Remote GridWLDFRWire-to-wire contactAggregated | WLDFR | HFTD - Distribution - Tier 3 - 3QU CoRE ¦ 1QU LoRE | Non-Red Flag Warning - Large Fires | Wire-to-wire contact | Aggregated | 2037 | 9.4828e-07 | 423.2024 | 0.00040132 | 2037 | Mitigation | 0.95 | 45 | 0 | esc | 0.00097009 | 9.1992e-10 | 0.00097009 | 9.1992e-10 | 0.0027785 | 2.4995e-08 | 0.0033164 | 3.2628e-08
[120 empty] | 7.3.3.17.5 (Remote Grid) Updates to grid topology to minimize risk of ignition in HFTDs Remote GridWLDFRWire-to-wire contactAggregated | WLDFR | HFTD - Distribution - Tier 3 - 3QU CoRE ¦ 1QU LoRE | Non-Red Flag Warning - Large Fires | Wire-to-wire contact | Aggregated | 2038 | 9.4828e-07 | 423.2024 | 0.00040132 | 2038 | Mitigation | 0.95 | 45 | 0 | esc | 0.00097009 | 9.1992e-10 | 0.00097009 | 9.1992e-10 | 0.0027785 | 2.4995e-08 | 0.0033164 | 3.2628e-08
[120 empty] | 7.3.3.17.5 (Remote Grid) Updates to grid topology to minimize risk of ignition in HFTDs Remote GridWLDFRWire-to-wire contactAggregated | WLDFR | HFTD - Distribution - Tier 3 - 3QU CoRE ¦ 1QU LoRE | Non-Red Flag Warning - Large Fires | Wire-to-wire contact | Aggregated | 2039 | 9.4828e-07 | 423.2024 | 0.00040132 | 2039 | Mitigation | 0.95 | 45 | 0 | esc | 0.00097009 | 9.1992e-10 | 0.00097009 | 9.1992e-10 | 0.0027785 | 2.4995e-08 | 0.0033164 | 3.2628e-08
[120 empty] | 7.3.3.17.5 (Remote Grid) Updates to grid topology to minimize risk of ignition in HFTDs Remote GridWLDFRWire-to-wire contactAggregated | WLDFR | HFTD - Distribution - Tier 3 - 3QU CoRE ¦ 1QU LoRE | Non-Red Flag Warning - Large Fires | Wire-to-wire contact | Aggregated | 2040 | 9.4828e-07 | 423.2024 | 0.00040132 | 2040 | Mitigation | 0.95 | 45 | 0 | esc | 0.00097009 | 9.1992e-10 | 0.00097009 | 9.1992e-10 | 0.0027785 | 2.4995e-08 | 0.0033164 | 3.2628e-08
[120 empty] | 7.3.3.17.5 (Remote Grid) Updates to grid topology to minimize risk of ignition in HFTDs Remote GridWLDFRWire-to-wire contactAggregated | WLDFR | HFTD - Distribution - Tier 3 - 3QU CoRE ¦ 1QU LoRE | Non-Red Flag Warning - Large Fires | Wire-to-wire contact | Aggregated | 2041 | 9.4828e-07 | 423.2024 | 0.00040132 | 2041 | Mitigation | 0.95 | 45 | 0 | esc | 0.00097009 | 9.1992e-10 | 0.00097009 | 9.1992e-10 | 0.0027785 | 2.4995e-08 | 0.0033164 | 3.2628e-08
[120 empty] | 7.3.3.17.5 (Remote Grid) Updates to grid topology to minimize risk of ignition in HFTDs Remote GridWLDFRWire-to-wire contactAggregated | WLDFR | HFTD - Distribution - Tier 3 - 3QU CoRE ¦ 1QU LoRE | Non-Red Flag Warning - Large Fires | Wire-to-wire contact | Aggregated | 2042 | 9.4828e-07 | 423.2024 | 0.00040132 | 2042 | Mitigation | 0.95 | 45 | 0 | esc | 0.00097009 | 9.1992e-10 | 0.00097009 | 9.1992e-10 | 0.0027785 | 2.4995e-08 | 0.0033164 | 3.2628e-08
[120 empty] | 7.3.3.17.5 (Remote Grid) Updates to grid topology to minimize risk of ignition in HFTDs Remote GridWLDFRWire-to-wire contactAggregated | WLDFR | HFTD - Distribution - Tier 3 - 3QU CoRE ¦ 1QU LoRE | Non-Red Flag Warning - Large Fires | Wire-to-wire contact | Aggregated | 2043 | 9.4828e-07 | 423.2024 | 0.00040132 | 2043 | Mitigation | 0.95 | 45 | 0 | esc | 0.00097009 | 9.1992e-10 | 0.00097009 | 9.1992e-10 | 0.0027785 | 2.4995e-08 | 0.0033164 | 3.2628e-08
[120 empty] | 7.3.3.17.5 (Remote Grid) Updates to grid topology to minimize risk of ignition in HFTDs Remote GridWLDFRWire-to-wire contactAggregated | WLDFR | HFTD - Distribution - Tier 3 - 3QU CoRE ¦ 1QU LoRE | Non-Red Flag Warning - Large Fires | Wire-to-wire contact | Aggregated | 2044 | 9.4828e-07 | 423.2024 | 0.00040132 | 2044 | Mitigation | 0.95 | 45 | 0 | esc | 0.00097009 | 9.1992e-10 | 0.00097009 | 9.1992e-10 | 0.0027785 | 2.4995e-08 | 0.0033164 | 3.2628e-08
[120 empty] | 7.3.3.17.5 (Remote Grid) Updates to grid topology to minimize risk of ignition in HFTDs Remote GridWLDFRWire-to-wire contactAggregated | WLDFR | HFTD - Distribution - Tier 3 - 3QU CoRE ¦ 1QU LoRE | Non-Red Flag Warning - Large Fires | Wire-to-wire contact | Aggregated | 2045 | 9.4828e-07 | 423.2024 | 0.00040132 | 2045 | Mitigation | 0.95 | 45 | 0 | esc | 0.00097009 | 9.1992e-10 | 0.00097009 | 9.1992e-10 | 0.0027785 | 2.4995e-08 | 0.0033164 | 3.2628e-08
[120 empty] | 7.3.3.17.5 (Remote Grid) Updates to grid topology to minimize risk of ignition in HFTDs Remote GridWLDFRWire-to-wire contactAggregated | WLDFR | HFTD - Distribution - Tier 3 - 3QU CoRE ¦ 1QU LoRE | Non-Red Flag Warning - Large Fires | Wire-to-wire contact | Aggregated | 2046 | 9.4828e-07 | 423.2024 | 0.00040132 | 2046 | Mitigation | 0.95 | 45 | 0 | esc | 0.00097009 | 9.1992e-10 | 0.00097009 | 9.1992e-10 | 0.0027785 | 2.4995e-08 | 0.0033164 | 3.2628e-08
[120 empty] | 7.3.3.17.5 (Remote Grid) Updates to grid topology to minimize risk of ignition in HFTDs Remote GridWLDFRWire-to-wire contactAggregated | WLDFR | HFTD - Distribution - Tier 3 - 3QU CoRE ¦ 1QU LoRE | Non-Red Flag Warning - Large Fires | Wire-to-wire contact | Aggregated | 2047 | 9.4828e-07 | 423.2024 | 0.00040132 | 2047 | Mitigation | 0.95 | 45 | 0 | esc | 0.00097009 | 9.1992e-10 | 0.00097009 | 9.1992e-10 | 0.0027785 | 2.4995e-08 | 0.0033164 | 3.2628e-08
[120 empty] | 7.3.3.17.5 (Remote Grid) Updates to grid topology to minimize risk of ignition in HFTDs Remote GridWLDFRWire-to-wire contactAggregated | WLDFR | HFTD - Distribution - Tier 3 - 3QU CoRE ¦ 1QU LoRE | Non-Red Flag Warning - Large Fires | Wire-to-wire contact | Aggregated | 2048 | 9.4828e-07 | 423.2024 | 0.00040132 | 2048 | Mitigation | 0.95 | 45 | 0 | esc | 0.00097009 | 9.1992e-10 | 0.00097009 | 9.1992e-10 | 0.0027785 | 2.4995e-08 | 0.0033164 | 3.2628e-08
[120 empty] | 7.3.3.17.5 (Remote Grid) Updates to grid topology to minimize risk of ignition in HFTDs Remote GridWLDFRWire-to-wire contactAggregated | WLDFR | HFTD - Distribution - Tier 3 - 3QU CoRE ¦ 1QU LoRE | Non-Red Flag Warning - Large Fires | Wire-to-wire contact | Aggregated | 2049 | 9.4828e-07 | 423.2024 | 0.00040132 | 2049 | Mitigation | 0.95 | 45 | 0 | esc | 0.00097009 | 9.1992e-10 | 0.00097009 | 9.1992e-10 | 0.0027785 | 2.4995e-08 | 0.0033164 | 3.2628e-08
[120 empty] | 7.3.3.17.5 (Remote Grid) Updates to grid topology to minimize risk of ignition in HFTDs Remote GridWLDFRWire-to-wire contactAggregated | WLDFR | HFTD - Distribution - Tier 3 - 3QU CoRE ¦ 1QU LoRE | Non-Red Flag Warning - Large Fires | Wire-to-wire contact | Aggregated | 2050 | 9.4828e-07 | 423.2024 | 0.00040132 | 2050 | Mitigation | 0.95 | 45 | 0 | esc | 0.00097009 | 9.1992e-10 | 0.00097009 | 9.1992e-10 | 0.0027785 | 2.4995e-08 | 0.0033164 | 3.2628e-08
[120 empty] | 7.3.3.17.5 (Remote Grid) Updates to grid topology to minimize risk of ignition in HFTDs Remote GridWLDFRWire-to-wire contactAggregated | WLDFR | HFTD - Distribution - Tier 3 - 3QU CoRE ¦ 1QU LoRE | Non-Red Flag Warning - Large Fires | Wire-to-wire contact | Aggregated | 2051 | 9.4828e-07 | 423.2024 | 0.00040132 | 2051 | Mitigation | 0.95 | 45 | 0 | esc | 0.00097009 | 9.1992e-10 | 0.00097009 | 9.1992e-10 | 0.0027785 | 2.4995e-08 | 0.0033164 | 3.2628e-08
[120 empty] | 7.3.3.17.5 (Remote Grid) Updates to grid topology to minimize risk of ignition in HFTDs Remote GridWLDFRWire-to-wire contactAggregated | WLDFR | HFTD - Distribution - Tier 3 - 3QU CoRE ¦ 1QU LoRE | Non-Red Flag Warning - Large Fires | Wire-to-wire contact | Aggregated | 2052 | 9.4828e-07 | 423.2024 | 0.00040132 | 2052 | Mitigation | 0.95 | 45 | 0 | esc | 0.00097009 | 9.1992e-10 | 0.00097009 | 9.1992e-10 | 0.0027785 | 2.4995e-08 | 0.0033164 | 3.2628e-08
[120 empty] | 7.3.3.17.5 (Remote Grid) Updates to grid topology to minimize risk of ignition in HFTDs Remote GridWLDFRWire-to-wire contactAggregated | WLDFR | HFTD - Distribution - Tier 3 - 3QU CoRE ¦ 1QU LoRE | Non-Red Flag Warning - Large Fires | Wire-to-wire contact | Aggregated | 2053 | 9.4828e-07 | 423.2024 | 0.00040132 | 2053 | Mitigation | 0.95 | 45 | 0 | esc | 0.00097009 | 9.1992e-10 | 0.00097009 | 9.1992e-10 | 0.0027785 | 2.4995e-08 | 0.0033164 | 3.2628e-08
[120 empty] | 7.3.3.17.5 (Remote Grid) Updates to grid topology to minimize risk of ignition in HFTDs Remote GridWLDFRWire-to-wire contactAggregated | WLDFR | HFTD - Distribution - Tier 3 - 3QU CoRE ¦ 1QU LoRE | Non-Red Flag Warning - Large Fires | Wire-to-wire contact | Aggregated | 2054 | 9.4828e-07 | 423.2024 | 0.00040132 | 2054 | Mitigation | 0.95 | 45 | 0 | esc | 0.00097009 | 9.1992e-10 | 0.00097009 | 9.1992e-10 | 0.0027785 | 2.4995e-08 | 0.0033164 | 3.2628e-08
[120 empty] | 7.3.3.17.5 (Remote Grid) Updates to grid topology to minimize risk of ignition in HFTDs Remote GridWLDFRWire-to-wire contactAggregated | WLDFR | HFTD - Distribution - Tier 3 - 3QU CoRE ¦ 1QU LoRE | Non-Red Flag Warning - Large Fires | Wire-to-wire contact | Aggregated | 2055 | 9.4828e-07 | 423.2024 | 0.00040132 | 2055 | Mitigation | 0.95 | 45 | 0 | esc | 0.00097009 | 9.1992e-10 | 0.00097009 | 9.1992e-10 | 0.0027785 | 2.4995e-08 | 0.0033164 | 3.2628e-08
[120 empty] | 7.3.3.17.5 (Remote Grid) Updates to grid topology to minimize risk of ignition in HFTDs Remote GridWLDFRWire-to-wire contactAggregated | WLDFR | HFTD - Distribution - Tier 3 - 3QU CoRE ¦ 1QU LoRE | Non-Red Flag Warning - Large Fires | Wire-to-wire contact | Aggregated | 2056 | 9.4828e-07 | 423.2024 | 0.00040132 | 2056 | Mitigation | 0.95 | 45 | 0 | esc | 0.00097009 | 9.1992e-10 | 0.00097009 | 9.1992e-10 | 0.0027785 | 2.4995e-08 | 0.0033164 | 3.2628e-08
[120 empty] | 7.3.3.17.5 (Remote Grid) Updates to grid topology to minimize risk of ignition in HFTDs Remote GridWLDFRWire-to-wire contactAggregated | WLDFR | HFTD - Distribution - Tier 3 - 3QU CoRE ¦ 1QU LoRE | Non-Red Flag Warning - Large Fires | Wire-to-wire contact | Aggregated | 2057 | 9.4828e-07 | 423.2024 | 0.00040132 | 2057 | Mitigation | 0.95 | 45 | 0 | esc | 0.00097009 | 9.1992e-10 | 0.00097009 | 9.1992e-10 | 0.0027785 | 2.4995e-08 | 0.0033164 | 3.2628e-08
[120 empty] | 7.3.3.17.5 (Remote Grid) Updates to grid topology to minimize risk of ignition in HFTDs Remote GridWLDFRWire-to-wire contactAggregated | WLDFR | HFTD - Distribution - Tier 3 - 3QU CoRE ¦ 1QU LoRE | Non-Red Flag Warning - Large Fires | Wire-to-wire contact | Aggregated | 2058 | 9.4828e-07 | 423.2024 | 0.00040132 | 2058 | Mitigation | 0.95 | 45 | 0 | esc | 0.00097009 | 9.1992e-10 | 0.00097009 | 9.1992e-10 | 0.0027785 | 2.4995e-08 | 0.0033164 | 3.2628e-08
[120 empty] | 7.3.3.17.5 (Remote Grid) Updates to grid topology to minimize risk of ignition in HFTDs Remote GridWLDFRWire-to-wire contactAggregated | WLDFR | HFTD - Distribution - Tier 3 - 3QU CoRE ¦ 1QU LoRE | Non-Red Flag Warning - Large Fires | Wire-to-wire contact | Aggregated | 2059 | 9.4828e-07 | 423.2024 | 0.00040132 | 2059 | Mitigation | 0.95 | 45 | 0 | esc | 0.00097009 | 9.1992e-10 | 0.00097009 | 9.1992e-10 | 0.0027785 | 2.4995e-08 | 0.0033164 | 3.2628e-08
[120 empty] | 7.3.3.17.5 (Remote Grid) Updates to grid topology to minimize risk of ignition in HFTDs Remote GridWLDFRWire-to-wire contactAggregated | WLDFR | HFTD - Distribution - Tier 3 - 3QU CoRE ¦ 1QU LoRE | Non-Red Flag Warning - Large Fires | Wire-to-wire contact | Aggregated | 2060 | 9.4828e-07 | 423.2024 | 0.00040132 | 2060 | Mitigation | 0.95 | 45 | 0 | esc | 0.00097009 | 9.1992e-10 | 0.00097009 | 9.1992e-10 | 0.0027785 | 2.4995e-08 | 0 | 0
[120 empty] | 7.3.3.17.5 (Remote Grid) Updates to grid topology to minimize risk of ignition in HFTDs Remote GridWLDFRWire-to-wire contactAggregated | WLDFR | HFTD - Distribution - Tier 3 - 3QU CoRE ¦ 1QU LoRE | Non-Red Flag Warning - Large Fires | Wire-to-wire contact | Aggregated | 2061 | 9.4828e-07 | 423.2024 | 0.00040132 | 2061 | Mitigation | 0.95 | 45 | 0 | esc | 0.00097009 | 9.1992e-10 | 0.00097009 | 9.1992e-10 | 0.0027785 | 2.4995e-08 | 0 | 0
[120 empty] | 7.3.3.17.5 (Remote Grid) Updates to grid topology to minimize risk of ignition in HFTDs Remote GridWLDFRWire-to-wire contactAggregated | WLDFR | HFTD - Distribution - Tier 3 - 3QU CoRE ¦ 1QU LoRE | Non-Red Flag Warning - Large Fires | Wire-to-wire contact | Aggregated | 2062 | 9.4828e-07 | 423.2024 | 0.00040132 | 2062 | Mitigation | 0.95 | 45 | 0 | esc | 0.00097009 | 9.1992e-10 | 0.00097009 | 9.1992e-10 | 0.0027785 | 2.4995e-08 | 0.012804 | 6.4008e-08
[120 empty] | 7.3.3.17.5 (Remote Grid) Updates to grid topology to minimize risk of ignition in HFTDs Remote GridWLDFRWire-to-wire contactAggregated | WLDFR | HFTD - Distribution - Tier 3 - 3QU CoRE ¦ 1QU LoRE | Non-Red Flag Warning - Large Fires | Wire-to-wire contact | Aggregated | 2063 | 9.4828e-07 | 423.2024 | 0.00040132 | 2063 | Mitigation | 0.95 | 45 | 0 | esc | 0.00097009 | 9.1992e-10 | 0.00097009 | 9.1992e-10 | 0.0027785 | 2.4995e-08 | 0.012804 | 6.4008e-08
[120 empty] | 7.3.3.17.5 (Remote Grid) Updates to grid topology to minimize risk of ignition in HFTDs Remote GridWLDFRWire-to-wire contactAggregated | WLDFR | HFTD - Distribution - Tier 3 - 3QU CoRE ¦ 1QU LoRE | Non-Red Flag Warning - Large Fires | Wire-to-wire contact | Aggregated | 2064 | 9.4828e-07 | 423.2024 | 0.00040132 | 2064 | Mitigation | 0.95 | 45 | 0 | esc | 0.00097009 | 9.1992e-10 | 0.00097009 | 9.1992e-10 | 0.0027785 | 2.4995e-08 | 0.012804 | 6.4008e-08
[120 empty] | 7.3.3.17.5 (Remote Grid) Updates to grid topology to minimize risk of ignition in HFTDs Remote GridWLDFRWire-to-wire contactAggregated | WLDFR | HFTD - Distribution - Tier 3 - 3QU CoRE ¦ 1QU LoRE | Non-Red Flag Warning - Large Fires | Wire-to-wire contact | Aggregated | 2065 | 9.4828e-07 | 423.2024 | 0.00040132 | 2065 | Mitigation | 0.95 | 45 | 0 | esc | 0.00097009 | 9.1992e-10 | 0.00097009 | 9.1992e-10 | 0.0027785 | 2.4995e-08 | 0.012804 | 6.4008e-08
[120 empty] | 7.3.3.17.5 (Remote Grid) Updates to grid topology to minimize risk of ignition in HFTDs Remote GridWLDFRWire-to-wire contactAggregated | WLDFR | HFTD - Distribution - Tier 3 - 3QU CoRE ¦ 1QU LoRE | Non-Red Flag Warning - Large Fires | Wire-to-wire contact | Aggregated | 2066 | 9.4828e-07 | 423.2024 | 0.00040132 | 2066 | Mitigation | 0.95 | 45 | 0 | esc | 0.00097009 | 9.1992e-10 | 0.00097009 | 9.1992e-10 | 0.0027785 | 2.4995e-08 | 0.012804 | 6.4008e-08
[120 empty] | 7.3.3.17.5 (Remote Grid) Updates to grid topology to minimize risk of ignition in HFTDs Remote GridWLDFRWire-to-wire contactAggregated | WLDFR | HFTD - Distribution - Tier 3 - 3QU CoRE ¦ 1QU LoRE | Non-Red Flag Warning - Large Fires | Wire-to-wire contact | Aggregated | 2067 | 9.4828e-07 | 423.2024 | 0.00040132 | 2067 | Mitigation | 0.95 | 45 | 0 | esc | 0 | 0 | 0.00097009 | 9.1992e-10 | 0.0027785 | 2.4995e-08 | 0.012804 | 6.4008e-08
[120 empty] | 7.3.3.17.5 (Remote Grid) Updates to grid topology to minimize risk of ignition in HFTDs Remote GridWLDFRContact from objectAggregated | WLDFR | HFTD - Distribution - Tier 3 - 3QU CoRE ¦ 1QU LoRE | Non-Red Flag Warning - Small Fires | Contact from object | Aggregated | 2022 | 0.00077525 | 423.2024 | 0.32809 | 2022 | Mitigation | 0.95 | 45 | 0 | esc | 0.00097009 | 7.5205e-07 | 0 | 0 | 0 | 0 | 0.012804 | 6.4008e-08
[120 empty] | 7.3.3.17.5 (Remote Grid) Updates to grid topology to minimize risk of ignition in HFTDs Remote GridWLDFRContact from objectAggregated | WLDFR | HFTD - Distribution - Tier 3 - 3QU CoRE ¦ 1QU LoRE | Non-Red Flag Warning - Small Fires | Contact from object | Aggregated | 2023 | 0.00077525 | 423.2024 | 0.32809 | 2023 | Mitigation | 0.95 | 45 | 0 | esc | 0.00097009 | 7.5205e-07 | 0.00097009 | 7.5205e-07 | 0.0027911 | 1.2384e-10 | 0.012804 | 6.4008e-08
[120 empty] | 7.3.3.17.5 (Remote Grid) Updates to grid topology to minimize risk of ignition in HFTDs Remote GridWLDFRContact from objectAggregated | WLDFR | HFTD - Distribution - Tier 3 - 3QU CoRE ¦ 1QU LoRE | Non-Red Flag Warning - Small Fires | Contact from object | Aggregated | 2024 | 0.00077525 | 423.2024 | 0.32809 | 2024 | Mitigation | 0.95 | 45 | 0 | esc | 0.00097009 | 7.5205e-07 | 0.00097009 | 7.5205e-07 | 0.0027911 | 1.2384e-10 | 0.012804 | 6.4008e-08
[120 empty] | 7.3.3.17.5 (Remote Grid) Updates to grid topology to minimize risk of ignition in HFTDs Remote GridWLDFRContact from objectAggregated | WLDFR | HFTD - Distribution - Tier 3 - 3QU CoRE ¦ 1QU LoRE | Non-Red Flag Warning - Small Fires | Contact from object | Aggregated | 2025 | 0.00077525 | 423.2024 | 0.32809 | 2025 | Mitigation | 0.95 | 45 | 0 | esc | 0.00097009 | 7.5205e-07 | 0.00097009 | 7.5205e-07 | 0.0027911 | 1.2384e-10 | 0.012804 | 6.4008e-08
[120 empty] | 7.3.3.17.5 (Remote Grid) Updates to grid topology to minimize risk of ignition in HFTDs Remote GridWLDFRContact from objectAggregated | WLDFR | HFTD - Distribution - Tier 3 - 3QU CoRE ¦ 1QU LoRE | Non-Red Flag Warning - Small Fires | Contact from object | Aggregated | 2026 | 0.00077525 | 423.2024 | 0.32809 | 2026 | Mitigation | 0.95 | 45 | 0 | esc | 0.00097009 | 7.5205e-07 | 0.00097009 | 7.5205e-07 | 0.0027911 | 1.2384e-10 | 0.012804 | 6.4008e-08
[120 empty] | 7.3.3.17.5 (Remote Grid) Updates to grid topology to minimize risk of ignition in HFTDs Remote GridWLDFRContact from objectAggregated | WLDFR | HFTD - Distribution - Tier 3 - 3QU CoRE ¦ 1QU LoRE | Non-Red Flag Warning - Small Fires | Contact from object | Aggregated | 2027 | 0.00077525 | 423.2024 | 0.32809 | 2027 | Mitigation | 0.95 | 45 | 0 | esc | 0.00097009 | 7.5205e-07 | 0.00097009 | 7.5205e-07 | 0.0027911 | 1.2384e-10 | 0.012804 | 6.4008e-08
[120 empty] | 7.3.3.17.5 (Remote Grid) Updates to grid topology to minimize risk of ignition in HFTDs Remote GridWLDFRContact from objectAggregated | WLDFR | HFTD - Distribution - Tier 3 - 3QU CoRE ¦ 1QU LoRE | Non-Red Flag Warning - Small Fires | Contact from object | Aggregated | 2028 | 0.00077525 | 423.2024 | 0.32809 | 2028 | Mitigation | 0.95 | 45 | 0 | esc | 0.00097009 | 7.5205e-07 | 0.00097009 | 7.5205e-07 | 0.0027911 | 1.2384e-10 | 0.012804 | 6.4008e-08
[120 empty] | 7.3.3.17.5 (Remote Grid) Updates to grid topology to minimize risk of ignition in HFTDs Remote GridWLDFRContact from objectAggregated | WLDFR | HFTD - Distribution - Tier 3 - 3QU CoRE ¦ 1QU LoRE | Non-Red Flag Warning - Small Fires | Contact from object | Aggregated | 2029 | 0.00077525 | 423.2024 | 0.32809 | 2029 | Mitigation | 0.95 | 45 | 0 | esc | 0.00097009 | 7.5205e-07 | 0.00097009 | 7.5205e-07 | 0.0027911 | 1.2384e-10 | 0.012804 | 6.4008e-08
[120 empty] | 7.3.3.17.5 (Remote Grid) Updates to grid topology to minimize risk of ignition in HFTDs Remote GridWLDFRContact from objectAggregated | WLDFR | HFTD - Distribution - Tier 3 - 3QU CoRE ¦ 1QU LoRE | Non-Red Flag Warning - Small Fires | Contact from object | Aggregated | 2030 | 0.00077525 | 423.2024 | 0.32809 | 2030 | Mitigation | 0.95 | 45 | 0 | esc | 0.00097009 | 7.5205e-07 | 0.00097009 | 7.5205e-07 | 0.0027911 | 1.2384e-10 | 0.012804 | 6.4008e-08
[120 empty] | 7.3.3.17.5 (Remote Grid) Updates to grid topology to minimize risk of ignition in HFTDs Remote GridWLDFRContact from objectAggregated | WLDFR | HFTD - Distribution - Tier 3 - 3QU CoRE ¦ 1QU LoRE | Non-Red Flag Warning - Small Fires | Contact from object | Aggregated | 2031 | 0.00077525 | 423.2024 | 0.32809 | 2031 | Mitigation | 0.95 | 45 | 0 | esc | 0.00097009 | 7.5205e-07 | 0.00097009 | 7.5205e-07 | 0.0027911 | 1.2384e-10 | 0.012804 | 6.4008e-08
[120 empty] | 7.3.3.17.5 (Remote Grid) Updates to grid topology to minimize risk of ignition in HFTDs Remote GridWLDFRContact from objectAggregated | WLDFR | HFTD - Distribution - Tier 3 - 3QU CoRE ¦ 1QU LoRE | Non-Red Flag Warning - Small Fires | Contact from object | Aggregated | 2032 | 0.00077525 | 423.2024 | 0.32809 | 2032 | Mitigation | 0.95 | 45 | 0 | esc | 0.00097009 | 7.5205e-07 | 0.00097009 | 7.5205e-07 | 0.0027911 | 1.2384e-10 | 0.012804 | 6.4008e-08
[120 empty] | 7.3.3.17.5 (Remote Grid) Updates to grid topology to minimize risk of ignition in HFTDs Remote GridWLDFRContact from objectAggregated | WLDFR | HFTD - Distribution - Tier 3 - 3QU CoRE ¦ 1QU LoRE | Non-Red Flag Warning - Small Fires | Contact from object | Aggregated | 2033 | 0.00077525 | 423.2024 | 0.32809 | 2033 | Mitigation | 0.95 | 45 | 0 | esc | 0.00097009 | 7.5205e-07 | 0.00097009 | 7.5205e-07 | 0.0027911 | 1.2384e-10 | 0.012804 | 6.4008e-08
[120 empty] | 7.3.3.17.5 (Remote Grid) Updates to grid topology to minimize risk of ignition in HFTDs Remote GridWLDFRContact from objectAggregated | WLDFR | HFTD - Distribution - Tier 3 - 3QU CoRE ¦ 1QU LoRE | Non-Red Flag Warning - Small Fires | Contact from object | Aggregated | 2034 | 0.00077525 | 423.2024 | 0.32809 | 2034 | Mitigation | 0.95 | 45 | 0 | esc | 0.00097009 | 7.5205e-07 | 0.00097009 | 7.5205e-07 | 0.0027911 | 1.2384e-10 | 0.012804 | 6.4008e-08
[120 empty] | 7.3.3.17.5 (Remote Grid) Updates to grid topology to minimize risk of ignition in HFTDs Remote GridWLDFRContact from objectAggregated | WLDFR | HFTD - Distribution - Tier 3 - 3QU CoRE ¦ 1QU LoRE | Non-Red Flag Warning - Small Fires | Contact from object | Aggregated | 2035 | 0.00077525 | 423.2024 | 0.32809 | 2035 | Mitigation | 0.95 | 45 | 0 | esc | 0.00097009 | 7.5205e-07 | 0.00097009 | 7.5205e-07 | 0.0027911 | 1.2384e-10 | 0.012804 | 6.4008e-08
[120 empty] | 7.3.3.17.5 (Remote Grid) Updates to grid topology to minimize risk of ignition in HFTDs Remote GridWLDFRContact from objectAggregated | WLDFR | HFTD - Distribution - Tier 3 - 3QU CoRE ¦ 1QU LoRE | Non-Red Flag Warning - Small Fires | Contact from object | Aggregated | 2036 | 0.00077525 | 423.2024 | 0.32809 | 2036 | Mitigation | 0.95 | 45 | 0 | esc | 0.00097009 | 7.5205e-07 | 0.00097009 | 7.5205e-07 | 0.0027911 | 1.2384e-10 | 0.012804 | 6.4008e-08
[120 empty] | 7.3.3.17.5 (Remote Grid) Updates to grid topology to minimize risk of ignition in HFTDs Remote GridWLDFRContact from objectAggregated | WLDFR | HFTD - Distribution - Tier 3 - 3QU CoRE ¦ 1QU LoRE | Non-Red Flag Warning - Small Fires | Contact from object | Aggregated | 2037 | 0.00077525 | 423.2024 | 0.32809 | 2037 | Mitigation | 0.95 | 45 | 0 | esc | 0.00097009 | 7.5205e-07 | 0.00097009 | 7.5205e-07 | 0.0027911 | 1.2384e-10 | 0.012804 | 6.4008e-08
[120 empty] | 7.3.3.17.5 (Remote Grid) Updates to grid topology to minimize risk of ignition in HFTDs Remote GridWLDFRContact from objectAggregated | WLDFR | HFTD - Distribution - Tier 3 - 3QU CoRE ¦ 1QU LoRE | Non-Red Flag Warning - Small Fires | Contact from object | Aggregated | 2038 | 0.00077525 | 423.2024 | 0.32809 | 2038 | Mitigation | 0.95 | 45 | 0 | esc | 0.00097009 | 7.5205e-07 | 0.00097009 | 7.5205e-07 | 0.0027911 | 1.2384e-10 | 0.012804 | 6.4008e-08
[120 empty] | 7.3.3.17.5 (Remote Grid) Updates to grid topology to minimize risk of ignition in HFTDs Remote GridWLDFRContact from objectAggregated | WLDFR | HFTD - Distribution - Tier 3 - 3QU CoRE ¦ 1QU LoRE | Non-Red Flag Warning - Small Fires | Contact from object | Aggregated | 2039 | 0.00077525 | 423.2024 | 0.32809 | 2039 | Mitigation | 0.95 | 45 | 0 | esc | 0.00097009 | 7.5205e-07 | 0.00097009 | 7.5205e-07 | 0.0027911 | 1.2384e-10 | 0.012804 | 6.4008e-08
[120 empty] | 7.3.3.17.5 (Remote Grid) Updates to grid topology to minimize risk of ignition in HFTDs Remote GridWLDFRContact from objectAggregated | WLDFR | HFTD - Distribution - Tier 3 - 3QU CoRE ¦ 1QU LoRE | Non-Red Flag Warning - Small Fires | Contact from object | Aggregated | 2040 | 0.00077525 | 423.2024 | 0.32809 | 2040 | Mitigation | 0.95 | 45 | 0 | esc | 0.00097009 | 7.5205e-07 | 0.00097009 | 7.5205e-07 | 0.0027911 | 1.2384e-10 | 0.012804 | 6.4008e-08
[120 empty] | 7.3.3.17.5 (Remote Grid) Updates to grid topology to minimize risk of ignition in HFTDs Remote GridWLDFRContact from objectAggregated | WLDFR | HFTD - Distribution - Tier 3 - 3QU CoRE ¦ 1QU LoRE | Non-Red Flag Warning - Small Fires | Contact from object | Aggregated | 2041 | 0.00077525 | 423.2024 | 0.32809 | 2041 | Mitigation | 0.95 | 45 | 0 | esc | 0.00097009 | 7.5205e-07 | 0.00097009 | 7.5205e-07 | 0.0027911 | 1.2384e-10 | 0.012804 | 6.4008e-08
[120 empty] | 7.3.3.17.5 (Remote Grid) Updates to grid topology to minimize risk of ignition in HFTDs Remote GridWLDFRContact from objectAggregated | WLDFR | HFTD - Distribution - Tier 3 - 3QU CoRE ¦ 1QU LoRE | Non-Red Flag Warning - Small Fires | Contact from object | Aggregated | 2042 | 0.00077525 | 423.2024 | 0.32809 | 2042 | Mitigation | 0.95 | 45 | 0 | esc | 0.00097009 | 7.5205e-07 | 0.00097009 | 7.5205e-07 | 0.0027911 | 1.2384e-10 | 0.012804 | 6.4008e-08
[120 empty] | 7.3.3.17.5 (Remote Grid) Updates to grid topology to minimize risk of ignition in HFTDs Remote GridWLDFRContact from objectAggregated | WLDFR | HFTD - Distribution - Tier 3 - 3QU CoRE ¦ 1QU LoRE | Non-Red Flag Warning - Small Fires | Contact from object | Aggregated | 2043 | 0.00077525 | 423.2024 | 0.32809 | 2043 | Mitigation | 0.95 | 45 | 0 | esc | 0.00097009 | 7.5205e-07 | 0.00097009 | 7.5205e-07 | 0.0027911 | 1.2384e-10 | 0.012804 | 6.4008e-08
[120 empty] | 7.3.3.17.5 (Remote Grid) Updates to grid topology to minimize risk of ignition in HFTDs Remote GridWLDFRContact from objectAggregated | WLDFR | HFTD - Distribution - Tier 3 - 3QU CoRE ¦ 1QU LoRE | Non-Red Flag Warning - Small Fires | Contact from object | Aggregated | 2044 | 0.00077525 | 423.2024 | 0.32809 | 2044 | Mitigation | 0.95 | 45 | 0 | esc | 0.00097009 | 7.5205e-07 | 0.00097009 | 7.5205e-07 | 0.0027911 | 1.2384e-10 | 0.012804 | 6.4008e-08
[120 empty] | 7.3.3.17.5 (Remote Grid) Updates to grid topology to minimize risk of ignition in HFTDs Remote GridWLDFRContact from objectAggregated | WLDFR | HFTD - Distribution - Tier 3 - 3QU CoRE ¦ 1QU LoRE | Non-Red Flag Warning - Small Fires | Contact from object | Aggregated | 2045 | 0.00077525 | 423.2024 | 0.32809 | 2045 | Mitigation | 0.95 | 45 | 0 | esc | 0.00097009 | 7.5205e-07 | 0.00097009 | 7.5205e-07 | 0.0027911 | 1.2384e-10 | 0.012804 | 6.4008e-08
[120 empty] | 7.3.3.17.5 (Remote Grid) Updates to grid topology to minimize risk of ignition in HFTDs Remote GridWLDFRContact from objectAggregated | WLDFR | HFTD - Distribution - Tier 3 - 3QU CoRE ¦ 1QU LoRE | Non-Red Flag Warning - Small Fires | Contact from object | Aggregated | 2046 | 0.00077525 | 423.2024 | 0.32809 | 2046 | Mitigation | 0.95 | 45 | 0 | esc | 0.00097009 | 7.5205e-07 | 0.00097009 | 7.5205e-07 | 0.0027911 | 1.2384e-10 | 0 | 0
[120 empty] | 7.3.3.17.5 (Remote Grid) Updates to grid topology to minimize risk of ignition in HFTDs Remote GridWLDFRContact from objectAggregated | WLDFR | HFTD - Distribution - Tier 3 - 3QU CoRE ¦ 1QU LoRE | Non-Red Flag Warning - Small Fires | Contact from object | Aggregated | 2047 | 0.00077525 | 423.2024 | 0.32809 | 2047 | Mitigation | 0.95 | 45 | 0 | esc | 0.00097009 | 7.5205e-07 | 0.00097009 | 7.5205e-07 | 0.0027911 | 1.2384e-10 | 0 | 0
[120 empty] | 7.3.3.17.5 (Remote Grid) Updates to grid topology to minimize risk of ignition in HFTDs Remote GridWLDFRContact from objectAggregated | WLDFR | HFTD - Distribution - Tier 3 - 3QU CoRE ¦ 1QU LoRE | Non-Red Flag Warning - Small Fires | Contact from object | Aggregated | 2048 | 0.00077525 | 423.2024 | 0.32809 | 2048 | Mitigation | 0.95 | 45 | 0 | esc | 0.00097009 | 7.5205e-07 | 0.00097009 | 7.5205e-07 | 0.0027911 | 1.2384e-10 | 0.014899 | 5.0084e-09
[120 empty] | 7.3.3.17.5 (Remote Grid) Updates to grid topology to minimize risk of ignition in HFTDs Remote GridWLDFRContact from objectAggregated | WLDFR | HFTD - Distribution - Tier 3 - 3QU CoRE ¦ 1QU LoRE | Non-Red Flag Warning - Small Fires | Contact from object | Aggregated | 2049 | 0.00077525 | 423.2024 | 0.32809 | 2049 | Mitigation | 0.95 | 45 | 0 | esc | 0.00097009 | 7.5205e-07 | 0.00097009 | 7.5205e-07 | 0.0027911 | 1.2384e-10 | 0.014899 | 5.0084e-09
[120 empty] | 7.3.3.17.5 (Remote Grid) Updates to grid topology to minimize risk of ignition in HFTDs Remote GridWLDFRContact from objectAggregated | WLDFR | HFTD - Distribution - Tier 3 - 3QU CoRE ¦ 1QU LoRE | Non-Red Flag Warning - Small Fires | Contact from object | Aggregated | 2050 | 0.00077525 | 423.2024 | 0.32809 | 2050 | Mitigation | 0.95 | 45 | 0 | esc | 0.00097009 | 7.5205e-07 | 0.00097009 | 7.5205e-07 | 0.0027911 | 1.2384e-10 | 0.014899 | 5.0084e-09
[120 empty] | 7.3.3.17.5 (Remote Grid) Updates to grid topology to minimize risk of ignition in HFTDs Remote GridWLDFRContact from objectAggregated | WLDFR | HFTD - Distribution - Tier 3 - 3QU CoRE ¦ 1QU LoRE | Non-Red Flag Warning - Small Fires | Contact from object | Aggregated | 2051 | 0.00077525 | 423.2024 | 0.32809 | 2051 | Mitigation | 0.95 | 45 | 0 | esc | 0.00097009 | 7.5205e-07 | 0.00097009 | 7.5205e-07 | 0.0027911 | 1.2384e-10 | 0.014899 | 5.0084e-09
[120 empty] | 7.3.3.17.5 (Remote Grid) Updates to grid topology to minimize risk of ignition in HFTDs Remote GridWLDFRContact from objectAggregated | WLDFR | HFTD - Distribution - Tier 3 - 3QU CoRE ¦ 1QU LoRE | Non-Red Flag Warning - Small Fires | Contact from object | Aggregated | 2052 | 0.00077525 | 423.2024 | 0.32809 | 2052 | Mitigation | 0.95 | 45 | 0 | esc | 0.00097009 | 7.5205e-07 | 0.00097009 | 7.5205e-07 | 0.0027911 | 1.2384e-10 | 0.014899 | 5.0084e-09
[120 empty] | 7.3.3.17.5 (Remote Grid) Updates to grid topology to minimize risk of ignition in HFTDs Remote GridWLDFRContact from objectAggregated | WLDFR | HFTD - Distribution - Tier 3 - 3QU CoRE ¦ 1QU LoRE | Non-Red Flag Warning - Small Fires | Contact from object | Aggregated | 2053 | 0.00077525 | 423.2024 | 0.32809 | 2053 | Mitigation | 0.95 | 45 | 0 | esc | 0.00097009 | 7.5205e-07 | 0.00097009 | 7.5205e-07 | 0.0027911 | 1.2384e-10 | 0.014899 | 5.0084e-09
[120 empty] | 7.3.3.17.5 (Remote Grid) Updates to grid topology to minimize risk of ignition in HFTDs Remote GridWLDFRContact from objectAggregated | WLDFR | HFTD - Distribution - Tier 3 - 3QU CoRE ¦ 1QU LoRE | Non-Red Flag Warning - Small Fires | Contact from object | Aggregated | 2054 | 0.00077525 | 423.2024 | 0.32809 | 2054 | Mitigation | 0.95 | 45 | 0 | esc | 0.00097009 | 7.5205e-07 | 0.00097009 | 7.5205e-07 | 0.0027911 | 1.2384e-10 | 0.014899 | 5.0084e-09
[120 empty] | 7.3.3.17.5 (Remote Grid) Updates to grid topology to minimize risk of ignition in HFTDs Remote GridWLDFRContact from objectAggregated | WLDFR | HFTD - Distribution - Tier 3 - 3QU CoRE ¦ 1QU LoRE | Non-Red Flag Warning - Small Fires | Contact from object | Aggregated | 2055 | 0.00077525 | 423.2024 | 0.32809 | 2055 | Mitigation | 0.95 | 45 | 0 | esc | 0.00097009 | 7.5205e-07 | 0.00097009 | 7.5205e-07 | 0.0027911 | 1.2384e-10 | 0.014899 | 5.0084e-09
[120 empty] | 7.3.3.17.5 (Remote Grid) Updates to grid topology to minimize risk of ignition in HFTDs Remote GridWLDFRContact from objectAggregated | WLDFR | HFTD - Distribution - Tier 3 - 3QU CoRE ¦ 1QU LoRE | Non-Red Flag Warning - Small Fires | Contact from object | Aggregated | 2056 | 0.00077525 | 423.2024 | 0.32809 | 2056 | Mitigation | 0.95 | 45 | 0 | esc | 0.00097009 | 7.5205e-07 | 0.00097009 | 7.5205e-07 | 0.0027911 | 1.2384e-10 | 0.014899 | 5.0084e-09
[120 empty] | 7.3.3.17.5 (Remote Grid) Updates to grid topology to minimize risk of ignition in HFTDs Remote GridWLDFRContact from objectAggregated | WLDFR | HFTD - Distribution - Tier 3 - 3QU CoRE ¦ 1QU LoRE | Non-Red Flag Warning - Small Fires | Contact from object | Aggregated | 2057 | 0.00077525 | 423.2024 | 0.32809 | 2057 | Mitigation | 0.95 | 45 | 0 | esc | 0.00097009 | 7.5205e-07 | 0.00097009 | 7.5205e-07 | 0.0027911 | 1.2384e-10 | 0.014899 | 5.0084e-09
[120 empty] | 7.3.3.17.5 (Remote Grid) Updates to grid topology to minimize risk of ignition in HFTDs Remote GridWLDFRContact from objectAggregated | WLDFR | HFTD - Distribution - Tier 3 - 3QU CoRE ¦ 1QU LoRE | Non-Red Flag Warning - Small Fires | Contact from object | Aggregated | 2058 | 0.00077525 | 423.2024 | 0.32809 | 2058 | Mitigation | 0.95 | 45 | 0 | esc | 0.00097009 | 7.5205e-07 | 0.00097009 | 7.5205e-07 | 0.0027911 | 1.2384e-10 | 0.014899 | 5.0084e-09
[120 empty] | 7.3.3.17.5 (Remote Grid) Updates to grid topology to minimize risk of ignition in HFTDs Remote GridWLDFRContact from objectAggregated | WLDFR | HFTD - Distribution - Tier 3 - 3QU CoRE ¦ 1QU LoRE | Non-Red Flag Warning - Small Fires | Contact from object | Aggregated | 2059 | 0.00077525 | 423.2024 | 0.32809 | 2059 | Mitigation | 0.95 | 45 | 0 | esc | 0.00097009 | 7.5205e-07 | 0.00097009 | 7.5205e-07 | 0.0027911 | 1.2384e-10 | 0.014899 | 5.0084e-09
[120 empty] | 7.3.3.17.5 (Remote Grid) Updates to grid topology to minimize risk of ignition in HFTDs Remote GridWLDFRContact from objectAggregated | WLDFR | HFTD - Distribution - Tier 3 - 3QU CoRE ¦ 1QU LoRE | Non-Red Flag Warning - Small Fires | Contact from object | Aggregated | 2060 | 0.00077525 | 423.2024 | 0.32809 | 2060 | Mitigation | 0.95 | 45 | 0 | esc | 0.00097009 | 7.5205e-07 | 0.00097009 | 7.5205e-07 | 0.0027911 | 1.2384e-10 | 0.014899 | 5.0084e-09
[120 empty] | 7.3.3.17.5 (Remote Grid) Updates to grid topology to minimize risk of ignition in HFTDs Remote GridWLDFRContact from objectAggregated | WLDFR | HFTD - Distribution - Tier 3 - 3QU CoRE ¦ 1QU LoRE | Non-Red Flag Warning - Small Fires | Contact from object | Aggregated | 2061 | 0.00077525 | 423.2024 | 0.32809 | 2061 | Mitigation | 0.95 | 45 | 0 | esc | 0.00097009 | 7.5205e-07 | 0.00097009 | 7.5205e-07 | 0.0027911 | 1.2384e-10 | 0.014899 | 5.0084e-09
[120 empty] | 7.3.3.17.5 (Remote Grid) Updates to grid topology to minimize risk of ignition in HFTDs Remote GridWLDFRContact from objectAggregated | WLDFR | HFTD - Distribution - Tier 3 - 3QU CoRE ¦ 1QU LoRE | Non-Red Flag Warning - Small Fires | Contact from object | Aggregated | 2062 | 0.00077525 | 423.2024 | 0.32809 | 2062 | Mitigation | 0.95 | 45 | 0 | esc | 0.00097009 | 7.5205e-07 | 0.00097009 | 7.5205e-07 | 0.0027911 | 1.2384e-10 | 0.014899 | 5.0084e-09
[120 empty] | 7.3.3.17.5 (Remote Grid) Updates to grid topology to minimize risk of ignition in HFTDs Remote GridWLDFRContact from objectAggregated | WLDFR | HFTD - Distribution - Tier 3 - 3QU CoRE ¦ 1QU LoRE | Non-Red Flag Warning - Small Fires | Contact from object | Aggregated | 2063 | 0.00077525 | 423.2024 | 0.32809 | 2063 | Mitigation | 0.95 | 45 | 0 | esc | 0.00097009 | 7.5205e-07 | 0.00097009 | 7.5205e-07 | 0.0027911 | 1.2384e-10 | 0.014899 | 5.0084e-09
[120 empty] | 7.3.3.17.5 (Remote Grid) Updates to grid topology to minimize risk of ignition in HFTDs Remote GridWLDFRContact from objectAggregated | WLDFR | HFTD - Distribution - Tier 3 - 3QU CoRE ¦ 1QU LoRE | Non-Red Flag Warning - Small Fires | Contact from object | Aggregated | 2064 | 0.00077525 | 423.2024 | 0.32809 | 2064 | Mitigation | 0.95 | 45 | 0 | esc | 0.00097009 | 7.5205e-07 | 0.00097009 | 7.5205e-07 | 0.0027911 | 1.2384e-10 | 0.014899 | 5.0084e-09
[120 empty] | 7.3.3.17.5 (Remote Grid) Updates to grid topology to minimize risk of ignition in HFTDs Remote GridWLDFRContact from objectAggregated | WLDFR | HFTD - Distribution - Tier 3 - 3QU CoRE ¦ 1QU LoRE | Non-Red Flag Warning - Small Fires | Contact from object | Aggregated | 2065 | 0.00077525 | 423.2024 | 0.32809 | 2065 | Mitigation | 0.95 | 45 | 0 | esc | 0.00097009 | 7.5205e-07 | 0.00097009 | 7.5205e-07 | 0.0027911 | 1.2384e-10 | 0.014899 | 5.0084e-09
[120 empty] | 7.3.3.17.5 (Remote Grid) Updates to grid topology to minimize risk of ignition in HFTDs Remote GridWLDFRContact from objectAggregated | WLDFR | HFTD - Distribution - Tier 3 - 3QU CoRE ¦ 1QU LoRE | Non-Red Flag Warning - Small Fires | Contact from object | Aggregated | 2066 | 0.00077525 | 423.2024 | 0.32809 | 2066 | Mitigation | 0.95 | 45 | 0 | esc | 0.00097009 | 7.5205e-07 | 0.00097009 | 7.5205e-07 | 0.0027911 | 1.2384e-10 | 0.014899 | 5.0084e-09
[120 empty] | 7.3.3.17.5 (Remote Grid) Updates to grid topology to minimize risk of ignition in HFTDs Remote GridWLDFRContact from objectAggregated | WLDFR | HFTD - Distribution - Tier 3 - 3QU CoRE ¦ 1QU LoRE | Non-Red Flag Warning - Small Fires | Contact from object | Aggregated | 2067 | 0.00077525 | 423.2024 | 0.32809 | 2067 | Mitigation | 0.95 | 45 | 0 | esc | 0 | 0 | 0.00097009 | 7.5205e-07 | 0.0027911 | 1.2384e-10 | 0.014899 | 5.0084e-09
[120 empty] | 7.3.3.17.5 (Remote Grid) Updates to grid topology to minimize risk of ignition in HFTDs Remote GridWLDFRContaminationAggregated | WLDFR | HFTD - Distribution - Tier 3 - 3QU CoRE ¦ 1QU LoRE | Non-Red Flag Warning - Small Fires | Contamination | Aggregated | 2022 | 1.7657e-05 | 423.2024 | 0.0074726 | 2022 | Mitigation | 0.95 | 45 | 0 | esc | 0.00097009 | 1.7129e-08 | 0 | 0 | 0.0027911 | 1.2384e-10 | 0.014899 | 5.0084e-09
[120 empty] | 7.3.3.17.5 (Remote Grid) Updates to grid topology to minimize risk of ignition in HFTDs Remote GridWLDFRContaminationAggregated | WLDFR | HFTD - Distribution - Tier 3 - 3QU CoRE ¦ 1QU LoRE | Non-Red Flag Warning - Small Fires | Contamination | Aggregated | 2023 | 1.7657e-05 | 423.2024 | 0.0074726 | 2023 | Mitigation | 0.95 | 45 | 0 | esc | 0.00097009 | 1.7129e-08 | 0.00097009 | 1.7129e-08 | 0.0027911 | 1.2384e-10 | 0.014899 | 5.0084e-09
[120 empty] | 7.3.3.17.5 (Remote Grid) Updates to grid topology to minimize risk of ignition in HFTDs Remote GridWLDFRContaminationAggregated | WLDFR | HFTD - Distribution - Tier 3 - 3QU CoRE ¦ 1QU LoRE | Non-Red Flag Warning - Small Fires | Contamination | Aggregated | 2024 | 1.7657e-05 | 423.2024 | 0.0074726 | 2024 | Mitigation | 0.95 | 45 | 0 | esc | 0.00097009 | 1.7129e-08 | 0.00097009 | 1.7129e-08 | 0.0027911 | 1.2384e-10 | 0.014899 | 5.0084e-09
[120 empty] | 7.3.3.17.5 (Remote Grid) Updates to grid topology to minimize risk of ignition in HFTDs Remote GridWLDFRContaminationAggregated | WLDFR | HFTD - Distribution - Tier 3 - 3QU CoRE ¦ 1QU LoRE | Non-Red Flag Warning - Small Fires | Contamination | Aggregated | 2025 | 1.7657e-05 | 423.2024 | 0.0074726 | 2025 | Mitigation | 0.95 | 45 | 0 | esc | 0.00097009 | 1.7129e-08 | 0.00097009 | 1.7129e-08 | 0.0027911 | 1.2384e-10 | 0.014899 | 5.0084e-09
[120 empty] | 7.3.3.17.5 (Remote Grid) Updates to grid topology to minimize risk of ignition in HFTDs Remote GridWLDFRContaminationAggregated | WLDFR | HFTD - Distribution - Tier 3 - 3QU CoRE ¦ 1QU LoRE | Non-Red Flag Warning - Small Fires | Contamination | Aggregated | 2026 | 1.7657e-05 | 423.2024 | 0.0074726 | 2026 | Mitigation | 0.95 | 45 | 0 | esc | 0.00097009 | 1.7129e-08 | 0.00097009 | 1.7129e-08 | 0 | 0 | 0.014899 | 5.0084e-09
[120 empty] | 7.3.3.17.5 (Remote Grid) Updates to grid topology to minimize risk of ignition in HFTDs Remote GridWLDFRContaminationAggregated | WLDFR | HFTD - Distribution - Tier 3 - 3QU CoRE ¦ 1QU LoRE | Non-Red Flag Warning - Small Fires | Contamination | Aggregated | 2027 | 1.7657e-05 | 423.2024 | 0.0074726 | 2027 | Mitigation | 0.95 | 45 | 0 | esc | 0.00097009 | 1.7129e-08 | 0.00097009 | 1.7129e-08 | 0.0027911 | 2.4011e-12 | 0.014899 | 5.0084e-09
[120 empty] | 7.3.3.17.5 (Remote Grid) Updates to grid topology to minimize risk of ignition in HFTDs Remote GridWLDFRContaminationAggregated | WLDFR | HFTD - Distribution - Tier 3 - 3QU CoRE ¦ 1QU LoRE | Non-Red Flag Warning - Small Fires | Contamination | Aggregated | 2028 | 1.7657e-05 | 423.2024 | 0.0074726 | 2028 | Mitigation | 0.95 | 45 | 0 | esc | 0.00097009 | 1.7129e-08 | 0.00097009 | 1.7129e-08 | 0.0027911 | 2.4011e-12 | 0.014899 | 5.0084e-09
[120 empty] | 7.3.3.17.5 (Remote Grid) Updates to grid topology to minimize risk of ignition in HFTDs Remote GridWLDFRContaminationAggregated | WLDFR | HFTD - Distribution - Tier 3 - 3QU CoRE ¦ 1QU LoRE | Non-Red Flag Warning - Small Fires | Contamination | Aggregated | 2029 | 1.7657e-05 | 423.2024 | 0.0074726 | 2029 | Mitigation | 0.95 | 45 | 0 | esc | 0.00097009 | 1.7129e-08 | 0.00097009 | 1.7129e-08 | 0.0027911 | 2.4011e-12 | 0.014899 | 5.0084e-09
[120 empty] | 7.3.3.17.5 (Remote Grid) Updates to grid topology to minimize risk of ignition in HFTDs Remote GridWLDFRContaminationAggregated | WLDFR | HFTD - Distribution - Tier 3 - 3QU CoRE ¦ 1QU LoRE | Non-Red Flag Warning - Small Fires | Contamination | Aggregated | 2030 | 1.7657e-05 | 423.2024 | 0.0074726 | 2030 | Mitigation | 0.95 | 45 | 0 | esc | 0.00097009 | 1.7129e-08 | 0.00097009 | 1.7129e-08 | 0.0027911 | 2.4011e-12 | 0.014899 | 5.0084e-09
[120 empty] | 7.3.3.17.5 (Remote Grid) Updates to grid topology to minimize risk of ignition in HFTDs Remote GridWLDFRContaminationAggregated | WLDFR | HFTD - Distribution - Tier 3 - 3QU CoRE ¦ 1QU LoRE | Non-Red Flag Warning - Small Fires | Contamination | Aggregated | 2031 | 1.7657e-05 | 423.2024 | 0.0074726 | 2031 | Mitigation | 0.95 | 45 | 0 | esc | 0.00097009 | 1.7129e-08 | 0.00097009 | 1.7129e-08 | 0.0027911 | 2.4011e-12 | 0.014899 | 5.0084e-09
[120 empty] | 7.3.3.17.5 (Remote Grid) Updates to grid topology to minimize risk of ignition in HFTDs Remote GridWLDFRContaminationAggregated | WLDFR | HFTD - Distribution - Tier 3 - 3QU CoRE ¦ 1QU LoRE | Non-Red Flag Warning - Small Fires | Contamination | Aggregated | 2032 | 1.7657e-05 | 423.2024 | 0.0074726 | 2032 | Mitigation | 0.95 | 45 | 0 | esc | 0.00097009 | 1.7129e-08 | 0.00097009 | 1.7129e-08 | 0.0027911 | 2.4011e-12 | 0 | 0
[120 empty] | 7.3.3.17.5 (Remote Grid) Updates to grid topology to minimize risk of ignition in HFTDs Remote GridWLDFRContaminationAggregated | WLDFR | HFTD - Distribution - Tier 3 - 3QU CoRE ¦ 1QU LoRE | Non-Red Flag Warning - Small Fires | Contamination | Aggregated | 2033 | 1.7657e-05 | 423.2024 | 0.0074726 | 2033 | Mitigation | 0.95 | 45 | 0 | esc | 0.00097009 | 1.7129e-08 | 0.00097009 | 1.7129e-08 | 0.0027911 | 2.4011e-12 | 0 | 0
[120 empty] | 7.3.3.17.5 (Remote Grid) Updates to grid topology to minimize risk of ignition in HFTDs Remote GridWLDFRContaminationAggregated | WLDFR | HFTD - Distribution - Tier 3 - 3QU CoRE ¦ 1QU LoRE | Non-Red Flag Warning - Small Fires | Contamination | Aggregated | 2034 | 1.7657e-05 | 423.2024 | 0.0074726 | 2034 | Mitigation | 0.95 | 45 | 0 | esc | 0.00097009 | 1.7129e-08 | 0.00097009 | 1.7129e-08 | 0.0027911 | 2.4011e-12 | 0.008942 | 3.5363e-08
[120 empty] | 7.3.3.17.5 (Remote Grid) Updates to grid topology to minimize risk of ignition in HFTDs Remote GridWLDFRContaminationAggregated | WLDFR | HFTD - Distribution - Tier 3 - 3QU CoRE ¦ 1QU LoRE | Non-Red Flag Warning - Small Fires | Contamination | Aggregated | 2035 | 1.7657e-05 | 423.2024 | 0.0074726 | 2035 | Mitigation | 0.95 | 45 | 0 | esc | 0.00097009 | 1.7129e-08 | 0.00097009 | 1.7129e-08 | 0.0027911 | 2.4011e-12 | 0.008942 | 3.5363e-08
[120 empty] | 7.3.3.17.5 (Remote Grid) Updates to grid topology to minimize risk of ignition in HFTDs Remote GridWLDFRContaminationAggregated | WLDFR | HFTD - Distribution - Tier 3 - 3QU CoRE ¦ 1QU LoRE | Non-Red Flag Warning - Small Fires | Contamination | Aggregated | 2036 | 1.7657e-05 | 423.2024 | 0.0074726 | 2036 | Mitigation | 0.95 | 45 | 0 | esc | 0.00097009 | 1.7129e-08 | 0.00097009 | 1.7129e-08 | 0.0027911 | 2.4011e-12 | 0.008942 | 3.5363e-08
[120 empty] | 7.3.3.17.5 (Remote Grid) Updates to grid topology to minimize risk of ignition in HFTDs Remote GridWLDFRContaminationAggregated | WLDFR | HFTD - Distribution - Tier 3 - 3QU CoRE ¦ 1QU LoRE | Non-Red Flag Warning - Small Fires | Contamination | Aggregated | 2037 | 1.7657e-05 | 423.2024 | 0.0074726 | 2037 | Mitigation | 0.95 | 45 | 0 | esc | 0.00097009 | 1.7129e-08 | 0.00097009 | 1.7129e-08 | 0.0027911 | 2.4011e-12 | 0.008942 | 3.5363e-08
[120 empty] | 7.3.3.17.5 (Remote Grid) Updates to grid topology to minimize risk of ignition in HFTDs Remote GridWLDFRContaminationAggregated | WLDFR | HFTD - Distribution - Tier 3 - 3QU CoRE ¦ 1QU LoRE | Non-Red Flag Warning - Small Fires | Contamination | Aggregated | 2038 | 1.7657e-05 | 423.2024 | 0.0074726 | 2038 | Mitigation | 0.95 | 45 | 0 | esc | 0.00097009 | 1.7129e-08 | 0.00097009 | 1.7129e-08 | 0.0027911 | 2.4011e-12 | 0.008942 | 3.5363e-08
[120 empty] | 7.3.3.17.5 (Remote Grid) Updates to grid topology to minimize risk of ignition in HFTDs Remote GridWLDFRContaminationAggregated | WLDFR | HFTD - Distribution - Tier 3 - 3QU CoRE ¦ 1QU LoRE | Non-Red Flag Warning - Small Fires | Contamination | Aggregated | 2039 | 1.7657e-05 | 423.2024 | 0.0074726 | 2039 | Mitigation | 0.95 | 45 | 0 | esc | 0.00097009 | 1.7129e-08 | 0.00097009 | 1.7129e-08 | 0.0027911 | 2.4011e-12 | 0.008942 | 3.5363e-08
[120 empty] | 7.3.3.17.5 (Remote Grid) Updates to grid topology to minimize risk of ignition in HFTDs Remote GridWLDFRContaminationAggregated | WLDFR | HFTD - Distribution - Tier 3 - 3QU CoRE ¦ 1QU LoRE | Non-Red Flag Warning - Small Fires | Contamination | Aggregated | 2040 | 1.7657e-05 | 423.2024 | 0.0074726 | 2040 | Mitigation | 0.95 | 45 | 0 | esc | 0.00097009 | 1.7129e-08 | 0.00097009 | 1.7129e-08 | 0.0027911 | 2.4011e-12 | 0.008942 | 3.5363e-08
[120 empty] | 7.3.3.17.5 (Remote Grid) Updates to grid topology to minimize risk of ignition in HFTDs Remote GridWLDFRContaminationAggregated | WLDFR | HFTD - Distribution - Tier 3 - 3QU CoRE ¦ 1QU LoRE | Non-Red Flag Warning - Small Fires | Contamination | Aggregated | 2041 | 1.7657e-05 | 423.2024 | 0.0074726 | 2041 | Mitigation | 0.95 | 45 | 0 | esc | 0.00097009 | 1.7129e-08 | 0.00097009 | 1.7129e-08 | 0.0027911 | 2.4011e-12 | 0.008942 | 3.5363e-08
[120 empty] | 7.3.3.17.5 (Remote Grid) Updates to grid topology to minimize risk of ignition in HFTDs Remote GridWLDFRContaminationAggregated | WLDFR | HFTD - Distribution - Tier 3 - 3QU CoRE ¦ 1QU LoRE | Non-Red Flag Warning - Small Fires | Contamination | Aggregated | 2042 | 1.7657e-05 | 423.2024 | 0.0074726 | 2042 | Mitigation | 0.95 | 45 | 0 | esc | 0.00097009 | 1.7129e-08 | 0.00097009 | 1.7129e-08 | 0.0027911 | 2.4011e-12 | 0.008942 | 3.5363e-08
[120 empty] | 7.3.3.17.5 (Remote Grid) Updates to grid topology to minimize risk of ignition in HFTDs Remote GridWLDFRContaminationAggregated | WLDFR | HFTD - Distribution - Tier 3 - 3QU CoRE ¦ 1QU LoRE | Non-Red Flag Warning - Small Fires | Contamination | Aggregated | 2043 | 1.7657e-05 | 423.2024 | 0.0074726 | 2043 | Mitigation | 0.95 | 45 | 0 | esc | 0.00097009 | 1.7129e-08 | 0.00097009 | 1.7129e-08 | 0.0027911 | 2.4011e-12 | 0.008942 | 3.5363e-08
[120 empty] | 7.3.3.17.5 (Remote Grid) Updates to grid topology to minimize risk of ignition in HFTDs Remote GridWLDFRContaminationAggregated | WLDFR | HFTD - Distribution - Tier 3 - 3QU CoRE ¦ 1QU LoRE | Non-Red Flag Warning - Small Fires | Contamination | Aggregated | 2044 | 1.7657e-05 | 423.2024 | 0.0074726 | 2044 | Mitigation | 0.95 | 45 | 0 | esc | 0.00097009 | 1.7129e-08 | 0.00097009 | 1.7129e-08 | 0.0027911 | 2.4011e-12 | 0.008942 | 3.5363e-08
[120 empty] | 7.3.3.17.5 (Remote Grid) Updates to grid topology to minimize risk of ignition in HFTDs Remote GridWLDFRContaminationAggregated | WLDFR | HFTD - Distribution - Tier 3 - 3QU CoRE ¦ 1QU LoRE | Non-Red Flag Warning - Small Fires | Contamination | Aggregated | 2045 | 1.7657e-05 | 423.2024 | 0.0074726 | 2045 | Mitigation | 0.95 | 45 | 0 | esc | 0.00097009 | 1.7129e-08 | 0.00097009 | 1.7129e-08 | 0.0027911 | 2.4011e-12 | 0.008942 | 3.5363e-08
[120 empty] | 7.3.3.17.5 (Remote Grid) Updates to grid topology to minimize risk of ignition in HFTDs Remote GridWLDFRContaminationAggregated | WLDFR | HFTD - Distribution - Tier 3 - 3QU CoRE ¦ 1QU LoRE | Non-Red Flag Warning - Small Fires | Contamination | Aggregated | 2046 | 1.7657e-05 | 423.2024 | 0.0074726 | 2046 | Mitigation | 0.95 | 45 | 0 | esc | 0.00097009 | 1.7129e-08 | 0.00097009 | 1.7129e-08 | 0.0027911 | 2.4011e-12 | 0.008942 | 3.5363e-08
[120 empty] | 7.3.3.17.5 (Remote Grid) Updates to grid topology to minimize risk of ignition in HFTDs Remote GridWLDFRContaminationAggregated | WLDFR | HFTD - Distribution - Tier 3 - 3QU CoRE ¦ 1QU LoRE | Non-Red Flag Warning - Small Fires | Contamination | Aggregated | 2047 | 1.7657e-05 | 423.2024 | 0.0074726 | 2047 | Mitigation | 0.95 | 45 | 0 | esc | 0.00097009 | 1.7129e-08 | 0.00097009 | 1.7129e-08 | 0.0027911 | 2.4011e-12 | 0.008942 | 3.5363e-08
[120 empty] | 7.3.3.17.5 (Remote Grid) Updates to grid topology to minimize risk of ignition in HFTDs Remote GridWLDFRContaminationAggregated | WLDFR | HFTD - Distribution - Tier 3 - 3QU CoRE ¦ 1QU LoRE | Non-Red Flag Warning - Small Fires | Contamination | Aggregated | 2048 | 1.7657e-05 | 423.2024 | 0.0074726 | 2048 | Mitigation | 0.95 | 45 | 0 | esc | 0.00097009 | 1.7129e-08 | 0.00097009 | 1.7129e-08 | 0.0027911 | 2.4011e-12 | 0.008942 | 3.5363e-08
[120 empty] | 7.3.3.17.5 (Remote Grid) Updates to grid topology to minimize risk of ignition in HFTDs Remote GridWLDFRContaminationAggregated | WLDFR | HFTD - Distribution - Tier 3 - 3QU CoRE ¦ 1QU LoRE | Non-Red Flag Warning - Small Fires | Contamination | Aggregated | 2049 | 1.7657e-05 | 423.2024 | 0.0074726 | 2049 | Mitigation | 0.95 | 45 | 0 | esc | 0.00097009 | 1.7129e-08 | 0.00097009 | 1.7129e-08 | 0.0027911 | 2.4011e-12 | 0.008942 | 3.5363e-08
[120 empty] | 7.3.3.17.5 (Remote Grid) Updates to grid topology to minimize risk of ignition in HFTDs Remote GridWLDFRContaminationAggregated | WLDFR | HFTD - Distribution - Tier 3 - 3QU CoRE ¦ 1QU LoRE | Non-Red Flag Warning - Small Fires | Contamination | Aggregated | 2050 | 1.7657e-05 | 423.2024 | 0.0074726 | 2050 | Mitigation | 0.95 | 45 | 0 | esc | 0.00097009 | 1.7129e-08 | 0.00097009 | 1.7129e-08 | 0.0027911 | 2.4011e-12 | 0.008942 | 3.5363e-08
[120 empty] | 7.3.3.17.5 (Remote Grid) Updates to grid topology to minimize risk of ignition in HFTDs Remote GridWLDFRContaminationAggregated | WLDFR | HFTD - Distribution - Tier 3 - 3QU CoRE ¦ 1QU LoRE | Non-Red Flag Warning - Small Fires | Contamination | Aggregated | 2051 | 1.7657e-05 | 423.2024 | 0.0074726 | 2051 | Mitigation | 0.95 | 45 | 0 | esc | 0.00097009 | 1.7129e-08 | 0.00097009 | 1.7129e-08 | 0.0027911 | 2.4011e-12 | 0.008942 | 3.5363e-08
[120 empty] | 7.3.3.17.5 (Remote Grid) Updates to grid topology to minimize risk of ignition in HFTDs Remote GridWLDFRContaminationAggregated | WLDFR | HFTD - Distribution - Tier 3 - 3QU CoRE ¦ 1QU LoRE | Non-Red Flag Warning - Small Fires | Contamination | Aggregated | 2052 | 1.7657e-05 | 423.2024 | 0.0074726 | 2052 | Mitigation | 0.95 | 45 | 0 | esc | 0.00097009 | 1.7129e-08 | 0.00097009 | 1.7129e-08 | 0.0027911 | 2.4011e-12 | 0.008942 | 3.5363e-08
[120 empty] | 7.3.3.17.5 (Remote Grid) Updates to grid topology to minimize risk of ignition in HFTDs Remote GridWLDFRContaminationAggregated | WLDFR | HFTD - Distribution - Tier 3 - 3QU CoRE ¦ 1QU LoRE | Non-Red Flag Warning - Small Fires | Contamination | Aggregated | 2053 | 1.7657e-05 | 423.2024 | 0.0074726 | 2053 | Mitigation | 0.95 | 45 | 0 | esc | 0.00097009 | 1.7129e-08 | 0.00097009 | 1.7129e-08 | 0.0027911 | 2.4011e-12 | 0.008942 | 3.5363e-08
[120 empty] | 7.3.3.17.5 (Remote Grid) Updates to grid topology to minimize risk of ignition in HFTDs Remote GridWLDFRContaminationAggregated | WLDFR | HFTD - Distribution - Tier 3 - 3QU CoRE ¦ 1QU LoRE | Non-Red Flag Warning - Small Fires | Contamination | Aggregated | 2054 | 1.7657e-05 | 423.2024 | 0.0074726 | 2054 | Mitigation | 0.95 | 45 | 0 | esc | 0.00097009 | 1.7129e-08 | 0.00097009 | 1.7129e-08 | 0.0027911 | 2.4011e-12 | 0.008942 | 3.5363e-08
[120 empty] | 7.3.3.17.5 (Remote Grid) Updates to grid topology to minimize risk of ignition in HFTDs Remote GridWLDFRContaminationAggregated | WLDFR | HFTD - Distribution - Tier 3 - 3QU CoRE ¦ 1QU LoRE | Non-Red Flag Warning - Small Fires | Contamination | Aggregated | 2055 | 1.7657e-05 | 423.2024 | 0.0074726 | 2055 | Mitigation | 0.95 | 45 | 0 | esc | 0.00097009 | 1.7129e-08 | 0.00097009 | 1.7129e-08 | 0.0027911 | 2.4011e-12 | 0.008942 | 3.5363e-08
[120 empty] | 7.3.3.17.5 (Remote Grid) Updates to grid topology to minimize risk of ignition in HFTDs Remote GridWLDFRContaminationAggregated | WLDFR | HFTD - Distribution - Tier 3 - 3QU CoRE ¦ 1QU LoRE | Non-Red Flag Warning - Small Fires | Contamination | Aggregated | 2056 | 1.7657e-05 | 423.2024 | 0.0074726 | 2056 | Mitigation | 0.95 | 45 | 0 | esc | 0.00097009 | 1.7129e-08 | 0.00097009 | 1.7129e-08 | 0.0027911 | 2.4011e-12 | 0.008942 | 3.5363e-08
[120 empty] | 7.3.3.17.5 (Remote Grid) Updates to grid topology to minimize risk of ignition in HFTDs Remote GridWLDFRContaminationAggregated | WLDFR | HFTD - Distribution - Tier 3 - 3QU CoRE ¦ 1QU LoRE | Non-Red Flag Warning - Small Fires | Contamination | Aggregated | 2057 | 1.7657e-05 | 423.2024 | 0.0074726 | 2057 | Mitigation | 0.95 | 45 | 0 | esc | 0.00097009 | 1.7129e-08 | 0.00097009 | 1.7129e-08 | 0.0027911 | 2.4011e-12 | 0.008942 | 3.5363e-08
[120 empty] | 7.3.3.17.5 (Remote Grid) Updates to grid topology to minimize risk of ignition in HFTDs Remote GridWLDFRContaminationAggregated | WLDFR | HFTD - Distribution - Tier 3 - 3QU CoRE ¦ 1QU LoRE | Non-Red Flag Warning - Small Fires | Contamination | Aggregated | 2058 | 1.7657e-05 | 423.2024 | 0.0074726 | 2058 | Mitigation | 0.95 | 45 | 0 | esc | 0.00097009 | 1.7129e-08 | 0.00097009 | 1.7129e-08 | 0.0027911 | 2.4011e-12 | 0.008942 | 3.5363e-08
[120 empty] | 7.3.3.17.5 (Remote Grid) Updates to grid topology to minimize risk of ignition in HFTDs Remote GridWLDFRContaminationAggregated | WLDFR | HFTD - Distribution - Tier 3 - 3QU CoRE ¦ 1QU LoRE | Non-Red Flag Warning - Small Fires | Contamination | Aggregated | 2059 | 1.7657e-05 | 423.2024 | 0.0074726 | 2059 | Mitigation | 0.95 | 45 | 0 | esc | 0.00097009 | 1.7129e-08 | 0.00097009 | 1.7129e-08 | 0.0027911 | 2.4011e-12 | 0.008942 | 3.5363e-08
[120 empty] | 7.3.3.17.5 (Remote Grid) Updates to grid topology to minimize risk of ignition in HFTDs Remote GridWLDFRContaminationAggregated | WLDFR | HFTD - Distribution - Tier 3 - 3QU CoRE ¦ 1QU LoRE | Non-Red Flag Warning - Small Fires | Contamination | Aggregated | 2060 | 1.7657e-05 | 423.2024 | 0.0074726 | 2060 | Mitigation | 0.95 | 45 | 0 | esc | 0.00097009 | 1.7129e-08 | 0.00097009 | 1.7129e-08 | 0.0027911 | 2.4011e-12 | 0.008942 | 3.5363e-08
[120 empty] | 7.3.3.17.5 (Remote Grid) Updates to grid topology to minimize risk of ignition in HFTDs Remote GridWLDFRContaminationAggregated | WLDFR | HFTD - Distribution - Tier 3 - 3QU CoRE ¦ 1QU LoRE | Non-Red Flag Warning - Small Fires | Contamination | Aggregated | 2061 | 1.7657e-05 | 423.2024 | 0.0074726 | 2061 | Mitigation | 0.95 | 45 | 0 | esc | 0.00097009 | 1.7129e-08 | 0.00097009 | 1.7129e-08 | 0.0027911 | 2.4011e-12 | 0.008942 | 3.5363e-08
[120 empty] | 7.3.3.17.5 (Remote Grid) Updates to grid topology to minimize risk of ignition in HFTDs Remote GridWLDFRContaminationAggregated | WLDFR | HFTD - Distribution - Tier 3 - 3QU CoRE ¦ 1QU LoRE | Non-Red Flag Warning - Small Fires | Contamination | Aggregated | 2062 | 1.7657e-05 | 423.2024 | 0.0074726 | 2062 | Mitigation | 0.95 | 45 | 0 | esc | 0.00097009 | 1.7129e-08 | 0.00097009 | 1.7129e-08 | 0.0027911 | 2.4011e-12 | 0.008942 | 3.5363e-08
[120 empty] | 7.3.3.17.5 (Remote Grid) Updates to grid topology to minimize risk of ignition in HFTDs Remote GridWLDFRContaminationAggregated | WLDFR | HFTD - Distribution - Tier 3 - 3QU CoRE ¦ 1QU LoRE | Non-Red Flag Warning - Small Fires | Contamination | Aggregated | 2063 | 1.7657e-05 | 423.2024 | 0.0074726 | 2063 | Mitigation | 0.95 | 45 | 0 | esc | 0.00097009 | 1.7129e-08 | 0.00097009 | 1.7129e-08 | 0.0027911 | 2.4011e-12 | 0.008942 | 3.5363e-08
[120 empty] | 7.3.3.17.5 (Remote Grid) Updates to grid topology to minimize risk of ignition in HFTDs Remote GridWLDFRContaminationAggregated | WLDFR | HFTD - Distribution - Tier 3 - 3QU CoRE ¦ 1QU LoRE | Non-Red Flag Warning - Small Fires | Contamination | Aggregated | 2064 | 1.7657e-05 | 423.2024 | 0.0074726 | 2064 | Mitigation | 0.95 | 45 | 0 | esc | 0.00097009 | 1.7129e-08 | 0.00097009 | 1.7129e-08 | 0.0027911 | 2.4011e-12 | 0 | 0
[120 empty] | 7.3.3.17.5 (Remote Grid) Updates to grid topology to minimize risk of ignition in HFTDs Remote GridWLDFRContaminationAggregated | WLDFR | HFTD - Distribution - Tier 3 - 3QU CoRE ¦ 1QU LoRE | Non-Red Flag Warning - Small Fires | Contamination | Aggregated | 2065 | 1.7657e-05 | 423.2024 | 0.0074726 | 2065 | Mitigation | 0.95 | 45 | 0 | esc | 0.00097009 | 1.7129e-08 | 0.00097009 | 1.7129e-08 | 0.0027911 | 2.4011e-12 | 0 | 0
[120 empty] | 7.3.3.17.5 (Remote Grid) Updates to grid topology to minimize risk of ignition in HFTDs Remote GridWLDFRContaminationAggregated | WLDFR | HFTD - Distribution - Tier 3 - 3QU CoRE ¦ 1QU LoRE | Non-Red Flag Warning - Small Fires | Contamination | Aggregated | 2066 | 1.7657e-05 | 423.2024 | 0.0074726 | 2066 | Mitigation | 0.95 | 45 | 0 | esc | 0.00097009 | 1.7129e-08 | 0.00097009 | 1.7129e-08 | 0.0027911 | 2.4011e-12 | 0.0088147 | 1.6042e-07
[120 empty] | 7.3.3.17.5 (Remote Grid) Updates to grid topology to minimize risk of ignition in HFTDs Remote GridWLDFRContaminationAggregated | WLDFR | HFTD - Distribution - Tier 3 - 3QU CoRE ¦ 1QU LoRE | Non-Red Flag Warning - Small Fires | Contamination | Aggregated | 2067 | 1.7657e-05 | 423.2024 | 0.0074726 | 2067 | Mitigation | 0.95 | 45 | 0 | esc | 0 | 0 | 0.00097009 | 1.7129e-08 | 0.0027911 | 2.4011e-12 | 0.0088147 | 1.6042e-07
[120 empty] | 7.3.3.17.5 (Remote Grid) Updates to grid topology to minimize risk of ignition in HFTDs Remote GridWLDFREquipment / facility failureAggregated | WLDFR | HFTD - Distribution - Tier 3 - 3QU CoRE ¦ 1QU LoRE | Non-Red Flag Warning - Small Fires | Equipment / facility failure | Aggregated | 2022 | 0.00089106 | 423.2024 | 0.3771 | 2022 | Mitigation | 0.95 | 45 | 0 | esc | 0.00097009 | 8.644e-07 | 0 | 0 | 0.0027911 | 2.4011e-12 | 0.0088147 | 1.6042e-07
[120 empty] | 7.3.3.17.5 (Remote Grid) Updates to grid topology to minimize risk of ignition in HFTDs Remote GridWLDFREquipment / facility failureAggregated | WLDFR | HFTD - Distribution - Tier 3 - 3QU CoRE ¦ 1QU LoRE | Non-Red Flag Warning - Small Fires | Equipment / facility failure | Aggregated | 2023 | 0.00089106 | 423.2024 | 0.3771 | 2023 | Mitigation | 0.95 | 45 | 0 | esc | 0.00097009 | 8.644e-07 | 0.00097009 | 8.644e-07 | 0.0027911 | 2.4011e-12 | 0.0088147 | 1.6042e-07
[120 empty] | 7.3.3.17.5 (Remote Grid) Updates to grid topology to minimize risk of ignition in HFTDs Remote GridWLDFREquipment / facility failureAggregated | WLDFR | HFTD - Distribution - Tier 3 - 3QU CoRE ¦ 1QU LoRE | Non-Red Flag Warning - Small Fires | Equipment / facility failure | Aggregated | 2024 | 0.00089106 | 423.2024 | 0.3771 | 2024 | Mitigation | 0.95 | 45 | 0 | esc | 0.00097009 | 8.644e-07 | 0.00097009 | 8.644e-07 | 0.0027911 | 2.4011e-12 | 0.0088147 | 1.6042e-07
[120 empty] | 7.3.3.17.5 (Remote Grid) Updates to grid topology to minimize risk of ignition in HFTDs Remote GridWLDFREquipment / facility failureAggregated | WLDFR | HFTD - Distribution - Tier 3 - 3QU CoRE ¦ 1QU LoRE | Non-Red Flag Warning - Small Fires | Equipment / facility failure | Aggregated | 2025 | 0.00089106 | 423.2024 | 0.3771 | 2025 | Mitigation | 0.95 | 45 | 0 | esc | 0.00097009 | 8.644e-07 | 0.00097009 | 8.644e-07 | 0.0027911 | 2.4011e-12 | 0.0088147 | 1.6042e-07
[120 empty] | 7.3.3.17.5 (Remote Grid) Updates to grid topology to minimize risk of ignition in HFTDs Remote GridWLDFREquipment / facility failureAggregated | WLDFR | HFTD - Distribution - Tier 3 - 3QU CoRE ¦ 1QU LoRE | Non-Red Flag Warning - Small Fires | Equipment / facility failure | Aggregated | 2026 | 0.00089106 | 423.2024 | 0.3771 | 2026 | Mitigation | 0.95 | 45 | 0 | esc | 0.00097009 | 8.644e-07 | 0.00097009 | 8.644e-07 | 0.0027911 | 2.4011e-12 | 0.0088147 | 1.6042e-07
[120 empty] | 7.3.3.17.5 (Remote Grid) Updates to grid topology to minimize risk of ignition in HFTDs Remote GridWLDFREquipment / facility failureAggregated | WLDFR | HFTD - Distribution - Tier 3 - 3QU CoRE ¦ 1QU LoRE | Non-Red Flag Warning - Small Fires | Equipment / facility failure | Aggregated | 2027 | 0.00089106 | 423.2024 | 0.3771 | 2027 | Mitigation | 0.95 | 45 | 0 | esc | 0.00097009 | 8.644e-07 | 0.00097009 | 8.644e-07 | 0.0027911 | 2.4011e-12 | 0.0088147 | 1.6042e-07
[120 empty] | 7.3.3.17.5 (Remote Grid) Updates to grid topology to minimize risk of ignition in HFTDs Remote GridWLDFREquipment / facility failureAggregated | WLDFR | HFTD - Distribution - Tier 3 - 3QU CoRE ¦ 1QU LoRE | Non-Red Flag Warning - Small Fires | Equipment / facility failure | Aggregated | 2028 | 0.00089106 | 423.2024 | 0.3771 | 2028 | Mitigation | 0.95 | 45 | 0 | esc | 0.00097009 | 8.644e-07 | 0.00097009 | 8.644e-07 | 0.0027911 | 2.4011e-12 | 0.0088147 | 1.6042e-07
[120 empty] | 7.3.3.17.5 (Remote Grid) Updates to grid topology to minimize risk of ignition in HFTDs Remote GridWLDFREquipment / facility failureAggregated | WLDFR | HFTD - Distribution - Tier 3 - 3QU CoRE ¦ 1QU LoRE | Non-Red Flag Warning - Small Fires | Equipment / facility failure | Aggregated | 2029 | 0.00089106 | 423.2024 | 0.3771 | 2029 | Mitigation | 0.95 | 45 | 0 | esc | 0.00097009 | 8.644e-07 | 0.00097009 | 8.644e-07 | 0.0027911 | 2.4011e-12 | 0.0088147 | 1.6042e-07
[120 empty] | 7.3.3.17.5 (Remote Grid) Updates to grid topology to minimize risk of ignition in HFTDs Remote GridWLDFREquipment / facility failureAggregated | WLDFR | HFTD - Distribution - Tier 3 - 3QU CoRE ¦ 1QU LoRE | Non-Red Flag Warning - Small Fires | Equipment / facility failure | Aggregated | 2030 | 0.00089106 | 423.2024 | 0.3771 | 2030 | Mitigation | 0.95 | 45 | 0 | esc | 0.00097009 | 8.644e-07 | 0.00097009 | 8.644e-07 | 0 | 0 | 0.0088147 | 1.6042e-07
[120 empty] | 7.3.3.17.5 (Remote Grid) Updates to grid topology to minimize risk of ignition in HFTDs Remote GridWLDFREquipment / facility failureAggregated | WLDFR | HFTD - Distribution - Tier 3 - 3QU CoRE ¦ 1QU LoRE | Non-Red Flag Warning - Small Fires | Equipment / facility failure | Aggregated | 2031 | 0.00089106 | 423.2024 | 0.3771 | 2031 | Mitigation | 0.95 | 45 | 0 | esc | 0.00097009 | 8.644e-07 | 0.00097009 | 8.644e-07 | 0.0027911 | 5.2956e-12 | 0.0088147 | 1.6042e-07
[120 empty] | 7.3.3.17.5 (Remote Grid) Updates to grid topology to minimize risk of ignition in HFTDs Remote GridWLDFREquipment / facility failureAggregated | WLDFR | HFTD - Distribution - Tier 3 - 3QU CoRE ¦ 1QU LoRE | Non-Red Flag Warning - Small Fires | Equipment / facility failure | Aggregated | 2032 | 0.00089106 | 423.2024 | 0.3771 | 2032 | Mitigation | 0.95 | 45 | 0 | esc | 0.00097009 | 8.644e-07 | 0.00097009 | 8.644e-07 | 0.0027911 | 5.2956e-12 | 0.0088147 | 1.6042e-07
[120 empty] | 7.3.3.17.5 (Remote Grid) Updates to grid topology to minimize risk of ignition in HFTDs Remote GridWLDFREquipment / facility failureAggregated | WLDFR | HFTD - Distribution - Tier 3 - 3QU CoRE ¦ 1QU LoRE | Non-Red Flag Warning - Small Fires | Equipment / facility failure | Aggregated | 2033 | 0.00089106 | 423.2024 | 0.3771 | 2033 | Mitigation | 0.95 | 45 | 0 | esc | 0.00097009 | 8.644e-07 | 0.00097009 | 8.644e-07 | 0.0027911 | 5.2956e-12 | 0.0088147 | 1.6042e-07
[120 empty] | 7.3.3.17.5 (Remote Grid) Updates to grid topology to minimize risk of ignition in HFTDs Remote GridWLDFREquipment / facility failureAggregated | WLDFR | HFTD - Distribution - Tier 3 - 3QU CoRE ¦ 1QU LoRE | Non-Red Flag Warning - Small Fires | Equipment / facility failure | Aggregated | 2034 | 0.00089106 | 423.2024 | 0.3771 | 2034 | Mitigation | 0.95 | 45 | 0 | esc | 0.00097009 | 8.644e-07 | 0.00097009 | 8.644e-07 | 0.0027911 | 5.2956e-12 | 0.0088147 | 1.6042e-07
[120 empty] | 7.3.3.17.5 (Remote Grid) Updates to grid topology to minimize risk of ignition in HFTDs Remote GridWLDFREquipment / facility failureAggregated | WLDFR | HFTD - Distribution - Tier 3 - 3QU CoRE ¦ 1QU LoRE | Non-Red Flag Warning - Small Fires | Equipment / facility failure | Aggregated | 2035 | 0.00089106 | 423.2024 | 0.3771 | 2035 | Mitigation | 0.95 | 45 | 0 | esc | 0.00097009 | 8.644e-07 | 0.00097009 | 8.644e-07 | 0.0027911 | 5.2956e-12 | 0.0088147 | 1.6042e-07
[120 empty] | 7.3.3.17.5 (Remote Grid) Updates to grid topology to minimize risk of ignition in HFTDs Remote GridWLDFREquipment / facility failureAggregated | WLDFR | HFTD - Distribution - Tier 3 - 3QU CoRE ¦ 1QU LoRE | Non-Red Flag Warning - Small Fires | Equipment / facility failure | Aggregated | 2036 | 0.00089106 | 423.2024 | 0.3771 | 2036 | Mitigation | 0.95 | 45 | 0 | esc | 0.00097009 | 8.644e-07 | 0.00097009 | 8.644e-07 | 0.0027911 | 5.2956e-12 | 0.0088147 | 1.6042e-07
[120 empty] | 7.3.3.17.5 (Remote Grid) Updates to grid topology to minimize risk of ignition in HFTDs Remote GridWLDFREquipment / facility failureAggregated | WLDFR | HFTD - Distribution - Tier 3 - 3QU CoRE ¦ 1QU LoRE | Non-Red Flag Warning - Small Fires | Equipment / facility failure | Aggregated | 2037 | 0.00089106 | 423.2024 | 0.3771 | 2037 | Mitigation | 0.95 | 45 | 0 | esc | 0.00097009 | 8.644e-07 | 0.00097009 | 8.644e-07 | 0.0027911 | 5.2956e-12 | 0.0088147 | 1.6042e-07
[120 empty] | 7.3.3.17.5 (Remote Grid) Updates to grid topology to minimize risk of ignition in HFTDs Remote GridWLDFREquipment / facility failureAggregated | WLDFR | HFTD - Distribution - Tier 3 - 3QU CoRE ¦ 1QU LoRE | Non-Red Flag Warning - Small Fires | Equipment / facility failure | Aggregated | 2038 | 0.00089106 | 423.2024 | 0.3771 | 2038 | Mitigation | 0.95 | 45 | 0 | esc | 0.00097009 | 8.644e-07 | 0.00097009 | 8.644e-07 | 0.0027911 | 5.2956e-12 | 0.0088147 | 1.6042e-07
[120 empty] | 7.3.3.17.5 (Remote Grid) Updates to grid topology to minimize risk of ignition in HFTDs Remote GridWLDFREquipment / facility failureAggregated | WLDFR | HFTD - Distribution - Tier 3 - 3QU CoRE ¦ 1QU LoRE | Non-Red Flag Warning - Small Fires | Equipment / facility failure | Aggregated | 2039 | 0.00089106 | 423.2024 | 0.3771 | 2039 | Mitigation | 0.95 | 45 | 0 | esc | 0.00097009 | 8.644e-07 | 0.00097009 | 8.644e-07 | 0.0027911 | 5.2956e-12 | 0.0088147 | 1.6042e-07
[120 empty] | 7.3.3.17.5 (Remote Grid) Updates to grid topology to minimize risk of ignition in HFTDs Remote GridWLDFREquipment / facility failureAggregated | WLDFR | HFTD - Distribution - Tier 3 - 3QU CoRE ¦ 1QU LoRE | Non-Red Flag Warning - Small Fires | Equipment / facility failure | Aggregated | 2040 | 0.00089106 | 423.2024 | 0.3771 | 2040 | Mitigation | 0.95 | 45 | 0 | esc | 0.00097009 | 8.644e-07 | 0.00097009 | 8.644e-07 | 0.0027911 | 5.2956e-12 | 0.0088147 | 1.6042e-07
[120 empty] | 7.3.3.17.5 (Remote Grid) Updates to grid topology to minimize risk of ignition in HFTDs Remote GridWLDFREquipment / facility failureAggregated | WLDFR | HFTD - Distribution - Tier 3 - 3QU CoRE ¦ 1QU LoRE | Non-Red Flag Warning - Small Fires | Equipment / facility failure | Aggregated | 2041 | 0.00089106 | 423.2024 | 0.3771 | 2041 | Mitigation | 0.95 | 45 | 0 | esc | 0.00097009 | 8.644e-07 | 0.00097009 | 8.644e-07 | 0.0027911 | 5.2956e-12 | 0.0088147 | 1.6042e-07
[120 empty] | 7.3.3.17.5 (Remote Grid) Updates to grid topology to minimize risk of ignition in HFTDs Remote GridWLDFREquipment / facility failureAggregated | WLDFR | HFTD - Distribution - Tier 3 - 3QU CoRE ¦ 1QU LoRE | Non-Red Flag Warning - Small Fires | Equipment / facility failure | Aggregated | 2042 | 0.00089106 | 423.2024 | 0.3771 | 2042 | Mitigation | 0.95 | 45 | 0 | esc | 0.00097009 | 8.644e-07 | 0.00097009 | 8.644e-07 | 0.0027911 | 5.2956e-12 | 0.0088147 | 1.6042e-07
[120 empty] | 7.3.3.17.5 (Remote Grid) Updates to grid topology to minimize risk of ignition in HFTDs Remote GridWLDFREquipment / facility failureAggregated | WLDFR | HFTD - Distribution - Tier 3 - 3QU CoRE ¦ 1QU LoRE | Non-Red Flag Warning - Small Fires | Equipment / facility failure | Aggregated | 2043 | 0.00089106 | 423.2024 | 0.3771 | 2043 | Mitigation | 0.95 | 45 | 0 | esc | 0.00097009 | 8.644e-07 | 0.00097009 | 8.644e-07 | 0.0027911 | 5.2956e-12 | 0.0088147 | 1.6042e-07
[120 empty] | 7.3.3.17.5 (Remote Grid) Updates to grid topology to minimize risk of ignition in HFTDs Remote GridWLDFREquipment / facility failureAggregated | WLDFR | HFTD - Distribution - Tier 3 - 3QU CoRE ¦ 1QU LoRE | Non-Red Flag Warning - Small Fires | Equipment / facility failure | Aggregated | 2044 | 0.00089106 | 423.2024 | 0.3771 | 2044 | Mitigation | 0.95 | 45 | 0 | esc | 0.00097009 | 8.644e-07 | 0.00097009 | 8.644e-07 | 0.0027911 | 5.2956e-12 | 0.0088147 | 1.6042e-07
[120 empty] | 7.3.3.17.5 (Remote Grid) Updates to grid topology to minimize risk of ignition in HFTDs Remote GridWLDFREquipment / facility failureAggregated | WLDFR | HFTD - Distribution - Tier 3 - 3QU CoRE ¦ 1QU LoRE | Non-Red Flag Warning - Small Fires | Equipment / facility failure | Aggregated | 2045 | 0.00089106 | 423.2024 | 0.3771 | 2045 | Mitigation | 0.95 | 45 | 0 | esc | 0.00097009 | 8.644e-07 | 0.00097009 | 8.644e-07 | 0.0027911 | 5.2956e-12 | 0.0088147 | 1.6042e-07
[120 empty] | 7.3.3.17.5 (Remote Grid) Updates to grid topology to minimize risk of ignition in HFTDs Remote GridWLDFREquipment / facility failureAggregated | WLDFR | HFTD - Distribution - Tier 3 - 3QU CoRE ¦ 1QU LoRE | Non-Red Flag Warning - Small Fires | Equipment / facility failure | Aggregated | 2046 | 0.00089106 | 423.2024 | 0.3771 | 2046 | Mitigation | 0.95 | 45 | 0 | esc | 0.00097009 | 8.644e-07 | 0.00097009 | 8.644e-07 | 0.0027911 | 5.2956e-12 | 0.0088147 | 1.6042e-07
[120 empty] | 7.3.3.17.5 (Remote Grid) Updates to grid topology to minimize risk of ignition in HFTDs Remote GridWLDFREquipment / facility failureAggregated | WLDFR | HFTD - Distribution - Tier 3 - 3QU CoRE ¦ 1QU LoRE | Non-Red Flag Warning - Small Fires | Equipment / facility failure | Aggregated | 2047 | 0.00089106 | 423.2024 | 0.3771 | 2047 | Mitigation | 0.95 | 45 | 0 | esc | 0.00097009 | 8.644e-07 | 0.00097009 | 8.644e-07 | 0.0027911 | 5.2956e-12 | 0.0088147 | 1.6042e-07
[120 empty] | 7.3.3.17.5 (Remote Grid) Updates to grid topology to minimize risk of ignition in HFTDs Remote GridWLDFREquipment / facility failureAggregated | WLDFR | HFTD - Distribution - Tier 3 - 3QU CoRE ¦ 1QU LoRE | Non-Red Flag Warning - Small Fires | Equipment / facility failure | Aggregated | 2048 | 0.00089106 | 423.2024 | 0.3771 | 2048 | Mitigation | 0.95 | 45 | 0 | esc | 0.00097009 | 8.644e-07 | 0.00097009 | 8.644e-07 | 0.0027911 | 5.2956e-12 | 0.0088147 | 1.6042e-07
[120 empty] | 7.3.3.17.5 (Remote Grid) Updates to grid topology to minimize risk of ignition in HFTDs Remote GridWLDFREquipment / facility failureAggregated | WLDFR | HFTD - Distribution - Tier 3 - 3QU CoRE ¦ 1QU LoRE | Non-Red Flag Warning - Small Fires | Equipment / facility failure | Aggregated | 2049 | 0.00089106 | 423.2024 | 0.3771 | 2049 | Mitigation | 0.95 | 45 | 0 | esc | 0.00097009 | 8.644e-07 | 0.00097009 | 8.644e-07 | 0.0027911 | 5.2956e-12 | 0.0088147 | 1.6042e-07
[120 empty] | 7.3.3.17.5 (Remote Grid) Updates to grid topology to minimize risk of ignition in HFTDs Remote GridWLDFREquipment / facility failureAggregated | WLDFR | HFTD - Distribution - Tier 3 - 3QU CoRE ¦ 1QU LoRE | Non-Red Flag Warning - Small Fires | Equipment / facility failure | Aggregated | 2050 | 0.00089106 | 423.2024 | 0.3771 | 2050 | Mitigation | 0.95 | 45 | 0 | esc | 0.00097009 | 8.644e-07 | 0.00097009 | 8.644e-07 | 0.0027911 | 5.2956e-12 | 0 | 0
[120 empty] | 7.3.3.17.5 (Remote Grid) Updates to grid topology to minimize risk of ignition in HFTDs Remote GridWLDFREquipment / facility failureAggregated | WLDFR | HFTD - Distribution - Tier 3 - 3QU CoRE ¦ 1QU LoRE | Non-Red Flag Warning - Small Fires | Equipment / facility failure | Aggregated | 2051 | 0.00089106 | 423.2024 | 0.3771 | 2051 | Mitigation | 0.95 | 45 | 0 | esc | 0.00097009 | 8.644e-07 | 0.00097009 | 8.644e-07 | 0.0027911 | 5.2956e-12 | 0 | 0
[120 empty] | 7.3.3.17.5 (Remote Grid) Updates to grid topology to minimize risk of ignition in HFTDs Remote GridWLDFREquipment / facility failureAggregated | WLDFR | HFTD - Distribution - Tier 3 - 3QU CoRE ¦ 1QU LoRE | Non-Red Flag Warning - Small Fires | Equipment / facility failure | Aggregated | 2052 | 0.00089106 | 423.2024 | 0.3771 | 2052 | Mitigation | 0.95 | 45 | 0 | esc | 0.00097009 | 8.644e-07 | 0.00097009 | 8.644e-07 | 0.0027911 | 5.2956e-12 | 0.013543 | 1.1893e-08
[120 empty] | 7.3.3.17.5 (Remote Grid) Updates to grid topology to minimize risk of ignition in HFTDs Remote GridWLDFREquipment / facility failureAggregated | WLDFR | HFTD - Distribution - Tier 3 - 3QU CoRE ¦ 1QU LoRE | Non-Red Flag Warning - Small Fires | Equipment / facility failure | Aggregated | 2053 | 0.00089106 | 423.2024 | 0.3771 | 2053 | Mitigation | 0.95 | 45 | 0 | esc | 0.00097009 | 8.644e-07 | 0.00097009 | 8.644e-07 | 0.0027911 | 5.2956e-12 | 0.013543 | 1.1893e-08
[120 empty] | 7.3.3.17.5 (Remote Grid) Updates to grid topology to minimize risk of ignition in HFTDs Remote GridWLDFREquipment / facility failureAggregated | WLDFR | HFTD - Distribution - Tier 3 - 3QU CoRE ¦ 1QU LoRE | Non-Red Flag Warning - Small Fires | Equipment / facility failure | Aggregated | 2054 | 0.00089106 | 423.2024 | 0.3771 | 2054 | Mitigation | 0.95 | 45 | 0 | esc | 0.00097009 | 8.644e-07 | 0.00097009 | 8.644e-07 | 0.0027911 | 5.2956e-12 | 0.013543 | 1.1893e-08
[120 empty] | 7.3.3.17.5 (Remote Grid) Updates to grid topology to minimize risk of ignition in HFTDs Remote GridWLDFREquipment / facility failureAggregated | WLDFR | HFTD - Distribution - Tier 3 - 3QU CoRE ¦ 1QU LoRE | Non-Red Flag Warning - Small Fires | Equipment / facility failure | Aggregated | 2055 | 0.00089106 | 423.2024 | 0.3771 | 2055 | Mitigation | 0.95 | 45 | 0 | esc | 0.00097009 | 8.644e-07 | 0.00097009 | 8.644e-07 | 0.0027911 | 5.2956e-12 | 0.013543 | 1.1893e-08
[120 empty] | 7.3.3.17.5 (Remote Grid) Updates to grid topology to minimize risk of ignition in HFTDs Remote GridWLDFREquipment / facility failureAggregated | WLDFR | HFTD - Distribution - Tier 3 - 3QU CoRE ¦ 1QU LoRE | Non-Red Flag Warning - Small Fires | Equipment / facility failure | Aggregated | 2056 | 0.00089106 | 423.2024 | 0.3771 | 2056 | Mitigation | 0.95 | 45 | 0 | esc | 0.00097009 | 8.644e-07 | 0.00097009 | 8.644e-07 | 0.0027911 | 5.2956e-12 | 0.013543 | 1.1893e-08
[120 empty] | 7.3.3.17.5 (Remote Grid) Updates to grid topology to minimize risk of ignition in HFTDs Remote GridWLDFREquipment / facility failureAggregated | WLDFR | HFTD - Distribution - Tier 3 - 3QU CoRE ¦ 1QU LoRE | Non-Red Flag Warning - Small Fires | Equipment / facility failure | Aggregated | 2057 | 0.00089106 | 423.2024 | 0.3771 | 2057 | Mitigation | 0.95 | 45 | 0 | esc | 0.00097009 | 8.644e-07 | 0.00097009 | 8.644e-07 | 0.0027911 | 5.2956e-12 | 0.013543 | 1.1893e-08
[120 empty] | 7.3.3.17.5 (Remote Grid) Updates to grid topology to minimize risk of ignition in HFTDs Remote GridWLDFREquipment / facility failureAggregated | WLDFR | HFTD - Distribution - Tier 3 - 3QU CoRE ¦ 1QU LoRE | Non-Red Flag Warning - Small Fires | Equipment / facility failure | Aggregated | 2058 | 0.00089106 | 423.2024 | 0.3771 | 2058 | Mitigation | 0.95 | 45 | 0 | esc | 0.00097009 | 8.644e-07 | 0.00097009 | 8.644e-07 | 0.0027911 | 5.2956e-12 | 0.013543 | 1.1893e-08
[120 empty] | 7.3.3.17.5 (Remote Grid) Updates to grid topology to minimize risk of ignition in HFTDs Remote GridWLDFREquipment / facility failureAggregated | WLDFR | HFTD - Distribution - Tier 3 - 3QU CoRE ¦ 1QU LoRE | Non-Red Flag Warning - Small Fires | Equipment / facility failure | Aggregated | 2059 | 0.00089106 | 423.2024 | 0.3771 | 2059 | Mitigation | 0.95 | 45 | 0 | esc | 0.00097009 | 8.644e-07 | 0.00097009 | 8.644e-07 | 0.0027911 | 5.2956e-12 | 0.013543 | 1.1893e-08
[120 empty] | 7.3.3.17.5 (Remote Grid) Updates to grid topology to minimize risk of ignition in HFTDs Remote GridWLDFREquipment / facility failureAggregated | WLDFR | HFTD - Distribution - Tier 3 - 3QU CoRE ¦ 1QU LoRE | Non-Red Flag Warning - Small Fires | Equipment / facility failure | Aggregated | 2060 | 0.00089106 | 423.2024 | 0.3771 | 2060 | Mitigation | 0.95 | 45 | 0 | esc | 0.00097009 | 8.644e-07 | 0.00097009 | 8.644e-07 | 0.0027911 | 5.2956e-12 | 0.013543 | 1.1893e-08
[120 empty] | 7.3.3.17.5 (Remote Grid) Updates to grid topology to minimize risk of ignition in HFTDs Remote GridWLDFREquipment / facility failureAggregated | WLDFR | HFTD - Distribution - Tier 3 - 3QU CoRE ¦ 1QU LoRE | Non-Red Flag Warning - Small Fires | Equipment / facility failure | Aggregated | 2061 | 0.00089106 | 423.2024 | 0.3771 | 2061 | Mitigation | 0.95 | 45 | 0 | esc | 0.00097009 | 8.644e-07 | 0.00097009 | 8.644e-07 | 0.0027911 | 5.2956e-12 | 0.013543 | 1.1893e-08
[120 empty] | 7.3.3.17.5 (Remote Grid) Updates to grid topology to minimize risk of ignition in HFTDs Remote GridWLDFREquipment / facility failureAggregated | WLDFR | HFTD - Distribution - Tier 3 - 3QU CoRE ¦ 1QU LoRE | Non-Red Flag Warning - Small Fires | Equipment / facility failure | Aggregated | 2062 | 0.00089106 | 423.2024 | 0.3771 | 2062 | Mitigation | 0.95 | 45 | 0 | esc | 0.00097009 | 8.644e-07 | 0.00097009 | 8.644e-07 | 0.0027911 | 5.2956e-12 | 0.013543 | 1.1893e-08
[120 empty] | 7.3.3.17.5 (Remote Grid) Updates to grid topology to minimize risk of ignition in HFTDs Remote GridWLDFREquipment / facility failureAggregated | WLDFR | HFTD - Distribution - Tier 3 - 3QU CoRE ¦ 1QU LoRE | Non-Red Flag Warning - Small Fires | Equipment / facility failure | Aggregated | 2063 | 0.00089106 | 423.2024 | 0.3771 | 2063 | Mitigation | 0.95 | 45 | 0 | esc | 0.00097009 | 8.644e-07 | 0.00097009 | 8.644e-07 | 0.0027911 | 5.2956e-12 | 0.013543 | 1.1893e-08
[120 empty] | 7.3.3.17.5 (Remote Grid) Updates to grid topology to minimize risk of ignition in HFTDs Remote GridWLDFREquipment / facility failureAggregated | WLDFR | HFTD - Distribution - Tier 3 - 3QU CoRE ¦ 1QU LoRE | Non-Red Flag Warning - Small Fires | Equipment / facility failure | Aggregated | 2064 | 0.00089106 | 423.2024 | 0.3771 | 2064 | Mitigation | 0.95 | 45 | 0 | esc | 0.00097009 | 8.644e-07 | 0.00097009 | 8.644e-07 | 0.0027911 | 5.2956e-12 | 0.013543 | 1.1893e-08
[120 empty] | 7.3.3.17.5 (Remote Grid) Updates to grid topology to minimize risk of ignition in HFTDs Remote GridWLDFREquipment / facility failureAggregated | WLDFR | HFTD - Distribution - Tier 3 - 3QU CoRE ¦ 1QU LoRE | Non-Red Flag Warning - Small Fires | Equipment / facility failure | Aggregated | 2065 | 0.00089106 | 423.2024 | 0.3771 | 2065 | Mitigation | 0.95 | 45 | 0 | esc | 0.00097009 | 8.644e-07 | 0.00097009 | 8.644e-07 | 0.0027911 | 5.2956e-12 | 0.013543 | 1.1893e-08
[120 empty] | 7.3.3.17.5 (Remote Grid) Updates to grid topology to minimize risk of ignition in HFTDs Remote GridWLDFREquipment / facility failureAggregated | WLDFR | HFTD - Distribution - Tier 3 - 3QU CoRE ¦ 1QU LoRE | Non-Red Flag Warning - Small Fires | Equipment / facility failure | Aggregated | 2066 | 0.00089106 | 423.2024 | 0.3771 | 2066 | Mitigation | 0.95 | 45 | 0 | esc | 0.00097009 | 8.644e-07 | 0.00097009 | 8.644e-07 | 0.0027911 | 5.2956e-12 | 0.013543 | 1.1893e-08
[120 empty] | 7.3.3.17.5 (Remote Grid) Updates to grid topology to minimize risk of ignition in HFTDs Remote GridWLDFREquipment / facility failureAggregated | WLDFR | HFTD - Distribution - Tier 3 - 3QU CoRE ¦ 1QU LoRE | Non-Red Flag Warning - Small Fires | Equipment / facility failure | Aggregated | 2067 | 0.00089106 | 423.2024 | 0.3771 | 2067 | Mitigation | 0.95 | 45 | 0 | esc | 0 | 0 | 0.00097009 | 8.644e-07 | 0.0027911 | 5.2956e-12 | 0.013543 | 1.1893e-08
[120 empty] | 7.3.3.17.5 (Remote Grid) Updates to grid topology to minimize risk of ignition in HFTDs Remote GridWLDFRVegetation ContactAggregated | WLDFR | HFTD - Distribution - Tier 3 - 3QU CoRE ¦ 1QU LoRE | Non-Red Flag Warning - Small Fires | Vegetation Contact | Aggregated | 2022 | 0.0052828 | 423.2024 | 2.2357 | 2022 | Mitigation | 0.95 | 45 | 0 | esc | 0.00097009 | 5.1248e-06 | 0 | 0 | 0.0027911 | 5.2956e-12 | 0.013543 | 1.1893e-08
[120 empty] | 7.3.3.17.5 (Remote Grid) Updates to grid topology to minimize risk of ignition in HFTDs Remote GridWLDFRVegetation ContactAggregated | WLDFR | HFTD - Distribution - Tier 3 - 3QU CoRE ¦ 1QU LoRE | Non-Red Flag Warning - Small Fires | Vegetation Contact | Aggregated | 2023 | 0.0052828 | 423.2024 | 2.2357 | 2023 | Mitigation | 0.95 | 45 | 0 | esc | 0.00097009 | 5.1248e-06 | 0.00097009 | 5.1248e-06 | 0.0027911 | 5.2956e-12 | 0.013543 | 1.1893e-08
[120 empty] | 7.3.3.17.5 (Remote Grid) Updates to grid topology to minimize risk of ignition in HFTDs Remote GridWLDFRVegetation ContactAggregated | WLDFR | HFTD - Distribution - Tier 3 - 3QU CoRE ¦ 1QU LoRE | Non-Red Flag Warning - Small Fires | Vegetation Contact | Aggregated | 2024 | 0.0052828 | 423.2024 | 2.2357 | 2024 | Mitigation | 0.95 | 45 | 0 | esc | 0.00097009 | 5.1248e-06 | 0.00097009 | 5.1248e-06 | 0.0027911 | 5.2956e-12 | 0.013543 | 1.1893e-08
[120 empty] | 7.3.3.17.5 (Remote Grid) Updates to grid topology to minimize risk of ignition in HFTDs Remote GridWLDFRVegetation ContactAggregated | WLDFR | HFTD - Distribution - Tier 3 - 3QU CoRE ¦ 1QU LoRE | Non-Red Flag Warning - Small Fires | Vegetation Contact | Aggregated | 2025 | 0.0052828 | 423.2024 | 2.2357 | 2025 | Mitigation | 0.95 | 45 | 0 | esc | 0.00097009 | 5.1248e-06 | 0.00097009 | 5.1248e-06 | 0.0027911 | 5.2956e-12 | 0.013543 | 1.1893e-08
[120 empty] | 7.3.3.17.5 (Remote Grid) Updates to grid topology to minimize risk of ignition in HFTDs Remote GridWLDFRVegetation ContactAggregated | WLDFR | HFTD - Distribution - Tier 3 - 3QU CoRE ¦ 1QU LoRE | Non-Red Flag Warning - Small Fires | Vegetation Contact | Aggregated | 2026 | 0.0052828 | 423.2024 | 2.2357 | 2026 | Mitigation | 0.95 | 45 | 0 | esc | 0.00097009 | 5.1248e-06 | 0.00097009 | 5.1248e-06 | 0.0027911 | 5.2956e-12 | 0.013543 | 1.1893e-08
[120 empty] | 7.3.3.17.5 (Remote Grid) Updates to grid topology to minimize risk of ignition in HFTDs Remote GridWLDFRVegetation ContactAggregated | WLDFR | HFTD - Distribution - Tier 3 - 3QU CoRE ¦ 1QU LoRE | Non-Red Flag Warning - Small Fires | Vegetation Contact | Aggregated | 2027 | 0.0052828 | 423.2024 | 2.2357 | 2027 | Mitigation | 0.95 | 45 | 0 | esc | 0.00097009 | 5.1248e-06 | 0.00097009 | 5.1248e-06 | 0.0027911 | 5.2956e-12 | 0.013543 | 1.1893e-08
[120 empty] | 7.3.3.17.5 (Remote Grid) Updates to grid topology to minimize risk of ignition in HFTDs Remote GridWLDFRVegetation ContactAggregated | WLDFR | HFTD - Distribution - Tier 3 - 3QU CoRE ¦ 1QU LoRE | Non-Red Flag Warning - Small Fires | Vegetation Contact | Aggregated | 2028 | 0.0052828 | 423.2024 | 2.2357 | 2028 | Mitigation | 0.95 | 45 | 0 | esc | 0.00097009 | 5.1248e-06 | 0.00097009 | 5.1248e-06 | 0.0027911 | 5.2956e-12 | 0.013543 | 1.1893e-08
[120 empty] | 7.3.3.17.5 (Remote Grid) Updates to grid topology to minimize risk of ignition in HFTDs Remote GridWLDFRVegetation ContactAggregated | WLDFR | HFTD - Distribution - Tier 3 - 3QU CoRE ¦ 1QU LoRE | Non-Red Flag Warning - Small Fires | Vegetation Contact | Aggregated | 2029 | 0.0052828 | 423.2024 | 2.2357 | 2029 | Mitigation | 0.95 | 45 | 0 | esc | 0.00097009 | 5.1248e-06 | 0.00097009 | 5.1248e-06 | 0.0027911 | 5.2956e-12 | 0.013543 | 1.1893e-08
[120 empty] | 7.3.3.17.5 (Remote Grid) Updates to grid topology to minimize risk of ignition in HFTDs Remote GridWLDFRVegetation ContactAggregated | WLDFR | HFTD - Distribution - Tier 3 - 3QU CoRE ¦ 1QU LoRE | Non-Red Flag Warning - Small Fires | Vegetation Contact | Aggregated | 2030 | 0.0052828 | 423.2024 | 2.2357 | 2030 | Mitigation | 0.95 | 45 | 0 | esc | 0.00097009 | 5.1248e-06 | 0.00097009 | 5.1248e-06 | 0.0027911 | 5.2956e-12 | 0.013543 | 1.1893e-08
[120 empty] | 7.3.3.17.5 (Remote Grid) Updates to grid topology to minimize risk of ignition in HFTDs Remote GridWLDFRVegetation ContactAggregated | WLDFR | HFTD - Distribution - Tier 3 - 3QU CoRE ¦ 1QU LoRE | Non-Red Flag Warning - Small Fires | Vegetation Contact | Aggregated | 2031 | 0.0052828 | 423.2024 | 2.2357 | 2031 | Mitigation | 0.95 | 45 | 0 | esc | 0.00097009 | 5.1248e-06 | 0.00097009 | 5.1248e-06 | 0.0027911 | 5.2956e-12 | 0.013543 | 1.1893e-08
[120 empty] | 7.3.3.17.5 (Remote Grid) Updates to grid topology to minimize risk of ignition in HFTDs Remote GridWLDFRVegetation ContactAggregated | WLDFR | HFTD - Distribution - Tier 3 - 3QU CoRE ¦ 1QU LoRE | Non-Red Flag Warning - Small Fires | Vegetation Contact | Aggregated | 2032 | 0.0052828 | 423.2024 | 2.2357 | 2032 | Mitigation | 0.95 | 45 | 0 | esc | 0.00097009 | 5.1248e-06 | 0.00097009 | 5.1248e-06 | 0.0027911 | 5.2956e-12 | 0.013543 | 1.1893e-08
[120 empty] | 7.3.3.17.5 (Remote Grid) Updates to grid topology to minimize risk of ignition in HFTDs Remote GridWLDFRVegetation ContactAggregated | WLDFR | HFTD - Distribution - Tier 3 - 3QU CoRE ¦ 1QU LoRE | Non-Red Flag Warning - Small Fires | Vegetation Contact | Aggregated | 2033 | 0.0052828 | 423.2024 | 2.2357 | 2033 | Mitigation | 0.95 | 45 | 0 | esc | 0.00097009 | 5.1248e-06 | 0.00097009 | 5.1248e-06 | 0.0027911 | 5.2956e-12 | 0.013543 | 1.1893e-08
[120 empty] | 7.3.3.17.5 (Remote Grid) Updates to grid topology to minimize risk of ignition in HFTDs Remote GridWLDFRVegetation ContactAggregated | WLDFR | HFTD - Distribution - Tier 3 - 3QU CoRE ¦ 1QU LoRE | Non-Red Flag Warning - Small Fires | Vegetation Contact | Aggregated | 2034 | 0.0052828 | 423.2024 | 2.2357 | 2034 | Mitigation | 0.95 | 45 | 0 | esc | 0.00097009 | 5.1248e-06 | 0.00097009 | 5.1248e-06 | 0 | 0 | 0.013543 | 1.1893e-08
[120 empty] | 7.3.3.17.5 (Remote Grid) Updates to grid topology to minimize risk of ignition in HFTDs Remote GridWLDFRVegetation ContactAggregated | WLDFR | HFTD - Distribution - Tier 3 - 3QU CoRE ¦ 1QU LoRE | Non-Red Flag Warning - Small Fires | Vegetation Contact | Aggregated | 2035 | 0.0052828 | 423.2024 | 2.2357 | 2035 | Mitigation | 0.95 | 45 | 0 | esc | 0.00097009 | 5.1248e-06 | 0.00097009 | 5.1248e-06 | 0.0027911 | 4.7942e-12 | 0.013543 | 1.1893e-08
[120 empty] | 7.3.3.17.5 (Remote Grid) Updates to grid topology to minimize risk of ignition in HFTDs Remote GridWLDFRVegetation ContactAggregated | WLDFR | HFTD - Distribution - Tier 3 - 3QU CoRE ¦ 1QU LoRE | Non-Red Flag Warning - Small Fires | Vegetation Contact | Aggregated | 2036 | 0.0052828 | 423.2024 | 2.2357 | 2036 | Mitigation | 0.95 | 45 | 0 | esc | 0.00097009 | 5.1248e-06 | 0.00097009 | 5.1248e-06 | 0.0027911 | 4.7942e-12 | 0 | 0
[120 empty] | 7.3.3.17.5 (Remote Grid) Updates to grid topology to minimize risk of ignition in HFTDs Remote GridWLDFRVegetation ContactAggregated | WLDFR | HFTD - Distribution - Tier 3 - 3QU CoRE ¦ 1QU LoRE | Non-Red Flag Warning - Small Fires | Vegetation Contact | Aggregated | 2037 | 0.0052828 | 423.2024 | 2.2357 | 2037 | Mitigation | 0.95 | 45 | 0 | esc | 0.00097009 | 5.1248e-06 | 0.00097009 | 5.1248e-06 | 0.0027911 | 4.7942e-12 | 0 | 0
[120 empty] | 7.3.3.17.5 (Remote Grid) Updates to grid topology to minimize risk of ignition in HFTDs Remote GridWLDFRVegetation ContactAggregated | WLDFR | HFTD - Distribution - Tier 3 - 3QU CoRE ¦ 1QU LoRE | Non-Red Flag Warning - Small Fires | Vegetation Contact | Aggregated | 2038 | 0.0052828 | 423.2024 | 2.2357 | 2038 | Mitigation | 0.95 | 45 | 0 | esc | 0.00097009 | 5.1248e-06 | 0.00097009 | 5.1248e-06 | 0.0027911 | 4.7942e-12 | 0.0013359 | 1.2262e-09
[120 empty] | 7.3.3.17.5 (Remote Grid) Updates to grid topology to minimize risk of ignition in HFTDs Remote GridWLDFRVegetation ContactAggregated | WLDFR | HFTD - Distribution - Tier 3 - 3QU CoRE ¦ 1QU LoRE | Non-Red Flag Warning - Small Fires | Vegetation Contact | Aggregated | 2039 | 0.0052828 | 423.2024 | 2.2357 | 2039 | Mitigation | 0.95 | 45 | 0 | esc | 0.00097009 | 5.1248e-06 | 0.00097009 | 5.1248e-06 | 0.0027911 | 4.7942e-12 | 0.0013359 | 1.2262e-09
[120 empty] | 7.3.3.17.5 (Remote Grid) Updates to grid topology to minimize risk of ignition in HFTDs Remote GridWLDFRVegetation ContactAggregated | WLDFR | HFTD - Distribution - Tier 3 - 3QU CoRE ¦ 1QU LoRE | Non-Red Flag Warning - Small Fires | Vegetation Contact | Aggregated | 2040 | 0.0052828 | 423.2024 | 2.2357 | 2040 | Mitigation | 0.95 | 45 | 0 | esc | 0.00097009 | 5.1248e-06 | 0.00097009 | 5.1248e-06 | 0.0027911 | 4.7942e-12 | 0.0013359 | 1.2262e-09
[120 empty] | 7.3.3.17.5 (Remote Grid) Updates to grid topology to minimize risk of ignition in HFTDs Remote GridWLDFRVegetation ContactAggregated | WLDFR | HFTD - Distribution - Tier 3 - 3QU CoRE ¦ 1QU LoRE | Non-Red Flag Warning - Small Fires | Vegetation Contact | Aggregated | 2041 | 0.0052828 | 423.2024 | 2.2357 | 2041 | Mitigation | 0.95 | 45 | 0 | esc | 0.00097009 | 5.1248e-06 | 0.00097009 | 5.1248e-06 | 0.0027911 | 4.7942e-12 | 0.0013359 | 1.2262e-09
[120 empty] | 7.3.3.17.5 (Remote Grid) Updates to grid topology to minimize risk of ignition in HFTDs Remote GridWLDFRVegetation ContactAggregated | WLDFR | HFTD - Distribution - Tier 3 - 3QU CoRE ¦ 1QU LoRE | Non-Red Flag Warning - Small Fires | Vegetation Contact | Aggregated | 2042 | 0.0052828 | 423.2024 | 2.2357 | 2042 | Mitigation | 0.95 | 45 | 0 | esc | 0.00097009 | 5.1248e-06 | 0.00097009 | 5.1248e-06 | 0.0027911 | 4.7942e-12 | 0.0013359 | 1.2262e-09
[120 empty] | 7.3.3.17.5 (Remote Grid) Updates to grid topology to minimize risk of ignition in HFTDs Remote GridWLDFRVegetation ContactAggregated | WLDFR | HFTD - Distribution - Tier 3 - 3QU CoRE ¦ 1QU LoRE | Non-Red Flag Warning - Small Fires | Vegetation Contact | Aggregated | 2043 | 0.0052828 | 423.2024 | 2.2357 | 2043 | Mitigation | 0.95 | 45 | 0 | esc | 0.00097009 | 5.1248e-06 | 0.00097009 | 5.1248e-06 | 0.0027911 | 4.7942e-12 | 0.0013359 | 1.2262e-09
[120 empty] | 7.3.3.17.5 (Remote Grid) Updates to grid topology to minimize risk of ignition in HFTDs Remote GridWLDFRVegetation ContactAggregated | WLDFR | HFTD - Distribution - Tier 3 - 3QU CoRE ¦ 1QU LoRE | Non-Red Flag Warning - Small Fires | Vegetation Contact | Aggregated | 2044 | 0.0052828 | 423.2024 | 2.2357 | 2044 | Mitigation | 0.95 | 45 | 0 | esc | 0.00097009 | 5.1248e-06 | 0.00097009 | 5.1248e-06 | 0.0027911 | 4.7942e-12 | 0.0013359 | 1.2262e-09
[120 empty] | 7.3.3.17.5 (Remote Grid) Updates to grid topology to minimize risk of ignition in HFTDs Remote GridWLDFRVegetation ContactAggregated | WLDFR | HFTD - Distribution - Tier 3 - 3QU CoRE ¦ 1QU LoRE | Non-Red Flag Warning - Small Fires | Vegetation Contact | Aggregated | 2045 | 0.0052828 | 423.2024 | 2.2357 | 2045 | Mitigation | 0.95 | 45 | 0 | esc | 0.00097009 | 5.1248e-06 | 0.00097009 | 5.1248e-06 | 0.0027911 | 4.7942e-12 | 0.0013359 | 1.2262e-09
[120 empty] | 7.3.3.17.5 (Remote Grid) Updates to grid topology to minimize risk of ignition in HFTDs Remote GridWLDFRVegetation ContactAggregated | WLDFR | HFTD - Distribution - Tier 3 - 3QU CoRE ¦ 1QU LoRE | Non-Red Flag Warning - Small Fires | Vegetation Contact | Aggregated | 2046 | 0.0052828 | 423.2024 | 2.2357 | 2046 | Mitigation | 0.95 | 45 | 0 | esc | 0.00097009 | 5.1248e-06 | 0.00097009 | 5.1248e-06 | 0.0027911 | 4.7942e-12 | 0.0013359 | 1.2262e-09
[120 empty] | 7.3.3.17.5 (Remote Grid) Updates to grid topology to minimize risk of ignition in HFTDs Remote GridWLDFRVegetation ContactAggregated | WLDFR | HFTD - Distribution - Tier 3 - 3QU CoRE ¦ 1QU LoRE | Non-Red Flag Warning - Small Fires | Vegetation Contact | Aggregated | 2047 | 0.0052828 | 423.2024 | 2.2357 | 2047 | Mitigation | 0.95 | 45 | 0 | esc | 0.00097009 | 5.1248e-06 | 0.00097009 | 5.1248e-06 | 0.0027911 | 4.7942e-12 | 0.0013359 | 1.2262e-09
[120 empty] | 7.3.3.17.5 (Remote Grid) Updates to grid topology to minimize risk of ignition in HFTDs Remote GridWLDFRVegetation ContactAggregated | WLDFR | HFTD - Distribution - Tier 3 - 3QU CoRE ¦ 1QU LoRE | Non-Red Flag Warning - Small Fires | Vegetation Contact | Aggregated | 2048 | 0.0052828 | 423.2024 | 2.2357 | 2048 | Mitigation | 0.95 | 45 | 0 | esc | 0.00097009 | 5.1248e-06 | 0.00097009 | 5.1248e-06 | 0.0027911 | 4.7942e-12 | 0.0013359 | 1.2262e-09
[120 empty] | 7.3.3.17.5 (Remote Grid) Updates to grid topology to minimize risk of ignition in HFTDs Remote GridWLDFRVegetation ContactAggregated | WLDFR | HFTD - Distribution - Tier 3 - 3QU CoRE ¦ 1QU LoRE | Non-Red Flag Warning - Small Fires | Vegetation Contact | Aggregated | 2049 | 0.0052828 | 423.2024 | 2.2357 | 2049 | Mitigation | 0.95 | 45 | 0 | esc | 0.00097009 | 5.1248e-06 | 0.00097009 | 5.1248e-06 | 0.0027911 | 4.7942e-12 | 0.0013359 | 1.2262e-09
[120 empty] | 7.3.3.17.5 (Remote Grid) Updates to grid topology to minimize risk of ignition in HFTDs Remote GridWLDFRVegetation ContactAggregated | WLDFR | HFTD - Distribution - Tier 3 - 3QU CoRE ¦ 1QU LoRE | Non-Red Flag Warning - Small Fires | Vegetation Contact | Aggregated | 2050 | 0.0052828 | 423.2024 | 2.2357 | 2050 | Mitigation | 0.95 | 45 | 0 | esc | 0.00097009 | 5.1248e-06 | 0.00097009 | 5.1248e-06 | 0.0027911 | 4.7942e-12 | 0.0013359 | 1.2262e-09
[120 empty] | 7.3.3.17.5 (Remote Grid) Updates to grid topology to minimize risk of ignition in HFTDs Remote GridWLDFRVegetation ContactAggregated | WLDFR | HFTD - Distribution - Tier 3 - 3QU CoRE ¦ 1QU LoRE | Non-Red Flag Warning - Small Fires | Vegetation Contact | Aggregated | 2051 | 0.0052828 | 423.2024 | 2.2357 | 2051 | Mitigation | 0.95 | 45 | 0 | esc | 0.00097009 | 5.1248e-06 | 0.00097009 | 5.1248e-06 | 0.0027911 | 4.7942e-12 | 0.0013359 | 1.2262e-09
[120 empty] | 7.3.3.17.5 (Remote Grid) Updates to grid topology to minimize risk of ignition in HFTDs Remote GridWLDFRVegetation ContactAggregated | WLDFR | HFTD - Distribution - Tier 3 - 3QU CoRE ¦ 1QU LoRE | Non-Red Flag Warning - Small Fires | Vegetation Contact | Aggregated | 2052 | 0.0052828 | 423.2024 | 2.2357 | 2052 | Mitigation | 0.95 | 45 | 0 | esc | 0.00097009 | 5.1248e-06 | 0.00097009 | 5.1248e-06 | 0.0027911 | 4.7942e-12 | 0.0013359 | 1.2262e-09
[120 empty] | 7.3.3.17.5 (Remote Grid) Updates to grid topology to minimize risk of ignition in HFTDs Remote GridWLDFRVegetation ContactAggregated | WLDFR | HFTD - Distribution - Tier 3 - 3QU CoRE ¦ 1QU LoRE | Non-Red Flag Warning - Small Fires | Vegetation Contact | Aggregated | 2053 | 0.0052828 | 423.2024 | 2.2357 | 2053 | Mitigation | 0.95 | 45 | 0 | esc | 0.00097009 | 5.1248e-06 | 0.00097009 | 5.1248e-06 | 0.0027911 | 4.7942e-12 | 0.0013359 | 1.2262e-09
[120 empty] | 7.3.3.17.5 (Remote Grid) Updates to grid topology to minimize risk of ignition in HFTDs Remote GridWLDFRVegetation ContactAggregated | WLDFR | HFTD - Distribution - Tier 3 - 3QU CoRE ¦ 1QU LoRE | Non-Red Flag Warning - Small Fires | Vegetation Contact | Aggregated | 2054 | 0.0052828 | 423.2024 | 2.2357 | 2054 | Mitigation | 0.95 | 45 | 0 | esc | 0.00097009 | 5.1248e-06 | 0.00097009 | 5.1248e-06 | 0.0027911 | 4.7942e-12 | 0.0013359 | 1.2262e-09
[120 empty] | 7.3.3.17.5 (Remote Grid) Updates to grid topology to minimize risk of ignition in HFTDs Remote GridWLDFRVegetation ContactAggregated | WLDFR | HFTD - Distribution - Tier 3 - 3QU CoRE ¦ 1QU LoRE | Non-Red Flag Warning - Small Fires | Vegetation Contact | Aggregated | 2055 | 0.0052828 | 423.2024 | 2.2357 | 2055 | Mitigation | 0.95 | 45 | 0 | esc | 0.00097009 | 5.1248e-06 | 0.00097009 | 5.1248e-06 | 0.0027911 | 4.7942e-12 | 0.0013359 | 1.2262e-09
[120 empty] | 7.3.3.17.5 (Remote Grid) Updates to grid topology to minimize risk of ignition in HFTDs Remote GridWLDFRVegetation ContactAggregated | WLDFR | HFTD - Distribution - Tier 3 - 3QU CoRE ¦ 1QU LoRE | Non-Red Flag Warning - Small Fires | Vegetation Contact | Aggregated | 2056 | 0.0052828 | 423.2024 | 2.2357 | 2056 | Mitigation | 0.95 | 45 | 0 | esc | 0.00097009 | 5.1248e-06 | 0.00097009 | 5.1248e-06 | 0.0027911 | 4.7942e-12 | 0.0013359 | 1.2262e-09
[120 empty] | 7.3.3.17.5 (Remote Grid) Updates to grid topology to minimize risk of ignition in HFTDs Remote GridWLDFRVegetation ContactAggregated | WLDFR | HFTD - Distribution - Tier 3 - 3QU CoRE ¦ 1QU LoRE | Non-Red Flag Warning - Small Fires | Vegetation Contact | Aggregated | 2057 | 0.0052828 | 423.2024 | 2.2357 | 2057 | Mitigation | 0.95 | 45 | 0 | esc | 0.00097009 | 5.1248e-06 | 0.00097009 | 5.1248e-06 | 0.0027911 | 4.7942e-12 | 0.0013359 | 1.2262e-09
[120 empty] | 7.3.3.17.5 (Remote Grid) Updates to grid topology to minimize risk of ignition in HFTDs Remote GridWLDFRVegetation ContactAggregated | WLDFR | HFTD - Distribution - Tier 3 - 3QU CoRE ¦ 1QU LoRE | Non-Red Flag Warning - Small Fires | Vegetation Contact | Aggregated | 2058 | 0.0052828 | 423.2024 | 2.2357 | 2058 | Mitigation | 0.95 | 45 | 0 | esc | 0.00097009 | 5.1248e-06 | 0.00097009 | 5.1248e-06 | 0.0027911 | 4.7942e-12 | 0.0013359 | 1.2262e-09
[120 empty] | 7.3.3.17.5 (Remote Grid) Updates to grid topology to minimize risk of ignition in HFTDs Remote GridWLDFRVegetation ContactAggregated | WLDFR | HFTD - Distribution - Tier 3 - 3QU CoRE ¦ 1QU LoRE | Non-Red Flag Warning - Small Fires | Vegetation Contact | Aggregated | 2059 | 0.0052828 | 423.2024 | 2.2357 | 2059 | Mitigation | 0.95 | 45 | 0 | esc | 0.00097009 | 5.1248e-06 | 0.00097009 | 5.1248e-06 | 0.0027911 | 4.7942e-12 | 0.0013359 | 1.2262e-09
[120 empty] | 7.3.3.17.5 (Remote Grid) Updates to grid topology to minimize risk of ignition in HFTDs Remote GridWLDFRVegetation ContactAggregated | WLDFR | HFTD - Distribution - Tier 3 - 3QU CoRE ¦ 1QU LoRE | Non-Red Flag Warning - Small Fires | Vegetation Contact | Aggregated | 2060 | 0.0052828 | 423.2024 | 2.2357 | 2060 | Mitigation | 0.95 | 45 | 0 | esc | 0.00097009 | 5.1248e-06 | 0.00097009 | 5.1248e-06 | 0.0027911 | 4.7942e-12 | 0.0013359 | 1.2262e-09
[120 empty] | 7.3.3.17.5 (Remote Grid) Updates to grid topology to minimize risk of ignition in HFTDs Remote GridWLDFRVegetation ContactAggregated | WLDFR | HFTD - Distribution - Tier 3 - 3QU CoRE ¦ 1QU LoRE | Non-Red Flag Warning - Small Fires | Vegetation Contact | Aggregated | 2061 | 0.0052828 | 423.2024 | 2.2357 | 2061 | Mitigation | 0.95 | 45 | 0 | esc | 0.00097009 | 5.1248e-06 | 0.00097009 | 5.1248e-06 | 0.0027911 | 4.7942e-12 | 0.0013359 | 1.2262e-09
[120 empty] | 7.3.3.17.5 (Remote Grid) Updates to grid topology to minimize risk of ignition in HFTDs Remote GridWLDFRVegetation ContactAggregated | WLDFR | HFTD - Distribution - Tier 3 - 3QU CoRE ¦ 1QU LoRE | Non-Red Flag Warning - Small Fires | Vegetation Contact | Aggregated | 2062 | 0.0052828 | 423.2024 | 2.2357 | 2062 | Mitigation | 0.95 | 45 | 0 | esc | 0.00097009 | 5.1248e-06 | 0.00097009 | 5.1248e-06 | 0.0027911 | 4.7942e-12 | 0.0013359 | 1.2262e-09
[120 empty] | 7.3.3.17.5 (Remote Grid) Updates to grid topology to minimize risk of ignition in HFTDs Remote GridWLDFRVegetation ContactAggregated | WLDFR | HFTD - Distribution - Tier 3 - 3QU CoRE ¦ 1QU LoRE | Non-Red Flag Warning - Small Fires | Vegetation Contact | Aggregated | 2063 | 0.0052828 | 423.2024 | 2.2357 | 2063 | Mitigation | 0.95 | 45 | 0 | esc | 0.00097009 | 5.1248e-06 | 0.00097009 | 5.1248e-06 | 0.0027911 | 4.7942e-12 | 0.0013359 | 1.2262e-09
[120 empty] | 7.3.3.17.5 (Remote Grid) Updates to grid topology to minimize risk of ignition in HFTDs Remote GridWLDFRVegetation ContactAggregated | WLDFR | HFTD - Distribution - Tier 3 - 3QU CoRE ¦ 1QU LoRE | Non-Red Flag Warning - Small Fires | Vegetation Contact | Aggregated | 2064 | 0.0052828 | 423.2024 | 2.2357 | 2064 | Mitigation | 0.95 | 45 | 0 | esc | 0.00097009 | 5.1248e-06 | 0.00097009 | 5.1248e-06 | 0.0027911 | 4.7942e-12 | 0.0013359 | 1.2262e-09
[120 empty] | 7.3.3.17.5 (Remote Grid) Updates to grid topology to minimize risk of ignition in HFTDs Remote GridWLDFRVegetation ContactAggregated | WLDFR | HFTD - Distribution - Tier 3 - 3QU CoRE ¦ 1QU LoRE | Non-Red Flag Warning - Small Fires | Vegetation Contact | Aggregated | 2065 | 0.0052828 | 423.2024 | 2.2357 | 2065 | Mitigation | 0.95 | 45 | 0 | esc | 0.00097009 | 5.1248e-06 | 0.00097009 | 5.1248e-06 | 0.0027911 | 4.7942e-12 | 0.0013359 | 1.2262e-09
[120 empty] | 7.3.3.17.5 (Remote Grid) Updates to grid topology to minimize risk of ignition in HFTDs Remote GridWLDFRVegetation ContactAggregated | WLDFR | HFTD - Distribution - Tier 3 - 3QU CoRE ¦ 1QU LoRE | Non-Red Flag Warning - Small Fires | Vegetation Contact | Aggregated | 2066 | 0.0052828 | 423.2024 | 2.2357 | 2066 | Mitigation | 0.95 | 45 | 0 | esc | 0.00097009 | 5.1248e-06 | 0.00097009 | 5.1248e-06 | 0.0027911 | 4.7942e-12 | 0.0013359 | 1.2262e-09
[120 empty] | 7.3.3.17.5 (Remote Grid) Updates to grid topology to minimize risk of ignition in HFTDs Remote GridWLDFRVegetation ContactAggregated | WLDFR | HFTD - Distribution - Tier 3 - 3QU CoRE ¦ 1QU LoRE | Non-Red Flag Warning - Small Fires | Vegetation Contact | Aggregated | 2067 | 0.0052828 | 423.2024 | 2.2357 | 2067 | Mitigation | 0.95 | 45 | 0 | esc | 0 | 0 | 0.00097009 | 5.1248e-06 | 0.0027911 | 4.7942e-12 | 0.0013359 | 1.2262e-09
[120 empty] | 7.3.3.17.5 (Remote Grid) Updates to grid topology to minimize risk of ignition in HFTDs Remote GridWLDFRWire-to-wire contactAggregated | WLDFR | HFTD - Distribution - Tier 3 - 3QU CoRE ¦ 1QU LoRE | Non-Red Flag Warning - Small Fires | Wire-to-wire contact | Aggregated | 2022 | 9.2801e-05 | 423.2024 | 0.039274 | 2022 | Mitigation | 0.95 | 45 | 0 | esc | 0.00097009 | 9.0025e-08 | 0 | 0 | 0.0027911 | 4.7942e-12 | 0 | 0
[120 empty] | 7.3.3.17.5 (Remote Grid) Updates to grid topology to minimize risk of ignition in HFTDs Remote GridWLDFRWire-to-wire contactAggregated | WLDFR | HFTD - Distribution - Tier 3 - 3QU CoRE ¦ 1QU LoRE | Non-Red Flag Warning - Small Fires | Wire-to-wire contact | Aggregated | 2023 | 9.2801e-05 | 423.2024 | 0.039274 | 2023 | Mitigation | 0.95 | 45 | 0 | esc | 0.00097009 | 9.0025e-08 | 0.00097009 | 9.0025e-08 | 0.0027911 | 4.7942e-12 | 0 | 0
[120 empty] | 7.3.3.17.5 (Remote Grid) Updates to grid topology to minimize risk of ignition in HFTDs Remote GridWLDFRWire-to-wire contactAggregated | WLDFR | HFTD - Distribution - Tier 3 - 3QU CoRE ¦ 1QU LoRE | Non-Red Flag Warning - Small Fires | Wire-to-wire contact | Aggregated | 2024 | 9.2801e-05 | 423.2024 | 0.039274 | 2024 | Mitigation | 0.95 | 45 | 0 | esc | 0.00097009 | 9.0025e-08 | 0.00097009 | 9.0025e-08 | 0.0027911 | 4.7942e-12 | 0.0093813 | 2.3703e-07
[120 empty] | 7.3.3.17.5 (Remote Grid) Updates to grid topology to minimize risk of ignition in HFTDs Remote GridWLDFRWire-to-wire contactAggregated | WLDFR | HFTD - Distribution - Tier 3 - 3QU CoRE ¦ 1QU LoRE | Non-Red Flag Warning - Small Fires | Wire-to-wire contact | Aggregated | 2025 | 9.2801e-05 | 423.2024 | 0.039274 | 2025 | Mitigation | 0.95 | 45 | 0 | esc | 0.00097009 | 9.0025e-08 | 0.00097009 | 9.0025e-08 | 0.0027911 | 4.7942e-12 | 0.0093813 | 2.3703e-07
[120 empty] | 7.3.3.17.5 (Remote Grid) Updates to grid topology to minimize risk of ignition in HFTDs Remote GridWLDFRWire-to-wire contactAggregated | WLDFR | HFTD - Distribution - Tier 3 - 3QU CoRE ¦ 1QU LoRE | Non-Red Flag Warning - Small Fires | Wire-to-wire contact | Aggregated | 2026 | 9.2801e-05 | 423.2024 | 0.039274 | 2026 | Mitigation | 0.95 | 45 | 0 | esc | 0.00097009 | 9.0025e-08 | 0.00097009 | 9.0025e-08 | 0.0027911 | 4.7942e-12 | 0.0093813 | 2.3703e-07
[120 empty] | 7.3.3.17.5 (Remote Grid) Updates to grid topology to minimize risk of ignition in HFTDs Remote GridWLDFRWire-to-wire contactAggregated | WLDFR | HFTD - Distribution - Tier 3 - 3QU CoRE ¦ 1QU LoRE | Non-Red Flag Warning - Small Fires | Wire-to-wire contact | Aggregated | 2027 | 9.2801e-05 | 423.2024 | 0.039274 | 2027 | Mitigation | 0.95 | 45 | 0 | esc | 0.00097009 | 9.0025e-08 | 0.00097009 | 9.0025e-08 | 0.0027911 | 4.7942e-12 | 0.0093813 | 2.3703e-07
[120 empty] | 7.3.3.17.5 (Remote Grid) Updates to grid topology to minimize risk of ignition in HFTDs Remote GridWLDFRWire-to-wire contactAggregated | WLDFR | HFTD - Distribution - Tier 3 - 3QU CoRE ¦ 1QU LoRE | Non-Red Flag Warning - Small Fires | Wire-to-wire contact | Aggregated | 2028 | 9.2801e-05 | 423.2024 | 0.039274 | 2028 | Mitigation | 0.95 | 45 | 0 | esc | 0.00097009 | 9.0025e-08 | 0.00097009 | 9.0025e-08 | 0.0027911 | 4.7942e-12 | 0.0093813 | 2.3703e-07
[120 empty] | 7.3.3.17.5 (Remote Grid) Updates to grid topology to minimize risk of ignition in HFTDs Remote GridWLDFRWire-to-wire contactAggregated | WLDFR | HFTD - Distribution - Tier 3 - 3QU CoRE ¦ 1QU LoRE | Non-Red Flag Warning - Small Fires | Wire-to-wire contact | Aggregated | 2029 | 9.2801e-05 | 423.2024 | 0.039274 | 2029 | Mitigation | 0.95 | 45 | 0 | esc | 0.00097009 | 9.0025e-08 | 0.00097009 | 9.0025e-08 | 0.0027911 | 4.7942e-12 | 0.0093813 | 2.3703e-07
[120 empty] | 7.3.3.17.5 (Remote Grid) Updates to grid topology to minimize risk of ignition in HFTDs Remote GridWLDFRWire-to-wire contactAggregated | WLDFR | HFTD - Distribution - Tier 3 - 3QU CoRE ¦ 1QU LoRE | Non-Red Flag Warning - Small Fires | Wire-to-wire contact | Aggregated | 2030 | 9.2801e-05 | 423.2024 | 0.039274 | 2030 | Mitigation | 0.95 | 45 | 0 | esc | 0.00097009 | 9.0025e-08 | 0.00097009 | 9.0025e-08 | 0.0027911 | 4.7942e-12 | 0.0093813 | 2.3703e-07
[120 empty] | 7.3.3.17.5 (Remote Grid) Updates to grid topology to minimize risk of ignition in HFTDs Remote GridWLDFRWire-to-wire contactAggregated | WLDFR | HFTD - Distribution - Tier 3 - 3QU CoRE ¦ 1QU LoRE | Non-Red Flag Warning - Small Fires | Wire-to-wire contact | Aggregated | 2031 | 9.2801e-05 | 423.2024 | 0.039274 | 2031 | Mitigation | 0.95 | 45 | 0 | esc | 0.00097009 | 9.0025e-08 | 0.00097009 | 9.0025e-08 | 0.0027911 | 4.7942e-12 | 0.0093813 | 2.3703e-07
[120 empty] | 7.3.3.17.5 (Remote Grid) Updates to grid topology to minimize risk of ignition in HFTDs Remote GridWLDFRWire-to-wire contactAggregated | WLDFR | HFTD - Distribution - Tier 3 - 3QU CoRE ¦ 1QU LoRE | Non-Red Flag Warning - Small Fires | Wire-to-wire contact | Aggregated | 2032 | 9.2801e-05 | 423.2024 | 0.039274 | 2032 | Mitigation | 0.95 | 45 | 0 | esc | 0.00097009 | 9.0025e-08 | 0.00097009 | 9.0025e-08 | 0.0027911 | 4.7942e-12 | 0.0093813 | 2.3703e-07
[120 empty] | 7.3.3.17.5 (Remote Grid) Updates to grid topology to minimize risk of ignition in HFTDs Remote GridWLDFRWire-to-wire contactAggregated | WLDFR | HFTD - Distribution - Tier 3 - 3QU CoRE ¦ 1QU LoRE | Non-Red Flag Warning - Small Fires | Wire-to-wire contact | Aggregated | 2033 | 9.2801e-05 | 423.2024 | 0.039274 | 2033 | Mitigation | 0.95 | 45 | 0 | esc | 0.00097009 | 9.0025e-08 | 0.00097009 | 9.0025e-08 | 0.0027911 | 4.7942e-12 | 0.0093813 | 2.3703e-07
[120 empty] | 7.3.3.17.5 (Remote Grid) Updates to grid topology to minimize risk of ignition in HFTDs Remote GridWLDFRWire-to-wire contactAggregated | WLDFR | HFTD - Distribution - Tier 3 - 3QU CoRE ¦ 1QU LoRE | Non-Red Flag Warning - Small Fires | Wire-to-wire contact | Aggregated | 2034 | 9.2801e-05 | 423.2024 | 0.039274 | 2034 | Mitigation | 0.95 | 45 | 0 | esc | 0.00097009 | 9.0025e-08 | 0.00097009 | 9.0025e-08 | 0.0027911 | 4.7942e-12 | 0.0093813 | 2.3703e-07
[120 empty] | 7.3.3.17.5 (Remote Grid) Updates to grid topology to minimize risk of ignition in HFTDs Remote GridWLDFRWire-to-wire contactAggregated | WLDFR | HFTD - Distribution - Tier 3 - 3QU CoRE ¦ 1QU LoRE | Non-Red Flag Warning - Small Fires | Wire-to-wire contact | Aggregated | 2035 | 9.2801e-05 | 423.2024 | 0.039274 | 2035 | Mitigation | 0.95 | 45 | 0 | esc | 0.00097009 | 9.0025e-08 | 0.00097009 | 9.0025e-08 | 0.0027911 | 4.7942e-12 | 0.0093813 | 2.3703e-07
[120 empty] | 7.3.3.17.5 (Remote Grid) Updates to grid topology to minimize risk of ignition in HFTDs Remote GridWLDFRWire-to-wire contactAggregated | WLDFR | HFTD - Distribution - Tier 3 - 3QU CoRE ¦ 1QU LoRE | Non-Red Flag Warning - Small Fires | Wire-to-wire contact | Aggregated | 2036 | 9.2801e-05 | 423.2024 | 0.039274 | 2036 | Mitigation | 0.95 | 45 | 0 | esc | 0.00097009 | 9.0025e-08 | 0.00097009 | 9.0025e-08 | 0.0027911 | 4.7942e-12 | 0.0093813 | 2.3703e-07
[120 empty] | 7.3.3.17.5 (Remote Grid) Updates to grid topology to minimize risk of ignition in HFTDs Remote GridWLDFRWire-to-wire contactAggregated | WLDFR | HFTD - Distribution - Tier 3 - 3QU CoRE ¦ 1QU LoRE | Non-Red Flag Warning - Small Fires | Wire-to-wire contact | Aggregated | 2037 | 9.2801e-05 | 423.2024 | 0.039274 | 2037 | Mitigation | 0.95 | 45 | 0 | esc | 0.00097009 | 9.0025e-08 | 0.00097009 | 9.0025e-08 | 0.0027911 | 4.7942e-12 | 0.0093813 | 2.3703e-07
[120 empty] | 7.3.3.17.5 (Remote Grid) Updates to grid topology to minimize risk of ignition in HFTDs Remote GridWLDFRWire-to-wire contactAggregated | WLDFR | HFTD - Distribution - Tier 3 - 3QU CoRE ¦ 1QU LoRE | Non-Red Flag Warning - Small Fires | Wire-to-wire contact | Aggregated | 2038 | 9.2801e-05 | 423.2024 | 0.039274 | 2038 | Mitigation | 0.95 | 45 | 0 | esc | 0.00097009 | 9.0025e-08 | 0.00097009 | 9.0025e-08 | 0 | 0 | 0.0093813 | 2.3703e-07
[120 empty] | 7.3.3.17.5 (Remote Grid) Updates to grid topology to minimize risk of ignition in HFTDs Remote GridWLDFRWire-to-wire contactAggregated | WLDFR | HFTD - Distribution - Tier 3 - 3QU CoRE ¦ 1QU LoRE | Non-Red Flag Warning - Small Fires | Wire-to-wire contact | Aggregated | 2039 | 9.2801e-05 | 423.2024 | 0.039274 | 2039 | Mitigation | 0.95 | 45 | 0 | esc | 0.00097009 | 9.0025e-08 | 0.00097009 | 9.0025e-08 | 0.0027911 | 1.9688e-11 | 0.0093813 | 2.3703e-07
[120 empty] | 7.3.3.17.5 (Remote Grid) Updates to grid topology to minimize risk of ignition in HFTDs Remote GridWLDFRWire-to-wire contactAggregated | WLDFR | HFTD - Distribution - Tier 3 - 3QU CoRE ¦ 1QU LoRE | Non-Red Flag Warning - Small Fires | Wire-to-wire contact | Aggregated | 2040 | 9.2801e-05 | 423.2024 | 0.039274 | 2040 | Mitigation | 0.95 | 45 | 0 | esc | 0.00097009 | 9.0025e-08 | 0.00097009 | 9.0025e-08 | 0.0027911 | 1.9688e-11 | 0.0093813 | 2.3703e-07
[120 empty] | 7.3.3.17.5 (Remote Grid) Updates to grid topology to minimize risk of ignition in HFTDs Remote GridWLDFRWire-to-wire contactAggregated | WLDFR | HFTD - Distribution - Tier 3 - 3QU CoRE ¦ 1QU LoRE | Non-Red Flag Warning - Small Fires | Wire-to-wire contact | Aggregated | 2041 | 9.2801e-05 | 423.2024 | 0.039274 | 2041 | Mitigation | 0.95 | 45 | 0 | esc | 0.00097009 | 9.0025e-08 | 0.00097009 | 9.0025e-08 | 0.0027911 | 1.9688e-11 | 0.0093813 | 2.3703e-07
[120 empty] | 7.3.3.17.5 (Remote Grid) Updates to grid topology to minimize risk of ignition in HFTDs Remote GridWLDFRWire-to-wire contactAggregated | WLDFR | HFTD - Distribution - Tier 3 - 3QU CoRE ¦ 1QU LoRE | Non-Red Flag Warning - Small Fires | Wire-to-wire contact | Aggregated | 2042 | 9.2801e-05 | 423.2024 | 0.039274 | 2042 | Mitigation | 0.95 | 45 | 0 | esc | 0.00097009 | 9.0025e-08 | 0.00097009 | 9.0025e-08 | 0.0027911 | 1.9688e-11 | 0.0093813 | 2.3703e-07
[120 empty] | 7.3.3.17.5 (Remote Grid) Updates to grid topology to minimize risk of ignition in HFTDs Remote GridWLDFRWire-to-wire contactAggregated | WLDFR | HFTD - Distribution - Tier 3 - 3QU CoRE ¦ 1QU LoRE | Non-Red Flag Warning - Small Fires | Wire-to-wire contact | Aggregated | 2043 | 9.2801e-05 | 423.2024 | 0.039274 | 2043 | Mitigation | 0.95 | 45 | 0 | esc | 0.00097009 | 9.0025e-08 | 0.00097009 | 9.0025e-08 | 0.0027911 | 1.9688e-11 | 0.0093813 | 2.3703e-07
[120 empty] | 7.3.3.17.5 (Remote Grid) Updates to grid topology to minimize risk of ignition in HFTDs Remote GridWLDFRWire-to-wire contactAggregated | WLDFR | HFTD - Distribution - Tier 3 - 3QU CoRE ¦ 1QU LoRE | Non-Red Flag Warning - Small Fires | Wire-to-wire contact | Aggregated | 2044 | 9.2801e-05 | 423.2024 | 0.039274 | 2044 | Mitigation | 0.95 | 45 | 0 | esc | 0.00097009 | 9.0025e-08 | 0.00097009 | 9.0025e-08 | 0.0027911 | 1.9688e-11 | 0.0093813 | 2.3703e-07
[120 empty] | 7.3.3.17.5 (Remote Grid) Updates to grid topology to minimize risk of ignition in HFTDs Remote GridWLDFRWire-to-wire contactAggregated | WLDFR | HFTD - Distribution - Tier 3 - 3QU CoRE ¦ 1QU LoRE | Non-Red Flag Warning - Small Fires | Wire-to-wire contact | Aggregated | 2045 | 9.2801e-05 | 423.2024 | 0.039274 | 2045 | Mitigation | 0.95 | 45 | 0 | esc | 0.00097009 | 9.0025e-08 | 0.00097009 | 9.0025e-08 | 0.0027911 | 1.9688e-11 | 0.0093813 | 2.3703e-07
[120 empty] | 7.3.3.17.5 (Remote Grid) Updates to grid topology to minimize risk of ignition in HFTDs Remote GridWLDFRWire-to-wire contactAggregated | WLDFR | HFTD - Distribution - Tier 3 - 3QU CoRE ¦ 1QU LoRE | Non-Red Flag Warning - Small Fires | Wire-to-wire contact | Aggregated | 2046 | 9.2801e-05 | 423.2024 | 0.039274 | 2046 | Mitigation | 0.95 | 45 | 0 | esc | 0.00097009 | 9.0025e-08 | 0.00097009 | 9.0025e-08 | 0.0027911 | 1.9688e-11 | 0.0093813 | 2.3703e-07
[120 empty] | 7.3.3.17.5 (Remote Grid) Updates to grid topology to minimize risk of ignition in HFTDs Remote GridWLDFRWire-to-wire contactAggregated | WLDFR | HFTD - Distribution - Tier 3 - 3QU CoRE ¦ 1QU LoRE | Non-Red Flag Warning - Small Fires | Wire-to-wire contact | Aggregated | 2047 | 9.2801e-05 | 423.2024 | 0.039274 | 2047 | Mitigation | 0.95 | 45 | 0 | esc | 0.00097009 | 9.0025e-08 | 0.00097009 | 9.0025e-08 | 0.0027911 | 1.9688e-11 | 0.0093813 | 2.3703e-07
[120 empty] | 7.3.3.17.5 (Remote Grid) Updates to grid topology to minimize risk of ignition in HFTDs Remote GridWLDFRWire-to-wire contactAggregated | WLDFR | HFTD - Distribution - Tier 3 - 3QU CoRE ¦ 1QU LoRE | Non-Red Flag Warning - Small Fires | Wire-to-wire contact | Aggregated | 2048 | 9.2801e-05 | 423.2024 | 0.039274 | 2048 | Mitigation | 0.95 | 45 | 0 | esc | 0.00097009 | 9.0025e-08 | 0.00097009 | 9.0025e-08 | 0.0027911 | 1.9688e-11 | 0.0093813 | 2.3703e-07
[120 empty] | 7.3.3.17.5 (Remote Grid) Updates to grid topology to minimize risk of ignition in HFTDs Remote GridWLDFRWire-to-wire contactAggregated | WLDFR | HFTD - Distribution - Tier 3 - 3QU CoRE ¦ 1QU LoRE | Non-Red Flag Warning - Small Fires | Wire-to-wire contact | Aggregated | 2049 | 9.2801e-05 | 423.2024 | 0.039274 | 2049 | Mitigation | 0.95 | 45 | 0 | esc | 0.00097009 | 9.0025e-08 | 0.00097009 | 9.0025e-08 | 0.0027911 | 1.9688e-11 | 0.0093813 | 2.3703e-07
[120 empty] | 7.3.3.17.5 (Remote Grid) Updates to grid topology to minimize risk of ignition in HFTDs Remote GridWLDFRWire-to-wire contactAggregated | WLDFR | HFTD - Distribution - Tier 3 - 3QU CoRE ¦ 1QU LoRE | Non-Red Flag Warning - Small Fires | Wire-to-wire contact | Aggregated | 2050 | 9.2801e-05 | 423.2024 | 0.039274 | 2050 | Mitigation | 0.95 | 45 | 0 | esc | 0.00097009 | 9.0025e-08 | 0.00097009 | 9.0025e-08 | 0.0027911 | 1.9688e-11 | 0.0093813 | 2.3703e-07
[120 empty] | 7.3.3.17.5 (Remote Grid) Updates to grid topology to minimize risk of ignition in HFTDs Remote GridWLDFRWire-to-wire contactAggregated | WLDFR | HFTD - Distribution - Tier 3 - 3QU CoRE ¦ 1QU LoRE | Non-Red Flag Warning - Small Fires | Wire-to-wire contact | Aggregated | 2051 | 9.2801e-05 | 423.2024 | 0.039274 | 2051 | Mitigation | 0.95 | 45 | 0 | esc | 0.00097009 | 9.0025e-08 | 0.00097009 | 9.0025e-08 | 0.0027911 | 1.9688e-11 | 0.0093813 | 2.3703e-07
[120 empty] | 7.3.3.17.5 (Remote Grid) Updates to grid topology to minimize risk of ignition in HFTDs Remote GridWLDFRWire-to-wire contactAggregated | WLDFR | HFTD - Distribution - Tier 3 - 3QU CoRE ¦ 1QU LoRE | Non-Red Flag Warning - Small Fires | Wire-to-wire contact | Aggregated | 2052 | 9.2801e-05 | 423.2024 | 0.039274 | 2052 | Mitigation | 0.95 | 45 | 0 | esc | 0.00097009 | 9.0025e-08 | 0.00097009 | 9.0025e-08 | 0.0027911 | 1.9688e-11 | 0.0093813 | 2.3703e-07
[120 empty] | 7.3.3.17.5 (Remote Grid) Updates to grid topology to minimize risk of ignition in HFTDs Remote GridWLDFRWire-to-wire contactAggregated | WLDFR | HFTD - Distribution - Tier 3 - 3QU CoRE ¦ 1QU LoRE | Non-Red Flag Warning - Small Fires | Wire-to-wire contact | Aggregated | 2053 | 9.2801e-05 | 423.2024 | 0.039274 | 2053 | Mitigation | 0.95 | 45 | 0 | esc | 0.00097009 | 9.0025e-08 | 0.00097009 | 9.0025e-08 | 0.0027911 | 1.9688e-11 | 0.0093813 | 2.3703e-07
[120 empty] | 7.3.3.17.5 (Remote Grid) Updates to grid topology to minimize risk of ignition in HFTDs Remote GridWLDFRWire-to-wire contactAggregated | WLDFR | HFTD - Distribution - Tier 3 - 3QU CoRE ¦ 1QU LoRE | Non-Red Flag Warning - Small Fires | Wire-to-wire contact | Aggregated | 2054 | 9.2801e-05 | 423.2024 | 0.039274 | 2054 | Mitigation | 0.95 | 45 | 0 | esc | 0.00097009 | 9.0025e-08 | 0.00097009 | 9.0025e-08 | 0.0027911 | 1.9688e-11 | 0 | 0
[120 empty] | 7.3.3.17.5 (Remote Grid) Updates to grid topology to minimize risk of ignition in HFTDs Remote GridWLDFRWire-to-wire contactAggregated | WLDFR | HFTD - Distribution - Tier 3 - 3QU CoRE ¦ 1QU LoRE | Non-Red Flag Warning - Small Fires | Wire-to-wire contact | Aggregated | 2055 | 9.2801e-05 | 423.2024 | 0.039274 | 2055 | Mitigation | 0.95 | 45 | 0 | esc | 0.00097009 | 9.0025e-08 | 0.00097009 | 9.0025e-08 | 0.0027911 | 1.9688e-11 | 0 | 0
[120 empty] | 7.3.3.17.5 (Remote Grid) Updates to grid topology to minimize risk of ignition in HFTDs Remote GridWLDFRWire-to-wire contactAggregated | WLDFR | HFTD - Distribution - Tier 3 - 3QU CoRE ¦ 1QU LoRE | Non-Red Flag Warning - Small Fires | Wire-to-wire contact | Aggregated | 2056 | 9.2801e-05 | 423.2024 | 0.039274 | 2056 | Mitigation | 0.95 | 45 | 0 | esc | 0.00097009 | 9.0025e-08 | 0.00097009 | 9.0025e-08 | 0.0027911 | 1.9688e-11 | 0.014004 | 1.1924e-07
[120 empty] | 7.3.3.17.5 (Remote Grid) Updates to grid topology to minimize risk of ignition in HFTDs Remote GridWLDFRWire-to-wire contactAggregated | WLDFR | HFTD - Distribution - Tier 3 - 3QU CoRE ¦ 1QU LoRE | Non-Red Flag Warning - Small Fires | Wire-to-wire contact | Aggregated | 2057 | 9.2801e-05 | 423.2024 | 0.039274 | 2057 | Mitigation | 0.95 | 45 | 0 | esc | 0.00097009 | 9.0025e-08 | 0.00097009 | 9.0025e-08 | 0.0027911 | 1.9688e-11 | 0.014004 | 1.1924e-07
[120 empty] | 7.3.3.17.5 (Remote Grid) Updates to grid topology to minimize risk of ignition in HFTDs Remote GridWLDFRWire-to-wire contactAggregated | WLDFR | HFTD - Distribution - Tier 3 - 3QU CoRE ¦ 1QU LoRE | Non-Red Flag Warning - Small Fires | Wire-to-wire contact | Aggregated | 2058 | 9.2801e-05 | 423.2024 | 0.039274 | 2058 | Mitigation | 0.95 | 45 | 0 | esc | 0.00097009 | 9.0025e-08 | 0.00097009 | 9.0025e-08 | 0.0027911 | 1.9688e-11 | 0.014004 | 1.1924e-07
[120 empty] | 7.3.3.17.5 (Remote Grid) Updates to grid topology to minimize risk of ignition in HFTDs Remote GridWLDFRWire-to-wire contactAggregated | WLDFR | HFTD - Distribution - Tier 3 - 3QU CoRE ¦ 1QU LoRE | Non-Red Flag Warning - Small Fires | Wire-to-wire contact | Aggregated | 2059 | 9.2801e-05 | 423.2024 | 0.039274 | 2059 | Mitigation | 0.95 | 45 | 0 | esc | 0.00097009 | 9.0025e-08 | 0.00097009 | 9.0025e-08 | 0.0027911 | 1.9688e-11 | 0.014004 | 1.1924e-07
[120 empty] | 7.3.3.17.5 (Remote Grid) Updates to grid topology to minimize risk of ignition in HFTDs Remote GridWLDFRWire-to-wire contactAggregated | WLDFR | HFTD - Distribution - Tier 3 - 3QU CoRE ¦ 1QU LoRE | Non-Red Flag Warning - Small Fires | Wire-to-wire contact | Aggregated | 2060 | 9.2801e-05 | 423.2024 | 0.039274 | 2060 | Mitigation | 0.95 | 45 | 0 | esc | 0.00097009 | 9.0025e-08 | 0.00097009 | 9.0025e-08 | 0.0027911 | 1.9688e-11 | 0.014004 | 1.1924e-07
[120 empty] | 7.3.3.17.5 (Remote Grid) Updates to grid topology to minimize risk of ignition in HFTDs Remote GridWLDFRWire-to-wire contactAggregated | WLDFR | HFTD - Distribution - Tier 3 - 3QU CoRE ¦ 1QU LoRE | Non-Red Flag Warning - Small Fires | Wire-to-wire contact | Aggregated | 2061 | 9.2801e-05 | 423.2024 | 0.039274 | 2061 | Mitigation | 0.95 | 45 | 0 | esc | 0.00097009 | 9.0025e-08 | 0.00097009 | 9.0025e-08 | 0.0027911 | 1.9688e-11 | 0.014004 | 1.1924e-07
[120 empty] | 7.3.3.17.5 (Remote Grid) Updates to grid topology to minimize risk of ignition in HFTDs Remote GridWLDFRWire-to-wire contactAggregated | WLDFR | HFTD - Distribution - Tier 3 - 3QU CoRE ¦ 1QU LoRE | Non-Red Flag Warning - Small Fires | Wire-to-wire contact | Aggregated | 2062 | 9.2801e-05 | 423.2024 | 0.039274 | 2062 | Mitigation | 0.95 | 45 | 0 | esc | 0.00097009 | 9.0025e-08 | 0.00097009 | 9.0025e-08 | 0.0027911 | 1.9688e-11 | 0.014004 | 1.1924e-07
[120 empty] | 7.3.3.17.5 (Remote Grid) Updates to grid topology to minimize risk of ignition in HFTDs Remote GridWLDFRWire-to-wire contactAggregated | WLDFR | HFTD - Distribution - Tier 3 - 3QU CoRE ¦ 1QU LoRE | Non-Red Flag Warning - Small Fires | Wire-to-wire contact | Aggregated | 2063 | 9.2801e-05 | 423.2024 | 0.039274 | 2063 | Mitigation | 0.95 | 45 | 0 | esc | 0.00097009 | 9.0025e-08 | 0.00097009 | 9.0025e-08 | 0.0027911 | 1.9688e-11 | 0.014004 | 1.1924e-07
[120 empty] | 7.3.3.17.5 (Remote Grid) Updates to grid topology to minimize risk of ignition in HFTDs Remote GridWLDFRWire-to-wire contactAggregated | WLDFR | HFTD - Distribution - Tier 3 - 3QU CoRE ¦ 1QU LoRE | Non-Red Flag Warning - Small Fires | Wire-to-wire contact | Aggregated | 2064 | 9.2801e-05 | 423.2024 | 0.039274 | 2064 | Mitigation | 0.95 | 45 | 0 | esc | 0.00097009 | 9.0025e-08 | 0.00097009 | 9.0025e-08 | 0.0027911 | 1.9688e-11 | 0.014004 | 1.1924e-07
[120 empty] | 7.3.3.17.5 (Remote Grid) Updates to grid topology to minimize risk of ignition in HFTDs Remote GridWLDFRWire-to-wire contactAggregated | WLDFR | HFTD - Distribution - Tier 3 - 3QU CoRE ¦ 1QU LoRE | Non-Red Flag Warning - Small Fires | Wire-to-wire contact | Aggregated | 2065 | 9.2801e-05 | 423.2024 | 0.039274 | 2065 | Mitigation | 0.95 | 45 | 0 | esc | 0.00097009 | 9.0025e-08 | 0.00097009 | 9.0025e-08 | 0.0027911 | 1.9688e-11 | 0.014004 | 1.1924e-07
[120 empty] | 7.3.3.17.5 (Remote Grid) Updates to grid topology to minimize risk of ignition in HFTDs Remote GridWLDFRWire-to-wire contactAggregated | WLDFR | HFTD - Distribution - Tier 3 - 3QU CoRE ¦ 1QU LoRE | Non-Red Flag Warning - Small Fires | Wire-to-wire contact | Aggregated | 2066 | 9.2801e-05 | 423.2024 | 0.039274 | 2066 | Mitigation | 0.95 | 45 | 0 | esc | 0.00097009 | 9.0025e-08 | 0.00097009 | 9.0025e-08 | 0.0027911 | 1.9688e-11 | 0.014004 | 1.1924e-07
[120 empty] | 7.3.3.17.5 (Remote Grid) Updates to grid topology to minimize risk of ignition in HFTDs Remote GridWLDFRWire-to-wire contactAggregated | WLDFR | HFTD - Distribution - Tier 3 - 3QU CoRE ¦ 1QU LoRE | Non-Red Flag Warning - Small Fires | Wire-to-wire contact | Aggregated | 2067 | 9.2801e-05 | 423.2024 | 0.039274 | 2067 | Mitigation | 0.95 | 45 | 0 | esc | 0 | 0 | 0.00097009 | 9.0025e-08 | 0.0027911 | 1.9688e-11 | 0.014004 | 1.1924e-07
[120 empty] | 7.3.3.17.5 (Remote Grid) Updates to grid topology to minimize risk of ignition in HFTDs Remote GridWLDFREquipment / facility failureAggregated | WLDFR | HFTD - Distribution - Tier 3 - 3QU CoRE ¦ 1QU LoRE | Red Flag Warning - Catastrophic Fires | Equipment / facility failure | Aggregated | 2022 | 8.6056e-06 | 423.2024 | 0.0036419 | 2022 | Mitigation | 0.95 | 45 | 0 | esc | 0.00097009 | 8.3481e-09 | 0 | 0 | 0.0027911 | 1.9688e-11 | 0.014004 | 1.1924e-07
[120 empty] | 7.3.3.17.5 (Remote Grid) Updates to grid topology to minimize risk of ignition in HFTDs Remote GridWLDFREquipment / facility failureAggregated | WLDFR | HFTD - Distribution - Tier 3 - 3QU CoRE ¦ 1QU LoRE | Red Flag Warning - Catastrophic Fires | Equipment / facility failure | Aggregated | 2023 | 8.6056e-06 | 423.2024 | 0.0036419 | 2023 | Mitigation | 0.95 | 45 | 0 | esc | 0.00097009 | 8.3481e-09 | 0.00097009 | 8.3481e-09 | 0.0027911 | 1.9688e-11 | 0.014004 | 1.1924e-07
[120 empty] | 7.3.3.17.5 (Remote Grid) Updates to grid topology to minimize risk of ignition in HFTDs Remote GridWLDFREquipment / facility failureAggregated | WLDFR | HFTD - Distribution - Tier 3 - 3QU CoRE ¦ 1QU LoRE | Red Flag Warning - Catastrophic Fires | Equipment / facility failure | Aggregated | 2024 | 8.6056e-06 | 423.2024 | 0.0036419 | 2024 | Mitigation | 0.95 | 45 | 0 | esc | 0.00097009 | 8.3481e-09 | 0.00097009 | 8.3481e-09 | 0.0027911 | 1.9688e-11 | 0.014004 | 1.1924e-07
[120 empty] | 7.3.3.17.5 (Remote Grid) Updates to grid topology to minimize risk of ignition in HFTDs Remote GridWLDFREquipment / facility failureAggregated | WLDFR | HFTD - Distribution - Tier 3 - 3QU CoRE ¦ 1QU LoRE | Red Flag Warning - Catastrophic Fires | Equipment / facility failure | Aggregated | 2025 | 8.6056e-06 | 423.2024 | 0.0036419 | 2025 | Mitigation | 0.95 | 45 | 0 | esc | 0.00097009 | 8.3481e-09 | 0.00097009 | 8.3481e-09 | 0.0027911 | 1.9688e-11 | 0.014004 | 1.1924e-07
[120 empty] | 7.3.3.17.5 (Remote Grid) Updates to grid topology to minimize risk of ignition in HFTDs Remote GridWLDFREquipment / facility failureAggregated | WLDFR | HFTD - Distribution - Tier 3 - 3QU CoRE ¦ 1QU LoRE | Red Flag Warning - Catastrophic Fires | Equipment / facility failure | Aggregated | 2026 | 8.6056e-06 | 423.2024 | 0.0036419 | 2026 | Mitigation | 0.95 | 45 | 0 | esc | 0.00097009 | 8.3481e-09 | 0.00097009 | 8.3481e-09 | 0.0027911 | 1.9688e-11 | 0.014004 | 1.1924e-07
[120 empty] | 7.3.3.17.5 (Remote Grid) Updates to grid topology to minimize risk of ignition in HFTDs Remote GridWLDFREquipment / facility failureAggregated | WLDFR | HFTD - Distribution - Tier 3 - 3QU CoRE ¦ 1QU LoRE | Red Flag Warning - Catastrophic Fires | Equipment / facility failure | Aggregated | 2027 | 8.6056e-06 | 423.2024 | 0.0036419 | 2027 | Mitigation | 0.95 | 45 | 0 | esc | 0.00097009 | 8.3481e-09 | 0.00097009 | 8.3481e-09 | 0.0027911 | 1.9688e-11 | 0.014004 | 1.1924e-07
[120 empty] | 7.3.3.17.5 (Remote Grid) Updates to grid topology to minimize risk of ignition in HFTDs Remote GridWLDFREquipment / facility failureAggregated | WLDFR | HFTD - Distribution - Tier 3 - 3QU CoRE ¦ 1QU LoRE | Red Flag Warning - Catastrophic Fires | Equipment / facility failure | Aggregated | 2028 | 8.6056e-06 | 423.2024 | 0.0036419 | 2028 | Mitigation | 0.95 | 45 | 0 | esc | 0.00097009 | 8.3481e-09 | 0.00097009 | 8.3481e-09 | 0.0027911 | 1.9688e-11 | 0.014004 | 1.1924e-07
[120 empty] | 7.3.3.17.5 (Remote Grid) Updates to grid topology to minimize risk of ignition in HFTDs Remote GridWLDFREquipment / facility failureAggregated | WLDFR | HFTD - Distribution - Tier 3 - 3QU CoRE ¦ 1QU LoRE | Red Flag Warning - Catastrophic Fires | Equipment / facility failure | Aggregated | 2029 | 8.6056e-06 | 423.2024 | 0.0036419 | 2029 | Mitigation | 0.95 | 45 | 0 | esc | 0.00097009 | 8.3481e-09 | 0.00097009 | 8.3481e-09 | 0.0027911 | 1.9688e-11 | 0.014004 | 1.1924e-07
[120 empty] | 7.3.3.17.5 (Remote Grid) Updates to grid topology to minimize risk of ignition in HFTDs Remote GridWLDFREquipment / facility failureAggregated | WLDFR | HFTD - Distribution - Tier 3 - 3QU CoRE ¦ 1QU LoRE | Red Flag Warning - Catastrophic Fires | Equipment / facility failure | Aggregated | 2030 | 8.6056e-06 | 423.2024 | 0.0036419 | 2030 | Mitigation | 0.95 | 45 | 0 | esc | 0.00097009 | 8.3481e-09 | 0.00097009 | 8.3481e-09 | 0.0027911 | 1.9688e-11 | 0.014004 | 1.1924e-07
[120 empty] | 7.3.3.17.5 (Remote Grid) Updates to grid topology to minimize risk of ignition in HFTDs Remote GridWLDFREquipment / facility failureAggregated | WLDFR | HFTD - Distribution - Tier 3 - 3QU CoRE ¦ 1QU LoRE | Red Flag Warning - Catastrophic Fires | Equipment / facility failure | Aggregated | 2031 | 8.6056e-06 | 423.2024 | 0.0036419 | 2031 | Mitigation | 0.95 | 45 | 0 | esc | 0.00097009 | 8.3481e-09 | 0.00097009 | 8.3481e-09 | 0.0027911 | 1.9688e-11 | 0.014004 | 1.1924e-07
[120 empty] | 7.3.3.17.5 (Remote Grid) Updates to grid topology to minimize risk of ignition in HFTDs Remote GridWLDFREquipment / facility failureAggregated | WLDFR | HFTD - Distribution - Tier 3 - 3QU CoRE ¦ 1QU LoRE | Red Flag Warning - Catastrophic Fires | Equipment / facility failure | Aggregated | 2032 | 8.6056e-06 | 423.2024 | 0.0036419 | 2032 | Mitigation | 0.95 | 45 | 0 | esc | 0.00097009 | 8.3481e-09 | 0.00097009 | 8.3481e-09 | 0.0027911 | 1.9688e-11 | 0.014004 | 1.1924e-07
[120 empty] | 7.3.3.17.5 (Remote Grid) Updates to grid topology to minimize risk of ignition in HFTDs Remote GridWLDFREquipment / facility failureAggregated | WLDFR | HFTD - Distribution - Tier 3 - 3QU CoRE ¦ 1QU LoRE | Red Flag Warning - Catastrophic Fires | Equipment / facility failure | Aggregated | 2033 | 8.6056e-06 | 423.2024 | 0.0036419 | 2033 | Mitigation | 0.95 | 45 | 0 | esc | 0.00097009 | 8.3481e-09 | 0.00097009 | 8.3481e-09 | 0.0027911 | 1.9688e-11 | 0.014004 | 1.1924e-07
[120 empty] | 7.3.3.17.5 (Remote Grid) Updates to grid topology to minimize risk of ignition in HFTDs Remote GridWLDFREquipment / facility failureAggregated | WLDFR | HFTD - Distribution - Tier 3 - 3QU CoRE ¦ 1QU LoRE | Red Flag Warning - Catastrophic Fires | Equipment / facility failure | Aggregated | 2034 | 8.6056e-06 | 423.2024 | 0.0036419 | 2034 | Mitigation | 0.95 | 45 | 0 | esc | 0.00097009 | 8.3481e-09 | 0.00097009 | 8.3481e-09 | 0.0027911 | 1.9688e-11 | 0.014004 | 1.1924e-07
[120 empty] | 7.3.3.17.5 (Remote Grid) Updates to grid topology to minimize risk of ignition in HFTDs Remote GridWLDFREquipment / facility failureAggregated | WLDFR | HFTD - Distribution - Tier 3 - 3QU CoRE ¦ 1QU LoRE | Red Flag Warning - Catastrophic Fires | Equipment / facility failure | Aggregated | 2035 | 8.6056e-06 | 423.2024 | 0.0036419 | 2035 | Mitigation | 0.95 | 45 | 0 | esc | 0.00097009 | 8.3481e-09 | 0.00097009 | 8.3481e-09 | 0.0027911 | 1.9688e-11 | 0.014004 | 1.1924e-07
[120 empty] | 7.3.3.17.5 (Remote Grid) Updates to grid topology to minimize risk of ignition in HFTDs Remote GridWLDFREquipment / facility failureAggregated | WLDFR | HFTD - Distribution - Tier 3 - 3QU CoRE ¦ 1QU LoRE | Red Flag Warning - Catastrophic Fires | Equipment / facility failure | Aggregated | 2036 | 8.6056e-06 | 423.2024 | 0.0036419 | 2036 | Mitigation | 0.95 | 45 | 0 | esc | 0.00097009 | 8.3481e-09 | 0.00097009 | 8.3481e-09 | 0.0027911 | 1.9688e-11 | 0.014004 | 1.1924e-07
[120 empty] | 7.3.3.17.5 (Remote Grid) Updates to grid topology to minimize risk of ignition in HFTDs Remote GridWLDFREquipment / facility failureAggregated | WLDFR | HFTD - Distribution - Tier 3 - 3QU CoRE ¦ 1QU LoRE | Red Flag Warning - Catastrophic Fires | Equipment / facility failure | Aggregated | 2037 | 8.6056e-06 | 423.2024 | 0.0036419 | 2037 | Mitigation | 0.95 | 45 | 0 | esc | 0.00097009 | 8.3481e-09 | 0.00097009 | 8.3481e-09 | 0.0027911 | 1.9688e-11 | 0.014004 | 1.1924e-07
[120 empty] | 7.3.3.17.5 (Remote Grid) Updates to grid topology to minimize risk of ignition in HFTDs Remote GridWLDFREquipment / facility failureAggregated | WLDFR | HFTD - Distribution - Tier 3 - 3QU CoRE ¦ 1QU LoRE | Red Flag Warning - Catastrophic Fires | Equipment / facility failure | Aggregated | 2038 | 8.6056e-06 | 423.2024 | 0.0036419 | 2038 | Mitigation | 0.95 | 45 | 0 | esc | 0.00097009 | 8.3481e-09 | 0.00097009 | 8.3481e-09 | 0.0027911 | 1.9688e-11 | 0.014004 | 1.1924e-07
[120 empty] | 7.3.3.17.5 (Remote Grid) Updates to grid topology to minimize risk of ignition in HFTDs Remote GridWLDFREquipment / facility failureAggregated | WLDFR | HFTD - Distribution - Tier 3 - 3QU CoRE ¦ 1QU LoRE | Red Flag Warning - Catastrophic Fires | Equipment / facility failure | Aggregated | 2039 | 8.6056e-06 | 423.2024 | 0.0036419 | 2039 | Mitigation | 0.95 | 45 | 0 | esc | 0.00097009 | 8.3481e-09 | 0.00097009 | 8.3481e-09 | 0.0027911 | 1.9688e-11 | 0.014004 | 1.1924e-07
[120 empty] | 7.3.3.17.5 (Remote Grid) Updates to grid topology to minimize risk of ignition in HFTDs Remote GridWLDFREquipment / facility failureAggregated | WLDFR | HFTD - Distribution - Tier 3 - 3QU CoRE ¦ 1QU LoRE | Red Flag Warning - Catastrophic Fires | Equipment / facility failure | Aggregated | 2040 | 8.6056e-06 | 423.2024 | 0.0036419 | 2040 | Mitigation | 0.95 | 45 | 0 | esc | 0.00097009 | 8.3481e-09 | 0.00097009 | 8.3481e-09 | 0.0027911 | 1.9688e-11 | 0 | 0
[120 empty] | 7.3.3.17.5 (Remote Grid) Updates to grid topology to minimize risk of ignition in HFTDs Remote GridWLDFREquipment / facility failureAggregated | WLDFR | HFTD - Distribution - Tier 3 - 3QU CoRE ¦ 1QU LoRE | Red Flag Warning - Catastrophic Fires | Equipment / facility failure | Aggregated | 2041 | 8.6056e-06 | 423.2024 | 0.0036419 | 2041 | Mitigation | 0.95 | 45 | 0 | esc | 0.00097009 | 8.3481e-09 | 0.00097009 | 8.3481e-09 | 0.0027911 | 1.9688e-11 | 0 | 0
[120 empty] | 7.3.3.17.5 (Remote Grid) Updates to grid topology to minimize risk of ignition in HFTDs Remote GridWLDFREquipment / facility failureAggregated | WLDFR | HFTD - Distribution - Tier 3 - 3QU CoRE ¦ 1QU LoRE | Red Flag Warning - Catastrophic Fires | Equipment / facility failure | Aggregated | 2042 | 8.6056e-06 | 423.2024 | 0.0036419 | 2042 | Mitigation | 0.95 | 45 | 0 | esc | 0.00097009 | 8.3481e-09 | 0.00097009 | 8.3481e-09 | 0 | 0 | 0.012777 | 1.1137e-07
[120 empty] | 7.3.3.17.5 (Remote Grid) Updates to grid topology to minimize risk of ignition in HFTDs Remote GridWLDFREquipment / facility failureAggregated | WLDFR | HFTD - Distribution - Tier 3 - 3QU CoRE ¦ 1QU LoRE | Red Flag Warning - Catastrophic Fires | Equipment / facility failure | Aggregated | 2043 | 8.6056e-06 | 423.2024 | 0.0036419 | 2043 | Mitigation | 0.95 | 45 | 0 | esc | 0.00097009 | 8.3481e-09 | 0.00097009 | 8.3481e-09 | 0.0027911 | 1.787e-12 | 0.012777 | 1.1137e-07
[120 empty] | 7.3.3.17.5 (Remote Grid) Updates to grid topology to minimize risk of ignition in HFTDs Remote GridWLDFREquipment / facility failureAggregated | WLDFR | HFTD - Distribution - Tier 3 - 3QU CoRE ¦ 1QU LoRE | Red Flag Warning - Catastrophic Fires | Equipment / facility failure | Aggregated | 2044 | 8.6056e-06 | 423.2024 | 0.0036419 | 2044 | Mitigation | 0.95 | 45 | 0 | esc | 0.00097009 | 8.3481e-09 | 0.00097009 | 8.3481e-09 | 0.0027911 | 1.787e-12 | 0.012777 | 1.1137e-07
[120 empty] | 7.3.3.17.5 (Remote Grid) Updates to grid topology to minimize risk of ignition in HFTDs Remote GridWLDFREquipment / facility failureAggregated | WLDFR | HFTD - Distribution - Tier 3 - 3QU CoRE ¦ 1QU LoRE | Red Flag Warning - Catastrophic Fires | Equipment / facility failure | Aggregated | 2045 | 8.6056e-06 | 423.2024 | 0.0036419 | 2045 | Mitigation | 0.95 | 45 | 0 | esc | 0.00097009 | 8.3481e-09 | 0.00097009 | 8.3481e-09 | 0.0027911 | 1.787e-12 | 0.012777 | 1.1137e-07
[120 empty] | 7.3.3.17.5 (Remote Grid) Updates to grid topology to minimize risk of ignition in HFTDs Remote GridWLDFREquipment / facility failureAggregated | WLDFR | HFTD - Distribution - Tier 3 - 3QU CoRE ¦ 1QU LoRE | Red Flag Warning - Catastrophic Fires | Equipment / facility failure | Aggregated | 2046 | 8.6056e-06 | 423.2024 | 0.0036419 | 2046 | Mitigation | 0.95 | 45 | 0 | esc | 0.00097009 | 8.3481e-09 | 0.00097009 | 8.3481e-09 | 0.0027911 | 1.787e-12 | 0.012777 | 1.1137e-07
[120 empty] | 7.3.3.17.5 (Remote Grid) Updates to grid topology to minimize risk of ignition in HFTDs Remote GridWLDFREquipment / facility failureAggregated | WLDFR | HFTD - Distribution - Tier 3 - 3QU CoRE ¦ 1QU LoRE | Red Flag Warning - Catastrophic Fires | Equipment / facility failure | Aggregated | 2047 | 8.6056e-06 | 423.2024 | 0.0036419 | 2047 | Mitigation | 0.95 | 45 | 0 | esc | 0.00097009 | 8.3481e-09 | 0.00097009 | 8.3481e-09 | 0.0027911 | 1.787e-12 | 0.012777 | 1.1137e-07
[120 empty] | 7.3.3.17.5 (Remote Grid) Updates to grid topology to minimize risk of ignition in HFTDs Remote GridWLDFREquipment / facility failureAggregated | WLDFR | HFTD - Distribution - Tier 3 - 3QU CoRE ¦ 1QU LoRE | Red Flag Warning - Catastrophic Fires | Equipment / facility failure | Aggregated | 2048 | 8.6056e-06 | 423.2024 | 0.0036419 | 2048 | Mitigation | 0.95 | 45 | 0 | esc | 0.00097009 | 8.3481e-09 | 0.00097009 | 8.3481e-09 | 0.0027911 | 1.787e-12 | 0.012777 | 1.1137e-07
[120 empty] | 7.3.3.17.5 (Remote Grid) Updates to grid topology to minimize risk of ignition in HFTDs Remote GridWLDFREquipment / facility failureAggregated | WLDFR | HFTD - Distribution - Tier 3 - 3QU CoRE ¦ 1QU LoRE | Red Flag Warning - Catastrophic Fires | Equipment / facility failure | Aggregated | 2049 | 8.6056e-06 | 423.2024 | 0.0036419 | 2049 | Mitigation | 0.95 | 45 | 0 | esc | 0.00097009 | 8.3481e-09 | 0.00097009 | 8.3481e-09 | 0.0027911 | 1.787e-12 | 0.012777 | 1.1137e-07
[120 empty] | 7.3.3.17.5 (Remote Grid) Updates to grid topology to minimize risk of ignition in HFTDs Remote GridWLDFREquipment / facility failureAggregated | WLDFR | HFTD - Distribution - Tier 3 - 3QU CoRE ¦ 1QU LoRE | Red Flag Warning - Catastrophic Fires | Equipment / facility failure | Aggregated | 2050 | 8.6056e-06 | 423.2024 | 0.0036419 | 2050 | Mitigation | 0.95 | 45 | 0 | esc | 0.00097009 | 8.3481e-09 | 0.00097009 | 8.3481e-09 | 0.0027911 | 1.787e-12 | 0.012777 | 1.1137e-07
[120 empty] | 7.3.3.17.5 (Remote Grid) Updates to grid topology to minimize risk of ignition in HFTDs Remote GridWLDFREquipment / facility failureAggregated | WLDFR | HFTD - Distribution - Tier 3 - 3QU CoRE ¦ 1QU LoRE | Red Flag Warning - Catastrophic Fires | Equipment / facility failure | Aggregated | 2051 | 8.6056e-06 | 423.2024 | 0.0036419 | 2051 | Mitigation | 0.95 | 45 | 0 | esc | 0.00097009 | 8.3481e-09 | 0.00097009 | 8.3481e-09 | 0.0027911 | 1.787e-12 | 0.012777 | 1.1137e-07
[120 empty] | 7.3.3.17.5 (Remote Grid) Updates to grid topology to minimize risk of ignition in HFTDs Remote GridWLDFREquipment / facility failureAggregated | WLDFR | HFTD - Distribution - Tier 3 - 3QU CoRE ¦ 1QU LoRE | Red Flag Warning - Catastrophic Fires | Equipment / facility failure | Aggregated | 2052 | 8.6056e-06 | 423.2024 | 0.0036419 | 2052 | Mitigation | 0.95 | 45 | 0 | esc | 0.00097009 | 8.3481e-09 | 0.00097009 | 8.3481e-09 | 0.0027911 | 1.787e-12 | 0.012777 | 1.1137e-07
[120 empty] | 7.3.3.17.5 (Remote Grid) Updates to grid topology to minimize risk of ignition in HFTDs Remote GridWLDFREquipment / facility failureAggregated | WLDFR | HFTD - Distribution - Tier 3 - 3QU CoRE ¦ 1QU LoRE | Red Flag Warning - Catastrophic Fires | Equipment / facility failure | Aggregated | 2053 | 8.6056e-06 | 423.2024 | 0.0036419 | 2053 | Mitigation | 0.95 | 45 | 0 | esc | 0.00097009 | 8.3481e-09 | 0.00097009 | 8.3481e-09 | 0.0027911 | 1.787e-12 | 0.012777 | 1.1137e-07
[120 empty] | 7.3.3.17.5 (Remote Grid) Updates to grid topology to minimize risk of ignition in HFTDs Remote GridWLDFREquipment / facility failureAggregated | WLDFR | HFTD - Distribution - Tier 3 - 3QU CoRE ¦ 1QU LoRE | Red Flag Warning - Catastrophic Fires | Equipment / facility failure | Aggregated | 2054 | 8.6056e-06 | 423.2024 | 0.0036419 | 2054 | Mitigation | 0.95 | 45 | 0 | esc | 0.00097009 | 8.3481e-09 | 0.00097009 | 8.3481e-09 | 0.0027911 | 1.787e-12 | 0.012777 | 1.1137e-07
[120 empty] | 7.3.3.17.5 (Remote Grid) Updates to grid topology to minimize risk of ignition in HFTDs Remote GridWLDFREquipment / facility failureAggregated | WLDFR | HFTD - Distribution - Tier 3 - 3QU CoRE ¦ 1QU LoRE | Red Flag Warning - Catastrophic Fires | Equipment / facility failure | Aggregated | 2055 | 8.6056e-06 | 423.2024 | 0.0036419 | 2055 | Mitigation | 0.95 | 45 | 0 | esc | 0.00097009 | 8.3481e-09 | 0.00097009 | 8.3481e-09 | 0.0027911 | 1.787e-12 | 0.012777 | 1.1137e-07
[120 empty] | 7.3.3.17.5 (Remote Grid) Updates to grid topology to minimize risk of ignition in HFTDs Remote GridWLDFREquipment / facility failureAggregated | WLDFR | HFTD - Distribution - Tier 3 - 3QU CoRE ¦ 1QU LoRE | Red Flag Warning - Catastrophic Fires | Equipment / facility failure | Aggregated | 2056 | 8.6056e-06 | 423.2024 | 0.0036419 | 2056 | Mitigation | 0.95 | 45 | 0 | esc | 0.00097009 | 8.3481e-09 | 0.00097009 | 8.3481e-09 | 0.0027911 | 1.787e-12 | 0.012777 | 1.1137e-07
[120 empty] | 7.3.3.17.5 (Remote Grid) Updates to grid topology to minimize risk of ignition in HFTDs Remote GridWLDFREquipment / facility failureAggregated | WLDFR | HFTD - Distribution - Tier 3 - 3QU CoRE ¦ 1QU LoRE | Red Flag Warning - Catastrophic Fires | Equipment / facility failure | Aggregated | 2057 | 8.6056e-06 | 423.2024 | 0.0036419 | 2057 | Mitigation | 0.95 | 45 | 0 | esc | 0.00097009 | 8.3481e-09 | 0.00097009 | 8.3481e-09 | 0.0027911 | 1.787e-12 | 0.012777 | 1.1137e-07
[120 empty] | 7.3.3.17.5 (Remote Grid) Updates to grid topology to minimize risk of ignition in HFTDs Remote GridWLDFREquipment / facility failureAggregated | WLDFR | HFTD - Distribution - Tier 3 - 3QU CoRE ¦ 1QU LoRE | Red Flag Warning - Catastrophic Fires | Equipment / facility failure | Aggregated | 2058 | 8.6056e-06 | 423.2024 | 0.0036419 | 2058 | Mitigation | 0.95 | 45 | 0 | esc | 0.00097009 | 8.3481e-09 | 0.00097009 | 8.3481e-09 | 0.0027911 | 1.787e-12 | 0.012777 | 1.1137e-07
[120 empty] | 7.3.3.17.5 (Remote Grid) Updates to grid topology to minimize risk of ignition in HFTDs Remote GridWLDFREquipment / facility failureAggregated | WLDFR | HFTD - Distribution - Tier 3 - 3QU CoRE ¦ 1QU LoRE | Red Flag Warning - Catastrophic Fires | Equipment / facility failure | Aggregated | 2059 | 8.6056e-06 | 423.2024 | 0.0036419 | 2059 | Mitigation | 0.95 | 45 | 0 | esc | 0.00097009 | 8.3481e-09 | 0.00097009 | 8.3481e-09 | 0.0027911 | 1.787e-12 | 0.012777 | 1.1137e-07
[120 empty] | 7.3.3.17.5 (Remote Grid) Updates to grid topology to minimize risk of ignition in HFTDs Remote GridWLDFREquipment / facility failureAggregated | WLDFR | HFTD - Distribution - Tier 3 - 3QU CoRE ¦ 1QU LoRE | Red Flag Warning - Catastrophic Fires | Equipment / facility failure | Aggregated | 2060 | 8.6056e-06 | 423.2024 | 0.0036419 | 2060 | Mitigation | 0.95 | 45 | 0 | esc | 0.00097009 | 8.3481e-09 | 0.00097009 | 8.3481e-09 | 0.0027911 | 1.787e-12 | 0.012777 | 1.1137e-07
[120 empty] | 7.3.3.17.5 (Remote Grid) Updates to grid topology to minimize risk of ignition in HFTDs Remote GridWLDFREquipment / facility failureAggregated | WLDFR | HFTD - Distribution - Tier 3 - 3QU CoRE ¦ 1QU LoRE | Red Flag Warning - Catastrophic Fires | Equipment / facility failure | Aggregated | 2061 | 8.6056e-06 | 423.2024 | 0.0036419 | 2061 | Mitigation | 0.95 | 45 | 0 | esc | 0.00097009 | 8.3481e-09 | 0.00097009 | 8.3481e-09 | 0.0027911 | 1.787e-12 | 0.012777 | 1.1137e-07
[120 empty] | 7.3.3.17.5 (Remote Grid) Updates to grid topology to minimize risk of ignition in HFTDs Remote GridWLDFREquipment / facility failureAggregated | WLDFR | HFTD - Distribution - Tier 3 - 3QU CoRE ¦ 1QU LoRE | Red Flag Warning - Catastrophic Fires | Equipment / facility failure | Aggregated | 2062 | 8.6056e-06 | 423.2024 | 0.0036419 | 2062 | Mitigation | 0.95 | 45 | 0 | esc | 0.00097009 | 8.3481e-09 | 0.00097009 | 8.3481e-09 | 0.0027911 | 1.787e-12 | 0.012777 | 1.1137e-07
[120 empty] | 7.3.3.17.5 (Remote Grid) Updates to grid topology to minimize risk of ignition in HFTDs Remote GridWLDFREquipment / facility failureAggregated | WLDFR | HFTD - Distribution - Tier 3 - 3QU CoRE ¦ 1QU LoRE | Red Flag Warning - Catastrophic Fires | Equipment / facility failure | Aggregated | 2063 | 8.6056e-06 | 423.2024 | 0.0036419 | 2063 | Mitigation | 0.95 | 45 | 0 | esc | 0.00097009 | 8.3481e-09 | 0.00097009 | 8.3481e-09 | 0.0027911 | 1.787e-12 | 0.012777 | 1.1137e-07
[120 empty] | 7.3.3.17.5 (Remote Grid) Updates to grid topology to minimize risk of ignition in HFTDs Remote GridWLDFREquipment / facility failureAggregated | WLDFR | HFTD - Distribution - Tier 3 - 3QU CoRE ¦ 1QU LoRE | Red Flag Warning - Catastrophic Fires | Equipment / facility failure | Aggregated | 2064 | 8.6056e-06 | 423.2024 | 0.0036419 | 2064 | Mitigation | 0.95 | 45 | 0 | esc | 0.00097009 | 8.3481e-09 | 0.00097009 | 8.3481e-09 | 0.0027911 | 1.787e-12 | 0.012777 | 1.1137e-07
[120 empty] | 7.3.3.17.5 (Remote Grid) Updates to grid topology to minimize risk of ignition in HFTDs Remote GridWLDFREquipment / facility failureAggregated | WLDFR | HFTD - Distribution - Tier 3 - 3QU CoRE ¦ 1QU LoRE | Red Flag Warning - Catastrophic Fires | Equipment / facility failure | Aggregated | 2065 | 8.6056e-06 | 423.2024 | 0.0036419 | 2065 | Mitigation | 0.95 | 45 | 0 | esc | 0.00097009 | 8.3481e-09 | 0.00097009 | 8.3481e-09 | 0.0027911 | 1.787e-12 | 0.012777 | 1.1137e-07
[120 empty] | 7.3.3.17.5 (Remote Grid) Updates to grid topology to minimize risk of ignition in HFTDs Remote GridWLDFREquipment / facility failureAggregated | WLDFR | HFTD - Distribution - Tier 3 - 3QU CoRE ¦ 1QU LoRE | Red Flag Warning - Catastrophic Fires | Equipment / facility failure | Aggregated | 2066 | 8.6056e-06 | 423.2024 | 0.0036419 | 2066 | Mitigation | 0.95 | 45 | 0 | esc | 0.00097009 | 8.3481e-09 | 0.00097009 | 8.3481e-09 | 0.0027911 | 1.787e-12 | 0.012777 | 1.1137e-07
[120 empty] | 7.3.3.17.5 (Remote Grid) Updates to grid topology to minimize risk of ignition in HFTDs Remote GridWLDFREquipment / facility failureAggregated | WLDFR | HFTD - Distribution - Tier 3 - 3QU CoRE ¦ 1QU LoRE | Red Flag Warning - Catastrophic Fires | Equipment / facility failure | Aggregated | 2067 | 8.6056e-06 | 423.2024 | 0.0036419 | 2067 | Mitigation | 0.95 | 45 | 0 | esc | 0 | 0 | 0.00097009 | 8.3481e-09 | 0.0027911 | 1.787e-12 | 0.012777 | 1.1137e-07
[120 empty] | 7.3.3.17.5 (Remote Grid) Updates to grid topology to minimize risk of ignition in HFTDs Remote GridWLDFRVegetation ContactAggregated | WLDFR | HFTD - Distribution - Tier 3 - 3QU CoRE ¦ 1QU LoRE | Red Flag Warning - Catastrophic Fires | Vegetation Contact | Aggregated | 2022 | 4.4142e-05 | 423.2024 | 0.018681 | 2022 | Mitigation | 0.95 | 45 | 0 | esc | 0.00097009 | 4.2821e-08 | 0 | 0 | 0.0027911 | 1.787e-12 | 0.012777 | 1.1137e-07
[120 empty] | 7.3.3.17.5 (Remote Grid) Updates to grid topology to minimize risk of ignition in HFTDs Remote GridWLDFRVegetation ContactAggregated | WLDFR | HFTD - Distribution - Tier 3 - 3QU CoRE ¦ 1QU LoRE | Red Flag Warning - Catastrophic Fires | Vegetation Contact | Aggregated | 2023 | 4.4142e-05 | 423.2024 | 0.018681 | 2023 | Mitigation | 0.95 | 45 | 0 | esc | 0.00097009 | 4.2821e-08 | 0.00097009 | 4.2821e-08 | 0.0027911 | 1.787e-12 | 0.012777 | 1.1137e-07
[120 empty] | 7.3.3.17.5 (Remote Grid) Updates to grid topology to minimize risk of ignition in HFTDs Remote GridWLDFRVegetation ContactAggregated | WLDFR | HFTD - Distribution - Tier 3 - 3QU CoRE ¦ 1QU LoRE | Red Flag Warning - Catastrophic Fires | Vegetation Contact | Aggregated | 2024 | 4.4142e-05 | 423.2024 | 0.018681 | 2024 | Mitigation | 0.95 | 45 | 0 | esc | 0.00097009 | 4.2821e-08 | 0.00097009 | 4.2821e-08 | 0.0027911 | 1.787e-12 | 0.012777 | 1.1137e-07
[120 empty] | 7.3.3.17.5 (Remote Grid) Updates to grid topology to minimize risk of ignition in HFTDs Remote GridWLDFRVegetation ContactAggregated | WLDFR | HFTD - Distribution - Tier 3 - 3QU CoRE ¦ 1QU LoRE | Red Flag Warning - Catastrophic Fires | Vegetation Contact | Aggregated | 2025 | 4.4142e-05 | 423.2024 | 0.018681 | 2025 | Mitigation | 0.95 | 45 | 0 | esc | 0.00097009 | 4.2821e-08 | 0.00097009 | 4.2821e-08 | 0.0027911 | 1.787e-12 | 0.012777 | 1.1137e-07
[120 empty] | 7.3.3.17.5 (Remote Grid) Updates to grid topology to minimize risk of ignition in HFTDs Remote GridWLDFRVegetation ContactAggregated | WLDFR | HFTD - Distribution - Tier 3 - 3QU CoRE ¦ 1QU LoRE | Red Flag Warning - Catastrophic Fires | Vegetation Contact | Aggregated | 2026 | 4.4142e-05 | 423.2024 | 0.018681 | 2026 | Mitigation | 0.95 | 45 | 0 | esc | 0.00097009 | 4.2821e-08 | 0.00097009 | 4.2821e-08 | 0.0027911 | 1.787e-12 | 0 | 0
[120 empty] | 7.3.3.17.5 (Remote Grid) Updates to grid topology to minimize risk of ignition in HFTDs Remote GridWLDFRVegetation ContactAggregated | WLDFR | HFTD - Distribution - Tier 3 - 3QU CoRE ¦ 1QU LoRE | Red Flag Warning - Catastrophic Fires | Vegetation Contact | Aggregated | 2027 | 4.4142e-05 | 423.2024 | 0.018681 | 2027 | Mitigation | 0.95 | 45 | 0 | esc | 0.00097009 | 4.2821e-08 | 0.00097009 | 4.2821e-08 | 0.0027911 | 1.787e-12 | 0 | 0
[120 empty] | 7.3.3.17.5 (Remote Grid) Updates to grid topology to minimize risk of ignition in HFTDs Remote GridWLDFRVegetation ContactAggregated | WLDFR | HFTD - Distribution - Tier 3 - 3QU CoRE ¦ 1QU LoRE | Red Flag Warning - Catastrophic Fires | Vegetation Contact | Aggregated | 2028 | 4.4142e-05 | 423.2024 | 0.018681 | 2028 | Mitigation | 0.95 | 45 | 0 | esc | 0.00097009 | 4.2821e-08 | 0.00097009 | 4.2821e-08 | 0.0027911 | 1.787e-12 | 0.012705 | 1.143e-07
[120 empty] | 7.3.3.17.5 (Remote Grid) Updates to grid topology to minimize risk of ignition in HFTDs Remote GridWLDFRVegetation ContactAggregated | WLDFR | HFTD - Distribution - Tier 3 - 3QU CoRE ¦ 1QU LoRE | Red Flag Warning - Catastrophic Fires | Vegetation Contact | Aggregated | 2029 | 4.4142e-05 | 423.2024 | 0.018681 | 2029 | Mitigation | 0.95 | 45 | 0 | esc | 0.00097009 | 4.2821e-08 | 0.00097009 | 4.2821e-08 | 0.0027911 | 1.787e-12 | 0.012705 | 1.143e-07
[120 empty] | 7.3.3.17.5 (Remote Grid) Updates to grid topology to minimize risk of ignition in HFTDs Remote GridWLDFRVegetation ContactAggregated | WLDFR | HFTD - Distribution - Tier 3 - 3QU CoRE ¦ 1QU LoRE | Red Flag Warning - Catastrophic Fires | Vegetation Contact | Aggregated | 2030 | 4.4142e-05 | 423.2024 | 0.018681 | 2030 | Mitigation | 0.95 | 45 | 0 | esc | 0.00097009 | 4.2821e-08 | 0.00097009 | 4.2821e-08 | 0.0027911 | 1.787e-12 | 0.012705 | 1.143e-07
[120 empty] | 7.3.3.17.5 (Remote Grid) Updates to grid topology to minimize risk of ignition in HFTDs Remote GridWLDFRVegetation ContactAggregated | WLDFR | HFTD - Distribution - Tier 3 - 3QU CoRE ¦ 1QU LoRE | Red Flag Warning - Catastrophic Fires | Vegetation Contact | Aggregated | 2031 | 4.4142e-05 | 423.2024 | 0.018681 | 2031 | Mitigation | 0.95 | 45 | 0 | esc | 0.00097009 | 4.2821e-08 | 0.00097009 | 4.2821e-08 | 0.0027911 | 1.787e-12 | 0.012705 | 1.143e-07
[120 empty] | 7.3.3.17.5 (Remote Grid) Updates to grid topology to minimize risk of ignition in HFTDs Remote GridWLDFRVegetation ContactAggregated | WLDFR | HFTD - Distribution - Tier 3 - 3QU CoRE ¦ 1QU LoRE | Red Flag Warning - Catastrophic Fires | Vegetation Contact | Aggregated | 2032 | 4.4142e-05 | 423.2024 | 0.018681 | 2032 | Mitigation | 0.95 | 45 | 0 | esc | 0.00097009 | 4.2821e-08 | 0.00097009 | 4.2821e-08 | 0.0027911 | 1.787e-12 | 0.012705 | 1.143e-07
[120 empty] | 7.3.3.17.5 (Remote Grid) Updates to grid topology to minimize risk of ignition in HFTDs Remote GridWLDFRVegetation ContactAggregated | WLDFR | HFTD - Distribution - Tier 3 - 3QU CoRE ¦ 1QU LoRE | Red Flag Warning - Catastrophic Fires | Vegetation Contact | Aggregated | 2033 | 4.4142e-05 | 423.2024 | 0.018681 | 2033 | Mitigation | 0.95 | 45 | 0 | esc | 0.00097009 | 4.2821e-08 | 0.00097009 | 4.2821e-08 | 0.0027911 | 1.787e-12 | 0.012705 | 1.143e-07
[120 empty] | 7.3.3.17.5 (Remote Grid) Updates to grid topology to minimize risk of ignition in HFTDs Remote GridWLDFRVegetation ContactAggregated | WLDFR | HFTD - Distribution - Tier 3 - 3QU CoRE ¦ 1QU LoRE | Red Flag Warning - Catastrophic Fires | Vegetation Contact | Aggregated | 2034 | 4.4142e-05 | 423.2024 | 0.018681 | 2034 | Mitigation | 0.95 | 45 | 0 | esc | 0.00097009 | 4.2821e-08 | 0.00097009 | 4.2821e-08 | 0.0027911 | 1.787e-12 | 0.012705 | 1.143e-07
[120 empty] | 7.3.3.17.5 (Remote Grid) Updates to grid topology to minimize risk of ignition in HFTDs Remote GridWLDFRVegetation ContactAggregated | WLDFR | HFTD - Distribution - Tier 3 - 3QU CoRE ¦ 1QU LoRE | Red Flag Warning - Catastrophic Fires | Vegetation Contact | Aggregated | 2035 | 4.4142e-05 | 423.2024 | 0.018681 | 2035 | Mitigation | 0.95 | 45 | 0 | esc | 0.00097009 | 4.2821e-08 | 0.00097009 | 4.2821e-08 | 0.0027911 | 1.787e-12 | 0.012705 | 1.143e-07
[120 empty] | 7.3.3.17.5 (Remote Grid) Updates to grid topology to minimize risk of ignition in HFTDs Remote GridWLDFRVegetation ContactAggregated | WLDFR | HFTD - Distribution - Tier 3 - 3QU CoRE ¦ 1QU LoRE | Red Flag Warning - Catastrophic Fires | Vegetation Contact | Aggregated | 2036 | 4.4142e-05 | 423.2024 | 0.018681 | 2036 | Mitigation | 0.95 | 45 | 0 | esc | 0.00097009 | 4.2821e-08 | 0.00097009 | 4.2821e-08 | 0.0027911 | 1.787e-12 | 0.012705 | 1.143e-07
[120 empty] | 7.3.3.17.5 (Remote Grid) Updates to grid topology to minimize risk of ignition in HFTDs Remote GridWLDFRVegetation ContactAggregated | WLDFR | HFTD - Distribution - Tier 3 - 3QU CoRE ¦ 1QU LoRE | Red Flag Warning - Catastrophic Fires | Vegetation Contact | Aggregated | 2037 | 4.4142e-05 | 423.2024 | 0.018681 | 2037 | Mitigation | 0.95 | 45 | 0 | esc | 0.00097009 | 4.2821e-08 | 0.00097009 | 4.2821e-08 | 0.0027911 | 1.787e-12 | 0.012705 | 1.143e-07
[120 empty] | 7.3.3.17.5 (Remote Grid) Updates to grid topology to minimize risk of ignition in HFTDs Remote GridWLDFRVegetation ContactAggregated | WLDFR | HFTD - Distribution - Tier 3 - 3QU CoRE ¦ 1QU LoRE | Red Flag Warning - Catastrophic Fires | Vegetation Contact | Aggregated | 2038 | 4.4142e-05 | 423.2024 | 0.018681 | 2038 | Mitigation | 0.95 | 45 | 0 | esc | 0.00097009 | 4.2821e-08 | 0.00097009 | 4.2821e-08 | 0.0027911 | 1.787e-12 | 0.012705 | 1.143e-07
[120 empty] | 7.3.3.17.5 (Remote Grid) Updates to grid topology to minimize risk of ignition in HFTDs Remote GridWLDFRVegetation ContactAggregated | WLDFR | HFTD - Distribution - Tier 3 - 3QU CoRE ¦ 1QU LoRE | Red Flag Warning - Catastrophic Fires | Vegetation Contact | Aggregated | 2039 | 4.4142e-05 | 423.2024 | 0.018681 | 2039 | Mitigation | 0.95 | 45 | 0 | esc | 0.00097009 | 4.2821e-08 | 0.00097009 | 4.2821e-08 | 0.0027911 | 1.787e-12 | 0.012705 | 1.143e-07
[120 empty] | 7.3.3.17.5 (Remote Grid) Updates to grid topology to minimize risk of ignition in HFTDs Remote GridWLDFRVegetation ContactAggregated | WLDFR | HFTD - Distribution - Tier 3 - 3QU CoRE ¦ 1QU LoRE | Red Flag Warning - Catastrophic Fires | Vegetation Contact | Aggregated | 2040 | 4.4142e-05 | 423.2024 | 0.018681 | 2040 | Mitigation | 0.95 | 45 | 0 | esc | 0.00097009 | 4.2821e-08 | 0.00097009 | 4.2821e-08 | 0.0027911 | 1.787e-12 | 0.012705 | 1.143e-07
[120 empty] | 7.3.3.17.5 (Remote Grid) Updates to grid topology to minimize risk of ignition in HFTDs Remote GridWLDFRVegetation ContactAggregated | WLDFR | HFTD - Distribution - Tier 3 - 3QU CoRE ¦ 1QU LoRE | Red Flag Warning - Catastrophic Fires | Vegetation Contact | Aggregated | 2041 | 4.4142e-05 | 423.2024 | 0.018681 | 2041 | Mitigation | 0.95 | 45 | 0 | esc | 0.00097009 | 4.2821e-08 | 0.00097009 | 4.2821e-08 | 0.0027911 | 1.787e-12 | 0.012705 | 1.143e-07
[120 empty] | 7.3.3.17.5 (Remote Grid) Updates to grid topology to minimize risk of ignition in HFTDs Remote GridWLDFRVegetation ContactAggregated | WLDFR | HFTD - Distribution - Tier 3 - 3QU CoRE ¦ 1QU LoRE | Red Flag Warning - Catastrophic Fires | Vegetation Contact | Aggregated | 2042 | 4.4142e-05 | 423.2024 | 0.018681 | 2042 | Mitigation | 0.95 | 45 | 0 | esc | 0.00097009 | 4.2821e-08 | 0.00097009 | 4.2821e-08 | 0.0027911 | 1.787e-12 | 0.012705 | 1.143e-07
[120 empty] | 7.3.3.17.5 (Remote Grid) Updates to grid topology to minimize risk of ignition in HFTDs Remote GridWLDFRVegetation ContactAggregated | WLDFR | HFTD - Distribution - Tier 3 - 3QU CoRE ¦ 1QU LoRE | Red Flag Warning - Catastrophic Fires | Vegetation Contact | Aggregated | 2043 | 4.4142e-05 | 423.2024 | 0.018681 | 2043 | Mitigation | 0.95 | 45 | 0 | esc | 0.00097009 | 4.2821e-08 | 0.00097009 | 4.2821e-08 | 0.0027911 | 1.787e-12 | 0.012705 | 1.143e-07
[120 empty] | 7.3.3.17.5 (Remote Grid) Updates to grid topology to minimize risk of ignition in HFTDs Remote GridWLDFRVegetation ContactAggregated | WLDFR | HFTD - Distribution - Tier 3 - 3QU CoRE ¦ 1QU LoRE | Red Flag Warning - Catastrophic Fires | Vegetation Contact | Aggregated | 2044 | 4.4142e-05 | 423.2024 | 0.018681 | 2044 | Mitigation | 0.95 | 45 | 0 | esc | 0.00097009 | 4.2821e-08 | 0.00097009 | 4.2821e-08 | 0.0027911 | 1.787e-12 | 0.012705 | 1.143e-07
[120 empty] | 7.3.3.17.5 (Remote Grid) Updates to grid topology to minimize risk of ignition in HFTDs Remote GridWLDFRVegetation ContactAggregated | WLDFR | HFTD - Distribution - Tier 3 - 3QU CoRE ¦ 1QU LoRE | Red Flag Warning - Catastrophic Fires | Vegetation Contact | Aggregated | 2045 | 4.4142e-05 | 423.2024 | 0.018681 | 2045 | Mitigation | 0.95 | 45 | 0 | esc | 0.00097009 | 4.2821e-08 | 0.00097009 | 4.2821e-08 | 0.0027911 | 1.787e-12 | 0.012705 | 1.143e-07
[120 empty] | 7.3.3.17.5 (Remote Grid) Updates to grid topology to minimize risk of ignition in HFTDs Remote GridWLDFRVegetation ContactAggregated | WLDFR | HFTD - Distribution - Tier 3 - 3QU CoRE ¦ 1QU LoRE | Red Flag Warning - Catastrophic Fires | Vegetation Contact | Aggregated | 2046 | 4.4142e-05 | 423.2024 | 0.018681 | 2046 | Mitigation | 0.95 | 45 | 0 | esc | 0.00097009 | 4.2821e-08 | 0.00097009 | 4.2821e-08 | 0 | 0 | 0.012705 | 1.143e-07
[120 empty] | 7.3.3.17.5 (Remote Grid) Updates to grid topology to minimize risk of ignition in HFTDs Remote GridWLDFRVegetation ContactAggregated | WLDFR | HFTD - Distribution - Tier 3 - 3QU CoRE ¦ 1QU LoRE | Red Flag Warning - Catastrophic Fires | Vegetation Contact | Aggregated | 2047 | 4.4142e-05 | 423.2024 | 0.018681 | 2047 | Mitigation | 0.95 | 45 | 0 | esc | 0.00097009 | 4.2821e-08 | 0.00097009 | 4.2821e-08 | 0.0027911 | 2.8418e-11 | 0.012705 | 1.143e-07
[120 empty] | 7.3.3.17.5 (Remote Grid) Updates to grid topology to minimize risk of ignition in HFTDs Remote GridWLDFRVegetation ContactAggregated | WLDFR | HFTD - Distribution - Tier 3 - 3QU CoRE ¦ 1QU LoRE | Red Flag Warning - Catastrophic Fires | Vegetation Contact | Aggregated | 2048 | 4.4142e-05 | 423.2024 | 0.018681 | 2048 | Mitigation | 0.95 | 45 | 0 | esc | 0.00097009 | 4.2821e-08 | 0.00097009 | 4.2821e-08 | 0.0027911 | 2.8418e-11 | 0.012705 | 1.143e-07
[120 empty] | 7.3.3.17.5 (Remote Grid) Updates to grid topology to minimize risk of ignition in HFTDs Remote GridWLDFRVegetation ContactAggregated | WLDFR | HFTD - Distribution - Tier 3 - 3QU CoRE ¦ 1QU LoRE | Red Flag Warning - Catastrophic Fires | Vegetation Contact | Aggregated | 2049 | 4.4142e-05 | 423.2024 | 0.018681 | 2049 | Mitigation | 0.95 | 45 | 0 | esc | 0.00097009 | 4.2821e-08 | 0.00097009 | 4.2821e-08 | 0.0027911 | 2.8418e-11 | 0.012705 | 1.143e-07
[120 empty] | 7.3.3.17.5 (Remote Grid) Updates to grid topology to minimize risk of ignition in HFTDs Remote GridWLDFRVegetation ContactAggregated | WLDFR | HFTD - Distribution - Tier 3 - 3QU CoRE ¦ 1QU LoRE | Red Flag Warning - Catastrophic Fires | Vegetation Contact | Aggregated | 2050 | 4.4142e-05 | 423.2024 | 0.018681 | 2050 | Mitigation | 0.95 | 45 | 0 | esc | 0.00097009 | 4.2821e-08 | 0.00097009 | 4.2821e-08 | 0.0027911 | 2.8418e-11 | 0.012705 | 1.143e-07
[120 empty] | 7.3.3.17.5 (Remote Grid) Updates to grid topology to minimize risk of ignition in HFTDs Remote GridWLDFRVegetation ContactAggregated | WLDFR | HFTD - Distribution - Tier 3 - 3QU CoRE ¦ 1QU LoRE | Red Flag Warning - Catastrophic Fires | Vegetation Contact | Aggregated | 2051 | 4.4142e-05 | 423.2024 | 0.018681 | 2051 | Mitigation | 0.95 | 45 | 0 | esc | 0.00097009 | 4.2821e-08 | 0.00097009 | 4.2821e-08 | 0.0027911 | 2.8418e-11 | 0.012705 | 1.143e-07
[120 empty] | 7.3.3.17.5 (Remote Grid) Updates to grid topology to minimize risk of ignition in HFTDs Remote GridWLDFRVegetation ContactAggregated | WLDFR | HFTD - Distribution - Tier 3 - 3QU CoRE ¦ 1QU LoRE | Red Flag Warning - Catastrophic Fires | Vegetation Contact | Aggregated | 2052 | 4.4142e-05 | 423.2024 | 0.018681 | 2052 | Mitigation | 0.95 | 45 | 0 | esc | 0.00097009 | 4.2821e-08 | 0.00097009 | 4.2821e-08 | 0.0027911 | 2.8418e-11 | 0.012705 | 1.143e-07
[120 empty] | 7.3.3.17.5 (Remote Grid) Updates to grid topology to minimize risk of ignition in HFTDs Remote GridWLDFRVegetation ContactAggregated | WLDFR | HFTD - Distribution - Tier 3 - 3QU CoRE ¦ 1QU LoRE | Red Flag Warning - Catastrophic Fires | Vegetation Contact | Aggregated | 2053 | 4.4142e-05 | 423.2024 | 0.018681 | 2053 | Mitigation | 0.95 | 45 | 0 | esc | 0.00097009 | 4.2821e-08 | 0.00097009 | 4.2821e-08 | 0.0027911 | 2.8418e-11 | 0.012705 | 1.143e-07
[120 empty] | 7.3.3.17.5 (Remote Grid) Updates to grid topology to minimize risk of ignition in HFTDs Remote GridWLDFRVegetation ContactAggregated | WLDFR | HFTD - Distribution - Tier 3 - 3QU CoRE ¦ 1QU LoRE | Red Flag Warning - Catastrophic Fires | Vegetation Contact | Aggregated | 2054 | 4.4142e-05 | 423.2024 | 0.018681 | 2054 | Mitigation | 0.95 | 45 | 0 | esc | 0.00097009 | 4.2821e-08 | 0.00097009 | 4.2821e-08 | 0.0027911 | 2.8418e-11 | 0.012705 | 1.143e-07
[120 empty] | 7.3.3.17.5 (Remote Grid) Updates to grid topology to minimize risk of ignition in HFTDs Remote GridWLDFRVegetation ContactAggregated | WLDFR | HFTD - Distribution - Tier 3 - 3QU CoRE ¦ 1QU LoRE | Red Flag Warning - Catastrophic Fires | Vegetation Contact | Aggregated | 2055 | 4.4142e-05 | 423.2024 | 0.018681 | 2055 | Mitigation | 0.95 | 45 | 0 | esc | 0.00097009 | 4.2821e-08 | 0.00097009 | 4.2821e-08 | 0.0027911 | 2.8418e-11 | 0.012705 | 1.143e-07
[120 empty] | 7.3.3.17.5 (Remote Grid) Updates to grid topology to minimize risk of ignition in HFTDs Remote GridWLDFRVegetation ContactAggregated | WLDFR | HFTD - Distribution - Tier 3 - 3QU CoRE ¦ 1QU LoRE | Red Flag Warning - Catastrophic Fires | Vegetation Contact | Aggregated | 2056 | 4.4142e-05 | 423.2024 | 0.018681 | 2056 | Mitigation | 0.95 | 45 | 0 | esc | 0.00097009 | 4.2821e-08 | 0.00097009 | 4.2821e-08 | 0.0027911 | 2.8418e-11 | 0.012705 | 1.143e-07
[120 empty] | 7.3.3.17.5 (Remote Grid) Updates to grid topology to minimize risk of ignition in HFTDs Remote GridWLDFRVegetation ContactAggregated | WLDFR | HFTD - Distribution - Tier 3 - 3QU CoRE ¦ 1QU LoRE | Red Flag Warning - Catastrophic Fires | Vegetation Contact | Aggregated | 2057 | 4.4142e-05 | 423.2024 | 0.018681 | 2057 | Mitigation | 0.95 | 45 | 0 | esc | 0.00097009 | 4.2821e-08 | 0.00097009 | 4.2821e-08 | 0.0027911 | 2.8418e-11 | 0.012705 | 1.143e-07
[120 empty] | 7.3.3.17.5 (Remote Grid) Updates to grid topology to minimize risk of ignition in HFTDs Remote GridWLDFRVegetation ContactAggregated | WLDFR | HFTD - Distribution - Tier 3 - 3QU CoRE ¦ 1QU LoRE | Red Flag Warning - Catastrophic Fires | Vegetation Contact | Aggregated | 2058 | 4.4142e-05 | 423.2024 | 0.018681 | 2058 | Mitigation | 0.95 | 45 | 0 | esc | 0.00097009 | 4.2821e-08 | 0.00097009 | 4.2821e-08 | 0.0027911 | 2.8418e-11 | 0 | 0
[120 empty] | 7.3.3.17.5 (Remote Grid) Updates to grid topology to minimize risk of ignition in HFTDs Remote GridWLDFRVegetation ContactAggregated | WLDFR | HFTD - Distribution - Tier 3 - 3QU CoRE ¦ 1QU LoRE | Red Flag Warning - Catastrophic Fires | Vegetation Contact | Aggregated | 2059 | 4.4142e-05 | 423.2024 | 0.018681 | 2059 | Mitigation | 0.95 | 45 | 0 | esc | 0.00097009 | 4.2821e-08 | 0.00097009 | 4.2821e-08 | 0.0027911 | 2.8418e-11 | 0 | 0
[120 empty] | 7.3.3.17.5 (Remote Grid) Updates to grid topology to minimize risk of ignition in HFTDs Remote GridWLDFRVegetation ContactAggregated | WLDFR | HFTD - Distribution - Tier 3 - 3QU CoRE ¦ 1QU LoRE | Red Flag Warning - Catastrophic Fires | Vegetation Contact | Aggregated | 2060 | 4.4142e-05 | 423.2024 | 0.018681 | 2060 | Mitigation | 0.95 | 45 | 0 | esc | 0.00097009 | 4.2821e-08 | 0.00097009 | 4.2821e-08 | 0.0027911 | 2.8418e-11 | 0.01662 | 1.5191e-08
[120 empty] | 7.3.3.17.5 (Remote Grid) Updates to grid topology to minimize risk of ignition in HFTDs Remote GridWLDFRVegetation ContactAggregated | WLDFR | HFTD - Distribution - Tier 3 - 3QU CoRE ¦ 1QU LoRE | Red Flag Warning - Catastrophic Fires | Vegetation Contact | Aggregated | 2061 | 4.4142e-05 | 423.2024 | 0.018681 | 2061 | Mitigation | 0.95 | 45 | 0 | esc | 0.00097009 | 4.2821e-08 | 0.00097009 | 4.2821e-08 | 0.0027911 | 2.8418e-11 | 0.01662 | 1.5191e-08
[120 empty] | 7.3.3.17.5 (Remote Grid) Updates to grid topology to minimize risk of ignition in HFTDs Remote GridWLDFRVegetation ContactAggregated | WLDFR | HFTD - Distribution - Tier 3 - 3QU CoRE ¦ 1QU LoRE | Red Flag Warning - Catastrophic Fires | Vegetation Contact | Aggregated | 2062 | 4.4142e-05 | 423.2024 | 0.018681 | 2062 | Mitigation | 0.95 | 45 | 0 | esc | 0.00097009 | 4.2821e-08 | 0.00097009 | 4.2821e-08 | 0.0027911 | 2.8418e-11 | 0.01662 | 1.5191e-08
[120 empty] | 7.3.3.17.5 (Remote Grid) Updates to grid topology to minimize risk of ignition in HFTDs Remote GridWLDFRVegetation ContactAggregated | WLDFR | HFTD - Distribution - Tier 3 - 3QU CoRE ¦ 1QU LoRE | Red Flag Warning - Catastrophic Fires | Vegetation Contact | Aggregated | 2063 | 4.4142e-05 | 423.2024 | 0.018681 | 2063 | Mitigation | 0.95 | 45 | 0 | esc | 0.00097009 | 4.2821e-08 | 0.00097009 | 4.2821e-08 | 0.0027911 | 2.8418e-11 | 0.01662 | 1.5191e-08
[120 empty] | 7.3.3.17.5 (Remote Grid) Updates to grid topology to minimize risk of ignition in HFTDs Remote GridWLDFRVegetation ContactAggregated | WLDFR | HFTD - Distribution - Tier 3 - 3QU CoRE ¦ 1QU LoRE | Red Flag Warning - Catastrophic Fires | Vegetation Contact | Aggregated | 2064 | 4.4142e-05 | 423.2024 | 0.018681 | 2064 | Mitigation | 0.95 | 45 | 0 | esc | 0.00097009 | 4.2821e-08 | 0.00097009 | 4.2821e-08 | 0.0027911 | 2.8418e-11 | 0.01662 | 1.5191e-08
[120 empty] | 7.3.3.17.5 (Remote Grid) Updates to grid topology to minimize risk of ignition in HFTDs Remote GridWLDFRVegetation ContactAggregated | WLDFR | HFTD - Distribution - Tier 3 - 3QU CoRE ¦ 1QU LoRE | Red Flag Warning - Catastrophic Fires | Vegetation Contact | Aggregated | 2065 | 4.4142e-05 | 423.2024 | 0.018681 | 2065 | Mitigation | 0.95 | 45 | 0 | esc | 0.00097009 | 4.2821e-08 | 0.00097009 | 4.2821e-08 | 0.0027911 | 2.8418e-11 | 0.01662 | 1.5191e-08
[120 empty] | 7.3.3.17.5 (Remote Grid) Updates to grid topology to minimize risk of ignition in HFTDs Remote GridWLDFRVegetation ContactAggregated | WLDFR | HFTD - Distribution - Tier 3 - 3QU CoRE ¦ 1QU LoRE | Red Flag Warning - Catastrophic Fires | Vegetation Contact | Aggregated | 2066 | 4.4142e-05 | 423.2024 | 0.018681 | 2066 | Mitigation | 0.95 | 45 | 0 | esc | 0.00097009 | 4.2821e-08 | 0.00097009 | 4.2821e-08 | 0.0027911 | 2.8418e-11 | 0.01662 | 1.5191e-08
[120 empty] | 7.3.3.17.5 (Remote Grid) Updates to grid topology to minimize risk of ignition in HFTDs Remote GridWLDFRVegetation ContactAggregated | WLDFR | HFTD - Distribution - Tier 3 - 3QU CoRE ¦ 1QU LoRE | Red Flag Warning - Catastrophic Fires | Vegetation Contact | Aggregated | 2067 | 4.4142e-05 | 423.2024 | 0.018681 | 2067 | Mitigation | 0.95 | 45 | 0 | esc | 0 | 0 | 0.00097009 | 4.2821e-08 | 0.0027911 | 2.8418e-11 | 0.01662 | 1.5191e-08
[120 empty] | 7.3.3.17.5 (Remote Grid) Updates to grid topology to minimize risk of ignition in HFTDs Remote GridWLDFREquipment / facility failureAggregated | WLDFR | HFTD - Distribution - Tier 3 - 3QU CoRE ¦ 1QU LoRE | Red Flag Warning - Destructive Fires | Equipment / facility failure | Aggregated | 2022 | 1.5415e-06 | 423.2024 | 0.00065237 | 2022 | Mitigation | 0.95 | 45 | 0 | esc | 0.00097009 | 1.4954e-09 | 0 | 0 | 0.0027911 | 2.8418e-11 | 0.01662 | 1.5191e-08
[120 empty] | 7.3.3.17.5 (Remote Grid) Updates to grid topology to minimize risk of ignition in HFTDs Remote GridWLDFREquipment / facility failureAggregated | WLDFR | HFTD - Distribution - Tier 3 - 3QU CoRE ¦ 1QU LoRE | Red Flag Warning - Destructive Fires | Equipment / facility failure | Aggregated | 2023 | 1.5415e-06 | 423.2024 | 0.00065237 | 2023 | Mitigation | 0.95 | 45 | 0 | esc | 0.00097009 | 1.4954e-09 | 0.00097009 | 1.4954e-09 | 0.0027911 | 2.8418e-11 | 0.01662 | 1.5191e-08
[120 empty] | 7.3.3.17.5 (Remote Grid) Updates to grid topology to minimize risk of ignition in HFTDs Remote GridWLDFREquipment / facility failureAggregated | WLDFR | HFTD - Distribution - Tier 3 - 3QU CoRE ¦ 1QU LoRE | Red Flag Warning - Destructive Fires | Equipment / facility failure | Aggregated | 2024 | 1.5415e-06 | 423.2024 | 0.00065237 | 2024 | Mitigation | 0.95 | 45 | 0 | esc | 0.00097009 | 1.4954e-09 | 0.00097009 | 1.4954e-09 | 0.0027911 | 2.8418e-11 | 0.01662 | 1.5191e-08
[120 empty] | 7.3.3.17.5 (Remote Grid) Updates to grid topology to minimize risk of ignition in HFTDs Remote GridWLDFREquipment / facility failureAggregated | WLDFR | HFTD - Distribution - Tier 3 - 3QU CoRE ¦ 1QU LoRE | Red Flag Warning - Destructive Fires | Equipment / facility failure | Aggregated | 2025 | 1.5415e-06 | 423.2024 | 0.00065237 | 2025 | Mitigation | 0.95 | 45 | 0 | esc | 0.00097009 | 1.4954e-09 | 0.00097009 | 1.4954e-09 | 0.0027911 | 2.8418e-11 | 0.01662 | 1.5191e-08
[120 empty] | 7.3.3.17.5 (Remote Grid) Updates to grid topology to minimize risk of ignition in HFTDs Remote GridWLDFREquipment / facility failureAggregated | WLDFR | HFTD - Distribution - Tier 3 - 3QU CoRE ¦ 1QU LoRE | Red Flag Warning - Destructive Fires | Equipment / facility failure | Aggregated | 2026 | 1.5415e-06 | 423.2024 | 0.00065237 | 2026 | Mitigation | 0.95 | 45 | 0 | esc | 0.00097009 | 1.4954e-09 | 0.00097009 | 1.4954e-09 | 0.0027911 | 2.8418e-11 | 0.01662 | 1.5191e-08
[120 empty] | 7.3.3.17.5 (Remote Grid) Updates to grid topology to minimize risk of ignition in HFTDs Remote GridWLDFREquipment / facility failureAggregated | WLDFR | HFTD - Distribution - Tier 3 - 3QU CoRE ¦ 1QU LoRE | Red Flag Warning - Destructive Fires | Equipment / facility failure | Aggregated | 2027 | 1.5415e-06 | 423.2024 | 0.00065237 | 2027 | Mitigation | 0.95 | 45 | 0 | esc | 0.00097009 | 1.4954e-09 | 0.00097009 | 1.4954e-09 | 0.0027911 | 2.8418e-11 | 0.01662 | 1.5191e-08
[120 empty] | 7.3.3.17.5 (Remote Grid) Updates to grid topology to minimize risk of ignition in HFTDs Remote GridWLDFREquipment / facility failureAggregated | WLDFR | HFTD - Distribution - Tier 3 - 3QU CoRE ¦ 1QU LoRE | Red Flag Warning - Destructive Fires | Equipment / facility failure | Aggregated | 2028 | 1.5415e-06 | 423.2024 | 0.00065237 | 2028 | Mitigation | 0.95 | 45 | 0 | esc | 0.00097009 | 1.4954e-09 | 0.00097009 | 1.4954e-09 | 0.0027911 | 2.8418e-11 | 0.01662 | 1.5191e-08
[120 empty] | 7.3.3.17.5 (Remote Grid) Updates to grid topology to minimize risk of ignition in HFTDs Remote GridWLDFREquipment / facility failureAggregated | WLDFR | HFTD - Distribution - Tier 3 - 3QU CoRE ¦ 1QU LoRE | Red Flag Warning - Destructive Fires | Equipment / facility failure | Aggregated | 2029 | 1.5415e-06 | 423.2024 | 0.00065237 | 2029 | Mitigation | 0.95 | 45 | 0 | esc | 0.00097009 | 1.4954e-09 | 0.00097009 | 1.4954e-09 | 0.0027911 | 2.8418e-11 | 0.01662 | 1.5191e-08
[120 empty] | 7.3.3.17.5 (Remote Grid) Updates to grid topology to minimize risk of ignition in HFTDs Remote GridWLDFREquipment / facility failureAggregated | WLDFR | HFTD - Distribution - Tier 3 - 3QU CoRE ¦ 1QU LoRE | Red Flag Warning - Destructive Fires | Equipment / facility failure | Aggregated | 2030 | 1.5415e-06 | 423.2024 | 0.00065237 | 2030 | Mitigation | 0.95 | 45 | 0 | esc | 0.00097009 | 1.4954e-09 | 0.00097009 | 1.4954e-09 | 0.0027911 | 2.8418e-11 | 0.01662 | 1.5191e-08
[120 empty] | 7.3.3.17.5 (Remote Grid) Updates to grid topology to minimize risk of ignition in HFTDs Remote GridWLDFREquipment / facility failureAggregated | WLDFR | HFTD - Distribution - Tier 3 - 3QU CoRE ¦ 1QU LoRE | Red Flag Warning - Destructive Fires | Equipment / facility failure | Aggregated | 2031 | 1.5415e-06 | 423.2024 | 0.00065237 | 2031 | Mitigation | 0.95 | 45 | 0 | esc | 0.00097009 | 1.4954e-09 | 0.00097009 | 1.4954e-09 | 0.0027911 | 2.8418e-11 | 0.01662 | 1.5191e-08
[120 empty] | 7.3.3.17.5 (Remote Grid) Updates to grid topology to minimize risk of ignition in HFTDs Remote GridWLDFREquipment / facility failureAggregated | WLDFR | HFTD - Distribution - Tier 3 - 3QU CoRE ¦ 1QU LoRE | Red Flag Warning - Destructive Fires | Equipment / facility failure | Aggregated | 2032 | 1.5415e-06 | 423.2024 | 0.00065237 | 2032 | Mitigation | 0.95 | 45 | 0 | esc | 0.00097009 | 1.4954e-09 | 0.00097009 | 1.4954e-09 | 0.0027911 | 2.8418e-11 | 0.01662 | 1.5191e-08
[120 empty] | 7.3.3.17.5 (Remote Grid) Updates to grid topology to minimize risk of ignition in HFTDs Remote GridWLDFREquipment / facility failureAggregated | WLDFR | HFTD - Distribution - Tier 3 - 3QU CoRE ¦ 1QU LoRE | Red Flag Warning - Destructive Fires | Equipment / facility failure | Aggregated | 2033 | 1.5415e-06 | 423.2024 | 0.00065237 | 2033 | Mitigation | 0.95 | 45 | 0 | esc | 0.00097009 | 1.4954e-09 | 0.00097009 | 1.4954e-09 | 0.0027911 | 2.8418e-11 | 0.01662 | 1.5191e-08
[120 empty] | 7.3.3.17.5 (Remote Grid) Updates to grid topology to minimize risk of ignition in HFTDs Remote GridWLDFREquipment / facility failureAggregated | WLDFR | HFTD - Distribution - Tier 3 - 3QU CoRE ¦ 1QU LoRE | Red Flag Warning - Destructive Fires | Equipment / facility failure | Aggregated | 2034 | 1.5415e-06 | 423.2024 | 0.00065237 | 2034 | Mitigation | 0.95 | 45 | 0 | esc | 0.00097009 | 1.4954e-09 | 0.00097009 | 1.4954e-09 | 0.0027911 | 2.8418e-11 | 0.01662 | 1.5191e-08
[120 empty] | 7.3.3.17.5 (Remote Grid) Updates to grid topology to minimize risk of ignition in HFTDs Remote GridWLDFREquipment / facility failureAggregated | WLDFR | HFTD - Distribution - Tier 3 - 3QU CoRE ¦ 1QU LoRE | Red Flag Warning - Destructive Fires | Equipment / facility failure | Aggregated | 2035 | 1.5415e-06 | 423.2024 | 0.00065237 | 2035 | Mitigation | 0.95 | 45 | 0 | esc | 0.00097009 | 1.4954e-09 | 0.00097009 | 1.4954e-09 | 0.0027911 | 2.8418e-11 | 0.01662 | 1.5191e-08
[120 empty] | 7.3.3.17.5 (Remote Grid) Updates to grid topology to minimize risk of ignition in HFTDs Remote GridWLDFREquipment / facility failureAggregated | WLDFR | HFTD - Distribution - Tier 3 - 3QU CoRE ¦ 1QU LoRE | Red Flag Warning - Destructive Fires | Equipment / facility failure | Aggregated | 2036 | 1.5415e-06 | 423.2024 | 0.00065237 | 2036 | Mitigation | 0.95 | 45 | 0 | esc | 0.00097009 | 1.4954e-09 | 0.00097009 | 1.4954e-09 | 0.0027911 | 2.8418e-11 | 0.01662 | 1.5191e-08
[120 empty] | 7.3.3.17.5 (Remote Grid) Updates to grid topology to minimize risk of ignition in HFTDs Remote GridWLDFREquipment / facility failureAggregated | WLDFR | HFTD - Distribution - Tier 3 - 3QU CoRE ¦ 1QU LoRE | Red Flag Warning - Destructive Fires | Equipment / facility failure | Aggregated | 2037 | 1.5415e-06 | 423.2024 | 0.00065237 | 2037 | Mitigation | 0.95 | 45 | 0 | esc | 0.00097009 | 1.4954e-09 | 0.00097009 | 1.4954e-09 | 0.0027911 | 2.8418e-11 | 0.01662 | 1.5191e-08
[120 empty] | 7.3.3.17.5 (Remote Grid) Updates to grid topology to minimize risk of ignition in HFTDs Remote GridWLDFREquipment / facility failureAggregated | WLDFR | HFTD - Distribution - Tier 3 - 3QU CoRE ¦ 1QU LoRE | Red Flag Warning - Destructive Fires | Equipment / facility failure | Aggregated | 2038 | 1.5415e-06 | 423.2024 | 0.00065237 | 2038 | Mitigation | 0.95 | 45 | 0 | esc | 0.00097009 | 1.4954e-09 | 0.00097009 | 1.4954e-09 | 0.0027911 | 2.8418e-11 | 0.01662 | 1.5191e-08
[120 empty] | 7.3.3.17.5 (Remote Grid) Updates to grid topology to minimize risk of ignition in HFTDs Remote GridWLDFREquipment / facility failureAggregated | WLDFR | HFTD - Distribution - Tier 3 - 3QU CoRE ¦ 1QU LoRE | Red Flag Warning - Destructive Fires | Equipment / facility failure | Aggregated | 2039 | 1.5415e-06 | 423.2024 | 0.00065237 | 2039 | Mitigation | 0.95 | 45 | 0 | esc | 0.00097009 | 1.4954e-09 | 0.00097009 | 1.4954e-09 | 0.0027911 | 2.8418e-11 | 0.01662 | 1.5191e-08
[120 empty] | 7.3.3.17.5 (Remote Grid) Updates to grid topology to minimize risk of ignition in HFTDs Remote GridWLDFREquipment / facility failureAggregated | WLDFR | HFTD - Distribution - Tier 3 - 3QU CoRE ¦ 1QU LoRE | Red Flag Warning - Destructive Fires | Equipment / facility failure | Aggregated | 2040 | 1.5415e-06 | 423.2024 | 0.00065237 | 2040 | Mitigation | 0.95 | 45 | 0 | esc | 0.00097009 | 1.4954e-09 | 0.00097009 | 1.4954e-09 | 0.0027911 | 2.8418e-11 | 0.01662 | 1.5191e-08
[120 empty] | 7.3.3.17.5 (Remote Grid) Updates to grid topology to minimize risk of ignition in HFTDs Remote GridWLDFREquipment / facility failureAggregated | WLDFR | HFTD - Distribution - Tier 3 - 3QU CoRE ¦ 1QU LoRE | Red Flag Warning - Destructive Fires | Equipment / facility failure | Aggregated | 2041 | 1.5415e-06 | 423.2024 | 0.00065237 | 2041 | Mitigation | 0.95 | 45 | 0 | esc | 0.00097009 | 1.4954e-09 | 0.00097009 | 1.4954e-09 | 0.0027911 | 2.8418e-11 | 0.01662 | 1.5191e-08
[120 empty] | 7.3.3.17.5 (Remote Grid) Updates to grid topology to minimize risk of ignition in HFTDs Remote GridWLDFREquipment / facility failureAggregated | WLDFR | HFTD - Distribution - Tier 3 - 3QU CoRE ¦ 1QU LoRE | Red Flag Warning - Destructive Fires | Equipment / facility failure | Aggregated | 2042 | 1.5415e-06 | 423.2024 | 0.00065237 | 2042 | Mitigation | 0.95 | 45 | 0 | esc | 0.00097009 | 1.4954e-09 | 0.00097009 | 1.4954e-09 | 0.0027911 | 2.8418e-11 | 0.01662 | 1.5191e-08
[120 empty] | 7.3.3.17.5 (Remote Grid) Updates to grid topology to minimize risk of ignition in HFTDs Remote GridWLDFREquipment / facility failureAggregated | WLDFR | HFTD - Distribution - Tier 3 - 3QU CoRE ¦ 1QU LoRE | Red Flag Warning - Destructive Fires | Equipment / facility failure | Aggregated | 2043 | 1.5415e-06 | 423.2024 | 0.00065237 | 2043 | Mitigation | 0.95 | 45 | 0 | esc | 0.00097009 | 1.4954e-09 | 0.00097009 | 1.4954e-09 | 0.0027911 | 2.8418e-11 | 0.01662 | 1.5191e-08
[120 empty] | 7.3.3.17.5 (Remote Grid) Updates to grid topology to minimize risk of ignition in HFTDs Remote GridWLDFREquipment / facility failureAggregated | WLDFR | HFTD - Distribution - Tier 3 - 3QU CoRE ¦ 1QU LoRE | Red Flag Warning - Destructive Fires | Equipment / facility failure | Aggregated | 2044 | 1.5415e-06 | 423.2024 | 0.00065237 | 2044 | Mitigation | 0.95 | 45 | 0 | esc | 0.00097009 | 1.4954e-09 | 0.00097009 | 1.4954e-09 | 0.0027911 | 2.8418e-11 | 0 | 0
[120 empty] | 7.3.3.17.5 (Remote Grid) Updates to grid topology to minimize risk of ignition in HFTDs Remote GridWLDFREquipment / facility failureAggregated | WLDFR | HFTD - Distribution - Tier 3 - 3QU CoRE ¦ 1QU LoRE | Red Flag Warning - Destructive Fires | Equipment / facility failure | Aggregated | 2045 | 1.5415e-06 | 423.2024 | 0.00065237 | 2045 | Mitigation | 0.95 | 45 | 0 | esc | 0.00097009 | 1.4954e-09 | 0.00097009 | 1.4954e-09 | 0.0027911 | 2.8418e-11 | 0 | 0
[120 empty] | 7.3.3.17.5 (Remote Grid) Updates to grid topology to minimize risk of ignition in HFTDs Remote GridWLDFREquipment / facility failureAggregated | WLDFR | HFTD - Distribution - Tier 3 - 3QU CoRE ¦ 1QU LoRE | Red Flag Warning - Destructive Fires | Equipment / facility failure | Aggregated | 2046 | 1.5415e-06 | 423.2024 | 0.00065237 | 2046 | Mitigation | 0.95 | 45 | 0 | esc | 0.00097009 | 1.4954e-09 | 0.00097009 | 1.4954e-09 | 0.0027911 | 2.8418e-11 | 0.0080352 | 1.0561e-07
[120 empty] | 7.3.3.17.5 (Remote Grid) Updates to grid topology to minimize risk of ignition in HFTDs Remote GridWLDFREquipment / facility failureAggregated | WLDFR | HFTD - Distribution - Tier 3 - 3QU CoRE ¦ 1QU LoRE | Red Flag Warning - Destructive Fires | Equipment / facility failure | Aggregated | 2047 | 1.5415e-06 | 423.2024 | 0.00065237 | 2047 | Mitigation | 0.95 | 45 | 0 | esc | 0.00097009 | 1.4954e-09 | 0.00097009 | 1.4954e-09 | 0.0027911 | 2.8418e-11 | 0.0080352 | 1.0561e-07
[120 empty] | 7.3.3.17.5 (Remote Grid) Updates to grid topology to minimize risk of ignition in HFTDs Remote GridWLDFREquipment / facility failureAggregated | WLDFR | HFTD - Distribution - Tier 3 - 3QU CoRE ¦ 1QU LoRE | Red Flag Warning - Destructive Fires | Equipment / facility failure | Aggregated | 2048 | 1.5415e-06 | 423.2024 | 0.00065237 | 2048 | Mitigation | 0.95 | 45 | 0 | esc | 0.00097009 | 1.4954e-09 | 0.00097009 | 1.4954e-09 | 0.0027911 | 2.8418e-11 | 0.0080352 | 1.0561e-07
[120 empty] | 7.3.3.17.5 (Remote Grid) Updates to grid topology to minimize risk of ignition in HFTDs Remote GridWLDFREquipment / facility failureAggregated | WLDFR | HFTD - Distribution - Tier 3 - 3QU CoRE ¦ 1QU LoRE | Red Flag Warning - Destructive Fires | Equipment / facility failure | Aggregated | 2049 | 1.5415e-06 | 423.2024 | 0.00065237 | 2049 | Mitigation | 0.95 | 45 | 0 | esc | 0.00097009 | 1.4954e-09 | 0.00097009 | 1.4954e-09 | 0.0027911 | 2.8418e-11 | 0.0080352 | 1.0561e-07
[120 empty] | 7.3.3.17.5 (Remote Grid) Updates to grid topology to minimize risk of ignition in HFTDs Remote GridWLDFREquipment / facility failureAggregated | WLDFR | HFTD - Distribution - Tier 3 - 3QU CoRE ¦ 1QU LoRE | Red Flag Warning - Destructive Fires | Equipment / facility failure | Aggregated | 2050 | 1.5415e-06 | 423.2024 | 0.00065237 | 2050 | Mitigation | 0.95 | 45 | 0 | esc | 0.00097009 | 1.4954e-09 | 0.00097009 | 1.4954e-09 | 0 | 0 | 0.0080352 | 1.0561e-07
[120 empty] | 7.3.3.17.5 (Remote Grid) Updates to grid topology to minimize risk of ignition in HFTDs Remote GridWLDFREquipment / facility failureAggregated | WLDFR | HFTD - Distribution - Tier 3 - 3QU CoRE ¦ 1QU LoRE | Red Flag Warning - Destructive Fires | Equipment / facility failure | Aggregated | 2051 | 1.5415e-06 | 423.2024 | 0.00065237 | 2051 | Mitigation | 0.95 | 45 | 0 | esc | 0.00097009 | 1.4954e-09 | 0.00097009 | 1.4954e-09 | 0.0027911 | 4.0331e-11 | 0.0080352 | 1.0561e-07
[120 empty] | 7.3.3.17.5 (Remote Grid) Updates to grid topology to minimize risk of ignition in HFTDs Remote GridWLDFREquipment / facility failureAggregated | WLDFR | HFTD - Distribution - Tier 3 - 3QU CoRE ¦ 1QU LoRE | Red Flag Warning - Destructive Fires | Equipment / facility failure | Aggregated | 2052 | 1.5415e-06 | 423.2024 | 0.00065237 | 2052 | Mitigation | 0.95 | 45 | 0 | esc | 0.00097009 | 1.4954e-09 | 0.00097009 | 1.4954e-09 | 0.0027911 | 4.0331e-11 | 0.0080352 | 1.0561e-07
[120 empty] | 7.3.3.17.5 (Remote Grid) Updates to grid topology to minimize risk of ignition in HFTDs Remote GridWLDFREquipment / facility failureAggregated | WLDFR | HFTD - Distribution - Tier 3 - 3QU CoRE ¦ 1QU LoRE | Red Flag Warning - Destructive Fires | Equipment / facility failure | Aggregated | 2053 | 1.5415e-06 | 423.2024 | 0.00065237 | 2053 | Mitigation | 0.95 | 45 | 0 | esc | 0.00097009 | 1.4954e-09 | 0.00097009 | 1.4954e-09 | 0.0027911 | 4.0331e-11 | 0.0080352 | 1.0561e-07
[120 empty] | 7.3.3.17.5 (Remote Grid) Updates to grid topology to minimize risk of ignition in HFTDs Remote GridWLDFREquipment / facility failureAggregated | WLDFR | HFTD - Distribution - Tier 3 - 3QU CoRE ¦ 1QU LoRE | Red Flag Warning - Destructive Fires | Equipment / facility failure | Aggregated | 2054 | 1.5415e-06 | 423.2024 | 0.00065237 | 2054 | Mitigation | 0.95 | 45 | 0 | esc | 0.00097009 | 1.4954e-09 | 0.00097009 | 1.4954e-09 | 0.0027911 | 4.0331e-11 | 0.0080352 | 1.0561e-07
[120 empty] | 7.3.3.17.5 (Remote Grid) Updates to grid topology to minimize risk of ignition in HFTDs Remote GridWLDFREquipment / facility failureAggregated | WLDFR | HFTD - Distribution - Tier 3 - 3QU CoRE ¦ 1QU LoRE | Red Flag Warning - Destructive Fires | Equipment / facility failure | Aggregated | 2055 | 1.5415e-06 | 423.2024 | 0.00065237 | 2055 | Mitigation | 0.95 | 45 | 0 | esc | 0.00097009 | 1.4954e-09 | 0.00097009 | 1.4954e-09 | 0.0027911 | 4.0331e-11 | 0.0080352 | 1.0561e-07
[120 empty] | 7.3.3.17.5 (Remote Grid) Updates to grid topology to minimize risk of ignition in HFTDs Remote GridWLDFREquipment / facility failureAggregated | WLDFR | HFTD - Distribution - Tier 3 - 3QU CoRE ¦ 1QU LoRE | Red Flag Warning - Destructive Fires | Equipment / facility failure | Aggregated | 2056 | 1.5415e-06 | 423.2024 | 0.00065237 | 2056 | Mitigation | 0.95 | 45 | 0 | esc | 0.00097009 | 1.4954e-09 | 0.00097009 | 1.4954e-09 | 0.0027911 | 4.0331e-11 | 0.0080352 | 1.0561e-07
[120 empty] | 7.3.3.17.5 (Remote Grid) Updates to grid topology to minimize risk of ignition in HFTDs Remote GridWLDFREquipment / facility failureAggregated | WLDFR | HFTD - Distribution - Tier 3 - 3QU CoRE ¦ 1QU LoRE | Red Flag Warning - Destructive Fires | Equipment / facility failure | Aggregated | 2057 | 1.5415e-06 | 423.2024 | 0.00065237 | 2057 | Mitigation | 0.95 | 45 | 0 | esc | 0.00097009 | 1.4954e-09 | 0.00097009 | 1.4954e-09 | 0.0027911 | 4.0331e-11 | 0.0080352 | 1.0561e-07
[120 empty] | 7.3.3.17.5 (Remote Grid) Updates to grid topology to minimize risk of ignition in HFTDs Remote GridWLDFREquipment / facility failureAggregated | WLDFR | HFTD - Distribution - Tier 3 - 3QU CoRE ¦ 1QU LoRE | Red Flag Warning - Destructive Fires | Equipment / facility failure | Aggregated | 2058 | 1.5415e-06 | 423.2024 | 0.00065237 | 2058 | Mitigation | 0.95 | 45 | 0 | esc | 0.00097009 | 1.4954e-09 | 0.00097009 | 1.4954e-09 | 0.0027911 | 4.0331e-11 | 0.0080352 | 1.0561e-07
[120 empty] | 7.3.3.17.5 (Remote Grid) Updates to grid topology to minimize risk of ignition in HFTDs Remote GridWLDFREquipment / facility failureAggregated | WLDFR | HFTD - Distribution - Tier 3 - 3QU CoRE ¦ 1QU LoRE | Red Flag Warning - Destructive Fires | Equipment / facility failure | Aggregated | 2059 | 1.5415e-06 | 423.2024 | 0.00065237 | 2059 | Mitigation | 0.95 | 45 | 0 | esc | 0.00097009 | 1.4954e-09 | 0.00097009 | 1.4954e-09 | 0.0027911 | 4.0331e-11 | 0.0080352 | 1.0561e-07
[120 empty] | 7.3.3.17.5 (Remote Grid) Updates to grid topology to minimize risk of ignition in HFTDs Remote GridWLDFREquipment / facility failureAggregated | WLDFR | HFTD - Distribution - Tier 3 - 3QU CoRE ¦ 1QU LoRE | Red Flag Warning - Destructive Fires | Equipment / facility failure | Aggregated | 2060 | 1.5415e-06 | 423.2024 | 0.00065237 | 2060 | Mitigation | 0.95 | 45 | 0 | esc | 0.00097009 | 1.4954e-09 | 0.00097009 | 1.4954e-09 | 0.0027911 | 4.0331e-11 | 0.0080352 | 1.0561e-07
[120 empty] | 7.3.3.17.5 (Remote Grid) Updates to grid topology to minimize risk of ignition in HFTDs Remote GridWLDFREquipment / facility failureAggregated | WLDFR | HFTD - Distribution - Tier 3 - 3QU CoRE ¦ 1QU LoRE | Red Flag Warning - Destructive Fires | Equipment / facility failure | Aggregated | 2061 | 1.5415e-06 | 423.2024 | 0.00065237 | 2061 | Mitigation | 0.95 | 45 | 0 | esc | 0.00097009 | 1.4954e-09 | 0.00097009 | 1.4954e-09 | 0.0027911 | 4.0331e-11 | 0.0080352 | 1.0561e-07
[120 empty] | 7.3.3.17.5 (Remote Grid) Updates to grid topology to minimize risk of ignition in HFTDs Remote GridWLDFREquipment / facility failureAggregated | WLDFR | HFTD - Distribution - Tier 3 - 3QU CoRE ¦ 1QU LoRE | Red Flag Warning - Destructive Fires | Equipment / facility failure | Aggregated | 2062 | 1.5415e-06 | 423.2024 | 0.00065237 | 2062 | Mitigation | 0.95 | 45 | 0 | esc | 0.00097009 | 1.4954e-09 | 0.00097009 | 1.4954e-09 | 0.0027911 | 4.0331e-11 | 0.0080352 | 1.0561e-07
[120 empty] | 7.3.3.17.5 (Remote Grid) Updates to grid topology to minimize risk of ignition in HFTDs Remote GridWLDFREquipment / facility failureAggregated | WLDFR | HFTD - Distribution - Tier 3 - 3QU CoRE ¦ 1QU LoRE | Red Flag Warning - Destructive Fires | Equipment / facility failure | Aggregated | 2063 | 1.5415e-06 | 423.2024 | 0.00065237 | 2063 | Mitigation | 0.95 | 45 | 0 | esc | 0.00097009 | 1.4954e-09 | 0.00097009 | 1.4954e-09 | 0.0027911 | 4.0331e-11 | 0.0080352 | 1.0561e-07
[120 empty] | 7.3.3.17.5 (Remote Grid) Updates to grid topology to minimize risk of ignition in HFTDs Remote GridWLDFREquipment / facility failureAggregated | WLDFR | HFTD - Distribution - Tier 3 - 3QU CoRE ¦ 1QU LoRE | Red Flag Warning - Destructive Fires | Equipment / facility failure | Aggregated | 2064 | 1.5415e-06 | 423.2024 | 0.00065237 | 2064 | Mitigation | 0.95 | 45 | 0 | esc | 0.00097009 | 1.4954e-09 | 0.00097009 | 1.4954e-09 | 0.0027911 | 4.0331e-11 | 0.0080352 | 1.0561e-07
[120 empty] | 7.3.3.17.5 (Remote Grid) Updates to grid topology to minimize risk of ignition in HFTDs Remote GridWLDFREquipment / facility failureAggregated | WLDFR | HFTD - Distribution - Tier 3 - 3QU CoRE ¦ 1QU LoRE | Red Flag Warning - Destructive Fires | Equipment / facility failure | Aggregated | 2065 | 1.5415e-06 | 423.2024 | 0.00065237 | 2065 | Mitigation | 0.95 | 45 | 0 | esc | 0.00097009 | 1.4954e-09 | 0.00097009 | 1.4954e-09 | 0.0027911 | 4.0331e-11 | 0.0080352 | 1.0561e-07
[120 empty] | 7.3.3.17.5 (Remote Grid) Updates to grid topology to minimize risk of ignition in HFTDs Remote GridWLDFREquipment / facility failureAggregated | WLDFR | HFTD - Distribution - Tier 3 - 3QU CoRE ¦ 1QU LoRE | Red Flag Warning - Destructive Fires | Equipment / facility failure | Aggregated | 2066 | 1.5415e-06 | 423.2024 | 0.00065237 | 2066 | Mitigation | 0.95 | 45 | 0 | esc | 0.00097009 | 1.4954e-09 | 0.00097009 | 1.4954e-09 | 0.0027911 | 4.0331e-11 | 0.0080352 | 1.0561e-07
[120 empty] | 7.3.3.17.5 (Remote Grid) Updates to grid topology to minimize risk of ignition in HFTDs Remote GridWLDFREquipment / facility failureAggregated | WLDFR | HFTD - Distribution - Tier 3 - 3QU CoRE ¦ 1QU LoRE | Red Flag Warning - Destructive Fires | Equipment / facility failure | Aggregated | 2067 | 1.5415e-06 | 423.2024 | 0.00065237 | 2067 | Mitigation | 0.95 | 45 | 0 | esc | 0 | 0 | 0.00097009 | 1.4954e-09 | 0.0027911 | 4.0331e-11 | 0.0080352 | 1.0561e-07
[120 empty] | 7.3.3.17.5 (Remote Grid) Updates to grid topology to minimize risk of ignition in HFTDs Remote GridWLDFRVegetation ContactAggregated | WLDFR | HFTD - Distribution - Tier 3 - 3QU CoRE ¦ 1QU LoRE | Red Flag Warning - Destructive Fires | Vegetation Contact | Aggregated | 2022 | 5.6254e-06 | 423.2024 | 0.0023807 | 2022 | Mitigation | 0.95 | 45 | 0 | esc | 0.00097009 | 5.4571e-09 | 0 | 0 | 0.0027911 | 4.0331e-11 | 0.0080352 | 1.0561e-07
[120 empty] | 7.3.3.17.5 (Remote Grid) Updates to grid topology to minimize risk of ignition in HFTDs Remote GridWLDFRVegetation ContactAggregated | WLDFR | HFTD - Distribution - Tier 3 - 3QU CoRE ¦ 1QU LoRE | Red Flag Warning - Destructive Fires | Vegetation Contact | Aggregated | 2023 | 5.6254e-06 | 423.2024 | 0.0023807 | 2023 | Mitigation | 0.95 | 45 | 0 | esc | 0.00097009 | 5.4571e-09 | 0.00097009 | 5.4571e-09 | 0.0027911 | 4.0331e-11 | 0.0080352 | 1.0561e-07
[120 empty] | 7.3.3.17.5 (Remote Grid) Updates to grid topology to minimize risk of ignition in HFTDs Remote GridWLDFRVegetation ContactAggregated | WLDFR | HFTD - Distribution - Tier 3 - 3QU CoRE ¦ 1QU LoRE | Red Flag Warning - Destructive Fires | Vegetation Contact | Aggregated | 2024 | 5.6254e-06 | 423.2024 | 0.0023807 | 2024 | Mitigation | 0.95 | 45 | 0 | esc | 0.00097009 | 5.4571e-09 | 0.00097009 | 5.4571e-09 | 0.0027911 | 4.0331e-11 | 0.0080352 | 1.0561e-07
[120 empty] | 7.3.3.17.5 (Remote Grid) Updates to grid topology to minimize risk of ignition in HFTDs Remote GridWLDFRVegetation ContactAggregated | WLDFR | HFTD - Distribution - Tier 3 - 3QU CoRE ¦ 1QU LoRE | Red Flag Warning - Destructive Fires | Vegetation Contact | Aggregated | 2025 | 5.6254e-06 | 423.2024 | 0.0023807 | 2025 | Mitigation | 0.95 | 45 | 0 | esc | 0.00097009 | 5.4571e-09 | 0.00097009 | 5.4571e-09 | 0.0027911 | 4.0331e-11 | 0.0080352 | 1.0561e-07
[120 empty] | 7.3.3.17.5 (Remote Grid) Updates to grid topology to minimize risk of ignition in HFTDs Remote GridWLDFRVegetation ContactAggregated | WLDFR | HFTD - Distribution - Tier 3 - 3QU CoRE ¦ 1QU LoRE | Red Flag Warning - Destructive Fires | Vegetation Contact | Aggregated | 2026 | 5.6254e-06 | 423.2024 | 0.0023807 | 2026 | Mitigation | 0.95 | 45 | 0 | esc | 0.00097009 | 5.4571e-09 | 0.00097009 | 5.4571e-09 | 0.0027911 | 4.0331e-11 | 0.0080352 | 1.0561e-07
[120 empty] | 7.3.3.17.5 (Remote Grid) Updates to grid topology to minimize risk of ignition in HFTDs Remote GridWLDFRVegetation ContactAggregated | WLDFR | HFTD - Distribution - Tier 3 - 3QU CoRE ¦ 1QU LoRE | Red Flag Warning - Destructive Fires | Vegetation Contact | Aggregated | 2027 | 5.6254e-06 | 423.2024 | 0.0023807 | 2027 | Mitigation | 0.95 | 45 | 0 | esc | 0.00097009 | 5.4571e-09 | 0.00097009 | 5.4571e-09 | 0.0027911 | 4.0331e-11 | 0.0080352 | 1.0561e-07
[120 empty] | 7.3.3.17.5 (Remote Grid) Updates to grid topology to minimize risk of ignition in HFTDs Remote GridWLDFRVegetation ContactAggregated | WLDFR | HFTD - Distribution - Tier 3 - 3QU CoRE ¦ 1QU LoRE | Red Flag Warning - Destructive Fires | Vegetation Contact | Aggregated | 2028 | 5.6254e-06 | 423.2024 | 0.0023807 | 2028 | Mitigation | 0.95 | 45 | 0 | esc | 0.00097009 | 5.4571e-09 | 0.00097009 | 5.4571e-09 | 0.0027911 | 4.0331e-11 | 0.0080352 | 1.0561e-07
[120 empty] | 7.3.3.17.5 (Remote Grid) Updates to grid topology to minimize risk of ignition in HFTDs Remote GridWLDFRVegetation ContactAggregated | WLDFR | HFTD - Distribution - Tier 3 - 3QU CoRE ¦ 1QU LoRE | Red Flag Warning - Destructive Fires | Vegetation Contact | Aggregated | 2029 | 5.6254e-06 | 423.2024 | 0.0023807 | 2029 | Mitigation | 0.95 | 45 | 0 | esc | 0.00097009 | 5.4571e-09 | 0.00097009 | 5.4571e-09 | 0.0027911 | 4.0331e-11 | 0.0080352 | 1.0561e-07
[120 empty] | 7.3.3.17.5 (Remote Grid) Updates to grid topology to minimize risk of ignition in HFTDs Remote GridWLDFRVegetation ContactAggregated | WLDFR | HFTD - Distribution - Tier 3 - 3QU CoRE ¦ 1QU LoRE | Red Flag Warning - Destructive Fires | Vegetation Contact | Aggregated | 2030 | 5.6254e-06 | 423.2024 | 0.0023807 | 2030 | Mitigation | 0.95 | 45 | 0 | esc | 0.00097009 | 5.4571e-09 | 0.00097009 | 5.4571e-09 | 0.0027911 | 4.0331e-11 | 0 | 0
[120 empty] | 7.3.3.17.5 (Remote Grid) Updates to grid topology to minimize risk of ignition in HFTDs Remote GridWLDFRVegetation ContactAggregated | WLDFR | HFTD - Distribution - Tier 3 - 3QU CoRE ¦ 1QU LoRE | Red Flag Warning - Destructive Fires | Vegetation Contact | Aggregated | 2031 | 5.6254e-06 | 423.2024 | 0.0023807 | 2031 | Mitigation | 0.95 | 45 | 0 | esc | 0.00097009 | 5.4571e-09 | 0.00097009 | 5.4571e-09 | 0.0027911 | 4.0331e-11 | 0 | 0
[120 empty] | 7.3.3.17.5 (Remote Grid) Updates to grid topology to minimize risk of ignition in HFTDs Remote GridWLDFRVegetation ContactAggregated | WLDFR | HFTD - Distribution - Tier 3 - 3QU CoRE ¦ 1QU LoRE | Red Flag Warning - Destructive Fires | Vegetation Contact | Aggregated | 2032 | 5.6254e-06 | 423.2024 | 0.0023807 | 2032 | Mitigation | 0.95 | 45 | 0 | esc | 0.00097009 | 5.4571e-09 | 0.00097009 | 5.4571e-09 | 0.0027911 | 4.0331e-11 | 0.010315 | 4.586e-08
[120 empty] | 7.3.3.17.5 (Remote Grid) Updates to grid topology to minimize risk of ignition in HFTDs Remote GridWLDFRVegetation ContactAggregated | WLDFR | HFTD - Distribution - Tier 3 - 3QU CoRE ¦ 1QU LoRE | Red Flag Warning - Destructive Fires | Vegetation Contact | Aggregated | 2033 | 5.6254e-06 | 423.2024 | 0.0023807 | 2033 | Mitigation | 0.95 | 45 | 0 | esc | 0.00097009 | 5.4571e-09 | 0.00097009 | 5.4571e-09 | 0.0027911 | 4.0331e-11 | 0.010315 | 4.586e-08
[120 empty] | 7.3.3.17.5 (Remote Grid) Updates to grid topology to minimize risk of ignition in HFTDs Remote GridWLDFRVegetation ContactAggregated | WLDFR | HFTD - Distribution - Tier 3 - 3QU CoRE ¦ 1QU LoRE | Red Flag Warning - Destructive Fires | Vegetation Contact | Aggregated | 2034 | 5.6254e-06 | 423.2024 | 0.0023807 | 2034 | Mitigation | 0.95 | 45 | 0 | esc | 0.00097009 | 5.4571e-09 | 0.00097009 | 5.4571e-09 | 0.0027911 | 4.0331e-11 | 0.010315 | 4.586e-08
[120 empty] | 7.3.3.17.5 (Remote Grid) Updates to grid topology to minimize risk of ignition in HFTDs Remote GridWLDFRVegetation ContactAggregated | WLDFR | HFTD - Distribution - Tier 3 - 3QU CoRE ¦ 1QU LoRE | Red Flag Warning - Destructive Fires | Vegetation Contact | Aggregated | 2035 | 5.6254e-06 | 423.2024 | 0.0023807 | 2035 | Mitigation | 0.95 | 45 | 0 | esc | 0.00097009 | 5.4571e-09 | 0.00097009 | 5.4571e-09 | 0.0027911 | 4.0331e-11 | 0.010315 | 4.586e-08
[120 empty] | 7.3.3.17.5 (Remote Grid) Updates to grid topology to minimize risk of ignition in HFTDs Remote GridWLDFRVegetation ContactAggregated | WLDFR | HFTD - Distribution - Tier 3 - 3QU CoRE ¦ 1QU LoRE | Red Flag Warning - Destructive Fires | Vegetation Contact | Aggregated | 2036 | 5.6254e-06 | 423.2024 | 0.0023807 | 2036 | Mitigation | 0.95 | 45 | 0 | esc | 0.00097009 | 5.4571e-09 | 0.00097009 | 5.4571e-09 | 0.0027911 | 4.0331e-11 | 0.010315 | 4.586e-08
[120 empty] | 7.3.3.17.5 (Remote Grid) Updates to grid topology to minimize risk of ignition in HFTDs Remote GridWLDFRVegetation ContactAggregated | WLDFR | HFTD - Distribution - Tier 3 - 3QU CoRE ¦ 1QU LoRE | Red Flag Warning - Destructive Fires | Vegetation Contact | Aggregated | 2037 | 5.6254e-06 | 423.2024 | 0.0023807 | 2037 | Mitigation | 0.95 | 45 | 0 | esc | 0.00097009 | 5.4571e-09 | 0.00097009 | 5.4571e-09 | 0.0027911 | 4.0331e-11 | 0.010315 | 4.586e-08
[120 empty] | 7.3.3.17.5 (Remote Grid) Updates to grid topology to minimize risk of ignition in HFTDs Remote GridWLDFRVegetation ContactAggregated | WLDFR | HFTD - Distribution - Tier 3 - 3QU CoRE ¦ 1QU LoRE | Red Flag Warning - Destructive Fires | Vegetation Contact | Aggregated | 2038 | 5.6254e-06 | 423.2024 | 0.0023807 | 2038 | Mitigation | 0.95 | 45 | 0 | esc | 0.00097009 | 5.4571e-09 | 0.00097009 | 5.4571e-09 | 0.0027911 | 4.0331e-11 | 0.010315 | 4.586e-08
[120 empty] | 7.3.3.17.5 (Remote Grid) Updates to grid topology to minimize risk of ignition in HFTDs Remote GridWLDFRVegetation ContactAggregated | WLDFR | HFTD - Distribution - Tier 3 - 3QU CoRE ¦ 1QU LoRE | Red Flag Warning - Destructive Fires | Vegetation Contact | Aggregated | 2039 | 5.6254e-06 | 423.2024 | 0.0023807 | 2039 | Mitigation | 0.95 | 45 | 0 | esc | 0.00097009 | 5.4571e-09 | 0.00097009 | 5.4571e-09 | 0.0027911 | 4.0331e-11 | 0.010315 | 4.586e-08
[120 empty] | 7.3.3.17.5 (Remote Grid) Updates to grid topology to minimize risk of ignition in HFTDs Remote GridWLDFRVegetation ContactAggregated | WLDFR | HFTD - Distribution - Tier 3 - 3QU CoRE ¦ 1QU LoRE | Red Flag Warning - Destructive Fires | Vegetation Contact | Aggregated | 2040 | 5.6254e-06 | 423.2024 | 0.0023807 | 2040 | Mitigation | 0.95 | 45 | 0 | esc | 0.00097009 | 5.4571e-09 | 0.00097009 | 5.4571e-09 | 0.0027911 | 4.0331e-11 | 0.010315 | 4.586e-08
[120 empty] | 7.3.3.17.5 (Remote Grid) Updates to grid topology to minimize risk of ignition in HFTDs Remote GridWLDFRVegetation ContactAggregated | WLDFR | HFTD - Distribution - Tier 3 - 3QU CoRE ¦ 1QU LoRE | Red Flag Warning - Destructive Fires | Vegetation Contact | Aggregated | 2041 | 5.6254e-06 | 423.2024 | 0.0023807 | 2041 | Mitigation | 0.95 | 45 | 0 | esc | 0.00097009 | 5.4571e-09 | 0.00097009 | 5.4571e-09 | 0.0027911 | 4.0331e-11 | 0.010315 | 4.586e-08
[120 empty] | 7.3.3.17.5 (Remote Grid) Updates to grid topology to minimize risk of ignition in HFTDs Remote GridWLDFRVegetation ContactAggregated | WLDFR | HFTD - Distribution - Tier 3 - 3QU CoRE ¦ 1QU LoRE | Red Flag Warning - Destructive Fires | Vegetation Contact | Aggregated | 2042 | 5.6254e-06 | 423.2024 | 0.0023807 | 2042 | Mitigation | 0.95 | 45 | 0 | esc | 0.00097009 | 5.4571e-09 | 0.00097009 | 5.4571e-09 | 0.0027911 | 4.0331e-11 | 0.010315 | 4.586e-08
[120 empty] | 7.3.3.17.5 (Remote Grid) Updates to grid topology to minimize risk of ignition in HFTDs Remote GridWLDFRVegetation ContactAggregated | WLDFR | HFTD - Distribution - Tier 3 - 3QU CoRE ¦ 1QU LoRE | Red Flag Warning - Destructive Fires | Vegetation Contact | Aggregated | 2043 | 5.6254e-06 | 423.2024 | 0.0023807 | 2043 | Mitigation | 0.95 | 45 | 0 | esc | 0.00097009 | 5.4571e-09 | 0.00097009 | 5.4571e-09 | 0.0027911 | 4.0331e-11 | 0.010315 | 4.586e-08
[120 empty] | 7.3.3.17.5 (Remote Grid) Updates to grid topology to minimize risk of ignition in HFTDs Remote GridWLDFRVegetation ContactAggregated | WLDFR | HFTD - Distribution - Tier 3 - 3QU CoRE ¦ 1QU LoRE | Red Flag Warning - Destructive Fires | Vegetation Contact | Aggregated | 2044 | 5.6254e-06 | 423.2024 | 0.0023807 | 2044 | Mitigation | 0.95 | 45 | 0 | esc | 0.00097009 | 5.4571e-09 | 0.00097009 | 5.4571e-09 | 0.0027911 | 4.0331e-11 | 0.010315 | 4.586e-08
[120 empty] | 7.3.3.17.5 (Remote Grid) Updates to grid topology to minimize risk of ignition in HFTDs Remote GridWLDFRVegetation ContactAggregated | WLDFR | HFTD - Distribution - Tier 3 - 3QU CoRE ¦ 1QU LoRE | Red Flag Warning - Destructive Fires | Vegetation Contact | Aggregated | 2045 | 5.6254e-06 | 423.2024 | 0.0023807 | 2045 | Mitigation | 0.95 | 45 | 0 | esc | 0.00097009 | 5.4571e-09 | 0.00097009 | 5.4571e-09 | 0.0027911 | 4.0331e-11 | 0.010315 | 4.586e-08
[120 empty] | 7.3.3.17.5 (Remote Grid) Updates to grid topology to minimize risk of ignition in HFTDs Remote GridWLDFRVegetation ContactAggregated | WLDFR | HFTD - Distribution - Tier 3 - 3QU CoRE ¦ 1QU LoRE | Red Flag Warning - Destructive Fires | Vegetation Contact | Aggregated | 2046 | 5.6254e-06 | 423.2024 | 0.0023807 | 2046 | Mitigation | 0.95 | 45 | 0 | esc | 0.00097009 | 5.4571e-09 | 0.00097009 | 5.4571e-09 | 0.0027911 | 4.0331e-11 | 0.010315 | 4.586e-08
[120 empty] | 7.3.3.17.5 (Remote Grid) Updates to grid topology to minimize risk of ignition in HFTDs Remote GridWLDFRVegetation ContactAggregated | WLDFR | HFTD - Distribution - Tier 3 - 3QU CoRE ¦ 1QU LoRE | Red Flag Warning - Destructive Fires | Vegetation Contact | Aggregated | 2047 | 5.6254e-06 | 423.2024 | 0.0023807 | 2047 | Mitigation | 0.95 | 45 | 0 | esc | 0.00097009 | 5.4571e-09 | 0.00097009 | 5.4571e-09 | 0.0027911 | 4.0331e-11 | 0.010315 | 4.586e-08
[120 empty] | 7.3.3.17.5 (Remote Grid) Updates to grid topology to minimize risk of ignition in HFTDs Remote GridWLDFRVegetation ContactAggregated | WLDFR | HFTD - Distribution - Tier 3 - 3QU CoRE ¦ 1QU LoRE | Red Flag Warning - Destructive Fires | Vegetation Contact | Aggregated | 2048 | 5.6254e-06 | 423.2024 | 0.0023807 | 2048 | Mitigation | 0.95 | 45 | 0 | esc | 0.00097009 | 5.4571e-09 | 0.00097009 | 5.4571e-09 | 0.0027911 | 4.0331e-11 | 0.010315 | 4.586e-08
[120 empty] | 7.3.3.17.5 (Remote Grid) Updates to grid topology to minimize risk of ignition in HFTDs Remote GridWLDFRVegetation ContactAggregated | WLDFR | HFTD - Distribution - Tier 3 - 3QU CoRE ¦ 1QU LoRE | Red Flag Warning - Destructive Fires | Vegetation Contact | Aggregated | 2049 | 5.6254e-06 | 423.2024 | 0.0023807 | 2049 | Mitigation | 0.95 | 45 | 0 | esc | 0.00097009 | 5.4571e-09 | 0.00097009 | 5.4571e-09 | 0.0027911 | 4.0331e-11 | 0.010315 | 4.586e-08
[120 empty] | 7.3.3.17.5 (Remote Grid) Updates to grid topology to minimize risk of ignition in HFTDs Remote GridWLDFRVegetation ContactAggregated | WLDFR | HFTD - Distribution - Tier 3 - 3QU CoRE ¦ 1QU LoRE | Red Flag Warning - Destructive Fires | Vegetation Contact | Aggregated | 2050 | 5.6254e-06 | 423.2024 | 0.0023807 | 2050 | Mitigation | 0.95 | 45 | 0 | esc | 0.00097009 | 5.4571e-09 | 0.00097009 | 5.4571e-09 | 0.0027911 | 4.0331e-11 | 0.010315 | 4.586e-08
[120 empty] | 7.3.3.17.5 (Remote Grid) Updates to grid topology to minimize risk of ignition in HFTDs Remote GridWLDFRVegetation ContactAggregated | WLDFR | HFTD - Distribution - Tier 3 - 3QU CoRE ¦ 1QU LoRE | Red Flag Warning - Destructive Fires | Vegetation Contact | Aggregated | 2051 | 5.6254e-06 | 423.2024 | 0.0023807 | 2051 | Mitigation | 0.95 | 45 | 0 | esc | 0.00097009 | 5.4571e-09 | 0.00097009 | 5.4571e-09 | 0.0027911 | 4.0331e-11 | 0.010315 | 4.586e-08
[120 empty] | 7.3.3.17.5 (Remote Grid) Updates to grid topology to minimize risk of ignition in HFTDs Remote GridWLDFRVegetation ContactAggregated | WLDFR | HFTD - Distribution - Tier 3 - 3QU CoRE ¦ 1QU LoRE | Red Flag Warning - Destructive Fires | Vegetation Contact | Aggregated | 2052 | 5.6254e-06 | 423.2024 | 0.0023807 | 2052 | Mitigation | 0.95 | 45 | 0 | esc | 0.00097009 | 5.4571e-09 | 0.00097009 | 5.4571e-09 | 0.0027911 | 4.0331e-11 | 0.010315 | 4.586e-08
[120 empty] | 7.3.3.17.5 (Remote Grid) Updates to grid topology to minimize risk of ignition in HFTDs Remote GridWLDFRVegetation ContactAggregated | WLDFR | HFTD - Distribution - Tier 3 - 3QU CoRE ¦ 1QU LoRE | Red Flag Warning - Destructive Fires | Vegetation Contact | Aggregated | 2053 | 5.6254e-06 | 423.2024 | 0.0023807 | 2053 | Mitigation | 0.95 | 45 | 0 | esc | 0.00097009 | 5.4571e-09 | 0.00097009 | 5.4571e-09 | 0.0027911 | 4.0331e-11 | 0.010315 | 4.586e-08
[120 empty] | 7.3.3.17.5 (Remote Grid) Updates to grid topology to minimize risk of ignition in HFTDs Remote GridWLDFRVegetation ContactAggregated | WLDFR | HFTD - Distribution - Tier 3 - 3QU CoRE ¦ 1QU LoRE | Red Flag Warning - Destructive Fires | Vegetation Contact | Aggregated | 2054 | 5.6254e-06 | 423.2024 | 0.0023807 | 2054 | Mitigation | 0.95 | 45 | 0 | esc | 0.00097009 | 5.4571e-09 | 0.00097009 | 5.4571e-09 | 0 | 0 | 0.010315 | 4.586e-08
[120 empty] | 7.3.3.17.5 (Remote Grid) Updates to grid topology to minimize risk of ignition in HFTDs Remote GridWLDFRVegetation ContactAggregated | WLDFR | HFTD - Distribution - Tier 3 - 3QU CoRE ¦ 1QU LoRE | Red Flag Warning - Destructive Fires | Vegetation Contact | Aggregated | 2055 | 5.6254e-06 | 423.2024 | 0.0023807 | 2055 | Mitigation | 0.95 | 45 | 0 | esc | 0.00097009 | 5.4571e-09 | 0.00097009 | 5.4571e-09 | 0.0027911 | 9.5426e-11 | 0.010315 | 4.586e-08
[120 empty] | 7.3.3.17.5 (Remote Grid) Updates to grid topology to minimize risk of ignition in HFTDs Remote GridWLDFRVegetation ContactAggregated | WLDFR | HFTD - Distribution - Tier 3 - 3QU CoRE ¦ 1QU LoRE | Red Flag Warning - Destructive Fires | Vegetation Contact | Aggregated | 2056 | 5.6254e-06 | 423.2024 | 0.0023807 | 2056 | Mitigation | 0.95 | 45 | 0 | esc | 0.00097009 | 5.4571e-09 | 0.00097009 | 5.4571e-09 | 0.0027911 | 9.5426e-11 | 0.010315 | 4.586e-08
[120 empty] | 7.3.3.17.5 (Remote Grid) Updates to grid topology to minimize risk of ignition in HFTDs Remote GridWLDFRVegetation ContactAggregated | WLDFR | HFTD - Distribution - Tier 3 - 3QU CoRE ¦ 1QU LoRE | Red Flag Warning - Destructive Fires | Vegetation Contact | Aggregated | 2057 | 5.6254e-06 | 423.2024 | 0.0023807 | 2057 | Mitigation | 0.95 | 45 | 0 | esc | 0.00097009 | 5.4571e-09 | 0.00097009 | 5.4571e-09 | 0.0027911 | 9.5426e-11 | 0.010315 | 4.586e-08
[120 empty] | 7.3.3.17.5 (Remote Grid) Updates to grid topology to minimize risk of ignition in HFTDs Remote GridWLDFRVegetation ContactAggregated | WLDFR | HFTD - Distribution - Tier 3 - 3QU CoRE ¦ 1QU LoRE | Red Flag Warning - Destructive Fires | Vegetation Contact | Aggregated | 2058 | 5.6254e-06 | 423.2024 | 0.0023807 | 2058 | Mitigation | 0.95 | 45 | 0 | esc | 0.00097009 | 5.4571e-09 | 0.00097009 | 5.4571e-09 | 0.0027911 | 9.5426e-11 | 0.010315 | 4.586e-08
[120 empty] | 7.3.3.17.5 (Remote Grid) Updates to grid topology to minimize risk of ignition in HFTDs Remote GridWLDFRVegetation ContactAggregated | WLDFR | HFTD - Distribution - Tier 3 - 3QU CoRE ¦ 1QU LoRE | Red Flag Warning - Destructive Fires | Vegetation Contact | Aggregated | 2059 | 5.6254e-06 | 423.2024 | 0.0023807 | 2059 | Mitigation | 0.95 | 45 | 0 | esc | 0.00097009 | 5.4571e-09 | 0.00097009 | 5.4571e-09 | 0.0027911 | 9.5426e-11 | 0.010315 | 4.586e-08
[120 empty] | 7.3.3.17.5 (Remote Grid) Updates to grid topology to minimize risk of ignition in HFTDs Remote GridWLDFRVegetation ContactAggregated | WLDFR | HFTD - Distribution - Tier 3 - 3QU CoRE ¦ 1QU LoRE | Red Flag Warning - Destructive Fires | Vegetation Contact | Aggregated | 2060 | 5.6254e-06 | 423.2024 | 0.0023807 | 2060 | Mitigation | 0.95 | 45 | 0 | esc | 0.00097009 | 5.4571e-09 | 0.00097009 | 5.4571e-09 | 0.0027911 | 9.5426e-11 | 0.010315 | 4.586e-08
[120 empty] | 7.3.3.17.5 (Remote Grid) Updates to grid topology to minimize risk of ignition in HFTDs Remote GridWLDFRVegetation ContactAggregated | WLDFR | HFTD - Distribution - Tier 3 - 3QU CoRE ¦ 1QU LoRE | Red Flag Warning - Destructive Fires | Vegetation Contact | Aggregated | 2061 | 5.6254e-06 | 423.2024 | 0.0023807 | 2061 | Mitigation | 0.95 | 45 | 0 | esc | 0.00097009 | 5.4571e-09 | 0.00097009 | 5.4571e-09 | 0.0027911 | 9.5426e-11 | 0.010315 | 4.586e-08
[120 empty] | 7.3.3.17.5 (Remote Grid) Updates to grid topology to minimize risk of ignition in HFTDs Remote GridWLDFRVegetation ContactAggregated | WLDFR | HFTD - Distribution - Tier 3 - 3QU CoRE ¦ 1QU LoRE | Red Flag Warning - Destructive Fires | Vegetation Contact | Aggregated | 2062 | 5.6254e-06 | 423.2024 | 0.0023807 | 2062 | Mitigation | 0.95 | 45 | 0 | esc | 0.00097009 | 5.4571e-09 | 0.00097009 | 5.4571e-09 | 0.0027911 | 9.5426e-11 | 0 | 0
[120 empty] | 7.3.3.17.5 (Remote Grid) Updates to grid topology to minimize risk of ignition in HFTDs Remote GridWLDFRVegetation ContactAggregated | WLDFR | HFTD - Distribution - Tier 3 - 3QU CoRE ¦ 1QU LoRE | Red Flag Warning - Destructive Fires | Vegetation Contact | Aggregated | 2063 | 5.6254e-06 | 423.2024 | 0.0023807 | 2063 | Mitigation | 0.95 | 45 | 0 | esc | 0.00097009 | 5.4571e-09 | 0.00097009 | 5.4571e-09 | 0.0027911 | 9.5426e-11 | 0 | 0
[120 empty] | 7.3.3.17.5 (Remote Grid) Updates to grid topology to minimize risk of ignition in HFTDs Remote GridWLDFRVegetation ContactAggregated | WLDFR | HFTD - Distribution - Tier 3 - 3QU CoRE ¦ 1QU LoRE | Red Flag Warning - Destructive Fires | Vegetation Contact | Aggregated | 2064 | 5.6254e-06 | 423.2024 | 0.0023807 | 2064 | Mitigation | 0.95 | 45 | 0 | esc | 0.00097009 | 5.4571e-09 | 0.00097009 | 5.4571e-09 | 0.0027911 | 9.5426e-11 | 0.013666 | 6.1935e-08
[120 empty] | 7.3.3.17.5 (Remote Grid) Updates to grid topology to minimize risk of ignition in HFTDs Remote GridWLDFRVegetation ContactAggregated | WLDFR | HFTD - Distribution - Tier 3 - 3QU CoRE ¦ 1QU LoRE | Red Flag Warning - Destructive Fires | Vegetation Contact | Aggregated | 2065 | 5.6254e-06 | 423.2024 | 0.0023807 | 2065 | Mitigation | 0.95 | 45 | 0 | esc | 0.00097009 | 5.4571e-09 | 0.00097009 | 5.4571e-09 | 0.0027911 | 9.5426e-11 | 0.013666 | 6.1935e-08
[120 empty] | 7.3.3.17.5 (Remote Grid) Updates to grid topology to minimize risk of ignition in HFTDs Remote GridWLDFRVegetation ContactAggregated | WLDFR | HFTD - Distribution - Tier 3 - 3QU CoRE ¦ 1QU LoRE | Red Flag Warning - Destructive Fires | Vegetation Contact | Aggregated | 2066 | 5.6254e-06 | 423.2024 | 0.0023807 | 2066 | Mitigation | 0.95 | 45 | 0 | esc | 0.00097009 | 5.4571e-09 | 0.00097009 | 5.4571e-09 | 0.0027911 | 9.5426e-11 | 0.013666 | 6.1935e-08
[120 empty] | 7.3.3.17.5 (Remote Grid) Updates to grid topology to minimize risk of ignition in HFTDs Remote GridWLDFRVegetation ContactAggregated | WLDFR | HFTD - Distribution - Tier 3 - 3QU CoRE ¦ 1QU LoRE | Red Flag Warning - Destructive Fires | Vegetation Contact | Aggregated | 2067 | 5.6254e-06 | 423.2024 | 0.0023807 | 2067 | Mitigation | 0.95 | 45 | 0 | esc | 0 | 0 | 0.00097009 | 5.4571e-09 | 0.0027911 | 9.5426e-11 | 0.013666 | 6.1935e-08
[120 empty] | 7.3.3.17.5 (Remote Grid) Updates to grid topology to minimize risk of ignition in HFTDs Remote GridWLDFREquipment / facility failureAggregated | WLDFR | HFTD - Distribution - Tier 3 - 3QU CoRE ¦ 1QU LoRE | Red Flag Warning - Large Fires | Equipment / facility failure | Aggregated | 2022 | 1.12e-05 | 423.2024 | 0.0047399 | 2022 | Mitigation | 0.95 | 45 | 0 | esc | 0.00097009 | 1.0865e-08 | 0 | 0 | 0.0027911 | 9.5426e-11 | 0.013666 | 6.1935e-08
[120 empty] | 7.3.3.17.5 (Remote Grid) Updates to grid topology to minimize risk of ignition in HFTDs Remote GridWLDFREquipment / facility failureAggregated | WLDFR | HFTD - Distribution - Tier 3 - 3QU CoRE ¦ 1QU LoRE | Red Flag Warning - Large Fires | Equipment / facility failure | Aggregated | 2023 | 1.12e-05 | 423.2024 | 0.0047399 | 2023 | Mitigation | 0.95 | 45 | 0 | esc | 0.00097009 | 1.0865e-08 | 0.00097009 | 1.0865e-08 | 0.0027911 | 9.5426e-11 | 0.013666 | 6.1935e-08
[120 empty] | 7.3.3.17.5 (Remote Grid) Updates to grid topology to minimize risk of ignition in HFTDs Remote GridWLDFREquipment / facility failureAggregated | WLDFR | HFTD - Distribution - Tier 3 - 3QU CoRE ¦ 1QU LoRE | Red Flag Warning - Large Fires | Equipment / facility failure | Aggregated | 2024 | 1.12e-05 | 423.2024 | 0.0047399 | 2024 | Mitigation | 0.95 | 45 | 0 | esc | 0.00097009 | 1.0865e-08 | 0.00097009 | 1.0865e-08 | 0.0027911 | 9.5426e-11 | 0.013666 | 6.1935e-08
[120 empty] | 7.3.3.17.5 (Remote Grid) Updates to grid topology to minimize risk of ignition in HFTDs Remote GridWLDFREquipment / facility failureAggregated | WLDFR | HFTD - Distribution - Tier 3 - 3QU CoRE ¦ 1QU LoRE | Red Flag Warning - Large Fires | Equipment / facility failure | Aggregated | 2025 | 1.12e-05 | 423.2024 | 0.0047399 | 2025 | Mitigation | 0.95 | 45 | 0 | esc | 0.00097009 | 1.0865e-08 | 0.00097009 | 1.0865e-08 | 0.0027911 | 9.5426e-11 | 0.013666 | 6.1935e-08
[120 empty] | 7.3.3.17.5 (Remote Grid) Updates to grid topology to minimize risk of ignition in HFTDs Remote GridWLDFREquipment / facility failureAggregated | WLDFR | HFTD - Distribution - Tier 3 - 3QU CoRE ¦ 1QU LoRE | Red Flag Warning - Large Fires | Equipment / facility failure | Aggregated | 2026 | 1.12e-05 | 423.2024 | 0.0047399 | 2026 | Mitigation | 0.95 | 45 | 0 | esc | 0.00097009 | 1.0865e-08 | 0.00097009 | 1.0865e-08 | 0.0027911 | 9.5426e-11 | 0.013666 | 6.1935e-08
[120 empty] | 7.3.3.17.5 (Remote Grid) Updates to grid topology to minimize risk of ignition in HFTDs Remote GridWLDFREquipment / facility failureAggregated | WLDFR | HFTD - Distribution - Tier 3 - 3QU CoRE ¦ 1QU LoRE | Red Flag Warning - Large Fires | Equipment / facility failure | Aggregated | 2027 | 1.12e-05 | 423.2024 | 0.0047399 | 2027 | Mitigation | 0.95 | 45 | 0 | esc | 0.00097009 | 1.0865e-08 | 0.00097009 | 1.0865e-08 | 0.0027911 | 9.5426e-11 | 0.013666 | 6.1935e-08
[120 empty] | 7.3.3.17.5 (Remote Grid) Updates to grid topology to minimize risk of ignition in HFTDs Remote GridWLDFREquipment / facility failureAggregated | WLDFR | HFTD - Distribution - Tier 3 - 3QU CoRE ¦ 1QU LoRE | Red Flag Warning - Large Fires | Equipment / facility failure | Aggregated | 2028 | 1.12e-05 | 423.2024 | 0.0047399 | 2028 | Mitigation | 0.95 | 45 | 0 | esc | 0.00097009 | 1.0865e-08 | 0.00097009 | 1.0865e-08 | 0.0027911 | 9.5426e-11 | 0.013666 | 6.1935e-08
[120 empty] | 7.3.3.17.5 (Remote Grid) Updates to grid topology to minimize risk of ignition in HFTDs Remote GridWLDFREquipment / facility failureAggregated | WLDFR | HFTD - Distribution - Tier 3 - 3QU CoRE ¦ 1QU LoRE | Red Flag Warning - Large Fires | Equipment / facility failure | Aggregated | 2029 | 1.12e-05 | 423.2024 | 0.0047399 | 2029 | Mitigation | 0.95 | 45 | 0 | esc | 0.00097009 | 1.0865e-08 | 0.00097009 | 1.0865e-08 | 0.0027911 | 9.5426e-11 | 0.013666 | 6.1935e-08
[120 empty] | 7.3.3.17.5 (Remote Grid) Updates to grid topology to minimize risk of ignition in HFTDs Remote GridWLDFREquipment / facility failureAggregated | WLDFR | HFTD - Distribution - Tier 3 - 3QU CoRE ¦ 1QU LoRE | Red Flag Warning - Large Fires | Equipment / facility failure | Aggregated | 2030 | 1.12e-05 | 423.2024 | 0.0047399 | 2030 | Mitigation | 0.95 | 45 | 0 | esc | 0.00097009 | 1.0865e-08 | 0.00097009 | 1.0865e-08 | 0.0027911 | 9.5426e-11 | 0.013666 | 6.1935e-08
[120 empty] | 7.3.3.17.5 (Remote Grid) Updates to grid topology to minimize risk of ignition in HFTDs Remote GridWLDFREquipment / facility failureAggregated | WLDFR | HFTD - Distribution - Tier 3 - 3QU CoRE ¦ 1QU LoRE | Red Flag Warning - Large Fires | Equipment / facility failure | Aggregated | 2031 | 1.12e-05 | 423.2024 | 0.0047399 | 2031 | Mitigation | 0.95 | 45 | 0 | esc | 0.00097009 | 1.0865e-08 | 0.00097009 | 1.0865e-08 | 0.0027911 | 9.5426e-11 | 0.013666 | 6.1935e-08
[120 empty] | 7.3.3.17.5 (Remote Grid) Updates to grid topology to minimize risk of ignition in HFTDs Remote GridWLDFREquipment / facility failureAggregated | WLDFR | HFTD - Distribution - Tier 3 - 3QU CoRE ¦ 1QU LoRE | Red Flag Warning - Large Fires | Equipment / facility failure | Aggregated | 2032 | 1.12e-05 | 423.2024 | 0.0047399 | 2032 | Mitigation | 0.95 | 45 | 0 | esc | 0.00097009 | 1.0865e-08 | 0.00097009 | 1.0865e-08 | 0.0027911 | 9.5426e-11 | 0.013666 | 6.1935e-08
[120 empty] | 7.3.3.17.5 (Remote Grid) Updates to grid topology to minimize risk of ignition in HFTDs Remote GridWLDFREquipment / facility failureAggregated | WLDFR | HFTD - Distribution - Tier 3 - 3QU CoRE ¦ 1QU LoRE | Red Flag Warning - Large Fires | Equipment / facility failure | Aggregated | 2033 | 1.12e-05 | 423.2024 | 0.0047399 | 2033 | Mitigation | 0.95 | 45 | 0 | esc | 0.00097009 | 1.0865e-08 | 0.00097009 | 1.0865e-08 | 0.0027911 | 9.5426e-11 | 0.013666 | 6.1935e-08
[120 empty] | 7.3.3.17.5 (Remote Grid) Updates to grid topology to minimize risk of ignition in HFTDs Remote GridWLDFREquipment / facility failureAggregated | WLDFR | HFTD - Distribution - Tier 3 - 3QU CoRE ¦ 1QU LoRE | Red Flag Warning - Large Fires | Equipment / facility failure | Aggregated | 2034 | 1.12e-05 | 423.2024 | 0.0047399 | 2034 | Mitigation | 0.95 | 45 | 0 | esc | 0.00097009 | 1.0865e-08 | 0.00097009 | 1.0865e-08 | 0.0027911 | 9.5426e-11 | 0.013666 | 6.1935e-08
[120 empty] | 7.3.3.17.5 (Remote Grid) Updates to grid topology to minimize risk of ignition in HFTDs Remote GridWLDFREquipment / facility failureAggregated | WLDFR | HFTD - Distribution - Tier 3 - 3QU CoRE ¦ 1QU LoRE | Red Flag Warning - Large Fires | Equipment / facility failure | Aggregated | 2035 | 1.12e-05 | 423.2024 | 0.0047399 | 2035 | Mitigation | 0.95 | 45 | 0 | esc | 0.00097009 | 1.0865e-08 | 0.00097009 | 1.0865e-08 | 0.0027911 | 9.5426e-11 | 0.013666 | 6.1935e-08
[120 empty] | 7.3.3.17.5 (Remote Grid) Updates to grid topology to minimize risk of ignition in HFTDs Remote GridWLDFREquipment / facility failureAggregated | WLDFR | HFTD - Distribution - Tier 3 - 3QU CoRE ¦ 1QU LoRE | Red Flag Warning - Large Fires | Equipment / facility failure | Aggregated | 2036 | 1.12e-05 | 423.2024 | 0.0047399 | 2036 | Mitigation | 0.95 | 45 | 0 | esc | 0.00097009 | 1.0865e-08 | 0.00097009 | 1.0865e-08 | 0.0027911 | 9.5426e-11 | 0.013666 | 6.1935e-08
[120 empty] | 7.3.3.17.5 (Remote Grid) Updates to grid topology to minimize risk of ignition in HFTDs Remote GridWLDFREquipment / facility failureAggregated | WLDFR | HFTD - Distribution - Tier 3 - 3QU CoRE ¦ 1QU LoRE | Red Flag Warning - Large Fires | Equipment / facility failure | Aggregated | 2037 | 1.12e-05 | 423.2024 | 0.0047399 | 2037 | Mitigation | 0.95 | 45 | 0 | esc | 0.00097009 | 1.0865e-08 | 0.00097009 | 1.0865e-08 | 0.0027911 | 9.5426e-11 | 0.013666 | 6.1935e-08
[120 empty] | 7.3.3.17.5 (Remote Grid) Updates to grid topology to minimize risk of ignition in HFTDs Remote GridWLDFREquipment / facility failureAggregated | WLDFR | HFTD - Distribution - Tier 3 - 3QU CoRE ¦ 1QU LoRE | Red Flag Warning - Large Fires | Equipment / facility failure | Aggregated | 2038 | 1.12e-05 | 423.2024 | 0.0047399 | 2038 | Mitigation | 0.95 | 45 | 0 | esc | 0.00097009 | 1.0865e-08 | 0.00097009 | 1.0865e-08 | 0.0027911 | 9.5426e-11 | 0.013666 | 6.1935e-08
[120 empty] | 7.3.3.17.5 (Remote Grid) Updates to grid topology to minimize risk of ignition in HFTDs Remote GridWLDFREquipment / facility failureAggregated | WLDFR | HFTD - Distribution - Tier 3 - 3QU CoRE ¦ 1QU LoRE | Red Flag Warning - Large Fires | Equipment / facility failure | Aggregated | 2039 | 1.12e-05 | 423.2024 | 0.0047399 | 2039 | Mitigation | 0.95 | 45 | 0 | esc | 0.00097009 | 1.0865e-08 | 0.00097009 | 1.0865e-08 | 0.0027911 | 9.5426e-11 | 0.013666 | 6.1935e-08
[120 empty] | 7.3.3.17.5 (Remote Grid) Updates to grid topology to minimize risk of ignition in HFTDs Remote GridWLDFREquipment / facility failureAggregated | WLDFR | HFTD - Distribution - Tier 3 - 3QU CoRE ¦ 1QU LoRE | Red Flag Warning - Large Fires | Equipment / facility failure | Aggregated | 2040 | 1.12e-05 | 423.2024 | 0.0047399 | 2040 | Mitigation | 0.95 | 45 | 0 | esc | 0.00097009 | 1.0865e-08 | 0.00097009 | 1.0865e-08 | 0.0027911 | 9.5426e-11 | 0.013666 | 6.1935e-08
[120 empty] | 7.3.3.17.5 (Remote Grid) Updates to grid topology to minimize risk of ignition in HFTDs Remote GridWLDFREquipment / facility failureAggregated | WLDFR | HFTD - Distribution - Tier 3 - 3QU CoRE ¦ 1QU LoRE | Red Flag Warning - Large Fires | Equipment / facility failure | Aggregated | 2041 | 1.12e-05 | 423.2024 | 0.0047399 | 2041 | Mitigation | 0.95 | 45 | 0 | esc | 0.00097009 | 1.0865e-08 | 0.00097009 | 1.0865e-08 | 0.0027911 | 9.5426e-11 | 0.013666 | 6.1935e-08
[120 empty] | 7.3.3.17.5 (Remote Grid) Updates to grid topology to minimize risk of ignition in HFTDs Remote GridWLDFREquipment / facility failureAggregated | WLDFR | HFTD - Distribution - Tier 3 - 3QU CoRE ¦ 1QU LoRE | Red Flag Warning - Large Fires | Equipment / facility failure | Aggregated | 2042 | 1.12e-05 | 423.2024 | 0.0047399 | 2042 | Mitigation | 0.95 | 45 | 0 | esc | 0.00097009 | 1.0865e-08 | 0.00097009 | 1.0865e-08 | 0.0027911 | 9.5426e-11 | 0.013666 | 6.1935e-08
[120 empty] | 7.3.3.17.5 (Remote Grid) Updates to grid topology to minimize risk of ignition in HFTDs Remote GridWLDFREquipment / facility failureAggregated | WLDFR | HFTD - Distribution - Tier 3 - 3QU CoRE ¦ 1QU LoRE | Red Flag Warning - Large Fires | Equipment / facility failure | Aggregated | 2043 | 1.12e-05 | 423.2024 | 0.0047399 | 2043 | Mitigation | 0.95 | 45 | 0 | esc | 0.00097009 | 1.0865e-08 | 0.00097009 | 1.0865e-08 | 0.0027911 | 9.5426e-11 | 0.013666 | 6.1935e-08
[120 empty] | 7.3.3.17.5 (Remote Grid) Updates to grid topology to minimize risk of ignition in HFTDs Remote GridWLDFREquipment / facility failureAggregated | WLDFR | HFTD - Distribution - Tier 3 - 3QU CoRE ¦ 1QU LoRE | Red Flag Warning - Large Fires | Equipment / facility failure | Aggregated | 2044 | 1.12e-05 | 423.2024 | 0.0047399 | 2044 | Mitigation | 0.95 | 45 | 0 | esc | 0.00097009 | 1.0865e-08 | 0.00097009 | 1.0865e-08 | 0.0027911 | 9.5426e-11 | 0.013666 | 6.1935e-08
[120 empty] | 7.3.3.17.5 (Remote Grid) Updates to grid topology to minimize risk of ignition in HFTDs Remote GridWLDFREquipment / facility failureAggregated | WLDFR | HFTD - Distribution - Tier 3 - 3QU CoRE ¦ 1QU LoRE | Red Flag Warning - Large Fires | Equipment / facility failure | Aggregated | 2045 | 1.12e-05 | 423.2024 | 0.0047399 | 2045 | Mitigation | 0.95 | 45 | 0 | esc | 0.00097009 | 1.0865e-08 | 0.00097009 | 1.0865e-08 | 0.0027911 | 9.5426e-11 | 0.013666 | 6.1935e-08
[120 empty] | 7.3.3.17.5 (Remote Grid) Updates to grid topology to minimize risk of ignition in HFTDs Remote GridWLDFREquipment / facility failureAggregated | WLDFR | HFTD - Distribution - Tier 3 - 3QU CoRE ¦ 1QU LoRE | Red Flag Warning - Large Fires | Equipment / facility failure | Aggregated | 2046 | 1.12e-05 | 423.2024 | 0.0047399 | 2046 | Mitigation | 0.95 | 45 | 0 | esc | 0.00097009 | 1.0865e-08 | 0.00097009 | 1.0865e-08 | 0.0027911 | 9.5426e-11 | 0.013666 | 6.1935e-08
[120 empty] | 7.3.3.17.5 (Remote Grid) Updates to grid topology to minimize risk of ignition in HFTDs Remote GridWLDFREquipment / facility failureAggregated | WLDFR | HFTD - Distribution - Tier 3 - 3QU CoRE ¦ 1QU LoRE | Red Flag Warning - Large Fires | Equipment / facility failure | Aggregated | 2047 | 1.12e-05 | 423.2024 | 0.0047399 | 2047 | Mitigation | 0.95 | 45 | 0 | esc | 0.00097009 | 1.0865e-08 | 0.00097009 | 1.0865e-08 | 0.0027911 | 9.5426e-11 | 0.013666 | 6.1935e-08
[120 empty] | 7.3.3.17.5 (Remote Grid) Updates to grid topology to minimize risk of ignition in HFTDs Remote GridWLDFREquipment / facility failureAggregated | WLDFR | HFTD - Distribution - Tier 3 - 3QU CoRE ¦ 1QU LoRE | Red Flag Warning - Large Fires | Equipment / facility failure | Aggregated | 2048 | 1.12e-05 | 423.2024 | 0.0047399 | 2048 | Mitigation | 0.95 | 45 | 0 | esc | 0.00097009 | 1.0865e-08 | 0.00097009 | 1.0865e-08 | 0.0027911 | 9.5426e-11 | 0 | 0
[120 empty] | 7.3.3.17.5 (Remote Grid) Updates to grid topology to minimize risk of ignition in HFTDs Remote GridWLDFREquipment / facility failureAggregated | WLDFR | HFTD - Distribution - Tier 3 - 3QU CoRE ¦ 1QU LoRE | Red Flag Warning - Large Fires | Equipment / facility failure | Aggregated | 2049 | 1.12e-05 | 423.2024 | 0.0047399 | 2049 | Mitigation | 0.95 | 45 | 0 | esc | 0.00097009 | 1.0865e-08 | 0.00097009 | 1.0865e-08 | 0.0027911 | 9.5426e-11 | 0 | 0
[120 empty] | 7.3.3.17.5 (Remote Grid) Updates to grid topology to minimize risk of ignition in HFTDs Remote GridWLDFREquipment / facility failureAggregated | WLDFR | HFTD - Distribution - Tier 3 - 3QU CoRE ¦ 1QU LoRE | Red Flag Warning - Large Fires | Equipment / facility failure | Aggregated | 2050 | 1.12e-05 | 423.2024 | 0.0047399 | 2050 | Mitigation | 0.95 | 45 | 0 | esc | 0.00097009 | 1.0865e-08 | 0.00097009 | 1.0865e-08 | 0.0027911 | 9.5426e-11 | 0.0063316 | 2.4405e-09
[120 empty] | 7.3.3.17.5 (Remote Grid) Updates to grid topology to minimize risk of ignition in HFTDs Remote GridWLDFREquipment / facility failureAggregated | WLDFR | HFTD - Distribution - Tier 3 - 3QU CoRE ¦ 1QU LoRE | Red Flag Warning - Large Fires | Equipment / facility failure | Aggregated | 2051 | 1.12e-05 | 423.2024 | 0.0047399 | 2051 | Mitigation | 0.95 | 45 | 0 | esc | 0.00097009 | 1.0865e-08 | 0.00097009 | 1.0865e-08 | 0.0027911 | 9.5426e-11 | 0.0063316 | 2.4405e-09
[120 empty] | 7.3.3.17.5 (Remote Grid) Updates to grid topology to minimize risk of ignition in HFTDs Remote GridWLDFREquipment / facility failureAggregated | WLDFR | HFTD - Distribution - Tier 3 - 3QU CoRE ¦ 1QU LoRE | Red Flag Warning - Large Fires | Equipment / facility failure | Aggregated | 2052 | 1.12e-05 | 423.2024 | 0.0047399 | 2052 | Mitigation | 0.95 | 45 | 0 | esc | 0.00097009 | 1.0865e-08 | 0.00097009 | 1.0865e-08 | 0.0027911 | 9.5426e-11 | 0.0063316 | 2.4405e-09
[120 empty] | 7.3.3.17.5 (Remote Grid) Updates to grid topology to minimize risk of ignition in HFTDs Remote GridWLDFREquipment / facility failureAggregated | WLDFR | HFTD - Distribution - Tier 3 - 3QU CoRE ¦ 1QU LoRE | Red Flag Warning - Large Fires | Equipment / facility failure | Aggregated | 2053 | 1.12e-05 | 423.2024 | 0.0047399 | 2053 | Mitigation | 0.95 | 45 | 0 | esc | 0.00097009 | 1.0865e-08 | 0.00097009 | 1.0865e-08 | 0.0027911 | 9.5426e-11 | 0.0063316 | 2.4405e-09
[120 empty] | 7.3.3.17.5 (Remote Grid) Updates to grid topology to minimize risk of ignition in HFTDs Remote GridWLDFREquipment / facility failureAggregated | WLDFR | HFTD - Distribution - Tier 3 - 3QU CoRE ¦ 1QU LoRE | Red Flag Warning - Large Fires | Equipment / facility failure | Aggregated | 2054 | 1.12e-05 | 423.2024 | 0.0047399 | 2054 | Mitigation | 0.95 | 45 | 0 | esc | 0.00097009 | 1.0865e-08 | 0.00097009 | 1.0865e-08 | 0.0027911 | 9.5426e-11 | 0.0063316 | 2.4405e-09
[120 empty] | 7.3.3.17.5 (Remote Grid) Updates to grid topology to minimize risk of ignition in HFTDs Remote GridWLDFREquipment / facility failureAggregated | WLDFR | HFTD - Distribution - Tier 3 - 3QU CoRE ¦ 1QU LoRE | Red Flag Warning - Large Fires | Equipment / facility failure | Aggregated | 2055 | 1.12e-05 | 423.2024 | 0.0047399 | 2055 | Mitigation | 0.95 | 45 | 0 | esc | 0.00097009 | 1.0865e-08 | 0.00097009 | 1.0865e-08 | 0.0027911 | 9.5426e-11 | 0.0063316 | 2.4405e-09
[120 empty] | 7.3.3.17.5 (Remote Grid) Updates to grid topology to minimize risk of ignition in HFTDs Remote GridWLDFREquipment / facility failureAggregated | WLDFR | HFTD - Distribution - Tier 3 - 3QU CoRE ¦ 1QU LoRE | Red Flag Warning - Large Fires | Equipment / facility failure | Aggregated | 2056 | 1.12e-05 | 423.2024 | 0.0047399 | 2056 | Mitigation | 0.95 | 45 | 0 | esc | 0.00097009 | 1.0865e-08 | 0.00097009 | 1.0865e-08 | 0.0027911 | 9.5426e-11 | 0.0063316 | 2.4405e-09
[120 empty] | 7.3.3.17.5 (Remote Grid) Updates to grid topology to minimize risk of ignition in HFTDs Remote GridWLDFREquipment / facility failureAggregated | WLDFR | HFTD - Distribution - Tier 3 - 3QU CoRE ¦ 1QU LoRE | Red Flag Warning - Large Fires | Equipment / facility failure | Aggregated | 2057 | 1.12e-05 | 423.2024 | 0.0047399 | 2057 | Mitigation | 0.95 | 45 | 0 | esc | 0.00097009 | 1.0865e-08 | 0.00097009 | 1.0865e-08 | 0.0027911 | 9.5426e-11 | 0.0063316 | 2.4405e-09
[120 empty] | 7.3.3.17.5 (Remote Grid) Updates to grid topology to minimize risk of ignition in HFTDs Remote GridWLDFREquipment / facility failureAggregated | WLDFR | HFTD - Distribution - Tier 3 - 3QU CoRE ¦ 1QU LoRE | Red Flag Warning - Large Fires | Equipment / facility failure | Aggregated | 2058 | 1.12e-05 | 423.2024 | 0.0047399 | 2058 | Mitigation | 0.95 | 45 | 0 | esc | 0.00097009 | 1.0865e-08 | 0.00097009 | 1.0865e-08 | 0 | 0 | 0.0063316 | 2.4405e-09
[120 empty] | 7.3.3.17.5 (Remote Grid) Updates to grid topology to minimize risk of ignition in HFTDs Remote GridWLDFREquipment / facility failureAggregated | WLDFR | HFTD - Distribution - Tier 3 - 3QU CoRE ¦ 1QU LoRE | Red Flag Warning - Large Fires | Equipment / facility failure | Aggregated | 2059 | 1.12e-05 | 423.2024 | 0.0047399 | 2059 | Mitigation | 0.95 | 45 | 0 | esc | 0.00097009 | 1.0865e-08 | 0.00097009 | 1.0865e-08 | 0.0027911 | 1.8277e-12 | 0.0063316 | 2.4405e-09
[120 empty] | 7.3.3.17.5 (Remote Grid) Updates to grid topology to minimize risk of ignition in HFTDs Remote GridWLDFREquipment / facility failureAggregated | WLDFR | HFTD - Distribution - Tier 3 - 3QU CoRE ¦ 1QU LoRE | Red Flag Warning - Large Fires | Equipment / facility failure | Aggregated | 2060 | 1.12e-05 | 423.2024 | 0.0047399 | 2060 | Mitigation | 0.95 | 45 | 0 | esc | 0.00097009 | 1.0865e-08 | 0.00097009 | 1.0865e-08 | 0.0027911 | 1.8277e-12 | 0.0063316 | 2.4405e-09
[120 empty] | 7.3.3.17.5 (Remote Grid) Updates to grid topology to minimize risk of ignition in HFTDs Remote GridWLDFREquipment / facility failureAggregated | WLDFR | HFTD - Distribution - Tier 3 - 3QU CoRE ¦ 1QU LoRE | Red Flag Warning - Large Fires | Equipment / facility failure | Aggregated | 2061 | 1.12e-05 | 423.2024 | 0.0047399 | 2061 | Mitigation | 0.95 | 45 | 0 | esc | 0.00097009 | 1.0865e-08 | 0.00097009 | 1.0865e-08 | 0.0027911 | 1.8277e-12 | 0.0063316 | 2.4405e-09
[120 empty] | 7.3.3.17.5 (Remote Grid) Updates to grid topology to minimize risk of ignition in HFTDs Remote GridWLDFREquipment / facility failureAggregated | WLDFR | HFTD - Distribution - Tier 3 - 3QU CoRE ¦ 1QU LoRE | Red Flag Warning - Large Fires | Equipment / facility failure | Aggregated | 2062 | 1.12e-05 | 423.2024 | 0.0047399 | 2062 | Mitigation | 0.95 | 45 | 0 | esc | 0.00097009 | 1.0865e-08 | 0.00097009 | 1.0865e-08 | 0.0027911 | 1.8277e-12 | 0.0063316 | 2.4405e-09
[120 empty] | 7.3.3.17.5 (Remote Grid) Updates to grid topology to minimize risk of ignition in HFTDs Remote GridWLDFREquipment / facility failureAggregated | WLDFR | HFTD - Distribution - Tier 3 - 3QU CoRE ¦ 1QU LoRE | Red Flag Warning - Large Fires | Equipment / facility failure | Aggregated | 2063 | 1.12e-05 | 423.2024 | 0.0047399 | 2063 | Mitigation | 0.95 | 45 | 0 | esc | 0.00097009 | 1.0865e-08 | 0.00097009 | 1.0865e-08 | 0.0027911 | 1.8277e-12 | 0.0063316 | 2.4405e-09
[120 empty] | 7.3.3.17.5 (Remote Grid) Updates to grid topology to minimize risk of ignition in HFTDs Remote GridWLDFREquipment / facility failureAggregated | WLDFR | HFTD - Distribution - Tier 3 - 3QU CoRE ¦ 1QU LoRE | Red Flag Warning - Large Fires | Equipment / facility failure | Aggregated | 2064 | 1.12e-05 | 423.2024 | 0.0047399 | 2064 | Mitigation | 0.95 | 45 | 0 | esc | 0.00097009 | 1.0865e-08 | 0.00097009 | 1.0865e-08 | 0.0027911 | 1.8277e-12 | 0.0063316 | 2.4405e-09
[120 empty] | 7.3.3.17.5 (Remote Grid) Updates to grid topology to minimize risk of ignition in HFTDs Remote GridWLDFREquipment / facility failureAggregated | WLDFR | HFTD - Distribution - Tier 3 - 3QU CoRE ¦ 1QU LoRE | Red Flag Warning - Large Fires | Equipment / facility failure | Aggregated | 2065 | 1.12e-05 | 423.2024 | 0.0047399 | 2065 | Mitigation | 0.95 | 45 | 0 | esc | 0.00097009 | 1.0865e-08 | 0.00097009 | 1.0865e-08 | 0.0027911 | 1.8277e-12 | 0.0063316 | 2.4405e-09
[120 empty] | 7.3.3.17.5 (Remote Grid) Updates to grid topology to minimize risk of ignition in HFTDs Remote GridWLDFREquipment / facility failureAggregated | WLDFR | HFTD - Distribution - Tier 3 - 3QU CoRE ¦ 1QU LoRE | Red Flag Warning - Large Fires | Equipment / facility failure | Aggregated | 2066 | 1.12e-05 | 423.2024 | 0.0047399 | 2066 | Mitigation | 0.95 | 45 | 0 | esc | 0.00097009 | 1.0865e-08 | 0.00097009 | 1.0865e-08 | 0.0027911 | 1.8277e-12 | 0.0063316 | 2.4405e-09
[120 empty] | 7.3.3.17.5 (Remote Grid) Updates to grid topology to minimize risk of ignition in HFTDs Remote GridWLDFREquipment / facility failureAggregated | WLDFR | HFTD - Distribution - Tier 3 - 3QU CoRE ¦ 1QU LoRE | Red Flag Warning - Large Fires | Equipment / facility failure | Aggregated | 2067 | 1.12e-05 | 423.2024 | 0.0047399 | 2067 | Mitigation | 0.95 | 45 | 0 | esc | 0 | 0 | 0.00097009 | 1.0865e-08 | 0.0027911 | 1.8277e-12 | 0.0063316 | 2.4405e-09
[120 empty] | 7.3.3.17.5 (Remote Grid) Updates to grid topology to minimize risk of ignition in HFTDs Remote GridWLDFRVegetation ContactAggregated | WLDFR | HFTD - Distribution - Tier 3 - 3QU CoRE ¦ 1QU LoRE | Red Flag Warning - Large Fires | Vegetation Contact | Aggregated | 2022 | 3.5908e-05 | 423.2024 | 0.015196 | 2022 | Mitigation | 0.95 | 45 | 0 | esc | 0.00097009 | 3.4834e-08 | 0 | 0 | 0.0027911 | 1.8277e-12 | 0.0063316 | 2.4405e-09
[120 empty] | 7.3.3.17.5 (Remote Grid) Updates to grid topology to minimize risk of ignition in HFTDs Remote GridWLDFRVegetation ContactAggregated | WLDFR | HFTD - Distribution - Tier 3 - 3QU CoRE ¦ 1QU LoRE | Red Flag Warning - Large Fires | Vegetation Contact | Aggregated | 2023 | 3.5908e-05 | 423.2024 | 0.015196 | 2023 | Mitigation | 0.95 | 45 | 0 | esc | 0.00097009 | 3.4834e-08 | 0.00097009 | 3.4834e-08 | 0.0027911 | 1.8277e-12 | 0.0063316 | 2.4405e-09
[120 empty] | 7.3.3.17.5 (Remote Grid) Updates to grid topology to minimize risk of ignition in HFTDs Remote GridWLDFRVegetation ContactAggregated | WLDFR | HFTD - Distribution - Tier 3 - 3QU CoRE ¦ 1QU LoRE | Red Flag Warning - Large Fires | Vegetation Contact | Aggregated | 2024 | 3.5908e-05 | 423.2024 | 0.015196 | 2024 | Mitigation | 0.95 | 45 | 0 | esc | 0.00097009 | 3.4834e-08 | 0.00097009 | 3.4834e-08 | 0.0027911 | 1.8277e-12 | 0.0063316 | 2.4405e-09
[120 empty] | 7.3.3.17.5 (Remote Grid) Updates to grid topology to minimize risk of ignition in HFTDs Remote GridWLDFRVegetation ContactAggregated | WLDFR | HFTD - Distribution - Tier 3 - 3QU CoRE ¦ 1QU LoRE | Red Flag Warning - Large Fires | Vegetation Contact | Aggregated | 2025 | 3.5908e-05 | 423.2024 | 0.015196 | 2025 | Mitigation | 0.95 | 45 | 0 | esc | 0.00097009 | 3.4834e-08 | 0.00097009 | 3.4834e-08 | 0.0027911 | 1.8277e-12 | 0.0063316 | 2.4405e-09
[120 empty] | 7.3.3.17.5 (Remote Grid) Updates to grid topology to minimize risk of ignition in HFTDs Remote GridWLDFRVegetation ContactAggregated | WLDFR | HFTD - Distribution - Tier 3 - 3QU CoRE ¦ 1QU LoRE | Red Flag Warning - Large Fires | Vegetation Contact | Aggregated | 2026 | 3.5908e-05 | 423.2024 | 0.015196 | 2026 | Mitigation | 0.95 | 45 | 0 | esc | 0.00097009 | 3.4834e-08 | 0.00097009 | 3.4834e-08 | 0.0027911 | 1.8277e-12 | 0.0063316 | 2.4405e-09
[120 empty] | 7.3.3.17.5 (Remote Grid) Updates to grid topology to minimize risk of ignition in HFTDs Remote GridWLDFRVegetation ContactAggregated | WLDFR | HFTD - Distribution - Tier 3 - 3QU CoRE ¦ 1QU LoRE | Red Flag Warning - Large Fires | Vegetation Contact | Aggregated | 2027 | 3.5908e-05 | 423.2024 | 0.015196 | 2027 | Mitigation | 0.95 | 45 | 0 | esc | 0.00097009 | 3.4834e-08 | 0.00097009 | 3.4834e-08 | 0.0027911 | 1.8277e-12 | 0.0063316 | 2.4405e-09
[120 empty] | 7.3.3.17.5 (Remote Grid) Updates to grid topology to minimize risk of ignition in HFTDs Remote GridWLDFRVegetation ContactAggregated | WLDFR | HFTD - Distribution - Tier 3 - 3QU CoRE ¦ 1QU LoRE | Red Flag Warning - Large Fires | Vegetation Contact | Aggregated | 2028 | 3.5908e-05 | 423.2024 | 0.015196 | 2028 | Mitigation | 0.95 | 45 | 0 | esc | 0.00097009 | 3.4834e-08 | 0.00097009 | 3.4834e-08 | 0.0027911 | 1.8277e-12 | 0.0063316 | 2.4405e-09
[120 empty] | 7.3.3.17.5 (Remote Grid) Updates to grid topology to minimize risk of ignition in HFTDs Remote GridWLDFRVegetation ContactAggregated | WLDFR | HFTD - Distribution - Tier 3 - 3QU CoRE ¦ 1QU LoRE | Red Flag Warning - Large Fires | Vegetation Contact | Aggregated | 2029 | 3.5908e-05 | 423.2024 | 0.015196 | 2029 | Mitigation | 0.95 | 45 | 0 | esc | 0.00097009 | 3.4834e-08 | 0.00097009 | 3.4834e-08 | 0.0027911 | 1.8277e-12 | 0.0063316 | 2.4405e-09
[120 empty] | 7.3.3.17.5 (Remote Grid) Updates to grid topology to minimize risk of ignition in HFTDs Remote GridWLDFRVegetation ContactAggregated | WLDFR | HFTD - Distribution - Tier 3 - 3QU CoRE ¦ 1QU LoRE | Red Flag Warning - Large Fires | Vegetation Contact | Aggregated | 2030 | 3.5908e-05 | 423.2024 | 0.015196 | 2030 | Mitigation | 0.95 | 45 | 0 | esc | 0.00097009 | 3.4834e-08 | 0.00097009 | 3.4834e-08 | 0.0027911 | 1.8277e-12 | 0.0063316 | 2.4405e-09
[120 empty] | 7.3.3.17.5 (Remote Grid) Updates to grid topology to minimize risk of ignition in HFTDs Remote GridWLDFRVegetation ContactAggregated | WLDFR | HFTD - Distribution - Tier 3 - 3QU CoRE ¦ 1QU LoRE | Red Flag Warning - Large Fires | Vegetation Contact | Aggregated | 2031 | 3.5908e-05 | 423.2024 | 0.015196 | 2031 | Mitigation | 0.95 | 45 | 0 | esc | 0.00097009 | 3.4834e-08 | 0.00097009 | 3.4834e-08 | 0.0027911 | 1.8277e-12 | 0.0063316 | 2.4405e-09
[120 empty] | 7.3.3.17.5 (Remote Grid) Updates to grid topology to minimize risk of ignition in HFTDs Remote GridWLDFRVegetation ContactAggregated | WLDFR | HFTD - Distribution - Tier 3 - 3QU CoRE ¦ 1QU LoRE | Red Flag Warning - Large Fires | Vegetation Contact | Aggregated | 2032 | 3.5908e-05 | 423.2024 | 0.015196 | 2032 | Mitigation | 0.95 | 45 | 0 | esc | 0.00097009 | 3.4834e-08 | 0.00097009 | 3.4834e-08 | 0.0027911 | 1.8277e-12 | 0.0063316 | 2.4405e-09
[120 empty] | 7.3.3.17.5 (Remote Grid) Updates to grid topology to minimize risk of ignition in HFTDs Remote GridWLDFRVegetation ContactAggregated | WLDFR | HFTD - Distribution - Tier 3 - 3QU CoRE ¦ 1QU LoRE | Red Flag Warning - Large Fires | Vegetation Contact | Aggregated | 2033 | 3.5908e-05 | 423.2024 | 0.015196 | 2033 | Mitigation | 0.95 | 45 | 0 | esc | 0.00097009 | 3.4834e-08 | 0.00097009 | 3.4834e-08 | 0.0027911 | 1.8277e-12 | 0.0063316 | 2.4405e-09
[120 empty] | 7.3.3.17.5 (Remote Grid) Updates to grid topology to minimize risk of ignition in HFTDs Remote GridWLDFRVegetation ContactAggregated | WLDFR | HFTD - Distribution - Tier 3 - 3QU CoRE ¦ 1QU LoRE | Red Flag Warning - Large Fires | Vegetation Contact | Aggregated | 2034 | 3.5908e-05 | 423.2024 | 0.015196 | 2034 | Mitigation | 0.95 | 45 | 0 | esc | 0.00097009 | 3.4834e-08 | 0.00097009 | 3.4834e-08 | 0.0027911 | 1.8277e-12 | 0 | 0
[120 empty] | 7.3.3.17.5 (Remote Grid) Updates to grid topology to minimize risk of ignition in HFTDs Remote GridWLDFRVegetation ContactAggregated | WLDFR | HFTD - Distribution - Tier 3 - 3QU CoRE ¦ 1QU LoRE | Red Flag Warning - Large Fires | Vegetation Contact | Aggregated | 2035 | 3.5908e-05 | 423.2024 | 0.015196 | 2035 | Mitigation | 0.95 | 45 | 0 | esc | 0.00097009 | 3.4834e-08 | 0.00097009 | 3.4834e-08 | 0.0027911 | 1.8277e-12 | 0 | 0
[120 empty] | 7.3.3.17.5 (Remote Grid) Updates to grid topology to minimize risk of ignition in HFTDs Remote GridWLDFRVegetation ContactAggregated | WLDFR | HFTD - Distribution - Tier 3 - 3QU CoRE ¦ 1QU LoRE | Red Flag Warning - Large Fires | Vegetation Contact | Aggregated | 2036 | 3.5908e-05 | 423.2024 | 0.015196 | 2036 | Mitigation | 0.95 | 45 | 0 | esc | 0.00097009 | 3.4834e-08 | 0.00097009 | 3.4834e-08 | 0.0027911 | 1.8277e-12 | 0.010957 | 3.9948e-08
[120 empty] | 7.3.3.17.5 (Remote Grid) Updates to grid topology to minimize risk of ignition in HFTDs Remote GridWLDFRVegetation ContactAggregated | WLDFR | HFTD - Distribution - Tier 3 - 3QU CoRE ¦ 1QU LoRE | Red Flag Warning - Large Fires | Vegetation Contact | Aggregated | 2037 | 3.5908e-05 | 423.2024 | 0.015196 | 2037 | Mitigation | 0.95 | 45 | 0 | esc | 0.00097009 | 3.4834e-08 | 0.00097009 | 3.4834e-08 | 0.0027911 | 1.8277e-12 | 0.010957 | 3.9948e-08
[120 empty] | 7.3.3.17.5 (Remote Grid) Updates to grid topology to minimize risk of ignition in HFTDs Remote GridWLDFRVegetation ContactAggregated | WLDFR | HFTD - Distribution - Tier 3 - 3QU CoRE ¦ 1QU LoRE | Red Flag Warning - Large Fires | Vegetation Contact | Aggregated | 2038 | 3.5908e-05 | 423.2024 | 0.015196 | 2038 | Mitigation | 0.95 | 45 | 0 | esc | 0.00097009 | 3.4834e-08 | 0.00097009 | 3.4834e-08 | 0.0027911 | 1.8277e-12 | 0.010957 | 3.9948e-08
[120 empty] | 7.3.3.17.5 (Remote Grid) Updates to grid topology to minimize risk of ignition in HFTDs Remote GridWLDFRVegetation ContactAggregated | WLDFR | HFTD - Distribution - Tier 3 - 3QU CoRE ¦ 1QU LoRE | Red Flag Warning - Large Fires | Vegetation Contact | Aggregated | 2039 | 3.5908e-05 | 423.2024 | 0.015196 | 2039 | Mitigation | 0.95 | 45 | 0 | esc | 0.00097009 | 3.4834e-08 | 0.00097009 | 3.4834e-08 | 0.0027911 | 1.8277e-12 | 0.010957 | 3.9948e-08
[120 empty] | 7.3.3.17.5 (Remote Grid) Updates to grid topology to minimize risk of ignition in HFTDs Remote GridWLDFRVegetation ContactAggregated | WLDFR | HFTD - Distribution - Tier 3 - 3QU CoRE ¦ 1QU LoRE | Red Flag Warning - Large Fires | Vegetation Contact | Aggregated | 2040 | 3.5908e-05 | 423.2024 | 0.015196 | 2040 | Mitigation | 0.95 | 45 | 0 | esc | 0.00097009 | 3.4834e-08 | 0.00097009 | 3.4834e-08 | 0.0027911 | 1.8277e-12 | 0.010957 | 3.9948e-08
[120 empty] | 7.3.3.17.5 (Remote Grid) Updates to grid topology to minimize risk of ignition in HFTDs Remote GridWLDFRVegetation ContactAggregated | WLDFR | HFTD - Distribution - Tier 3 - 3QU CoRE ¦ 1QU LoRE | Red Flag Warning - Large Fires | Vegetation Contact | Aggregated | 2041 | 3.5908e-05 | 423.2024 | 0.015196 | 2041 | Mitigation | 0.95 | 45 | 0 | esc | 0.00097009 | 3.4834e-08 | 0.00097009 | 3.4834e-08 | 0.0027911 | 1.8277e-12 | 0.010957 | 3.9948e-08
[120 empty] | 7.3.3.17.5 (Remote Grid) Updates to grid topology to minimize risk of ignition in HFTDs Remote GridWLDFRVegetation ContactAggregated | WLDFR | HFTD - Distribution - Tier 3 - 3QU CoRE ¦ 1QU LoRE | Red Flag Warning - Large Fires | Vegetation Contact | Aggregated | 2042 | 3.5908e-05 | 423.2024 | 0.015196 | 2042 | Mitigation | 0.95 | 45 | 0 | esc | 0.00097009 | 3.4834e-08 | 0.00097009 | 3.4834e-08 | 0.0027911 | 1.8277e-12 | 0.010957 | 3.9948e-08
[120 empty] | 7.3.3.17.5 (Remote Grid) Updates to grid topology to minimize risk of ignition in HFTDs Remote GridWLDFRVegetation ContactAggregated | WLDFR | HFTD - Distribution - Tier 3 - 3QU CoRE ¦ 1QU LoRE | Red Flag Warning - Large Fires | Vegetation Contact | Aggregated | 2043 | 3.5908e-05 | 423.2024 | 0.015196 | 2043 | Mitigation | 0.95 | 45 | 0 | esc | 0.00097009 | 3.4834e-08 | 0.00097009 | 3.4834e-08 | 0.0027911 | 1.8277e-12 | 0.010957 | 3.9948e-08
[120 empty] | 7.3.3.17.5 (Remote Grid) Updates to grid topology to minimize risk of ignition in HFTDs Remote GridWLDFRVegetation ContactAggregated | WLDFR | HFTD - Distribution - Tier 3 - 3QU CoRE ¦ 1QU LoRE | Red Flag Warning - Large Fires | Vegetation Contact | Aggregated | 2044 | 3.5908e-05 | 423.2024 | 0.015196 | 2044 | Mitigation | 0.95 | 45 | 0 | esc | 0.00097009 | 3.4834e-08 | 0.00097009 | 3.4834e-08 | 0.0027911 | 1.8277e-12 | 0.010957 | 3.9948e-08
[120 empty] | 7.3.3.17.5 (Remote Grid) Updates to grid topology to minimize risk of ignition in HFTDs Remote GridWLDFRVegetation ContactAggregated | WLDFR | HFTD - Distribution - Tier 3 - 3QU CoRE ¦ 1QU LoRE | Red Flag Warning - Large Fires | Vegetation Contact | Aggregated | 2045 | 3.5908e-05 | 423.2024 | 0.015196 | 2045 | Mitigation | 0.95 | 45 | 0 | esc | 0.00097009 | 3.4834e-08 | 0.00097009 | 3.4834e-08 | 0.0027911 | 1.8277e-12 | 0.010957 | 3.9948e-08
[120 empty] | 7.3.3.17.5 (Remote Grid) Updates to grid topology to minimize risk of ignition in HFTDs Remote GridWLDFRVegetation ContactAggregated | WLDFR | HFTD - Distribution - Tier 3 - 3QU CoRE ¦ 1QU LoRE | Red Flag Warning - Large Fires | Vegetation Contact | Aggregated | 2046 | 3.5908e-05 | 423.2024 | 0.015196 | 2046 | Mitigation | 0.95 | 45 | 0 | esc | 0.00097009 | 3.4834e-08 | 0.00097009 | 3.4834e-08 | 0.0027911 | 1.8277e-12 | 0.010957 | 3.9948e-08
[120 empty] | 7.3.3.17.5 (Remote Grid) Updates to grid topology to minimize risk of ignition in HFTDs Remote GridWLDFRVegetation ContactAggregated | WLDFR | HFTD - Distribution - Tier 3 - 3QU CoRE ¦ 1QU LoRE | Red Flag Warning - Large Fires | Vegetation Contact | Aggregated | 2047 | 3.5908e-05 | 423.2024 | 0.015196 | 2047 | Mitigation | 0.95 | 45 | 0 | esc | 0.00097009 | 3.4834e-08 | 0.00097009 | 3.4834e-08 | 0.0027911 | 1.8277e-12 | 0.010957 | 3.9948e-08
[120 empty] | 7.3.3.17.5 (Remote Grid) Updates to grid topology to minimize risk of ignition in HFTDs Remote GridWLDFRVegetation ContactAggregated | WLDFR | HFTD - Distribution - Tier 3 - 3QU CoRE ¦ 1QU LoRE | Red Flag Warning - Large Fires | Vegetation Contact | Aggregated | 2048 | 3.5908e-05 | 423.2024 | 0.015196 | 2048 | Mitigation | 0.95 | 45 | 0 | esc | 0.00097009 | 3.4834e-08 | 0.00097009 | 3.4834e-08 | 0.0027911 | 1.8277e-12 | 0.010957 | 3.9948e-08
[120 empty] | 7.3.3.17.5 (Remote Grid) Updates to grid topology to minimize risk of ignition in HFTDs Remote GridWLDFRVegetation ContactAggregated | WLDFR | HFTD - Distribution - Tier 3 - 3QU CoRE ¦ 1QU LoRE | Red Flag Warning - Large Fires | Vegetation Contact | Aggregated | 2049 | 3.5908e-05 | 423.2024 | 0.015196 | 2049 | Mitigation | 0.95 | 45 | 0 | esc | 0.00097009 | 3.4834e-08 | 0.00097009 | 3.4834e-08 | 0.0027911 | 1.8277e-12 | 0.010957 | 3.9948e-08
[120 empty] | 7.3.3.17.5 (Remote Grid) Updates to grid topology to minimize risk of ignition in HFTDs Remote GridWLDFRVegetation ContactAggregated | WLDFR | HFTD - Distribution - Tier 3 - 3QU CoRE ¦ 1QU LoRE | Red Flag Warning - Large Fires | Vegetation Contact | Aggregated | 2050 | 3.5908e-05 | 423.2024 | 0.015196 | 2050 | Mitigation | 0.95 | 45 | 0 | esc | 0.00097009 | 3.4834e-08 | 0.00097009 | 3.4834e-08 | 0.0027911 | 1.8277e-12 | 0.010957 | 3.9948e-08
[120 empty] | 7.3.3.17.5 (Remote Grid) Updates to grid topology to minimize risk of ignition in HFTDs Remote GridWLDFRVegetation ContactAggregated | WLDFR | HFTD - Distribution - Tier 3 - 3QU CoRE ¦ 1QU LoRE | Red Flag Warning - Large Fires | Vegetation Contact | Aggregated | 2051 | 3.5908e-05 | 423.2024 | 0.015196 | 2051 | Mitigation | 0.95 | 45 | 0 | esc | 0.00097009 | 3.4834e-08 | 0.00097009 | 3.4834e-08 | 0.0027911 | 1.8277e-12 | 0.010957 | 3.9948e-08
[120 empty] | 7.3.3.17.5 (Remote Grid) Updates to grid topology to minimize risk of ignition in HFTDs Remote GridWLDFRVegetation ContactAggregated | WLDFR | HFTD - Distribution - Tier 3 - 3QU CoRE ¦ 1QU LoRE | Red Flag Warning - Large Fires | Vegetation Contact | Aggregated | 2052 | 3.5908e-05 | 423.2024 | 0.015196 | 2052 | Mitigation | 0.95 | 45 | 0 | esc | 0.00097009 | 3.4834e-08 | 0.00097009 | 3.4834e-08 | 0.0027911 | 1.8277e-12 | 0.010957 | 3.9948e-08
[120 empty] | 7.3.3.17.5 (Remote Grid) Updates to grid topology to minimize risk of ignition in HFTDs Remote GridWLDFRVegetation ContactAggregated | WLDFR | HFTD - Distribution - Tier 3 - 3QU CoRE ¦ 1QU LoRE | Red Flag Warning - Large Fires | Vegetation Contact | Aggregated | 2053 | 3.5908e-05 | 423.2024 | 0.015196 | 2053 | Mitigation | 0.95 | 45 | 0 | esc | 0.00097009 | 3.4834e-08 | 0.00097009 | 3.4834e-08 | 0.0027911 | 1.8277e-12 | 0.010957 | 3.9948e-08
[120 empty] | 7.3.3.17.5 (Remote Grid) Updates to grid topology to minimize risk of ignition in HFTDs Remote GridWLDFRVegetation ContactAggregated | WLDFR | HFTD - Distribution - Tier 3 - 3QU CoRE ¦ 1QU LoRE | Red Flag Warning - Large Fires | Vegetation Contact | Aggregated | 2054 | 3.5908e-05 | 423.2024 | 0.015196 | 2054 | Mitigation | 0.95 | 45 | 0 | esc | 0.00097009 | 3.4834e-08 | 0.00097009 | 3.4834e-08 | 0.0027911 | 1.8277e-12 | 0.010957 | 3.9948e-08
[120 empty] | 7.3.3.17.5 (Remote Grid) Updates to grid topology to minimize risk of ignition in HFTDs Remote GridWLDFRVegetation ContactAggregated | WLDFR | HFTD - Distribution - Tier 3 - 3QU CoRE ¦ 1QU LoRE | Red Flag Warning - Large Fires | Vegetation Contact | Aggregated | 2055 | 3.5908e-05 | 423.2024 | 0.015196 | 2055 | Mitigation | 0.95 | 45 | 0 | esc | 0.00097009 | 3.4834e-08 | 0.00097009 | 3.4834e-08 | 0.0027911 | 1.8277e-12 | 0.010957 | 3.9948e-08
[120 empty] | 7.3.3.17.5 (Remote Grid) Updates to grid topology to minimize risk of ignition in HFTDs Remote GridWLDFRVegetation ContactAggregated | WLDFR | HFTD - Distribution - Tier 3 - 3QU CoRE ¦ 1QU LoRE | Red Flag Warning - Large Fires | Vegetation Contact | Aggregated | 2056 | 3.5908e-05 | 423.2024 | 0.015196 | 2056 | Mitigation | 0.95 | 45 | 0 | esc | 0.00097009 | 3.4834e-08 | 0.00097009 | 3.4834e-08 | 0.0027911 | 1.8277e-12 | 0.010957 | 3.9948e-08
[120 empty] | 7.3.3.17.5 (Remote Grid) Updates to grid topology to minimize risk of ignition in HFTDs Remote GridWLDFRVegetation ContactAggregated | WLDFR | HFTD - Distribution - Tier 3 - 3QU CoRE ¦ 1QU LoRE | Red Flag Warning - Large Fires | Vegetation Contact | Aggregated | 2057 | 3.5908e-05 | 423.2024 | 0.015196 | 2057 | Mitigation | 0.95 | 45 | 0 | esc | 0.00097009 | 3.4834e-08 | 0.00097009 | 3.4834e-08 | 0.0027911 | 1.8277e-12 | 0.010957 | 3.9948e-08
[120 empty] | 7.3.3.17.5 (Remote Grid) Updates to grid topology to minimize risk of ignition in HFTDs Remote GridWLDFRVegetation ContactAggregated | WLDFR | HFTD - Distribution - Tier 3 - 3QU CoRE ¦ 1QU LoRE | Red Flag Warning - Large Fires | Vegetation Contact | Aggregated | 2058 | 3.5908e-05 | 423.2024 | 0.015196 | 2058 | Mitigation | 0.95 | 45 | 0 | esc | 0.00097009 | 3.4834e-08 | 0.00097009 | 3.4834e-08 | 0.0027911 | 1.8277e-12 | 0.010957 | 3.9948e-08
[120 empty] | 7.3.3.17.5 (Remote Grid) Updates to grid topology to minimize risk of ignition in HFTDs Remote GridWLDFRVegetation ContactAggregated | WLDFR | HFTD - Distribution - Tier 3 - 3QU CoRE ¦ 1QU LoRE | Red Flag Warning - Large Fires | Vegetation Contact | Aggregated | 2059 | 3.5908e-05 | 423.2024 | 0.015196 | 2059 | Mitigation | 0.95 | 45 | 0 | esc | 0.00097009 | 3.4834e-08 | 0.00097009 | 3.4834e-08 | 0.0027911 | 1.8277e-12 | 0.010957 | 3.9948e-08
[120 empty] | 7.3.3.17.5 (Remote Grid) Updates to grid topology to minimize risk of ignition in HFTDs Remote GridWLDFRVegetation ContactAggregated | WLDFR | HFTD - Distribution - Tier 3 - 3QU CoRE ¦ 1QU LoRE | Red Flag Warning - Large Fires | Vegetation Contact | Aggregated | 2060 | 3.5908e-05 | 423.2024 | 0.015196 | 2060 | Mitigation | 0.95 | 45 | 0 | esc | 0.00097009 | 3.4834e-08 | 0.00097009 | 3.4834e-08 | 0.0027911 | 1.8277e-12 | 0.010957 | 3.9948e-08
[120 empty] | 7.3.3.17.5 (Remote Grid) Updates to grid topology to minimize risk of ignition in HFTDs Remote GridWLDFRVegetation ContactAggregated | WLDFR | HFTD - Distribution - Tier 3 - 3QU CoRE ¦ 1QU LoRE | Red Flag Warning - Large Fires | Vegetation Contact | Aggregated | 2061 | 3.5908e-05 | 423.2024 | 0.015196 | 2061 | Mitigation | 0.95 | 45 | 0 | esc | 0.00097009 | 3.4834e-08 | 0.00097009 | 3.4834e-08 | 0.0027911 | 1.8277e-12 | 0.010957 | 3.9948e-08
[120 empty] | 7.3.3.17.5 (Remote Grid) Updates to grid topology to minimize risk of ignition in HFTDs Remote GridWLDFRVegetation ContactAggregated | WLDFR | HFTD - Distribution - Tier 3 - 3QU CoRE ¦ 1QU LoRE | Red Flag Warning - Large Fires | Vegetation Contact | Aggregated | 2062 | 3.5908e-05 | 423.2024 | 0.015196 | 2062 | Mitigation | 0.95 | 45 | 0 | esc | 0.00097009 | 3.4834e-08 | 0.00097009 | 3.4834e-08 | 0 | 0 | 0.010957 | 3.9948e-08
[120 empty] | 7.3.3.17.5 (Remote Grid) Updates to grid topology to minimize risk of ignition in HFTDs Remote GridWLDFRVegetation ContactAggregated | WLDFR | HFTD - Distribution - Tier 3 - 3QU CoRE ¦ 1QU LoRE | Red Flag Warning - Large Fires | Vegetation Contact | Aggregated | 2063 | 3.5908e-05 | 423.2024 | 0.015196 | 2063 | Mitigation | 0.95 | 45 | 0 | esc | 0.00097009 | 3.4834e-08 | 0.00097009 | 3.4834e-08 | 0.0027911 | 2.33e-11 | 0.010957 | 3.9948e-08
[120 empty] | 7.3.3.17.5 (Remote Grid) Updates to grid topology to minimize risk of ignition in HFTDs Remote GridWLDFRVegetation ContactAggregated | WLDFR | HFTD - Distribution - Tier 3 - 3QU CoRE ¦ 1QU LoRE | Red Flag Warning - Large Fires | Vegetation Contact | Aggregated | 2064 | 3.5908e-05 | 423.2024 | 0.015196 | 2064 | Mitigation | 0.95 | 45 | 0 | esc | 0.00097009 | 3.4834e-08 | 0.00097009 | 3.4834e-08 | 0.0027911 | 2.33e-11 | 0.010957 | 3.9948e-08
[120 empty] | 7.3.3.17.5 (Remote Grid) Updates to grid topology to minimize risk of ignition in HFTDs Remote GridWLDFRVegetation ContactAggregated | WLDFR | HFTD - Distribution - Tier 3 - 3QU CoRE ¦ 1QU LoRE | Red Flag Warning - Large Fires | Vegetation Contact | Aggregated | 2065 | 3.5908e-05 | 423.2024 | 0.015196 | 2065 | Mitigation | 0.95 | 45 | 0 | esc | 0.00097009 | 3.4834e-08 | 0.00097009 | 3.4834e-08 | 0.0027911 | 2.33e-11 | 0.010957 | 3.9948e-08
[120 empty] | 7.3.3.17.5 (Remote Grid) Updates to grid topology to minimize risk of ignition in HFTDs Remote GridWLDFRVegetation ContactAggregated | WLDFR | HFTD - Distribution - Tier 3 - 3QU CoRE ¦ 1QU LoRE | Red Flag Warning - Large Fires | Vegetation Contact | Aggregated | 2066 | 3.5908e-05 | 423.2024 | 0.015196 | 2066 | Mitigation | 0.95 | 45 | 0 | esc | 0.00097009 | 3.4834e-08 | 0.00097009 | 3.4834e-08 | 0.0027911 | 2.33e-11 | 0 | 0
[120 empty] | 7.3.3.17.5 (Remote Grid) Updates to grid topology to minimize risk of ignition in HFTDs Remote GridWLDFRVegetation ContactAggregated | WLDFR | HFTD - Distribution - Tier 3 - 3QU CoRE ¦ 1QU LoRE | Red Flag Warning - Large Fires | Vegetation Contact | Aggregated | 2067 | 3.5908e-05 | 423.2024 | 0.015196 | 2067 | Mitigation | 0.95 | 45 | 0 | esc | 0 | 0 | 0.00097009 | 3.4834e-08 | 0.0027911 | 2.33e-11 | 0 | 0
[120 empty] | 7.3.3.17.5 (Remote Grid) Updates to grid topology to minimize risk of ignition in HFTDs Remote GridWLDFRContact from objectAggregated | WLDFR | HFTD - Distribution - Tier 3 - 3QU CoRE ¦ 1QU LoRE | Red Flag Warning - Small Fires | Contact from object | Aggregated | 2022 | 2.7161e-05 | 423.2024 | 0.011495 | 2022 | Mitigation | 0.95 | 45 | 0 | esc | 0.00097009 | 2.6349e-08 | 0 | 0 | 0.0027911 | 2.33e-11 | 0.012004 | 5.5733e-08
[120 empty] | 7.3.3.17.5 (Remote Grid) Updates to grid topology to minimize risk of ignition in HFTDs Remote GridWLDFRContact from objectAggregated | WLDFR | HFTD - Distribution - Tier 3 - 3QU CoRE ¦ 1QU LoRE | Red Flag Warning - Small Fires | Contact from object | Aggregated | 2023 | 2.7161e-05 | 423.2024 | 0.011495 | 2023 | Mitigation | 0.95 | 45 | 0 | esc | 0.00097009 | 2.6349e-08 | 0.00097009 | 2.6349e-08 | 0.0027911 | 2.33e-11 | 0.012004 | 5.5733e-08
[120 empty] | 7.3.3.17.5 (Remote Grid) Updates to grid topology to minimize risk of ignition in HFTDs Remote GridWLDFRContact from objectAggregated | WLDFR | HFTD - Distribution - Tier 3 - 3QU CoRE ¦ 1QU LoRE | Red Flag Warning - Small Fires | Contact from object | Aggregated | 2024 | 2.7161e-05 | 423.2024 | 0.011495 | 2024 | Mitigation | 0.95 | 45 | 0 | esc | 0.00097009 | 2.6349e-08 | 0.00097009 | 2.6349e-08 | 0.0027911 | 2.33e-11 | 0.012004 | 5.5733e-08
[120 empty] | 7.3.3.17.5 (Remote Grid) Updates to grid topology to minimize risk of ignition in HFTDs Remote GridWLDFRContact from objectAggregated | WLDFR | HFTD - Distribution - Tier 3 - 3QU CoRE ¦ 1QU LoRE | Red Flag Warning - Small Fires | Contact from object | Aggregated | 2025 | 2.7161e-05 | 423.2024 | 0.011495 | 2025 | Mitigation | 0.95 | 45 | 0 | esc | 0.00097009 | 2.6349e-08 | 0.00097009 | 2.6349e-08 | 0.0027911 | 2.33e-11 | 0.012004 | 5.5733e-08
[120 empty] | 7.3.3.17.5 (Remote Grid) Updates to grid topology to minimize risk of ignition in HFTDs Remote GridWLDFRContact from objectAggregated | WLDFR | HFTD - Distribution - Tier 3 - 3QU CoRE ¦ 1QU LoRE | Red Flag Warning - Small Fires | Contact from object | Aggregated | 2026 | 2.7161e-05 | 423.2024 | 0.011495 | 2026 | Mitigation | 0.95 | 45 | 0 | esc | 0.00097009 | 2.6349e-08 | 0.00097009 | 2.6349e-08 | 0.0027911 | 2.33e-11 | 0.012004 | 5.5733e-08
[120 empty] | 7.3.3.17.5 (Remote Grid) Updates to grid topology to minimize risk of ignition in HFTDs Remote GridWLDFRContact from objectAggregated | WLDFR | HFTD - Distribution - Tier 3 - 3QU CoRE ¦ 1QU LoRE | Red Flag Warning - Small Fires | Contact from object | Aggregated | 2027 | 2.7161e-05 | 423.2024 | 0.011495 | 2027 | Mitigation | 0.95 | 45 | 0 | esc | 0.00097009 | 2.6349e-08 | 0.00097009 | 2.6349e-08 | 0.0027911 | 2.33e-11 | 0.012004 | 5.5733e-08
[120 empty] | 7.3.3.17.5 (Remote Grid) Updates to grid topology to minimize risk of ignition in HFTDs Remote GridWLDFRContact from objectAggregated | WLDFR | HFTD - Distribution - Tier 3 - 3QU CoRE ¦ 1QU LoRE | Red Flag Warning - Small Fires | Contact from object | Aggregated | 2028 | 2.7161e-05 | 423.2024 | 0.011495 | 2028 | Mitigation | 0.95 | 45 | 0 | esc | 0.00097009 | 2.6349e-08 | 0.00097009 | 2.6349e-08 | 0.0027911 | 2.33e-11 | 0.012004 | 5.5733e-08
[120 empty] | 7.3.3.17.5 (Remote Grid) Updates to grid topology to minimize risk of ignition in HFTDs Remote GridWLDFRContact from objectAggregated | WLDFR | HFTD - Distribution - Tier 3 - 3QU CoRE ¦ 1QU LoRE | Red Flag Warning - Small Fires | Contact from object | Aggregated | 2029 | 2.7161e-05 | 423.2024 | 0.011495 | 2029 | Mitigation | 0.95 | 45 | 0 | esc | 0.00097009 | 2.6349e-08 | 0.00097009 | 2.6349e-08 | 0.0027911 | 2.33e-11 | 0.012004 | 5.5733e-08
[120 empty] | 7.3.3.17.5 (Remote Grid) Updates to grid topology to minimize risk of ignition in HFTDs Remote GridWLDFRContact from objectAggregated | WLDFR | HFTD - Distribution - Tier 3 - 3QU CoRE ¦ 1QU LoRE | Red Flag Warning - Small Fires | Contact from object | Aggregated | 2030 | 2.7161e-05 | 423.2024 | 0.011495 | 2030 | Mitigation | 0.95 | 45 | 0 | esc | 0.00097009 | 2.6349e-08 | 0.00097009 | 2.6349e-08 | 0.0027911 | 2.33e-11 | 0.012004 | 5.5733e-08
[120 empty] | 7.3.3.17.5 (Remote Grid) Updates to grid topology to minimize risk of ignition in HFTDs Remote GridWLDFRContact from objectAggregated | WLDFR | HFTD - Distribution - Tier 3 - 3QU CoRE ¦ 1QU LoRE | Red Flag Warning - Small Fires | Contact from object | Aggregated | 2031 | 2.7161e-05 | 423.2024 | 0.011495 | 2031 | Mitigation | 0.95 | 45 | 0 | esc | 0.00097009 | 2.6349e-08 | 0.00097009 | 2.6349e-08 | 0.0027911 | 2.33e-11 | 0.012004 | 5.5733e-08
[120 empty] | 7.3.3.17.5 (Remote Grid) Updates to grid topology to minimize risk of ignition in HFTDs Remote GridWLDFRContact from objectAggregated | WLDFR | HFTD - Distribution - Tier 3 - 3QU CoRE ¦ 1QU LoRE | Red Flag Warning - Small Fires | Contact from object | Aggregated | 2032 | 2.7161e-05 | 423.2024 | 0.011495 | 2032 | Mitigation | 0.95 | 45 | 0 | esc | 0.00097009 | 2.6349e-08 | 0.00097009 | 2.6349e-08 | 0.0027911 | 2.33e-11 | 0.012004 | 5.5733e-08
[120 empty] | 7.3.3.17.5 (Remote Grid) Updates to grid topology to minimize risk of ignition in HFTDs Remote GridWLDFRContact from objectAggregated | WLDFR | HFTD - Distribution - Tier 3 - 3QU CoRE ¦ 1QU LoRE | Red Flag Warning - Small Fires | Contact from object | Aggregated | 2033 | 2.7161e-05 | 423.2024 | 0.011495 | 2033 | Mitigation | 0.95 | 45 | 0 | esc | 0.00097009 | 2.6349e-08 | 0.00097009 | 2.6349e-08 | 0.0027911 | 2.33e-11 | 0.012004 | 5.5733e-08
[120 empty] | 7.3.3.17.5 (Remote Grid) Updates to grid topology to minimize risk of ignition in HFTDs Remote GridWLDFRContact from objectAggregated | WLDFR | HFTD - Distribution - Tier 3 - 3QU CoRE ¦ 1QU LoRE | Red Flag Warning - Small Fires | Contact from object | Aggregated | 2034 | 2.7161e-05 | 423.2024 | 0.011495 | 2034 | Mitigation | 0.95 | 45 | 0 | esc | 0.00097009 | 2.6349e-08 | 0.00097009 | 2.6349e-08 | 0.0027911 | 2.33e-11 | 0.012004 | 5.5733e-08
[120 empty] | 7.3.3.17.5 (Remote Grid) Updates to grid topology to minimize risk of ignition in HFTDs Remote GridWLDFRContact from objectAggregated | WLDFR | HFTD - Distribution - Tier 3 - 3QU CoRE ¦ 1QU LoRE | Red Flag Warning - Small Fires | Contact from object | Aggregated | 2035 | 2.7161e-05 | 423.2024 | 0.011495 | 2035 | Mitigation | 0.95 | 45 | 0 | esc | 0.00097009 | 2.6349e-08 | 0.00097009 | 2.6349e-08 | 0.0027911 | 2.33e-11 | 0.012004 | 5.5733e-08
[120 empty] | 7.3.3.17.5 (Remote Grid) Updates to grid topology to minimize risk of ignition in HFTDs Remote GridWLDFRContact from objectAggregated | WLDFR | HFTD - Distribution - Tier 3 - 3QU CoRE ¦ 1QU LoRE | Red Flag Warning - Small Fires | Contact from object | Aggregated | 2036 | 2.7161e-05 | 423.2024 | 0.011495 | 2036 | Mitigation | 0.95 | 45 | 0 | esc | 0.00097009 | 2.6349e-08 | 0.00097009 | 2.6349e-08 | 0.0027911 | 2.33e-11 | 0.012004 | 5.5733e-08
[120 empty] | 7.3.3.17.5 (Remote Grid) Updates to grid topology to minimize risk of ignition in HFTDs Remote GridWLDFRContact from objectAggregated | WLDFR | HFTD - Distribution - Tier 3 - 3QU CoRE ¦ 1QU LoRE | Red Flag Warning - Small Fires | Contact from object | Aggregated | 2037 | 2.7161e-05 | 423.2024 | 0.011495 | 2037 | Mitigation | 0.95 | 45 | 0 | esc | 0.00097009 | 2.6349e-08 | 0.00097009 | 2.6349e-08 | 0.0027911 | 2.33e-11 | 0.012004 | 5.5733e-08
[120 empty] | 7.3.3.17.5 (Remote Grid) Updates to grid topology to minimize risk of ignition in HFTDs Remote GridWLDFRContact from objectAggregated | WLDFR | HFTD - Distribution - Tier 3 - 3QU CoRE ¦ 1QU LoRE | Red Flag Warning - Small Fires | Contact from object | Aggregated | 2038 | 2.7161e-05 | 423.2024 | 0.011495 | 2038 | Mitigation | 0.95 | 45 | 0 | esc | 0.00097009 | 2.6349e-08 | 0.00097009 | 2.6349e-08 | 0.0027911 | 2.33e-11 | 0.012004 | 5.5733e-08
[120 empty] | 7.3.3.17.5 (Remote Grid) Updates to grid topology to minimize risk of ignition in HFTDs Remote GridWLDFRContact from objectAggregated | WLDFR | HFTD - Distribution - Tier 3 - 3QU CoRE ¦ 1QU LoRE | Red Flag Warning - Small Fires | Contact from object | Aggregated | 2039 | 2.7161e-05 | 423.2024 | 0.011495 | 2039 | Mitigation | 0.95 | 45 | 0 | esc | 0.00097009 | 2.6349e-08 | 0.00097009 | 2.6349e-08 | 0.0027911 | 2.33e-11 | 0.012004 | 5.5733e-08
[120 empty] | 7.3.3.17.5 (Remote Grid) Updates to grid topology to minimize risk of ignition in HFTDs Remote GridWLDFRContact from objectAggregated | WLDFR | HFTD - Distribution - Tier 3 - 3QU CoRE ¦ 1QU LoRE | Red Flag Warning - Small Fires | Contact from object | Aggregated | 2040 | 2.7161e-05 | 423.2024 | 0.011495 | 2040 | Mitigation | 0.95 | 45 | 0 | esc | 0.00097009 | 2.6349e-08 | 0.00097009 | 2.6349e-08 | 0.0027911 | 2.33e-11 | 0.012004 | 5.5733e-08
[120 empty] | 7.3.3.17.5 (Remote Grid) Updates to grid topology to minimize risk of ignition in HFTDs Remote GridWLDFRContact from objectAggregated | WLDFR | HFTD - Distribution - Tier 3 - 3QU CoRE ¦ 1QU LoRE | Red Flag Warning - Small Fires | Contact from object | Aggregated | 2041 | 2.7161e-05 | 423.2024 | 0.011495 | 2041 | Mitigation | 0.95 | 45 | 0 | esc | 0.00097009 | 2.6349e-08 | 0.00097009 | 2.6349e-08 | 0.0027911 | 2.33e-11 | 0.012004 | 5.5733e-08
[120 empty] | 7.3.3.17.5 (Remote Grid) Updates to grid topology to minimize risk of ignition in HFTDs Remote GridWLDFRContact from objectAggregated | WLDFR | HFTD - Distribution - Tier 3 - 3QU CoRE ¦ 1QU LoRE | Red Flag Warning - Small Fires | Contact from object | Aggregated | 2042 | 2.7161e-05 | 423.2024 | 0.011495 | 2042 | Mitigation | 0.95 | 45 | 0 | esc | 0.00097009 | 2.6349e-08 | 0.00097009 | 2.6349e-08 | 0.0027911 | 2.33e-11 | 0.012004 | 5.5733e-08
[120 empty] | 7.3.3.17.5 (Remote Grid) Updates to grid topology to minimize risk of ignition in HFTDs Remote GridWLDFRContact from objectAggregated | WLDFR | HFTD - Distribution - Tier 3 - 3QU CoRE ¦ 1QU LoRE | Red Flag Warning - Small Fires | Contact from object | Aggregated | 2043 | 2.7161e-05 | 423.2024 | 0.011495 | 2043 | Mitigation | 0.95 | 45 | 0 | esc | 0.00097009 | 2.6349e-08 | 0.00097009 | 2.6349e-08 | 0.0027911 | 2.33e-11 | 0.012004 | 5.5733e-08
[120 empty] | 7.3.3.17.5 (Remote Grid) Updates to grid topology to minimize risk of ignition in HFTDs Remote GridWLDFRContact from objectAggregated | WLDFR | HFTD - Distribution - Tier 3 - 3QU CoRE ¦ 1QU LoRE | Red Flag Warning - Small Fires | Contact from object | Aggregated | 2044 | 2.7161e-05 | 423.2024 | 0.011495 | 2044 | Mitigation | 0.95 | 45 | 0 | esc | 0.00097009 | 2.6349e-08 | 0.00097009 | 2.6349e-08 | 0.0027911 | 2.33e-11 | 0.012004 | 5.5733e-08
[120 empty] | 7.3.3.17.5 (Remote Grid) Updates to grid topology to minimize risk of ignition in HFTDs Remote GridWLDFRContact from objectAggregated | WLDFR | HFTD - Distribution - Tier 3 - 3QU CoRE ¦ 1QU LoRE | Red Flag Warning - Small Fires | Contact from object | Aggregated | 2045 | 2.7161e-05 | 423.2024 | 0.011495 | 2045 | Mitigation | 0.95 | 45 | 0 | esc | 0.00097009 | 2.6349e-08 | 0.00097009 | 2.6349e-08 | 0.0027911 | 2.33e-11 | 0.012004 | 5.5733e-08
[120 empty] | 7.3.3.17.5 (Remote Grid) Updates to grid topology to minimize risk of ignition in HFTDs Remote GridWLDFRContact from objectAggregated | WLDFR | HFTD - Distribution - Tier 3 - 3QU CoRE ¦ 1QU LoRE | Red Flag Warning - Small Fires | Contact from object | Aggregated | 2046 | 2.7161e-05 | 423.2024 | 0.011495 | 2046 | Mitigation | 0.95 | 45 | 0 | esc | 0.00097009 | 2.6349e-08 | 0.00097009 | 2.6349e-08 | 0.0027911 | 2.33e-11 | 0.012004 | 5.5733e-08
[120 empty] | 7.3.3.17.5 (Remote Grid) Updates to grid topology to minimize risk of ignition in HFTDs Remote GridWLDFRContact from objectAggregated | WLDFR | HFTD - Distribution - Tier 3 - 3QU CoRE ¦ 1QU LoRE | Red Flag Warning - Small Fires | Contact from object | Aggregated | 2047 | 2.7161e-05 | 423.2024 | 0.011495 | 2047 | Mitigation | 0.95 | 45 | 0 | esc | 0.00097009 | 2.6349e-08 | 0.00097009 | 2.6349e-08 | 0.0027911 | 2.33e-11 | 0.012004 | 5.5733e-08
[120 empty] | 7.3.3.17.5 (Remote Grid) Updates to grid topology to minimize risk of ignition in HFTDs Remote GridWLDFRContact from objectAggregated | WLDFR | HFTD - Distribution - Tier 3 - 3QU CoRE ¦ 1QU LoRE | Red Flag Warning - Small Fires | Contact from object | Aggregated | 2048 | 2.7161e-05 | 423.2024 | 0.011495 | 2048 | Mitigation | 0.95 | 45 | 0 | esc | 0.00097009 | 2.6349e-08 | 0.00097009 | 2.6349e-08 | 0.0027911 | 2.33e-11 | 0.012004 | 5.5733e-08
[120 empty] | 7.3.3.17.5 (Remote Grid) Updates to grid topology to minimize risk of ignition in HFTDs Remote GridWLDFRContact from objectAggregated | WLDFR | HFTD - Distribution - Tier 3 - 3QU CoRE ¦ 1QU LoRE | Red Flag Warning - Small Fires | Contact from object | Aggregated | 2049 | 2.7161e-05 | 423.2024 | 0.011495 | 2049 | Mitigation | 0.95 | 45 | 0 | esc | 0.00097009 | 2.6349e-08 | 0.00097009 | 2.6349e-08 | 0.0027911 | 2.33e-11 | 0.012004 | 5.5733e-08
[120 empty] | 7.3.3.17.5 (Remote Grid) Updates to grid topology to minimize risk of ignition in HFTDs Remote GridWLDFRContact from objectAggregated | WLDFR | HFTD - Distribution - Tier 3 - 3QU CoRE ¦ 1QU LoRE | Red Flag Warning - Small Fires | Contact from object | Aggregated | 2050 | 2.7161e-05 | 423.2024 | 0.011495 | 2050 | Mitigation | 0.95 | 45 | 0 | esc | 0.00097009 | 2.6349e-08 | 0.00097009 | 2.6349e-08 | 0.0027911 | 2.33e-11 | 0.012004 | 5.5733e-08
[120 empty] | 7.3.3.17.5 (Remote Grid) Updates to grid topology to minimize risk of ignition in HFTDs Remote GridWLDFRContact from objectAggregated | WLDFR | HFTD - Distribution - Tier 3 - 3QU CoRE ¦ 1QU LoRE | Red Flag Warning - Small Fires | Contact from object | Aggregated | 2051 | 2.7161e-05 | 423.2024 | 0.011495 | 2051 | Mitigation | 0.95 | 45 | 0 | esc | 0.00097009 | 2.6349e-08 | 0.00097009 | 2.6349e-08 | 0.0027911 | 2.33e-11 | 0.012004 | 5.5733e-08
[120 empty] | 7.3.3.17.5 (Remote Grid) Updates to grid topology to minimize risk of ignition in HFTDs Remote GridWLDFRContact from objectAggregated | WLDFR | HFTD - Distribution - Tier 3 - 3QU CoRE ¦ 1QU LoRE | Red Flag Warning - Small Fires | Contact from object | Aggregated | 2052 | 2.7161e-05 | 423.2024 | 0.011495 | 2052 | Mitigation | 0.95 | 45 | 0 | esc | 0.00097009 | 2.6349e-08 | 0.00097009 | 2.6349e-08 | 0.0027911 | 2.33e-11 | 0 | 0
[120 empty] | 7.3.3.17.5 (Remote Grid) Updates to grid topology to minimize risk of ignition in HFTDs Remote GridWLDFRContact from objectAggregated | WLDFR | HFTD - Distribution - Tier 3 - 3QU CoRE ¦ 1QU LoRE | Red Flag Warning - Small Fires | Contact from object | Aggregated | 2053 | 2.7161e-05 | 423.2024 | 0.011495 | 2053 | Mitigation | 0.95 | 45 | 0 | esc | 0.00097009 | 2.6349e-08 | 0.00097009 | 2.6349e-08 | 0.0027911 | 2.33e-11 | 0 | 0
[120 empty] | 7.3.3.17.5 (Remote Grid) Updates to grid topology to minimize risk of ignition in HFTDs Remote GridWLDFRContact from objectAggregated | WLDFR | HFTD - Distribution - Tier 3 - 3QU CoRE ¦ 1QU LoRE | Red Flag Warning - Small Fires | Contact from object | Aggregated | 2054 | 2.7161e-05 | 423.2024 | 0.011495 | 2054 | Mitigation | 0.95 | 45 | 0 | esc | 0.00097009 | 2.6349e-08 | 0.00097009 | 2.6349e-08 | 0.0027911 | 2.33e-11 | 0.010025 | 7.6338e-08
[120 empty] | 7.3.3.17.5 (Remote Grid) Updates to grid topology to minimize risk of ignition in HFTDs Remote GridWLDFRContact from objectAggregated | WLDFR | HFTD - Distribution - Tier 3 - 3QU CoRE ¦ 1QU LoRE | Red Flag Warning - Small Fires | Contact from object | Aggregated | 2055 | 2.7161e-05 | 423.2024 | 0.011495 | 2055 | Mitigation | 0.95 | 45 | 0 | esc | 0.00097009 | 2.6349e-08 | 0.00097009 | 2.6349e-08 | 0.0027911 | 2.33e-11 | 0.010025 | 7.6338e-08
[120 empty] | 7.3.3.17.5 (Remote Grid) Updates to grid topology to minimize risk of ignition in HFTDs Remote GridWLDFRContact from objectAggregated | WLDFR | HFTD - Distribution - Tier 3 - 3QU CoRE ¦ 1QU LoRE | Red Flag Warning - Small Fires | Contact from object | Aggregated | 2056 | 2.7161e-05 | 423.2024 | 0.011495 | 2056 | Mitigation | 0.95 | 45 | 0 | esc | 0.00097009 | 2.6349e-08 | 0.00097009 | 2.6349e-08 | 0.0027911 | 2.33e-11 | 0.010025 | 7.6338e-08
[120 empty] | 7.3.3.17.5 (Remote Grid) Updates to grid topology to minimize risk of ignition in HFTDs Remote GridWLDFRContact from objectAggregated | WLDFR | HFTD - Distribution - Tier 3 - 3QU CoRE ¦ 1QU LoRE | Red Flag Warning - Small Fires | Contact from object | Aggregated | 2057 | 2.7161e-05 | 423.2024 | 0.011495 | 2057 | Mitigation | 0.95 | 45 | 0 | esc | 0.00097009 | 2.6349e-08 | 0.00097009 | 2.6349e-08 | 0.0027911 | 2.33e-11 | 0.010025 | 7.6338e-08
[120 empty] | 7.3.3.17.5 (Remote Grid) Updates to grid topology to minimize risk of ignition in HFTDs Remote GridWLDFRContact from objectAggregated | WLDFR | HFTD - Distribution - Tier 3 - 3QU CoRE ¦ 1QU LoRE | Red Flag Warning - Small Fires | Contact from object | Aggregated | 2058 | 2.7161e-05 | 423.2024 | 0.011495 | 2058 | Mitigation | 0.95 | 45 | 0 | esc | 0.00097009 | 2.6349e-08 | 0.00097009 | 2.6349e-08 | 0.0027911 | 2.33e-11 | 0.010025 | 7.6338e-08
[120 empty] | 7.3.3.17.5 (Remote Grid) Updates to grid topology to minimize risk of ignition in HFTDs Remote GridWLDFRContact from objectAggregated | WLDFR | HFTD - Distribution - Tier 3 - 3QU CoRE ¦ 1QU LoRE | Red Flag Warning - Small Fires | Contact from object | Aggregated | 2059 | 2.7161e-05 | 423.2024 | 0.011495 | 2059 | Mitigation | 0.95 | 45 | 0 | esc | 0.00097009 | 2.6349e-08 | 0.00097009 | 2.6349e-08 | 0.0027911 | 2.33e-11 | 0.010025 | 7.6338e-08
[120 empty] | 7.3.3.17.5 (Remote Grid) Updates to grid topology to minimize risk of ignition in HFTDs Remote GridWLDFRContact from objectAggregated | WLDFR | HFTD - Distribution - Tier 3 - 3QU CoRE ¦ 1QU LoRE | Red Flag Warning - Small Fires | Contact from object | Aggregated | 2060 | 2.7161e-05 | 423.2024 | 0.011495 | 2060 | Mitigation | 0.95 | 45 | 0 | esc | 0.00097009 | 2.6349e-08 | 0.00097009 | 2.6349e-08 | 0.0027911 | 2.33e-11 | 0.010025 | 7.6338e-08
[120 empty] | 7.3.3.17.5 (Remote Grid) Updates to grid topology to minimize risk of ignition in HFTDs Remote GridWLDFRContact from objectAggregated | WLDFR | HFTD - Distribution - Tier 3 - 3QU CoRE ¦ 1QU LoRE | Red Flag Warning - Small Fires | Contact from object | Aggregated | 2061 | 2.7161e-05 | 423.2024 | 0.011495 | 2061 | Mitigation | 0.95 | 45 | 0 | esc | 0.00097009 | 2.6349e-08 | 0.00097009 | 2.6349e-08 | 0.0027911 | 2.33e-11 | 0.010025 | 7.6338e-08
[120 empty] | 7.3.3.17.5 (Remote Grid) Updates to grid topology to minimize risk of ignition in HFTDs Remote GridWLDFRContact from objectAggregated | WLDFR | HFTD - Distribution - Tier 3 - 3QU CoRE ¦ 1QU LoRE | Red Flag Warning - Small Fires | Contact from object | Aggregated | 2062 | 2.7161e-05 | 423.2024 | 0.011495 | 2062 | Mitigation | 0.95 | 45 | 0 | esc | 0.00097009 | 2.6349e-08 | 0.00097009 | 2.6349e-08 | 0.0027911 | 2.33e-11 | 0.010025 | 7.6338e-08
[120 empty] | 7.3.3.17.5 (Remote Grid) Updates to grid topology to minimize risk of ignition in HFTDs Remote GridWLDFRContact from objectAggregated | WLDFR | HFTD - Distribution - Tier 3 - 3QU CoRE ¦ 1QU LoRE | Red Flag Warning - Small Fires | Contact from object | Aggregated | 2063 | 2.7161e-05 | 423.2024 | 0.011495 | 2063 | Mitigation | 0.95 | 45 | 0 | esc | 0.00097009 | 2.6349e-08 | 0.00097009 | 2.6349e-08 | 0.0027911 | 2.33e-11 | 0.010025 | 7.6338e-08
[120 empty] | 7.3.3.17.5 (Remote Grid) Updates to grid topology to minimize risk of ignition in HFTDs Remote GridWLDFRContact from objectAggregated | WLDFR | HFTD - Distribution - Tier 3 - 3QU CoRE ¦ 1QU LoRE | Red Flag Warning - Small Fires | Contact from object | Aggregated | 2064 | 2.7161e-05 | 423.2024 | 0.011495 | 2064 | Mitigation | 0.95 | 45 | 0 | esc | 0.00097009 | 2.6349e-08 | 0.00097009 | 2.6349e-08 | 0.0027911 | 2.33e-11 | 0.010025 | 7.6338e-08
[120 empty] | 7.3.3.17.5 (Remote Grid) Updates to grid topology to minimize risk of ignition in HFTDs Remote GridWLDFRContact from objectAggregated | WLDFR | HFTD - Distribution - Tier 3 - 3QU CoRE ¦ 1QU LoRE | Red Flag Warning - Small Fires | Contact from object | Aggregated | 2065 | 2.7161e-05 | 423.2024 | 0.011495 | 2065 | Mitigation | 0.95 | 45 | 0 | esc | 0.00097009 | 2.6349e-08 | 0.00097009 | 2.6349e-08 | 0.0027911 | 2.33e-11 | 0.010025 | 7.6338e-08
[120 empty] | 7.3.3.17.5 (Remote Grid) Updates to grid topology to minimize risk of ignition in HFTDs Remote GridWLDFRContact from objectAggregated | WLDFR | HFTD - Distribution - Tier 3 - 3QU CoRE ¦ 1QU LoRE | Red Flag Warning - Small Fires | Contact from object | Aggregated | 2066 | 2.7161e-05 | 423.2024 | 0.011495 | 2066 | Mitigation | 0.95 | 45 | 0 | esc | 0.00097009 | 2.6349e-08 | 0.00097009 | 2.6349e-08 | 0 | 0 | 0.010025 | 7.6338e-08
[120 empty] | 7.3.3.17.5 (Remote Grid) Updates to grid topology to minimize risk of ignition in HFTDs Remote GridWLDFRContact from objectAggregated | WLDFR | HFTD - Distribution - Tier 3 - 3QU CoRE ¦ 1QU LoRE | Red Flag Warning - Small Fires | Contact from object | Aggregated | 2067 | 2.7161e-05 | 423.2024 | 0.011495 | 2067 | Mitigation | 0.95 | 45 | 0 | esc | 0 | 0 | 0.00097009 | 2.6349e-08 | 0.0027911 | 4.1708e-12 | 0.010025 | 7.6338e-08
[120 empty] | 7.3.3.17.5 (Remote Grid) Updates to grid topology to minimize risk of ignition in HFTDs Remote GridWLDFRContaminationAggregated | WLDFR | HFTD - Distribution - Tier 3 - 3QU CoRE ¦ 1QU LoRE | Red Flag Warning - Small Fires | Contamination | Aggregated | 2022 | 1.8563e-07 | 423.2024 | 7.8559e-05 | 2022 | Mitigation | 0.95 | 45 | 0 | esc | 0.00097009 | 1.8008e-10 | 0 | 0 | 0.0027911 | 4.1708e-12 | 0.010025 | 7.6338e-08
[120 empty] | 7.3.3.17.5 (Remote Grid) Updates to grid topology to minimize risk of ignition in HFTDs Remote GridWLDFRContaminationAggregated | WLDFR | HFTD - Distribution - Tier 3 - 3QU CoRE ¦ 1QU LoRE | Red Flag Warning - Small Fires | Contamination | Aggregated | 2023 | 1.8563e-07 | 423.2024 | 7.8559e-05 | 2023 | Mitigation | 0.95 | 45 | 0 | esc | 0.00097009 | 1.8008e-10 | 0.00097009 | 1.8008e-10 | 0.0027911 | 4.1708e-12 | 0.010025 | 7.6338e-08
[120 empty] | 7.3.3.17.5 (Remote Grid) Updates to grid topology to minimize risk of ignition in HFTDs Remote GridWLDFRContaminationAggregated | WLDFR | HFTD - Distribution - Tier 3 - 3QU CoRE ¦ 1QU LoRE | Red Flag Warning - Small Fires | Contamination | Aggregated | 2024 | 1.8563e-07 | 423.2024 | 7.8559e-05 | 2024 | Mitigation | 0.95 | 45 | 0 | esc | 0.00097009 | 1.8008e-10 | 0.00097009 | 1.8008e-10 | 0.0027911 | 4.1708e-12 | 0.010025 | 7.6338e-08
[120 empty] | 7.3.3.17.5 (Remote Grid) Updates to grid topology to minimize risk of ignition in HFTDs Remote GridWLDFRContaminationAggregated | WLDFR | HFTD - Distribution - Tier 3 - 3QU CoRE ¦ 1QU LoRE | Red Flag Warning - Small Fires | Contamination | Aggregated | 2025 | 1.8563e-07 | 423.2024 | 7.8559e-05 | 2025 | Mitigation | 0.95 | 45 | 0 | esc | 0.00097009 | 1.8008e-10 | 0.00097009 | 1.8008e-10 | 0.0027911 | 4.1708e-12 | 0.010025 | 7.6338e-08
[120 empty] | 7.3.3.17.5 (Remote Grid) Updates to grid topology to minimize risk of ignition in HFTDs Remote GridWLDFRContaminationAggregated | WLDFR | HFTD - Distribution - Tier 3 - 3QU CoRE ¦ 1QU LoRE | Red Flag Warning - Small Fires | Contamination | Aggregated | 2026 | 1.8563e-07 | 423.2024 | 7.8559e-05 | 2026 | Mitigation | 0.95 | 45 | 0 | esc | 0.00097009 | 1.8008e-10 | 0.00097009 | 1.8008e-10 | 0.0027911 | 4.1708e-12 | 0.010025 | 7.6338e-08
[120 empty] | 7.3.3.17.5 (Remote Grid) Updates to grid topology to minimize risk of ignition in HFTDs Remote GridWLDFRContaminationAggregated | WLDFR | HFTD - Distribution - Tier 3 - 3QU CoRE ¦ 1QU LoRE | Red Flag Warning - Small Fires | Contamination | Aggregated | 2027 | 1.8563e-07 | 423.2024 | 7.8559e-05 | 2027 | Mitigation | 0.95 | 45 | 0 | esc | 0.00097009 | 1.8008e-10 | 0.00097009 | 1.8008e-10 | 0.0027911 | 4.1708e-12 | 0.010025 | 7.6338e-08
[120 empty] | 7.3.3.17.5 (Remote Grid) Updates to grid topology to minimize risk of ignition in HFTDs Remote GridWLDFRContaminationAggregated | WLDFR | HFTD - Distribution - Tier 3 - 3QU CoRE ¦ 1QU LoRE | Red Flag Warning - Small Fires | Contamination | Aggregated | 2028 | 1.8563e-07 | 423.2024 | 7.8559e-05 | 2028 | Mitigation | 0.95 | 45 | 0 | esc | 0.00097009 | 1.8008e-10 | 0.00097009 | 1.8008e-10 | 0.0027911 | 4.1708e-12 | 0.010025 | 7.6338e-08
[120 empty] | 7.3.3.17.5 (Remote Grid) Updates to grid topology to minimize risk of ignition in HFTDs Remote GridWLDFRContaminationAggregated | WLDFR | HFTD - Distribution - Tier 3 - 3QU CoRE ¦ 1QU LoRE | Red Flag Warning - Small Fires | Contamination | Aggregated | 2029 | 1.8563e-07 | 423.2024 | 7.8559e-05 | 2029 | Mitigation | 0.95 | 45 | 0 | esc | 0.00097009 | 1.8008e-10 | 0.00097009 | 1.8008e-10 | 0.0027911 | 4.1708e-12 | 0.010025 | 7.6338e-08
[120 empty] | 7.3.3.17.5 (Remote Grid) Updates to grid topology to minimize risk of ignition in HFTDs Remote GridWLDFRContaminationAggregated | WLDFR | HFTD - Distribution - Tier 3 - 3QU CoRE ¦ 1QU LoRE | Red Flag Warning - Small Fires | Contamination | Aggregated | 2030 | 1.8563e-07 | 423.2024 | 7.8559e-05 | 2030 | Mitigation | 0.95 | 45 | 0 | esc | 0.00097009 | 1.8008e-10 | 0.00097009 | 1.8008e-10 | 0.0027911 | 4.1708e-12 | 0.010025 | 7.6338e-08
[120 empty] | 7.3.3.17.5 (Remote Grid) Updates to grid topology to minimize risk of ignition in HFTDs Remote GridWLDFRContaminationAggregated | WLDFR | HFTD - Distribution - Tier 3 - 3QU CoRE ¦ 1QU LoRE | Red Flag Warning - Small Fires | Contamination | Aggregated | 2031 | 1.8563e-07 | 423.2024 | 7.8559e-05 | 2031 | Mitigation | 0.95 | 45 | 0 | esc | 0.00097009 | 1.8008e-10 | 0.00097009 | 1.8008e-10 | 0.0027911 | 4.1708e-12 | 0.010025 | 7.6338e-08
[120 empty] | 7.3.3.17.5 (Remote Grid) Updates to grid topology to minimize risk of ignition in HFTDs Remote GridWLDFRContaminationAggregated | WLDFR | HFTD - Distribution - Tier 3 - 3QU CoRE ¦ 1QU LoRE | Red Flag Warning - Small Fires | Contamination | Aggregated | 2032 | 1.8563e-07 | 423.2024 | 7.8559e-05 | 2032 | Mitigation | 0.95 | 45 | 0 | esc | 0.00097009 | 1.8008e-10 | 0.00097009 | 1.8008e-10 | 0.0027911 | 4.1708e-12 | 0.010025 | 7.6338e-08
[120 empty] | 7.3.3.17.5 (Remote Grid) Updates to grid topology to minimize risk of ignition in HFTDs Remote GridWLDFRContaminationAggregated | WLDFR | HFTD - Distribution - Tier 3 - 3QU CoRE ¦ 1QU LoRE | Red Flag Warning - Small Fires | Contamination | Aggregated | 2033 | 1.8563e-07 | 423.2024 | 7.8559e-05 | 2033 | Mitigation | 0.95 | 45 | 0 | esc | 0.00097009 | 1.8008e-10 | 0.00097009 | 1.8008e-10 | 0.0027911 | 4.1708e-12 | 0.010025 | 7.6338e-08
[120 empty] | 7.3.3.17.5 (Remote Grid) Updates to grid topology to minimize risk of ignition in HFTDs Remote GridWLDFRContaminationAggregated | WLDFR | HFTD - Distribution - Tier 3 - 3QU CoRE ¦ 1QU LoRE | Red Flag Warning - Small Fires | Contamination | Aggregated | 2034 | 1.8563e-07 | 423.2024 | 7.8559e-05 | 2034 | Mitigation | 0.95 | 45 | 0 | esc | 0.00097009 | 1.8008e-10 | 0.00097009 | 1.8008e-10 | 0.0027911 | 4.1708e-12 | 0.010025 | 7.6338e-08
[120 empty] | 7.3.3.17.5 (Remote Grid) Updates to grid topology to minimize risk of ignition in HFTDs Remote GridWLDFRContaminationAggregated | WLDFR | HFTD - Distribution - Tier 3 - 3QU CoRE ¦ 1QU LoRE | Red Flag Warning - Small Fires | Contamination | Aggregated | 2035 | 1.8563e-07 | 423.2024 | 7.8559e-05 | 2035 | Mitigation | 0.95 | 45 | 0 | esc | 0.00097009 | 1.8008e-10 | 0.00097009 | 1.8008e-10 | 0.0027911 | 4.1708e-12 | 0.010025 | 7.6338e-08
[120 empty] | 7.3.3.17.5 (Remote Grid) Updates to grid topology to minimize risk of ignition in HFTDs Remote GridWLDFRContaminationAggregated | WLDFR | HFTD - Distribution - Tier 3 - 3QU CoRE ¦ 1QU LoRE | Red Flag Warning - Small Fires | Contamination | Aggregated | 2036 | 1.8563e-07 | 423.2024 | 7.8559e-05 | 2036 | Mitigation | 0.95 | 45 | 0 | esc | 0.00097009 | 1.8008e-10 | 0.00097009 | 1.8008e-10 | 0.0027911 | 4.1708e-12 | 0.010025 | 7.6338e-08
[120 empty] | 7.3.3.17.5 (Remote Grid) Updates to grid topology to minimize risk of ignition in HFTDs Remote GridWLDFRContaminationAggregated | WLDFR | HFTD - Distribution - Tier 3 - 3QU CoRE ¦ 1QU LoRE | Red Flag Warning - Small Fires | Contamination | Aggregated | 2037 | 1.8563e-07 | 423.2024 | 7.8559e-05 | 2037 | Mitigation | 0.95 | 45 | 0 | esc | 0.00097009 | 1.8008e-10 | 0.00097009 | 1.8008e-10 | 0.0027911 | 4.1708e-12 | 0.010025 | 7.6338e-08
[120 empty] | 7.3.3.17.5 (Remote Grid) Updates to grid topology to minimize risk of ignition in HFTDs Remote GridWLDFRContaminationAggregated | WLDFR | HFTD - Distribution - Tier 3 - 3QU CoRE ¦ 1QU LoRE | Red Flag Warning - Small Fires | Contamination | Aggregated | 2038 | 1.8563e-07 | 423.2024 | 7.8559e-05 | 2038 | Mitigation | 0.95 | 45 | 0 | esc | 0.00097009 | 1.8008e-10 | 0.00097009 | 1.8008e-10 | 0.0027911 | 4.1708e-12 | 0 | 0
[120 empty] | 7.3.3.17.5 (Remote Grid) Updates to grid topology to minimize risk of ignition in HFTDs Remote GridWLDFRContaminationAggregated | WLDFR | HFTD - Distribution - Tier 3 - 3QU CoRE ¦ 1QU LoRE | Red Flag Warning - Small Fires | Contamination | Aggregated | 2039 | 1.8563e-07 | 423.2024 | 7.8559e-05 | 2039 | Mitigation | 0.95 | 45 | 0 | esc | 0.00097009 | 1.8008e-10 | 0.00097009 | 1.8008e-10 | 0.0027911 | 4.1708e-12 | 0 | 0
[120 empty] | 7.3.3.17.5 (Remote Grid) Updates to grid topology to minimize risk of ignition in HFTDs Remote GridWLDFRContaminationAggregated | WLDFR | HFTD - Distribution - Tier 3 - 3QU CoRE ¦ 1QU LoRE | Red Flag Warning - Small Fires | Contamination | Aggregated | 2040 | 1.8563e-07 | 423.2024 | 7.8559e-05 | 2040 | Mitigation | 0.95 | 45 | 0 | esc | 0.00097009 | 1.8008e-10 | 0.00097009 | 1.8008e-10 | 0.0027911 | 4.1708e-12 | 0.0094681 | 3.4847e-07
[120 empty] | 7.3.3.17.5 (Remote Grid) Updates to grid topology to minimize risk of ignition in HFTDs Remote GridWLDFRContaminationAggregated | WLDFR | HFTD - Distribution - Tier 3 - 3QU CoRE ¦ 1QU LoRE | Red Flag Warning - Small Fires | Contamination | Aggregated | 2041 | 1.8563e-07 | 423.2024 | 7.8559e-05 | 2041 | Mitigation | 0.95 | 45 | 0 | esc | 0.00097009 | 1.8008e-10 | 0.00097009 | 1.8008e-10 | 0.0027911 | 4.1708e-12 | 0.0094681 | 3.4847e-07
[120 empty] | 7.3.3.17.5 (Remote Grid) Updates to grid topology to minimize risk of ignition in HFTDs Remote GridWLDFRContaminationAggregated | WLDFR | HFTD - Distribution - Tier 3 - 3QU CoRE ¦ 1QU LoRE | Red Flag Warning - Small Fires | Contamination | Aggregated | 2042 | 1.8563e-07 | 423.2024 | 7.8559e-05 | 2042 | Mitigation | 0.95 | 45 | 0 | esc | 0.00097009 | 1.8008e-10 | 0.00097009 | 1.8008e-10 | 0.0027911 | 4.1708e-12 | 0.0094681 | 3.4847e-07
[120 empty] | 7.3.3.17.5 (Remote Grid) Updates to grid topology to minimize risk of ignition in HFTDs Remote GridWLDFRContaminationAggregated | WLDFR | HFTD - Distribution - Tier 3 - 3QU CoRE ¦ 1QU LoRE | Red Flag Warning - Small Fires | Contamination | Aggregated | 2043 | 1.8563e-07 | 423.2024 | 7.8559e-05 | 2043 | Mitigation | 0.95 | 45 | 0 | esc | 0.00097009 | 1.8008e-10 | 0.00097009 | 1.8008e-10 | 0.0027911 | 4.1708e-12 | 0.0094681 | 3.4847e-07
[120 empty] | 7.3.3.17.5 (Remote Grid) Updates to grid topology to minimize risk of ignition in HFTDs Remote GridWLDFRContaminationAggregated | WLDFR | HFTD - Distribution - Tier 3 - 3QU CoRE ¦ 1QU LoRE | Red Flag Warning - Small Fires | Contamination | Aggregated | 2044 | 1.8563e-07 | 423.2024 | 7.8559e-05 | 2044 | Mitigation | 0.95 | 45 | 0 | esc | 0.00097009 | 1.8008e-10 | 0.00097009 | 1.8008e-10 | 0.0027911 | 4.1708e-12 | 0.0094681 | 3.4847e-07
[120 empty] | 7.3.3.17.5 (Remote Grid) Updates to grid topology to minimize risk of ignition in HFTDs Remote GridWLDFRContaminationAggregated | WLDFR | HFTD - Distribution - Tier 3 - 3QU CoRE ¦ 1QU LoRE | Red Flag Warning - Small Fires | Contamination | Aggregated | 2045 | 1.8563e-07 | 423.2024 | 7.8559e-05 | 2045 | Mitigation | 0.95 | 45 | 0 | esc | 0.00097009 | 1.8008e-10 | 0.00097009 | 1.8008e-10 | 0.0027911 | 4.1708e-12 | 0.0094681 | 3.4847e-07
[120 empty] | 7.3.3.17.5 (Remote Grid) Updates to grid topology to minimize risk of ignition in HFTDs Remote GridWLDFRContaminationAggregated | WLDFR | HFTD - Distribution - Tier 3 - 3QU CoRE ¦ 1QU LoRE | Red Flag Warning - Small Fires | Contamination | Aggregated | 2046 | 1.8563e-07 | 423.2024 | 7.8559e-05 | 2046 | Mitigation | 0.95 | 45 | 0 | esc | 0.00097009 | 1.8008e-10 | 0.00097009 | 1.8008e-10 | 0.0027911 | 4.1708e-12 | 0.0094681 | 3.4847e-07
[120 empty] | 7.3.3.17.5 (Remote Grid) Updates to grid topology to minimize risk of ignition in HFTDs Remote GridWLDFRContaminationAggregated | WLDFR | HFTD - Distribution - Tier 3 - 3QU CoRE ¦ 1QU LoRE | Red Flag Warning - Small Fires | Contamination | Aggregated | 2047 | 1.8563e-07 | 423.2024 | 7.8559e-05 | 2047 | Mitigation | 0.95 | 45 | 0 | esc | 0.00097009 | 1.8008e-10 | 0.00097009 | 1.8008e-10 | 0.0027911 | 4.1708e-12 | 0.0094681 | 3.4847e-07
[120 empty] | 7.3.3.17.5 (Remote Grid) Updates to grid topology to minimize risk of ignition in HFTDs Remote GridWLDFRContaminationAggregated | WLDFR | HFTD - Distribution - Tier 3 - 3QU CoRE ¦ 1QU LoRE | Red Flag Warning - Small Fires | Contamination | Aggregated | 2048 | 1.8563e-07 | 423.2024 | 7.8559e-05 | 2048 | Mitigation | 0.95 | 45 | 0 | esc | 0.00097009 | 1.8008e-10 | 0.00097009 | 1.8008e-10 | 0.0027911 | 4.1708e-12 | 0.0094681 | 3.4847e-07
[120 empty] | 7.3.3.17.5 (Remote Grid) Updates to grid topology to minimize risk of ignition in HFTDs Remote GridWLDFRContaminationAggregated | WLDFR | HFTD - Distribution - Tier 3 - 3QU CoRE ¦ 1QU LoRE | Red Flag Warning - Small Fires | Contamination | Aggregated | 2049 | 1.8563e-07 | 423.2024 | 7.8559e-05 | 2049 | Mitigation | 0.95 | 45 | 0 | esc | 0.00097009 | 1.8008e-10 | 0.00097009 | 1.8008e-10 | 0.0027911 | 4.1708e-12 | 0.0094681 | 3.4847e-07
[120 empty] | 7.3.3.17.5 (Remote Grid) Updates to grid topology to minimize risk of ignition in HFTDs Remote GridWLDFRContaminationAggregated | WLDFR | HFTD - Distribution - Tier 3 - 3QU CoRE ¦ 1QU LoRE | Red Flag Warning - Small Fires | Contamination | Aggregated | 2050 | 1.8563e-07 | 423.2024 | 7.8559e-05 | 2050 | Mitigation | 0.95 | 45 | 0 | esc | 0.00097009 | 1.8008e-10 | 0.00097009 | 1.8008e-10 | 0.0027911 | 4.1708e-12 | 0.0094681 | 3.4847e-07
[120 empty] | 7.3.3.17.5 (Remote Grid) Updates to grid topology to minimize risk of ignition in HFTDs Remote GridWLDFRContaminationAggregated | WLDFR | HFTD - Distribution - Tier 3 - 3QU CoRE ¦ 1QU LoRE | Red Flag Warning - Small Fires | Contamination | Aggregated | 2051 | 1.8563e-07 | 423.2024 | 7.8559e-05 | 2051 | Mitigation | 0.95 | 45 | 0 | esc | 0.00097009 | 1.8008e-10 | 0.00097009 | 1.8008e-10 | 0.0027911 | 4.1708e-12 | 0.0094681 | 3.4847e-07
[120 empty] | 7.3.3.17.5 (Remote Grid) Updates to grid topology to minimize risk of ignition in HFTDs Remote GridWLDFRContaminationAggregated | WLDFR | HFTD - Distribution - Tier 3 - 3QU CoRE ¦ 1QU LoRE | Red Flag Warning - Small Fires | Contamination | Aggregated | 2052 | 1.8563e-07 | 423.2024 | 7.8559e-05 | 2052 | Mitigation | 0.95 | 45 | 0 | esc | 0.00097009 | 1.8008e-10 | 0.00097009 | 1.8008e-10 | 0.0027911 | 4.1708e-12 | 0.0094681 | 3.4847e-07
[120 empty] | 7.3.3.17.5 (Remote Grid) Updates to grid topology to minimize risk of ignition in HFTDs Remote GridWLDFRContaminationAggregated | WLDFR | HFTD - Distribution - Tier 3 - 3QU CoRE ¦ 1QU LoRE | Red Flag Warning - Small Fires | Contamination | Aggregated | 2053 | 1.8563e-07 | 423.2024 | 7.8559e-05 | 2053 | Mitigation | 0.95 | 45 | 0 | esc | 0.00097009 | 1.8008e-10 | 0.00097009 | 1.8008e-10 | 0.0027911 | 4.1708e-12 | 0.0094681 | 3.4847e-07
[120 empty] | 7.3.3.17.5 (Remote Grid) Updates to grid topology to minimize risk of ignition in HFTDs Remote GridWLDFRContaminationAggregated | WLDFR | HFTD - Distribution - Tier 3 - 3QU CoRE ¦ 1QU LoRE | Red Flag Warning - Small Fires | Contamination | Aggregated | 2054 | 1.8563e-07 | 423.2024 | 7.8559e-05 | 2054 | Mitigation | 0.95 | 45 | 0 | esc | 0.00097009 | 1.8008e-10 | 0.00097009 | 1.8008e-10 | 0.0027911 | 4.1708e-12 | 0.0094681 | 3.4847e-07
[120 empty] | 7.3.3.17.5 (Remote Grid) Updates to grid topology to minimize risk of ignition in HFTDs Remote GridWLDFRContaminationAggregated | WLDFR | HFTD - Distribution - Tier 3 - 3QU CoRE ¦ 1QU LoRE | Red Flag Warning - Small Fires | Contamination | Aggregated | 2055 | 1.8563e-07 | 423.2024 | 7.8559e-05 | 2055 | Mitigation | 0.95 | 45 | 0 | esc | 0.00097009 | 1.8008e-10 | 0.00097009 | 1.8008e-10 | 0.0027911 | 4.1708e-12 | 0.0094681 | 3.4847e-07
[120 empty] | 7.3.3.17.5 (Remote Grid) Updates to grid topology to minimize risk of ignition in HFTDs Remote GridWLDFRContaminationAggregated | WLDFR | HFTD - Distribution - Tier 3 - 3QU CoRE ¦ 1QU LoRE | Red Flag Warning - Small Fires | Contamination | Aggregated | 2056 | 1.8563e-07 | 423.2024 | 7.8559e-05 | 2056 | Mitigation | 0.95 | 45 | 0 | esc | 0.00097009 | 1.8008e-10 | 0.00097009 | 1.8008e-10 | 0.0027911 | 4.1708e-12 | 0.0094681 | 3.4847e-07
[120 empty] | 7.3.3.17.5 (Remote Grid) Updates to grid topology to minimize risk of ignition in HFTDs Remote GridWLDFRContaminationAggregated | WLDFR | HFTD - Distribution - Tier 3 - 3QU CoRE ¦ 1QU LoRE | Red Flag Warning - Small Fires | Contamination | Aggregated | 2057 | 1.8563e-07 | 423.2024 | 7.8559e-05 | 2057 | Mitigation | 0.95 | 45 | 0 | esc | 0.00097009 | 1.8008e-10 | 0.00097009 | 1.8008e-10 | 0.0027911 | 4.1708e-12 | 0.0094681 | 3.4847e-07
[120 empty] | 7.3.3.17.5 (Remote Grid) Updates to grid topology to minimize risk of ignition in HFTDs Remote GridWLDFRContaminationAggregated | WLDFR | HFTD - Distribution - Tier 3 - 3QU CoRE ¦ 1QU LoRE | Red Flag Warning - Small Fires | Contamination | Aggregated | 2058 | 1.8563e-07 | 423.2024 | 7.8559e-05 | 2058 | Mitigation | 0.95 | 45 | 0 | esc | 0.00097009 | 1.8008e-10 | 0.00097009 | 1.8008e-10 | 0.0027911 | 4.1708e-12 | 0.0094681 | 3.4847e-07
[120 empty] | 7.3.3.17.5 (Remote Grid) Updates to grid topology to minimize risk of ignition in HFTDs Remote GridWLDFRContaminationAggregated | WLDFR | HFTD - Distribution - Tier 3 - 3QU CoRE ¦ 1QU LoRE | Red Flag Warning - Small Fires | Contamination | Aggregated | 2059 | 1.8563e-07 | 423.2024 | 7.8559e-05 | 2059 | Mitigation | 0.95 | 45 | 0 | esc | 0.00097009 | 1.8008e-10 | 0.00097009 | 1.8008e-10 | 0.0027911 | 4.1708e-12 | 0.0094681 | 3.4847e-07
[120 empty] | 7.3.3.17.5 (Remote Grid) Updates to grid topology to minimize risk of ignition in HFTDs Remote GridWLDFRContaminationAggregated | WLDFR | HFTD - Distribution - Tier 3 - 3QU CoRE ¦ 1QU LoRE | Red Flag Warning - Small Fires | Contamination | Aggregated | 2060 | 1.8563e-07 | 423.2024 | 7.8559e-05 | 2060 | Mitigation | 0.95 | 45 | 0 | esc | 0.00097009 | 1.8008e-10 | 0.00097009 | 1.8008e-10 | 0.0027911 | 4.1708e-12 | 0.0094681 | 3.4847e-07
[120 empty] | 7.3.3.17.5 (Remote Grid) Updates to grid topology to minimize risk of ignition in HFTDs Remote GridWLDFRContaminationAggregated | WLDFR | HFTD - Distribution - Tier 3 - 3QU CoRE ¦ 1QU LoRE | Red Flag Warning - Small Fires | Contamination | Aggregated | 2061 | 1.8563e-07 | 423.2024 | 7.8559e-05 | 2061 | Mitigation | 0.95 | 45 | 0 | esc | 0.00097009 | 1.8008e-10 | 0.00097009 | 1.8008e-10 | 0.0027911 | 4.1708e-12 | 0.0094681 | 3.4847e-07
[120 empty] | 7.3.3.17.5 (Remote Grid) Updates to grid topology to minimize risk of ignition in HFTDs Remote GridWLDFRContaminationAggregated | WLDFR | HFTD - Distribution - Tier 3 - 3QU CoRE ¦ 1QU LoRE | Red Flag Warning - Small Fires | Contamination | Aggregated | 2062 | 1.8563e-07 | 423.2024 | 7.8559e-05 | 2062 | Mitigation | 0.95 | 45 | 0 | esc | 0.00097009 | 1.8008e-10 | 0.00097009 | 1.8008e-10 | 0.0027911 | 4.1708e-12 | 0.0094681 | 3.4847e-07
[120 empty] | 7.3.3.17.5 (Remote Grid) Updates to grid topology to minimize risk of ignition in HFTDs Remote GridWLDFRContaminationAggregated | WLDFR | HFTD - Distribution - Tier 3 - 3QU CoRE ¦ 1QU LoRE | Red Flag Warning - Small Fires | Contamination | Aggregated | 2063 | 1.8563e-07 | 423.2024 | 7.8559e-05 | 2063 | Mitigation | 0.95 | 45 | 0 | esc | 0.00097009 | 1.8008e-10 | 0.00097009 | 1.8008e-10 | 0.0027911 | 4.1708e-12 | 0.0094681 | 3.4847e-07
[120 empty] | 7.3.3.17.5 (Remote Grid) Updates to grid topology to minimize risk of ignition in HFTDs Remote GridWLDFRContaminationAggregated | WLDFR | HFTD - Distribution - Tier 3 - 3QU CoRE ¦ 1QU LoRE | Red Flag Warning - Small Fires | Contamination | Aggregated | 2064 | 1.8563e-07 | 423.2024 | 7.8559e-05 | 2064 | Mitigation | 0.95 | 45 | 0 | esc | 0.00097009 | 1.8008e-10 | 0.00097009 | 1.8008e-10 | 0.0027911 | 4.1708e-12 | 0.0094681 | 3.4847e-07
[120 empty] | 7.3.3.17.5 (Remote Grid) Updates to grid topology to minimize risk of ignition in HFTDs Remote GridWLDFRContaminationAggregated | WLDFR | HFTD - Distribution - Tier 3 - 3QU CoRE ¦ 1QU LoRE | Red Flag Warning - Small Fires | Contamination | Aggregated | 2065 | 1.8563e-07 | 423.2024 | 7.8559e-05 | 2065 | Mitigation | 0.95 | 45 | 0 | esc | 0.00097009 | 1.8008e-10 | 0.00097009 | 1.8008e-10 | 0.0027911 | 4.1708e-12 | 0.0094681 | 3.4847e-07
[120 empty] | 7.3.3.17.5 (Remote Grid) Updates to grid topology to minimize risk of ignition in HFTDs Remote GridWLDFRContaminationAggregated | WLDFR | HFTD - Distribution - Tier 3 - 3QU CoRE ¦ 1QU LoRE | Red Flag Warning - Small Fires | Contamination | Aggregated | 2066 | 1.8563e-07 | 423.2024 | 7.8559e-05 | 2066 | Mitigation | 0.95 | 45 | 0 | esc | 0.00097009 | 1.8008e-10 | 0.00097009 | 1.8008e-10 | 0.0027911 | 4.1708e-12 | 0.0094681 | 3.4847e-07
[120 empty] | 7.3.3.17.5 (Remote Grid) Updates to grid topology to minimize risk of ignition in HFTDs Remote GridWLDFRContaminationAggregated | WLDFR | HFTD - Distribution - Tier 3 - 3QU CoRE ¦ 1QU LoRE | Red Flag Warning - Small Fires | Contamination | Aggregated | 2067 | 1.8563e-07 | 423.2024 | 7.8559e-05 | 2067 | Mitigation | 0.95 | 45 | 0 | esc | 0 | 0 | 0.00097009 | 1.8008e-10 | 0.0027911 | 4.1708e-12 | 0.0094681 | 3.4847e-07
[120 empty] | 7.3.3.17.5 (Remote Grid) Updates to grid topology to minimize risk of ignition in HFTDs Remote GridWLDFREquipment / facility failureAggregated | WLDFR | HFTD - Distribution - Tier 3 - 3QU CoRE ¦ 1QU LoRE | Red Flag Warning - Small Fires | Equipment / facility failure | Aggregated | 2022 | 0.00010878 | 423.2024 | 0.046037 | 2022 | Mitigation | 0.95 | 45 | 0 | esc | 0.00097009 | 1.0553e-07 | 0 | 0 | 0.0027911 | 4.1708e-12 | 0.0094681 | 3.4847e-07
[120 empty] | 7.3.3.17.5 (Remote Grid) Updates to grid topology to minimize risk of ignition in HFTDs Remote GridWLDFREquipment / facility failureAggregated | WLDFR | HFTD - Distribution - Tier 3 - 3QU CoRE ¦ 1QU LoRE | Red Flag Warning - Small Fires | Equipment / facility failure | Aggregated | 2023 | 0.00010878 | 423.2024 | 0.046037 | 2023 | Mitigation | 0.95 | 45 | 0 | esc | 0.00097009 | 1.0553e-07 | 0.00097009 | 1.0553e-07 | 0.0027911 | 4.1708e-12 | 0.0094681 | 3.4847e-07
[120 empty] | 7.3.3.17.5 (Remote Grid) Updates to grid topology to minimize risk of ignition in HFTDs Remote GridWLDFREquipment / facility failureAggregated | WLDFR | HFTD - Distribution - Tier 3 - 3QU CoRE ¦ 1QU LoRE | Red Flag Warning - Small Fires | Equipment / facility failure | Aggregated | 2024 | 0.00010878 | 423.2024 | 0.046037 | 2024 | Mitigation | 0.95 | 45 | 0 | esc | 0.00097009 | 1.0553e-07 | 0.00097009 | 1.0553e-07 | 0 | 0 | 0 | 0
[120 empty] | 7.3.3.17.5 (Remote Grid) Updates to grid topology to minimize risk of ignition in HFTDs Remote GridWLDFREquipment / facility failureAggregated | WLDFR | HFTD - Distribution - Tier 3 - 3QU CoRE ¦ 1QU LoRE | Red Flag Warning - Small Fires | Equipment / facility failure | Aggregated | 2025 | 0.00010878 | 423.2024 | 0.046037 | 2025 | Mitigation | 0.95 | 45 | 0 | esc | 0.00097009 | 1.0553e-07 | 0.00097009 | 1.0553e-07 | 0.0027911 | 1.5397e-11 | 0 | 0
[120 empty] | 7.3.3.17.5 (Remote Grid) Updates to grid topology to minimize risk of ignition in HFTDs Remote GridWLDFREquipment / facility failureAggregated | WLDFR | HFTD - Distribution - Tier 3 - 3QU CoRE ¦ 1QU LoRE | Red Flag Warning - Small Fires | Equipment / facility failure | Aggregated | 2026 | 0.00010878 | 423.2024 | 0.046037 | 2026 | Mitigation | 0.95 | 45 | 0 | esc | 0.00097009 | 1.0553e-07 | 0.00097009 | 1.0553e-07 | 0.0027911 | 1.5397e-11 | 0.010598 | 1.1312e-08
[120 empty] | 7.3.3.17.5 (Remote Grid) Updates to grid topology to minimize risk of ignition in HFTDs Remote GridWLDFREquipment / facility failureAggregated | WLDFR | HFTD - Distribution - Tier 3 - 3QU CoRE ¦ 1QU LoRE | Red Flag Warning - Small Fires | Equipment / facility failure | Aggregated | 2027 | 0.00010878 | 423.2024 | 0.046037 | 2027 | Mitigation | 0.95 | 45 | 0 | esc | 0.00097009 | 1.0553e-07 | 0.00097009 | 1.0553e-07 | 0.0027911 | 1.5397e-11 | 0.010598 | 1.1312e-08
[120 empty] | 7.3.3.17.5 (Remote Grid) Updates to grid topology to minimize risk of ignition in HFTDs Remote GridWLDFREquipment / facility failureAggregated | WLDFR | HFTD - Distribution - Tier 3 - 3QU CoRE ¦ 1QU LoRE | Red Flag Warning - Small Fires | Equipment / facility failure | Aggregated | 2028 | 0.00010878 | 423.2024 | 0.046037 | 2028 | Mitigation | 0.95 | 45 | 0 | esc | 0.00097009 | 1.0553e-07 | 0.00097009 | 1.0553e-07 | 0.0027911 | 1.5397e-11 | 0.010598 | 1.1312e-08
[120 empty] | 7.3.3.17.5 (Remote Grid) Updates to grid topology to minimize risk of ignition in HFTDs Remote GridWLDFREquipment / facility failureAggregated | WLDFR | HFTD - Distribution - Tier 3 - 3QU CoRE ¦ 1QU LoRE | Red Flag Warning - Small Fires | Equipment / facility failure | Aggregated | 2029 | 0.00010878 | 423.2024 | 0.046037 | 2029 | Mitigation | 0.95 | 45 | 0 | esc | 0.00097009 | 1.0553e-07 | 0.00097009 | 1.0553e-07 | 0.0027911 | 1.5397e-11 | 0.010598 | 1.1312e-08
[120 empty] | 7.3.3.17.5 (Remote Grid) Updates to grid topology to minimize risk of ignition in HFTDs Remote GridWLDFREquipment / facility failureAggregated | WLDFR | HFTD - Distribution - Tier 3 - 3QU CoRE ¦ 1QU LoRE | Red Flag Warning - Small Fires | Equipment / facility failure | Aggregated | 2030 | 0.00010878 | 423.2024 | 0.046037 | 2030 | Mitigation | 0.95 | 45 | 0 | esc | 0.00097009 | 1.0553e-07 | 0.00097009 | 1.0553e-07 | 0.0027911 | 1.5397e-11 | 0.010598 | 1.1312e-08
[120 empty] | 7.3.3.17.5 (Remote Grid) Updates to grid topology to minimize risk of ignition in HFTDs Remote GridWLDFREquipment / facility failureAggregated | WLDFR | HFTD - Distribution - Tier 3 - 3QU CoRE ¦ 1QU LoRE | Red Flag Warning - Small Fires | Equipment / facility failure | Aggregated | 2031 | 0.00010878 | 423.2024 | 0.046037 | 2031 | Mitigation | 0.95 | 45 | 0 | esc | 0.00097009 | 1.0553e-07 | 0.00097009 | 1.0553e-07 | 0.0027911 | 1.5397e-11 | 0.010598 | 1.1312e-08
[120 empty] | 7.3.3.17.5 (Remote Grid) Updates to grid topology to minimize risk of ignition in HFTDs Remote GridWLDFREquipment / facility failureAggregated | WLDFR | HFTD - Distribution - Tier 3 - 3QU CoRE ¦ 1QU LoRE | Red Flag Warning - Small Fires | Equipment / facility failure | Aggregated | 2032 | 0.00010878 | 423.2024 | 0.046037 | 2032 | Mitigation | 0.95 | 45 | 0 | esc | 0.00097009 | 1.0553e-07 | 0.00097009 | 1.0553e-07 | 0.0027911 | 1.5397e-11 | 0.010598 | 1.1312e-08
[120 empty] | 7.3.3.17.5 (Remote Grid) Updates to grid topology to minimize risk of ignition in HFTDs Remote GridWLDFREquipment / facility failureAggregated | WLDFR | HFTD - Distribution - Tier 3 - 3QU CoRE ¦ 1QU LoRE | Red Flag Warning - Small Fires | Equipment / facility failure | Aggregated | 2033 | 0.00010878 | 423.2024 | 0.046037 | 2033 | Mitigation | 0.95 | 45 | 0 | esc | 0.00097009 | 1.0553e-07 | 0.00097009 | 1.0553e-07 | 0.0027911 | 1.5397e-11 | 0.010598 | 1.1312e-08
[120 empty] | 7.3.3.17.5 (Remote Grid) Updates to grid topology to minimize risk of ignition in HFTDs Remote GridWLDFREquipment / facility failureAggregated | WLDFR | HFTD - Distribution - Tier 3 - 3QU CoRE ¦ 1QU LoRE | Red Flag Warning - Small Fires | Equipment / facility failure | Aggregated | 2034 | 0.00010878 | 423.2024 | 0.046037 | 2034 | Mitigation | 0.95 | 45 | 0 | esc | 0.00097009 | 1.0553e-07 | 0.00097009 | 1.0553e-07 | 0.0027911 | 1.5397e-11 | 0.010598 | 1.1312e-08
[120 empty] | 7.3.3.17.5 (Remote Grid) Updates to grid topology to minimize risk of ignition in HFTDs Remote GridWLDFREquipment / facility failureAggregated | WLDFR | HFTD - Distribution - Tier 3 - 3QU CoRE ¦ 1QU LoRE | Red Flag Warning - Small Fires | Equipment / facility failure | Aggregated | 2035 | 0.00010878 | 423.2024 | 0.046037 | 2035 | Mitigation | 0.95 | 45 | 0 | esc | 0.00097009 | 1.0553e-07 | 0.00097009 | 1.0553e-07 | 0.0027911 | 1.5397e-11 | 0.010598 | 1.1312e-08
[120 empty] | 7.3.3.17.5 (Remote Grid) Updates to grid topology to minimize risk of ignition in HFTDs Remote GridWLDFREquipment / facility failureAggregated | WLDFR | HFTD - Distribution - Tier 3 - 3QU CoRE ¦ 1QU LoRE | Red Flag Warning - Small Fires | Equipment / facility failure | Aggregated | 2036 | 0.00010878 | 423.2024 | 0.046037 | 2036 | Mitigation | 0.95 | 45 | 0 | esc | 0.00097009 | 1.0553e-07 | 0.00097009 | 1.0553e-07 | 0.0027911 | 1.5397e-11 | 0.010598 | 1.1312e-08
[120 empty] | 7.3.3.17.5 (Remote Grid) Updates to grid topology to minimize risk of ignition in HFTDs Remote GridWLDFREquipment / facility failureAggregated | WLDFR | HFTD - Distribution - Tier 3 - 3QU CoRE ¦ 1QU LoRE | Red Flag Warning - Small Fires | Equipment / facility failure | Aggregated | 2037 | 0.00010878 | 423.2024 | 0.046037 | 2037 | Mitigation | 0.95 | 45 | 0 | esc | 0.00097009 | 1.0553e-07 | 0.00097009 | 1.0553e-07 | 0.0027911 | 1.5397e-11 | 0.010598 | 1.1312e-08
[120 empty] | 7.3.3.17.5 (Remote Grid) Updates to grid topology to minimize risk of ignition in HFTDs Remote GridWLDFREquipment / facility failureAggregated | WLDFR | HFTD - Distribution - Tier 3 - 3QU CoRE ¦ 1QU LoRE | Red Flag Warning - Small Fires | Equipment / facility failure | Aggregated | 2038 | 0.00010878 | 423.2024 | 0.046037 | 2038 | Mitigation | 0.95 | 45 | 0 | esc | 0.00097009 | 1.0553e-07 | 0.00097009 | 1.0553e-07 | 0.0027911 | 1.5397e-11 | 0.010598 | 1.1312e-08
[120 empty] | 7.3.3.17.5 (Remote Grid) Updates to grid topology to minimize risk of ignition in HFTDs Remote GridWLDFREquipment / facility failureAggregated | WLDFR | HFTD - Distribution - Tier 3 - 3QU CoRE ¦ 1QU LoRE | Red Flag Warning - Small Fires | Equipment / facility failure | Aggregated | 2039 | 0.00010878 | 423.2024 | 0.046037 | 2039 | Mitigation | 0.95 | 45 | 0 | esc | 0.00097009 | 1.0553e-07 | 0.00097009 | 1.0553e-07 | 0.0027911 | 1.5397e-11 | 0.010598 | 1.1312e-08
[120 empty] | 7.3.3.17.5 (Remote Grid) Updates to grid topology to minimize risk of ignition in HFTDs Remote GridWLDFREquipment / facility failureAggregated | WLDFR | HFTD - Distribution - Tier 3 - 3QU CoRE ¦ 1QU LoRE | Red Flag Warning - Small Fires | Equipment / facility failure | Aggregated | 2040 | 0.00010878 | 423.2024 | 0.046037 | 2040 | Mitigation | 0.95 | 45 | 0 | esc | 0.00097009 | 1.0553e-07 | 0.00097009 | 1.0553e-07 | 0.0027911 | 1.5397e-11 | 0.010598 | 1.1312e-08
[120 empty] | 7.3.3.17.5 (Remote Grid) Updates to grid topology to minimize risk of ignition in HFTDs Remote GridWLDFREquipment / facility failureAggregated | WLDFR | HFTD - Distribution - Tier 3 - 3QU CoRE ¦ 1QU LoRE | Red Flag Warning - Small Fires | Equipment / facility failure | Aggregated | 2041 | 0.00010878 | 423.2024 | 0.046037 | 2041 | Mitigation | 0.95 | 45 | 0 | esc | 0.00097009 | 1.0553e-07 | 0.00097009 | 1.0553e-07 | 0.0027911 | 1.5397e-11 | 0.010598 | 1.1312e-08
[120 empty] | 7.3.3.17.5 (Remote Grid) Updates to grid topology to minimize risk of ignition in HFTDs Remote GridWLDFREquipment / facility failureAggregated | WLDFR | HFTD - Distribution - Tier 3 - 3QU CoRE ¦ 1QU LoRE | Red Flag Warning - Small Fires | Equipment / facility failure | Aggregated | 2042 | 0.00010878 | 423.2024 | 0.046037 | 2042 | Mitigation | 0.95 | 45 | 0 | esc | 0.00097009 | 1.0553e-07 | 0.00097009 | 1.0553e-07 | 0.0027911 | 1.5397e-11 | 0.010598 | 1.1312e-08
[120 empty] | 7.3.3.17.5 (Remote Grid) Updates to grid topology to minimize risk of ignition in HFTDs Remote GridWLDFREquipment / facility failureAggregated | WLDFR | HFTD - Distribution - Tier 3 - 3QU CoRE ¦ 1QU LoRE | Red Flag Warning - Small Fires | Equipment / facility failure | Aggregated | 2043 | 0.00010878 | 423.2024 | 0.046037 | 2043 | Mitigation | 0.95 | 45 | 0 | esc | 0.00097009 | 1.0553e-07 | 0.00097009 | 1.0553e-07 | 0.0027911 | 1.5397e-11 | 0.010598 | 1.1312e-08
[120 empty] | 7.3.3.17.5 (Remote Grid) Updates to grid topology to minimize risk of ignition in HFTDs Remote GridWLDFREquipment / facility failureAggregated | WLDFR | HFTD - Distribution - Tier 3 - 3QU CoRE ¦ 1QU LoRE | Red Flag Warning - Small Fires | Equipment / facility failure | Aggregated | 2044 | 0.00010878 | 423.2024 | 0.046037 | 2044 | Mitigation | 0.95 | 45 | 0 | esc | 0.00097009 | 1.0553e-07 | 0.00097009 | 1.0553e-07 | 0.0027911 | 1.5397e-11 | 0.010598 | 1.1312e-08
[120 empty] | 7.3.3.17.5 (Remote Grid) Updates to grid topology to minimize risk of ignition in HFTDs Remote GridWLDFREquipment / facility failureAggregated | WLDFR | HFTD - Distribution - Tier 3 - 3QU CoRE ¦ 1QU LoRE | Red Flag Warning - Small Fires | Equipment / facility failure | Aggregated | 2045 | 0.00010878 | 423.2024 | 0.046037 | 2045 | Mitigation | 0.95 | 45 | 0 | esc | 0.00097009 | 1.0553e-07 | 0.00097009 | 1.0553e-07 | 0.0027911 | 1.5397e-11 | 0.010598 | 1.1312e-08
[120 empty] | 7.3.3.17.5 (Remote Grid) Updates to grid topology to minimize risk of ignition in HFTDs Remote GridWLDFREquipment / facility failureAggregated | WLDFR | HFTD - Distribution - Tier 3 - 3QU CoRE ¦ 1QU LoRE | Red Flag Warning - Small Fires | Equipment / facility failure | Aggregated | 2046 | 0.00010878 | 423.2024 | 0.046037 | 2046 | Mitigation | 0.95 | 45 | 0 | esc | 0.00097009 | 1.0553e-07 | 0.00097009 | 1.0553e-07 | 0.0027911 | 1.5397e-11 | 0.010598 | 1.1312e-08
[120 empty] | 7.3.3.17.5 (Remote Grid) Updates to grid topology to minimize risk of ignition in HFTDs Remote GridWLDFREquipment / facility failureAggregated | WLDFR | HFTD - Distribution - Tier 3 - 3QU CoRE ¦ 1QU LoRE | Red Flag Warning - Small Fires | Equipment / facility failure | Aggregated | 2047 | 0.00010878 | 423.2024 | 0.046037 | 2047 | Mitigation | 0.95 | 45 | 0 | esc | 0.00097009 | 1.0553e-07 | 0.00097009 | 1.0553e-07 | 0.0027911 | 1.5397e-11 | 0.010598 | 1.1312e-08
[120 empty] | 7.3.3.17.5 (Remote Grid) Updates to grid topology to minimize risk of ignition in HFTDs Remote GridWLDFREquipment / facility failureAggregated | WLDFR | HFTD - Distribution - Tier 3 - 3QU CoRE ¦ 1QU LoRE | Red Flag Warning - Small Fires | Equipment / facility failure | Aggregated | 2048 | 0.00010878 | 423.2024 | 0.046037 | 2048 | Mitigation | 0.95 | 45 | 0 | esc | 0.00097009 | 1.0553e-07 | 0.00097009 | 1.0553e-07 | 0.0027911 | 1.5397e-11 | 0.010598 | 1.1312e-08
[120 empty] | 7.3.3.17.5 (Remote Grid) Updates to grid topology to minimize risk of ignition in HFTDs Remote GridWLDFREquipment / facility failureAggregated | WLDFR | HFTD - Distribution - Tier 3 - 3QU CoRE ¦ 1QU LoRE | Red Flag Warning - Small Fires | Equipment / facility failure | Aggregated | 2049 | 0.00010878 | 423.2024 | 0.046037 | 2049 | Mitigation | 0.95 | 45 | 0 | esc | 0.00097009 | 1.0553e-07 | 0.00097009 | 1.0553e-07 | 0.0027911 | 1.5397e-11 | 0.010598 | 1.1312e-08
[120 empty] | 7.3.3.17.5 (Remote Grid) Updates to grid topology to minimize risk of ignition in HFTDs Remote GridWLDFREquipment / facility failureAggregated | WLDFR | HFTD - Distribution - Tier 3 - 3QU CoRE ¦ 1QU LoRE | Red Flag Warning - Small Fires | Equipment / facility failure | Aggregated | 2050 | 0.00010878 | 423.2024 | 0.046037 | 2050 | Mitigation | 0.95 | 45 | 0 | esc | 0.00097009 | 1.0553e-07 | 0.00097009 | 1.0553e-07 | 0.0027911 | 1.5397e-11 | 0.010598 | 1.1312e-08
[120 empty] | 7.3.3.17.5 (Remote Grid) Updates to grid topology to minimize risk of ignition in HFTDs Remote GridWLDFREquipment / facility failureAggregated | WLDFR | HFTD - Distribution - Tier 3 - 3QU CoRE ¦ 1QU LoRE | Red Flag Warning - Small Fires | Equipment / facility failure | Aggregated | 2051 | 0.00010878 | 423.2024 | 0.046037 | 2051 | Mitigation | 0.95 | 45 | 0 | esc | 0.00097009 | 1.0553e-07 | 0.00097009 | 1.0553e-07 | 0.0027911 | 1.5397e-11 | 0.010598 | 1.1312e-08
[120 empty] | 7.3.3.17.5 (Remote Grid) Updates to grid topology to minimize risk of ignition in HFTDs Remote GridWLDFREquipment / facility failureAggregated | WLDFR | HFTD - Distribution - Tier 3 - 3QU CoRE ¦ 1QU LoRE | Red Flag Warning - Small Fires | Equipment / facility failure | Aggregated | 2052 | 0.00010878 | 423.2024 | 0.046037 | 2052 | Mitigation | 0.95 | 45 | 0 | esc | 0.00097009 | 1.0553e-07 | 0.00097009 | 1.0553e-07 | 0.0027911 | 1.5397e-11 | 0.010598 | 1.1312e-08
[120 empty] | 7.3.3.17.5 (Remote Grid) Updates to grid topology to minimize risk of ignition in HFTDs Remote GridWLDFREquipment / facility failureAggregated | WLDFR | HFTD - Distribution - Tier 3 - 3QU CoRE ¦ 1QU LoRE | Red Flag Warning - Small Fires | Equipment / facility failure | Aggregated | 2053 | 0.00010878 | 423.2024 | 0.046037 | 2053 | Mitigation | 0.95 | 45 | 0 | esc | 0.00097009 | 1.0553e-07 | 0.00097009 | 1.0553e-07 | 0.0027911 | 1.5397e-11 | 0.010598 | 1.1312e-08
[120 empty] | 7.3.3.17.5 (Remote Grid) Updates to grid topology to minimize risk of ignition in HFTDs Remote GridWLDFREquipment / facility failureAggregated | WLDFR | HFTD - Distribution - Tier 3 - 3QU CoRE ¦ 1QU LoRE | Red Flag Warning - Small Fires | Equipment / facility failure | Aggregated | 2054 | 0.00010878 | 423.2024 | 0.046037 | 2054 | Mitigation | 0.95 | 45 | 0 | esc | 0.00097009 | 1.0553e-07 | 0.00097009 | 1.0553e-07 | 0.0027911 | 1.5397e-11 | 0.010598 | 1.1312e-08
[120 empty] | 7.3.3.17.5 (Remote Grid) Updates to grid topology to minimize risk of ignition in HFTDs Remote GridWLDFREquipment / facility failureAggregated | WLDFR | HFTD - Distribution - Tier 3 - 3QU CoRE ¦ 1QU LoRE | Red Flag Warning - Small Fires | Equipment / facility failure | Aggregated | 2055 | 0.00010878 | 423.2024 | 0.046037 | 2055 | Mitigation | 0.95 | 45 | 0 | esc | 0.00097009 | 1.0553e-07 | 0.00097009 | 1.0553e-07 | 0.0027911 | 1.5397e-11 | 0.010598 | 1.1312e-08
[120 empty] | 7.3.3.17.5 (Remote Grid) Updates to grid topology to minimize risk of ignition in HFTDs Remote GridWLDFREquipment / facility failureAggregated | WLDFR | HFTD - Distribution - Tier 3 - 3QU CoRE ¦ 1QU LoRE | Red Flag Warning - Small Fires | Equipment / facility failure | Aggregated | 2056 | 0.00010878 | 423.2024 | 0.046037 | 2056 | Mitigation | 0.95 | 45 | 0 | esc | 0.00097009 | 1.0553e-07 | 0.00097009 | 1.0553e-07 | 0.0027911 | 1.5397e-11 | 0 | 0
[120 empty] | 7.3.3.17.5 (Remote Grid) Updates to grid topology to minimize risk of ignition in HFTDs Remote GridWLDFREquipment / facility failureAggregated | WLDFR | HFTD - Distribution - Tier 3 - 3QU CoRE ¦ 1QU LoRE | Red Flag Warning - Small Fires | Equipment / facility failure | Aggregated | 2057 | 0.00010878 | 423.2024 | 0.046037 | 2057 | Mitigation | 0.95 | 45 | 0 | esc | 0.00097009 | 1.0553e-07 | 0.00097009 | 1.0553e-07 | 0.0027911 | 1.5397e-11 | 0 | 0
[120 empty] | 7.3.3.17.5 (Remote Grid) Updates to grid topology to minimize risk of ignition in HFTDs Remote GridWLDFREquipment / facility failureAggregated | WLDFR | HFTD - Distribution - Tier 3 - 3QU CoRE ¦ 1QU LoRE | Red Flag Warning - Small Fires | Equipment / facility failure | Aggregated | 2058 | 0.00010878 | 423.2024 | 0.046037 | 2058 | Mitigation | 0.95 | 45 | 0 | esc | 0.00097009 | 1.0553e-07 | 0.00097009 | 1.0553e-07 | 0.0027911 | 1.5397e-11 | 0.0087991 | 5.5411e-07
[120 empty] | 7.3.3.17.5 (Remote Grid) Updates to grid topology to minimize risk of ignition in HFTDs Remote GridWLDFREquipment / facility failureAggregated | WLDFR | HFTD - Distribution - Tier 3 - 3QU CoRE ¦ 1QU LoRE | Red Flag Warning - Small Fires | Equipment / facility failure | Aggregated | 2059 | 0.00010878 | 423.2024 | 0.046037 | 2059 | Mitigation | 0.95 | 45 | 0 | esc | 0.00097009 | 1.0553e-07 | 0.00097009 | 1.0553e-07 | 0.0027911 | 1.5397e-11 | 0.0087991 | 5.5411e-07
[120 empty] | 7.3.3.17.5 (Remote Grid) Updates to grid topology to minimize risk of ignition in HFTDs Remote GridWLDFREquipment / facility failureAggregated | WLDFR | HFTD - Distribution - Tier 3 - 3QU CoRE ¦ 1QU LoRE | Red Flag Warning - Small Fires | Equipment / facility failure | Aggregated | 2060 | 0.00010878 | 423.2024 | 0.046037 | 2060 | Mitigation | 0.95 | 45 | 0 | esc | 0.00097009 | 1.0553e-07 | 0.00097009 | 1.0553e-07 | 0.0027911 | 1.5397e-11 | 0.0087991 | 5.5411e-07
[120 empty] | 7.3.3.17.5 (Remote Grid) Updates to grid topology to minimize risk of ignition in HFTDs Remote GridWLDFREquipment / facility failureAggregated | WLDFR | HFTD - Distribution - Tier 3 - 3QU CoRE ¦ 1QU LoRE | Red Flag Warning - Small Fires | Equipment / facility failure | Aggregated | 2061 | 0.00010878 | 423.2024 | 0.046037 | 2061 | Mitigation | 0.95 | 45 | 0 | esc | 0.00097009 | 1.0553e-07 | 0.00097009 | 1.0553e-07 | 0.0027911 | 1.5397e-11 | 0.0087991 | 5.5411e-07
[120 empty] | 7.3.3.17.5 (Remote Grid) Updates to grid topology to minimize risk of ignition in HFTDs Remote GridWLDFREquipment / facility failureAggregated | WLDFR | HFTD - Distribution - Tier 3 - 3QU CoRE ¦ 1QU LoRE | Red Flag Warning - Small Fires | Equipment / facility failure | Aggregated | 2062 | 0.00010878 | 423.2024 | 0.046037 | 2062 | Mitigation | 0.95 | 45 | 0 | esc | 0.00097009 | 1.0553e-07 | 0.00097009 | 1.0553e-07 | 0.0027911 | 1.5397e-11 | 0.0087991 | 5.5411e-07
[120 empty] | 7.3.3.17.5 (Remote Grid) Updates to grid topology to minimize risk of ignition in HFTDs Remote GridWLDFREquipment / facility failureAggregated | WLDFR | HFTD - Distribution - Tier 3 - 3QU CoRE ¦ 1QU LoRE | Red Flag Warning - Small Fires | Equipment / facility failure | Aggregated | 2063 | 0.00010878 | 423.2024 | 0.046037 | 2063 | Mitigation | 0.95 | 45 | 0 | esc | 0.00097009 | 1.0553e-07 | 0.00097009 | 1.0553e-07 | 0.0027911 | 1.5397e-11 | 0.0087991 | 5.5411e-07
[120 empty] | 7.3.3.17.5 (Remote Grid) Updates to grid topology to minimize risk of ignition in HFTDs Remote GridWLDFREquipment / facility failureAggregated | WLDFR | HFTD - Distribution - Tier 3 - 3QU CoRE ¦ 1QU LoRE | Red Flag Warning - Small Fires | Equipment / facility failure | Aggregated | 2064 | 0.00010878 | 423.2024 | 0.046037 | 2064 | Mitigation | 0.95 | 45 | 0 | esc | 0.00097009 | 1.0553e-07 | 0.00097009 | 1.0553e-07 | 0.0027911 | 1.5397e-11 | 0.0087991 | 5.5411e-07
[120 empty] | 7.3.3.17.5 (Remote Grid) Updates to grid topology to minimize risk of ignition in HFTDs Remote GridWLDFREquipment / facility failureAggregated | WLDFR | HFTD - Distribution - Tier 3 - 3QU CoRE ¦ 1QU LoRE | Red Flag Warning - Small Fires | Equipment / facility failure | Aggregated | 2065 | 0.00010878 | 423.2024 | 0.046037 | 2065 | Mitigation | 0.95 | 45 | 0 | esc | 0.00097009 | 1.0553e-07 | 0.00097009 | 1.0553e-07 | 0.0027911 | 1.5397e-11 | 0.0087991 | 5.5411e-07
[120 empty] | 7.3.3.17.5 (Remote Grid) Updates to grid topology to minimize risk of ignition in HFTDs Remote GridWLDFREquipment / facility failureAggregated | WLDFR | HFTD - Distribution - Tier 3 - 3QU CoRE ¦ 1QU LoRE | Red Flag Warning - Small Fires | Equipment / facility failure | Aggregated | 2066 | 0.00010878 | 423.2024 | 0.046037 | 2066 | Mitigation | 0.95 | 45 | 0 | esc | 0.00097009 | 1.0553e-07 | 0.00097009 | 1.0553e-07 | 0.0027911 | 1.5397e-11 | 0.0087991 | 5.5411e-07
[120 empty] | 7.3.3.17.5 (Remote Grid) Updates to grid topology to minimize risk of ignition in HFTDs Remote GridWLDFREquipment / facility failureAggregated | WLDFR | HFTD - Distribution - Tier 3 - 3QU CoRE ¦ 1QU LoRE | Red Flag Warning - Small Fires | Equipment / facility failure | Aggregated | 2067 | 0.00010878 | 423.2024 | 0.046037 | 2067 | Mitigation | 0.95 | 45 | 0 | esc | 0 | 0 | 0.00097009 | 1.0553e-07 | 0.0027911 | 1.5397e-11 | 0.0087991 | 5.5411e-07
[120 empty] | 7.3.3.17.5 (Remote Grid) Updates to grid topology to minimize risk of ignition in HFTDs Remote GridWLDFRVegetation ContactAggregated | WLDFR | HFTD - Distribution - Tier 3 - 3QU CoRE ¦ 1QU LoRE | Red Flag Warning - Small Fires | Vegetation Contact | Aggregated | 2022 | 0.0010707 | 423.2024 | 0.45312 | 2022 | Mitigation | 0.95 | 45 | 0 | esc | 0.00097009 | 1.0387e-06 | 0 | 0 | 0.0027911 | 1.5397e-11 | 0.0087991 | 5.5411e-07
[120 empty] | 7.3.3.17.5 (Remote Grid) Updates to grid topology to minimize risk of ignition in HFTDs Remote GridWLDFRVegetation ContactAggregated | WLDFR | HFTD - Distribution - Tier 3 - 3QU CoRE ¦ 1QU LoRE | Red Flag Warning - Small Fires | Vegetation Contact | Aggregated | 2023 | 0.0010707 | 423.2024 | 0.45312 | 2023 | Mitigation | 0.95 | 45 | 0 | esc | 0.00097009 | 1.0387e-06 | 0.00097009 | 1.0387e-06 | 0.0027911 | 1.5397e-11 | 0.0087991 | 5.5411e-07
[120 empty] | 7.3.3.17.5 (Remote Grid) Updates to grid topology to minimize risk of ignition in HFTDs Remote GridWLDFRVegetation ContactAggregated | WLDFR | HFTD - Distribution - Tier 3 - 3QU CoRE ¦ 1QU LoRE | Red Flag Warning - Small Fires | Vegetation Contact | Aggregated | 2024 | 0.0010707 | 423.2024 | 0.45312 | 2024 | Mitigation | 0.95 | 45 | 0 | esc | 0.00097009 | 1.0387e-06 | 0.00097009 | 1.0387e-06 | 0.0027911 | 1.5397e-11 | 0.0087991 | 5.5411e-07
[120 empty] | 7.3.3.17.5 (Remote Grid) Updates to grid topology to minimize risk of ignition in HFTDs Remote GridWLDFRVegetation ContactAggregated | WLDFR | HFTD - Distribution - Tier 3 - 3QU CoRE ¦ 1QU LoRE | Red Flag Warning - Small Fires | Vegetation Contact | Aggregated | 2025 | 0.0010707 | 423.2024 | 0.45312 | 2025 | Mitigation | 0.95 | 45 | 0 | esc | 0.00097009 | 1.0387e-06 | 0.00097009 | 1.0387e-06 | 0.0027911 | 1.5397e-11 | 0.0087991 | 5.5411e-07
[120 empty] | 7.3.3.17.5 (Remote Grid) Updates to grid topology to minimize risk of ignition in HFTDs Remote GridWLDFRVegetation ContactAggregated | WLDFR | HFTD - Distribution - Tier 3 - 3QU CoRE ¦ 1QU LoRE | Red Flag Warning - Small Fires | Vegetation Contact | Aggregated | 2026 | 0.0010707 | 423.2024 | 0.45312 | 2026 | Mitigation | 0.95 | 45 | 0 | esc | 0.00097009 | 1.0387e-06 | 0.00097009 | 1.0387e-06 | 0.0027911 | 1.5397e-11 | 0.0087991 | 5.5411e-07
[120 empty] | 7.3.3.17.5 (Remote Grid) Updates to grid topology to minimize risk of ignition in HFTDs Remote GridWLDFRVegetation ContactAggregated | WLDFR | HFTD - Distribution - Tier 3 - 3QU CoRE ¦ 1QU LoRE | Red Flag Warning - Small Fires | Vegetation Contact | Aggregated | 2027 | 0.0010707 | 423.2024 | 0.45312 | 2027 | Mitigation | 0.95 | 45 | 0 | esc | 0.00097009 | 1.0387e-06 | 0.00097009 | 1.0387e-06 | 0.0027911 | 1.5397e-11 | 0.0087991 | 5.5411e-07
[120 empty] | 7.3.3.17.5 (Remote Grid) Updates to grid topology to minimize risk of ignition in HFTDs Remote GridWLDFRVegetation ContactAggregated | WLDFR | HFTD - Distribution - Tier 3 - 3QU CoRE ¦ 1QU LoRE | Red Flag Warning - Small Fires | Vegetation Contact | Aggregated | 2028 | 0.0010707 | 423.2024 | 0.45312 | 2028 | Mitigation | 0.95 | 45 | 0 | esc | 0.00097009 | 1.0387e-06 | 0.00097009 | 1.0387e-06 | 0 | 0 | 0.0087991 | 5.5411e-07
[120 empty] | 7.3.3.17.5 (Remote Grid) Updates to grid topology to minimize risk of ignition in HFTDs Remote GridWLDFRVegetation ContactAggregated | WLDFR | HFTD - Distribution - Tier 3 - 3QU CoRE ¦ 1QU LoRE | Red Flag Warning - Small Fires | Vegetation Contact | Aggregated | 2029 | 0.0010707 | 423.2024 | 0.45312 | 2029 | Mitigation | 0.95 | 45 | 0 | esc | 0.00097009 | 1.0387e-06 | 0.00097009 | 1.0387e-06 | 0.0027911 | 1.2578e-12 | 0.0087991 | 5.5411e-07
[120 empty] | 7.3.3.17.5 (Remote Grid) Updates to grid topology to minimize risk of ignition in HFTDs Remote GridWLDFRVegetation ContactAggregated | WLDFR | HFTD - Distribution - Tier 3 - 3QU CoRE ¦ 1QU LoRE | Red Flag Warning - Small Fires | Vegetation Contact | Aggregated | 2030 | 0.0010707 | 423.2024 | 0.45312 | 2030 | Mitigation | 0.95 | 45 | 0 | esc | 0.00097009 | 1.0387e-06 | 0.00097009 | 1.0387e-06 | 0.0027911 | 1.2578e-12 | 0.0087991 | 5.5411e-07
[120 empty] | 7.3.3.17.5 (Remote Grid) Updates to grid topology to minimize risk of ignition in HFTDs Remote GridWLDFRVegetation ContactAggregated | WLDFR | HFTD - Distribution - Tier 3 - 3QU CoRE ¦ 1QU LoRE | Red Flag Warning - Small Fires | Vegetation Contact | Aggregated | 2031 | 0.0010707 | 423.2024 | 0.45312 | 2031 | Mitigation | 0.95 | 45 | 0 | esc | 0.00097009 | 1.0387e-06 | 0.00097009 | 1.0387e-06 | 0.0027911 | 1.2578e-12 | 0.0087991 | 5.5411e-07
[120 empty] | 7.3.3.17.5 (Remote Grid) Updates to grid topology to minimize risk of ignition in HFTDs Remote GridWLDFRVegetation ContactAggregated | WLDFR | HFTD - Distribution - Tier 3 - 3QU CoRE ¦ 1QU LoRE | Red Flag Warning - Small Fires | Vegetation Contact | Aggregated | 2032 | 0.0010707 | 423.2024 | 0.45312 | 2032 | Mitigation | 0.95 | 45 | 0 | esc | 0.00097009 | 1.0387e-06 | 0.00097009 | 1.0387e-06 | 0.0027911 | 1.2578e-12 | 0.0087991 | 5.5411e-07
[120 empty] | 7.3.3.17.5 (Remote Grid) Updates to grid topology to minimize risk of ignition in HFTDs Remote GridWLDFRVegetation ContactAggregated | WLDFR | HFTD - Distribution - Tier 3 - 3QU CoRE ¦ 1QU LoRE | Red Flag Warning - Small Fires | Vegetation Contact | Aggregated | 2033 | 0.0010707 | 423.2024 | 0.45312 | 2033 | Mitigation | 0.95 | 45 | 0 | esc | 0.00097009 | 1.0387e-06 | 0.00097009 | 1.0387e-06 | 0.0027911 | 1.2578e-12 | 0.0087991 | 5.5411e-07
[120 empty] | 7.3.3.17.5 (Remote Grid) Updates to grid topology to minimize risk of ignition in HFTDs Remote GridWLDFRVegetation ContactAggregated | WLDFR | HFTD - Distribution - Tier 3 - 3QU CoRE ¦ 1QU LoRE | Red Flag Warning - Small Fires | Vegetation Contact | Aggregated | 2034 | 0.0010707 | 423.2024 | 0.45312 | 2034 | Mitigation | 0.95 | 45 | 0 | esc | 0.00097009 | 1.0387e-06 | 0.00097009 | 1.0387e-06 | 0.0027911 | 1.2578e-12 | 0.0087991 | 5.5411e-07
[120 empty] | 7.3.3.17.5 (Remote Grid) Updates to grid topology to minimize risk of ignition in HFTDs Remote GridWLDFRVegetation ContactAggregated | WLDFR | HFTD - Distribution - Tier 3 - 3QU CoRE ¦ 1QU LoRE | Red Flag Warning - Small Fires | Vegetation Contact | Aggregated | 2035 | 0.0010707 | 423.2024 | 0.45312 | 2035 | Mitigation | 0.95 | 45 | 0 | esc | 0.00097009 | 1.0387e-06 | 0.00097009 | 1.0387e-06 | 0.0027911 | 1.2578e-12 | 0.0087991 | 5.5411e-07
[120 empty] | 7.3.3.17.5 (Remote Grid) Updates to grid topology to minimize risk of ignition in HFTDs Remote GridWLDFRVegetation ContactAggregated | WLDFR | HFTD - Distribution - Tier 3 - 3QU CoRE ¦ 1QU LoRE | Red Flag Warning - Small Fires | Vegetation Contact | Aggregated | 2036 | 0.0010707 | 423.2024 | 0.45312 | 2036 | Mitigation | 0.95 | 45 | 0 | esc | 0.00097009 | 1.0387e-06 | 0.00097009 | 1.0387e-06 | 0.0027911 | 1.2578e-12 | 0.0087991 | 5.5411e-07
[120 empty] | 7.3.3.17.5 (Remote Grid) Updates to grid topology to minimize risk of ignition in HFTDs Remote GridWLDFRVegetation ContactAggregated | WLDFR | HFTD - Distribution - Tier 3 - 3QU CoRE ¦ 1QU LoRE | Red Flag Warning - Small Fires | Vegetation Contact | Aggregated | 2037 | 0.0010707 | 423.2024 | 0.45312 | 2037 | Mitigation | 0.95 | 45 | 0 | esc | 0.00097009 | 1.0387e-06 | 0.00097009 | 1.0387e-06 | 0.0027911 | 1.2578e-12 | 0.0087991 | 5.5411e-07
[120 empty] | 7.3.3.17.5 (Remote Grid) Updates to grid topology to minimize risk of ignition in HFTDs Remote GridWLDFRVegetation ContactAggregated | WLDFR | HFTD - Distribution - Tier 3 - 3QU CoRE ¦ 1QU LoRE | Red Flag Warning - Small Fires | Vegetation Contact | Aggregated | 2038 | 0.0010707 | 423.2024 | 0.45312 | 2038 | Mitigation | 0.95 | 45 | 0 | esc | 0.00097009 | 1.0387e-06 | 0.00097009 | 1.0387e-06 | 0.0027911 | 1.2578e-12 | 0.0087991 | 5.5411e-07
[120 empty] | 7.3.3.17.5 (Remote Grid) Updates to grid topology to minimize risk of ignition in HFTDs Remote GridWLDFRVegetation ContactAggregated | WLDFR | HFTD - Distribution - Tier 3 - 3QU CoRE ¦ 1QU LoRE | Red Flag Warning - Small Fires | Vegetation Contact | Aggregated | 2039 | 0.0010707 | 423.2024 | 0.45312 | 2039 | Mitigation | 0.95 | 45 | 0 | esc | 0.00097009 | 1.0387e-06 | 0.00097009 | 1.0387e-06 | 0.0027911 | 1.2578e-12 | 0.0087991 | 5.5411e-07
[120 empty] | 7.3.3.17.5 (Remote Grid) Updates to grid topology to minimize risk of ignition in HFTDs Remote GridWLDFRVegetation ContactAggregated | WLDFR | HFTD - Distribution - Tier 3 - 3QU CoRE ¦ 1QU LoRE | Red Flag Warning - Small Fires | Vegetation Contact | Aggregated | 2040 | 0.0010707 | 423.2024 | 0.45312 | 2040 | Mitigation | 0.95 | 45 | 0 | esc | 0.00097009 | 1.0387e-06 | 0.00097009 | 1.0387e-06 | 0.0027911 | 1.2578e-12 | 0.0087991 | 5.5411e-07
[120 empty] | 7.3.3.17.5 (Remote Grid) Updates to grid topology to minimize risk of ignition in HFTDs Remote GridWLDFRVegetation ContactAggregated | WLDFR | HFTD - Distribution - Tier 3 - 3QU CoRE ¦ 1QU LoRE | Red Flag Warning - Small Fires | Vegetation Contact | Aggregated | 2041 | 0.0010707 | 423.2024 | 0.45312 | 2041 | Mitigation | 0.95 | 45 | 0 | esc | 0.00097009 | 1.0387e-06 | 0.00097009 | 1.0387e-06 | 0.0027911 | 1.2578e-12 | 0.0087991 | 5.5411e-07
[120 empty] | 7.3.3.17.5 (Remote Grid) Updates to grid topology to minimize risk of ignition in HFTDs Remote GridWLDFRVegetation ContactAggregated | WLDFR | HFTD - Distribution - Tier 3 - 3QU CoRE ¦ 1QU LoRE | Red Flag Warning - Small Fires | Vegetation Contact | Aggregated | 2042 | 0.0010707 | 423.2024 | 0.45312 | 2042 | Mitigation | 0.95 | 45 | 0 | esc | 0.00097009 | 1.0387e-06 | 0.00097009 | 1.0387e-06 | 0.0027911 | 1.2578e-12 | 0 | 0
[120 empty] | 7.3.3.17.5 (Remote Grid) Updates to grid topology to minimize risk of ignition in HFTDs Remote GridWLDFRVegetation ContactAggregated | WLDFR | HFTD - Distribution - Tier 3 - 3QU CoRE ¦ 1QU LoRE | Red Flag Warning - Small Fires | Vegetation Contact | Aggregated | 2043 | 0.0010707 | 423.2024 | 0.45312 | 2043 | Mitigation | 0.95 | 45 | 0 | esc | 0.00097009 | 1.0387e-06 | 0.00097009 | 1.0387e-06 | 0.0027911 | 1.2578e-12 | 0 | 0
[120 empty] | 7.3.3.17.5 (Remote Grid) Updates to grid topology to minimize risk of ignition in HFTDs Remote GridWLDFRVegetation ContactAggregated | WLDFR | HFTD - Distribution - Tier 3 - 3QU CoRE ¦ 1QU LoRE | Red Flag Warning - Small Fires | Vegetation Contact | Aggregated | 2044 | 0.0010707 | 423.2024 | 0.45312 | 2044 | Mitigation | 0.95 | 45 | 0 | esc | 0.00097009 | 1.0387e-06 | 0.00097009 | 1.0387e-06 | 0.0027911 | 1.2578e-12 | 0.00988 | 2.7585e-07
[120 empty] | 7.3.3.17.5 (Remote Grid) Updates to grid topology to minimize risk of ignition in HFTDs Remote GridWLDFRVegetation ContactAggregated | WLDFR | HFTD - Distribution - Tier 3 - 3QU CoRE ¦ 1QU LoRE | Red Flag Warning - Small Fires | Vegetation Contact | Aggregated | 2045 | 0.0010707 | 423.2024 | 0.45312 | 2045 | Mitigation | 0.95 | 45 | 0 | esc | 0.00097009 | 1.0387e-06 | 0.00097009 | 1.0387e-06 | 0.0027911 | 1.2578e-12 | 0.00988 | 2.7585e-07
[120 empty] | 7.3.3.17.5 (Remote Grid) Updates to grid topology to minimize risk of ignition in HFTDs Remote GridWLDFRVegetation ContactAggregated | WLDFR | HFTD - Distribution - Tier 3 - 3QU CoRE ¦ 1QU LoRE | Red Flag Warning - Small Fires | Vegetation Contact | Aggregated | 2046 | 0.0010707 | 423.2024 | 0.45312 | 2046 | Mitigation | 0.95 | 45 | 0 | esc | 0.00097009 | 1.0387e-06 | 0.00097009 | 1.0387e-06 | 0.0027911 | 1.2578e-12 | 0.00988 | 2.7585e-07
[120 empty] | 7.3.3.17.5 (Remote Grid) Updates to grid topology to minimize risk of ignition in HFTDs Remote GridWLDFRVegetation ContactAggregated | WLDFR | HFTD - Distribution - Tier 3 - 3QU CoRE ¦ 1QU LoRE | Red Flag Warning - Small Fires | Vegetation Contact | Aggregated | 2047 | 0.0010707 | 423.2024 | 0.45312 | 2047 | Mitigation | 0.95 | 45 | 0 | esc | 0.00097009 | 1.0387e-06 | 0.00097009 | 1.0387e-06 | 0.0027911 | 1.2578e-12 | 0.00988 | 2.7585e-07
[120 empty] | 7.3.3.17.5 (Remote Grid) Updates to grid topology to minimize risk of ignition in HFTDs Remote GridWLDFRVegetation ContactAggregated | WLDFR | HFTD - Distribution - Tier 3 - 3QU CoRE ¦ 1QU LoRE | Red Flag Warning - Small Fires | Vegetation Contact | Aggregated | 2048 | 0.0010707 | 423.2024 | 0.45312 | 2048 | Mitigation | 0.95 | 45 | 0 | esc | 0.00097009 | 1.0387e-06 | 0.00097009 | 1.0387e-06 | 0.0027911 | 1.2578e-12 | 0.00988 | 2.7585e-07
[120 empty] | 7.3.3.17.5 (Remote Grid) Updates to grid topology to minimize risk of ignition in HFTDs Remote GridWLDFRVegetation ContactAggregated | WLDFR | HFTD - Distribution - Tier 3 - 3QU CoRE ¦ 1QU LoRE | Red Flag Warning - Small Fires | Vegetation Contact | Aggregated | 2049 | 0.0010707 | 423.2024 | 0.45312 | 2049 | Mitigation | 0.95 | 45 | 0 | esc | 0.00097009 | 1.0387e-06 | 0.00097009 | 1.0387e-06 | 0.0027911 | 1.2578e-12 | 0.00988 | 2.7585e-07
[120 empty] | 7.3.3.17.5 (Remote Grid) Updates to grid topology to minimize risk of ignition in HFTDs Remote GridWLDFRVegetation ContactAggregated | WLDFR | HFTD - Distribution - Tier 3 - 3QU CoRE ¦ 1QU LoRE | Red Flag Warning - Small Fires | Vegetation Contact | Aggregated | 2050 | 0.0010707 | 423.2024 | 0.45312 | 2050 | Mitigation | 0.95 | 45 | 0 | esc | 0.00097009 | 1.0387e-06 | 0.00097009 | 1.0387e-06 | 0.0027911 | 1.2578e-12 | 0.00988 | 2.7585e-07
[120 empty] | 7.3.3.17.5 (Remote Grid) Updates to grid topology to minimize risk of ignition in HFTDs Remote GridWLDFRVegetation ContactAggregated | WLDFR | HFTD - Distribution - Tier 3 - 3QU CoRE ¦ 1QU LoRE | Red Flag Warning - Small Fires | Vegetation Contact | Aggregated | 2051 | 0.0010707 | 423.2024 | 0.45312 | 2051 | Mitigation | 0.95 | 45 | 0 | esc | 0.00097009 | 1.0387e-06 | 0.00097009 | 1.0387e-06 | 0.0027911 | 1.2578e-12 | 0.00988 | 2.7585e-07
[120 empty] | 7.3.3.17.5 (Remote Grid) Updates to grid topology to minimize risk of ignition in HFTDs Remote GridWLDFRVegetation ContactAggregated | WLDFR | HFTD - Distribution - Tier 3 - 3QU CoRE ¦ 1QU LoRE | Red Flag Warning - Small Fires | Vegetation Contact | Aggregated | 2052 | 0.0010707 | 423.2024 | 0.45312 | 2052 | Mitigation | 0.95 | 45 | 0 | esc | 0.00097009 | 1.0387e-06 | 0.00097009 | 1.0387e-06 | 0.0027911 | 1.2578e-12 | 0.00988 | 2.7585e-07
[120 empty] | 7.3.3.17.5 (Remote Grid) Updates to grid topology to minimize risk of ignition in HFTDs Remote GridWLDFRVegetation ContactAggregated | WLDFR | HFTD - Distribution - Tier 3 - 3QU CoRE ¦ 1QU LoRE | Red Flag Warning - Small Fires | Vegetation Contact | Aggregated | 2053 | 0.0010707 | 423.2024 | 0.45312 | 2053 | Mitigation | 0.95 | 45 | 0 | esc | 0.00097009 | 1.0387e-06 | 0.00097009 | 1.0387e-06 | 0.0027911 | 1.2578e-12 | 0.00988 | 2.7585e-07
[120 empty] | 7.3.3.17.5 (Remote Grid) Updates to grid topology to minimize risk of ignition in HFTDs Remote GridWLDFRVegetation ContactAggregated | WLDFR | HFTD - Distribution - Tier 3 - 3QU CoRE ¦ 1QU LoRE | Red Flag Warning - Small Fires | Vegetation Contact | Aggregated | 2054 | 0.0010707 | 423.2024 | 0.45312 | 2054 | Mitigation | 0.95 | 45 | 0 | esc | 0.00097009 | 1.0387e-06 | 0.00097009 | 1.0387e-06 | 0.0027911 | 1.2578e-12 | 0.00988 | 2.7585e-07
[120 empty] | 7.3.3.17.5 (Remote Grid) Updates to grid topology to minimize risk of ignition in HFTDs Remote GridWLDFRVegetation ContactAggregated | WLDFR | HFTD - Distribution - Tier 3 - 3QU CoRE ¦ 1QU LoRE | Red Flag Warning - Small Fires | Vegetation Contact | Aggregated | 2055 | 0.0010707 | 423.2024 | 0.45312 | 2055 | Mitigation | 0.95 | 45 | 0 | esc | 0.00097009 | 1.0387e-06 | 0.00097009 | 1.0387e-06 | 0.0027911 | 1.2578e-12 | 0.00988 | 2.7585e-07
[120 empty] | 7.3.3.17.5 (Remote Grid) Updates to grid topology to minimize risk of ignition in HFTDs Remote GridWLDFRVegetation ContactAggregated | WLDFR | HFTD - Distribution - Tier 3 - 3QU CoRE ¦ 1QU LoRE | Red Flag Warning - Small Fires | Vegetation Contact | Aggregated | 2056 | 0.0010707 | 423.2024 | 0.45312 | 2056 | Mitigation | 0.95 | 45 | 0 | esc | 0.00097009 | 1.0387e-06 | 0.00097009 | 1.0387e-06 | 0.0027911 | 1.2578e-12 | 0.00988 | 2.7585e-07
[120 empty] | 7.3.3.17.5 (Remote Grid) Updates to grid topology to minimize risk of ignition in HFTDs Remote GridWLDFRVegetation ContactAggregated | WLDFR | HFTD - Distribution - Tier 3 - 3QU CoRE ¦ 1QU LoRE | Red Flag Warning - Small Fires | Vegetation Contact | Aggregated | 2057 | 0.0010707 | 423.2024 | 0.45312 | 2057 | Mitigation | 0.95 | 45 | 0 | esc | 0.00097009 | 1.0387e-06 | 0.00097009 | 1.0387e-06 | 0.0027911 | 1.2578e-12 | 0.00988 | 2.7585e-07
[120 empty] | 7.3.3.17.5 (Remote Grid) Updates to grid topology to minimize risk of ignition in HFTDs Remote GridWLDFRVegetation ContactAggregated | WLDFR | HFTD - Distribution - Tier 3 - 3QU CoRE ¦ 1QU LoRE | Red Flag Warning - Small Fires | Vegetation Contact | Aggregated | 2058 | 0.0010707 | 423.2024 | 0.45312 | 2058 | Mitigation | 0.95 | 45 | 0 | esc | 0.00097009 | 1.0387e-06 | 0.00097009 | 1.0387e-06 | 0.0027911 | 1.2578e-12 | 0.00988 | 2.7585e-07
[120 empty] | 7.3.3.17.5 (Remote Grid) Updates to grid topology to minimize risk of ignition in HFTDs Remote GridWLDFRVegetation ContactAggregated | WLDFR | HFTD - Distribution - Tier 3 - 3QU CoRE ¦ 1QU LoRE | Red Flag Warning - Small Fires | Vegetation Contact | Aggregated | 2059 | 0.0010707 | 423.2024 | 0.45312 | 2059 | Mitigation | 0.95 | 45 | 0 | esc | 0.00097009 | 1.0387e-06 | 0.00097009 | 1.0387e-06 | 0.0027911 | 1.2578e-12 | 0.00988 | 2.7585e-07
[120 empty] | 7.3.3.17.5 (Remote Grid) Updates to grid topology to minimize risk of ignition in HFTDs Remote GridWLDFRVegetation ContactAggregated | WLDFR | HFTD - Distribution - Tier 3 - 3QU CoRE ¦ 1QU LoRE | Red Flag Warning - Small Fires | Vegetation Contact | Aggregated | 2060 | 0.0010707 | 423.2024 | 0.45312 | 2060 | Mitigation | 0.95 | 45 | 0 | esc | 0.00097009 | 1.0387e-06 | 0.00097009 | 1.0387e-06 | 0.0027911 | 1.2578e-12 | 0.00988 | 2.7585e-07
[120 empty] | 7.3.3.17.5 (Remote Grid) Updates to grid topology to minimize risk of ignition in HFTDs Remote GridWLDFRVegetation ContactAggregated | WLDFR | HFTD - Distribution - Tier 3 - 3QU CoRE ¦ 1QU LoRE | Red Flag Warning - Small Fires | Vegetation Contact | Aggregated | 2061 | 0.0010707 | 423.2024 | 0.45312 | 2061 | Mitigation | 0.95 | 45 | 0 | esc | 0.00097009 | 1.0387e-06 | 0.00097009 | 1.0387e-06 | 0.0027911 | 1.2578e-12 | 0.00988 | 2.7585e-07
[120 empty] | 7.3.3.17.5 (Remote Grid) Updates to grid topology to minimize risk of ignition in HFTDs Remote GridWLDFRVegetation ContactAggregated | WLDFR | HFTD - Distribution - Tier 3 - 3QU CoRE ¦ 1QU LoRE | Red Flag Warning - Small Fires | Vegetation Contact | Aggregated | 2062 | 0.0010707 | 423.2024 | 0.45312 | 2062 | Mitigation | 0.95 | 45 | 0 | esc | 0.00097009 | 1.0387e-06 | 0.00097009 | 1.0387e-06 | 0.0027911 | 1.2578e-12 | 0.00988 | 2.7585e-07
[120 empty] | 7.3.3.17.5 (Remote Grid) Updates to grid topology to minimize risk of ignition in HFTDs Remote GridWLDFRVegetation ContactAggregated | WLDFR | HFTD - Distribution - Tier 3 - 3QU CoRE ¦ 1QU LoRE | Red Flag Warning - Small Fires | Vegetation Contact | Aggregated | 2063 | 0.0010707 | 423.2024 | 0.45312 | 2063 | Mitigation | 0.95 | 45 | 0 | esc | 0.00097009 | 1.0387e-06 | 0.00097009 | 1.0387e-06 | 0.0027911 | 1.2578e-12 | 0.00988 | 2.7585e-07
[120 empty] | 7.3.3.17.5 (Remote Grid) Updates to grid topology to minimize risk of ignition in HFTDs Remote GridWLDFRVegetation ContactAggregated | WLDFR | HFTD - Distribution - Tier 3 - 3QU CoRE ¦ 1QU LoRE | Red Flag Warning - Small Fires | Vegetation Contact | Aggregated | 2064 | 0.0010707 | 423.2024 | 0.45312 | 2064 | Mitigation | 0.95 | 45 | 0 | esc | 0.00097009 | 1.0387e-06 | 0.00097009 | 1.0387e-06 | 0.0027911 | 1.2578e-12 | 0.00988 | 2.7585e-07
[120 empty] | 7.3.3.17.5 (Remote Grid) Updates to grid topology to minimize risk of ignition in HFTDs Remote GridWLDFRVegetation ContactAggregated | WLDFR | HFTD - Distribution - Tier 3 - 3QU CoRE ¦ 1QU LoRE | Red Flag Warning - Small Fires | Vegetation Contact | Aggregated | 2065 | 0.0010707 | 423.2024 | 0.45312 | 2065 | Mitigation | 0.95 | 45 | 0 | esc | 0.00097009 | 1.0387e-06 | 0.00097009 | 1.0387e-06 | 0.0027911 | 1.2578e-12 | 0.00988 | 2.7585e-07
[120 empty] | 7.3.3.17.5 (Remote Grid) Updates to grid topology to minimize risk of ignition in HFTDs Remote GridWLDFRVegetation ContactAggregated | WLDFR | HFTD - Distribution - Tier 3 - 3QU CoRE ¦ 1QU LoRE | Red Flag Warning - Small Fires | Vegetation Contact | Aggregated | 2066 | 0.0010707 | 423.2024 | 0.45312 | 2066 | Mitigation | 0.95 | 45 | 0 | esc | 0.00097009 | 1.0387e-06 | 0.00097009 | 1.0387e-06 | 0.0027911 | 1.2578e-12 | 0.00988 | 2.7585e-07
[120 empty] | 7.3.3.17.5 (Remote Grid) Updates to grid topology to minimize risk of ignition in HFTDs Remote GridWLDFRVegetation ContactAggregated | WLDFR | HFTD - Distribution - Tier 3 - 3QU CoRE ¦ 1QU LoRE | Red Flag Warning - Small Fires | Vegetation Contact | Aggregated | 2067 | 0.0010707 | 423.2024 | 0.45312 | 2067 | Mitigation | 0.95 | 45 | 0 | esc | 0 | 0 | 0.00097009 | 1.0387e-06 | 0.0027911 | 1.2578e-12 | 0.00988 | 2.7585e-07
[120 empty] | 7.3.3.17.5 (Remote Grid) Updates to grid topology to minimize risk of ignition in HFTDs Remote GridWLDFRWire-to-wire contactAggregated | WLDFR | HFTD - Distribution - Tier 3 - 3QU CoRE ¦ 1QU LoRE | Red Flag Warning - Small Fires | Wire-to-wire contact | Aggregated | 2022 | 3.0981e-06 | 423.2024 | 0.0013111 | 2022 | Mitigation | 0.95 | 45 | 0 | esc | 0.00097009 | 3.0055e-09 | 0 | 0 | 0.0027911 | 1.2578e-12 | 0.00988 | 2.7585e-07
[120 empty] | 7.3.3.17.5 (Remote Grid) Updates to grid topology to minimize risk of ignition in HFTDs Remote GridWLDFRWire-to-wire contactAggregated | WLDFR | HFTD - Distribution - Tier 3 - 3QU CoRE ¦ 1QU LoRE | Red Flag Warning - Small Fires | Wire-to-wire contact | Aggregated | 2023 | 3.0981e-06 | 423.2024 | 0.0013111 | 2023 | Mitigation | 0.95 | 45 | 0 | esc | 0.00097009 | 3.0055e-09 | 0.00097009 | 3.0055e-09 | 0.0027911 | 1.2578e-12 | 0.00988 | 2.7585e-07
[120 empty] | 7.3.3.17.5 (Remote Grid) Updates to grid topology to minimize risk of ignition in HFTDs Remote GridWLDFRWire-to-wire contactAggregated | WLDFR | HFTD - Distribution - Tier 3 - 3QU CoRE ¦ 1QU LoRE | Red Flag Warning - Small Fires | Wire-to-wire contact | Aggregated | 2024 | 3.0981e-06 | 423.2024 | 0.0013111 | 2024 | Mitigation | 0.95 | 45 | 0 | esc | 0.00097009 | 3.0055e-09 | 0.00097009 | 3.0055e-09 | 0.0027911 | 1.2578e-12 | 0.00988 | 2.7585e-07
[120 empty] | 7.3.3.17.5 (Remote Grid) Updates to grid topology to minimize risk of ignition in HFTDs Remote GridWLDFRWire-to-wire contactAggregated | WLDFR | HFTD - Distribution - Tier 3 - 3QU CoRE ¦ 1QU LoRE | Red Flag Warning - Small Fires | Wire-to-wire contact | Aggregated | 2025 | 3.0981e-06 | 423.2024 | 0.0013111 | 2025 | Mitigation | 0.95 | 45 | 0 | esc | 0.00097009 | 3.0055e-09 | 0.00097009 | 3.0055e-09 | 0.0027911 | 1.2578e-12 | 0.00988 | 2.7585e-07
[120 empty] | 7.3.3.17.5 (Remote Grid) Updates to grid topology to minimize risk of ignition in HFTDs Remote GridWLDFRWire-to-wire contactAggregated | WLDFR | HFTD - Distribution - Tier 3 - 3QU CoRE ¦ 1QU LoRE | Red Flag Warning - Small Fires | Wire-to-wire contact | Aggregated | 2026 | 3.0981e-06 | 423.2024 | 0.0013111 | 2026 | Mitigation | 0.95 | 45 | 0 | esc | 0.00097009 | 3.0055e-09 | 0.00097009 | 3.0055e-09 | 0.0027911 | 1.2578e-12 | 0.00988 | 2.7585e-07
[120 empty] | 7.3.3.17.5 (Remote Grid) Updates to grid topology to minimize risk of ignition in HFTDs Remote GridWLDFRWire-to-wire contactAggregated | WLDFR | HFTD - Distribution - Tier 3 - 3QU CoRE ¦ 1QU LoRE | Red Flag Warning - Small Fires | Wire-to-wire contact | Aggregated | 2027 | 3.0981e-06 | 423.2024 | 0.0013111 | 2027 | Mitigation | 0.95 | 45 | 0 | esc | 0.00097009 | 3.0055e-09 | 0.00097009 | 3.0055e-09 | 0.0027911 | 1.2578e-12 | 0.00988 | 2.7585e-07
[120 empty] | 7.3.3.17.5 (Remote Grid) Updates to grid topology to minimize risk of ignition in HFTDs Remote GridWLDFRWire-to-wire contactAggregated | WLDFR | HFTD - Distribution - Tier 3 - 3QU CoRE ¦ 1QU LoRE | Red Flag Warning - Small Fires | Wire-to-wire contact | Aggregated | 2028 | 3.0981e-06 | 423.2024 | 0.0013111 | 2028 | Mitigation | 0.95 | 45 | 0 | esc | 0.00097009 | 3.0055e-09 | 0.00097009 | 3.0055e-09 | 0.0027911 | 1.2578e-12 | 0 | 0
[120 empty] | 7.3.3.17.5 (Remote Grid) Updates to grid topology to minimize risk of ignition in HFTDs Remote GridWLDFRWire-to-wire contactAggregated | WLDFR | HFTD - Distribution - Tier 3 - 3QU CoRE ¦ 1QU LoRE | Red Flag Warning - Small Fires | Wire-to-wire contact | Aggregated | 2029 | 3.0981e-06 | 423.2024 | 0.0013111 | 2029 | Mitigation | 0.95 | 45 | 0 | esc | 0.00097009 | 3.0055e-09 | 0.00097009 | 3.0055e-09 | 0.0027911 | 1.2578e-12 | 0 | 0
[120 empty] | 7.3.3.17.5 (Remote Grid) Updates to grid topology to minimize risk of ignition in HFTDs Remote GridWLDFRWire-to-wire contactAggregated | WLDFR | HFTD - Distribution - Tier 3 - 3QU CoRE ¦ 1QU LoRE | Red Flag Warning - Small Fires | Wire-to-wire contact | Aggregated | 2030 | 3.0981e-06 | 423.2024 | 0.0013111 | 2030 | Mitigation | 0.95 | 45 | 0 | esc | 0.00097009 | 3.0055e-09 | 0.00097009 | 3.0055e-09 | 0.0027911 | 1.2578e-12 | 0.0085129 | 1.9523e-07
[120 empty] | 7.3.3.17.5 (Remote Grid) Updates to grid topology to minimize risk of ignition in HFTDs Remote GridWLDFRWire-to-wire contactAggregated | WLDFR | HFTD - Distribution - Tier 3 - 3QU CoRE ¦ 1QU LoRE | Red Flag Warning - Small Fires | Wire-to-wire contact | Aggregated | 2031 | 3.0981e-06 | 423.2024 | 0.0013111 | 2031 | Mitigation | 0.95 | 45 | 0 | esc | 0.00097009 | 3.0055e-09 | 0.00097009 | 3.0055e-09 | 0.0027911 | 1.2578e-12 | 0.0085129 | 1.9523e-07
[120 empty] | 7.3.3.17.5 (Remote Grid) Updates to grid topology to minimize risk of ignition in HFTDs Remote GridWLDFRWire-to-wire contactAggregated | WLDFR | HFTD - Distribution - Tier 3 - 3QU CoRE ¦ 1QU LoRE | Red Flag Warning - Small Fires | Wire-to-wire contact | Aggregated | 2032 | 3.0981e-06 | 423.2024 | 0.0013111 | 2032 | Mitigation | 0.95 | 45 | 0 | esc | 0.00097009 | 3.0055e-09 | 0.00097009 | 3.0055e-09 | 0 | 0 | 0.0085129 | 1.9523e-07
[120 empty] | 7.3.3.17.5 (Remote Grid) Updates to grid topology to minimize risk of ignition in HFTDs Remote GridWLDFRWire-to-wire contactAggregated | WLDFR | HFTD - Distribution - Tier 3 - 3QU CoRE ¦ 1QU LoRE | Red Flag Warning - Small Fires | Wire-to-wire contact | Aggregated | 2033 | 3.0981e-06 | 423.2024 | 0.0013111 | 2033 | Mitigation | 0.95 | 45 | 0 | esc | 0.00097009 | 3.0055e-09 | 0.00097009 | 3.0055e-09 | 0.0027911 | 8.7747e-11 | 0.0085129 | 1.9523e-07
[120 empty] | 7.3.3.17.5 (Remote Grid) Updates to grid topology to minimize risk of ignition in HFTDs Remote GridWLDFRWire-to-wire contactAggregated | WLDFR | HFTD - Distribution - Tier 3 - 3QU CoRE ¦ 1QU LoRE | Red Flag Warning - Small Fires | Wire-to-wire contact | Aggregated | 2034 | 3.0981e-06 | 423.2024 | 0.0013111 | 2034 | Mitigation | 0.95 | 45 | 0 | esc | 0.00097009 | 3.0055e-09 | 0.00097009 | 3.0055e-09 | 0.0027911 | 8.7747e-11 | 0.0085129 | 1.9523e-07
[120 empty] | 7.3.3.17.5 (Remote Grid) Updates to grid topology to minimize risk of ignition in HFTDs Remote GridWLDFRWire-to-wire contactAggregated | WLDFR | HFTD - Distribution - Tier 3 - 3QU CoRE ¦ 1QU LoRE | Red Flag Warning - Small Fires | Wire-to-wire contact | Aggregated | 2035 | 3.0981e-06 | 423.2024 | 0.0013111 | 2035 | Mitigation | 0.95 | 45 | 0 | esc | 0.00097009 | 3.0055e-09 | 0.00097009 | 3.0055e-09 | 0.0027911 | 8.7747e-11 | 0.0085129 | 1.9523e-07
[120 empty] | 7.3.3.17.5 (Remote Grid) Updates to grid topology to minimize risk of ignition in HFTDs Remote GridWLDFRWire-to-wire contactAggregated | WLDFR | HFTD - Distribution - Tier 3 - 3QU CoRE ¦ 1QU LoRE | Red Flag Warning - Small Fires | Wire-to-wire contact | Aggregated | 2036 | 3.0981e-06 | 423.2024 | 0.0013111 | 2036 | Mitigation | 0.95 | 45 | 0 | esc | 0.00097009 | 3.0055e-09 | 0.00097009 | 3.0055e-09 | 0.0027911 | 8.7747e-11 | 0.0085129 | 1.9523e-07
[120 empty] | 7.3.3.17.5 (Remote Grid) Updates to grid topology to minimize risk of ignition in HFTDs Remote GridWLDFRWire-to-wire contactAggregated | WLDFR | HFTD - Distribution - Tier 3 - 3QU CoRE ¦ 1QU LoRE | Red Flag Warning - Small Fires | Wire-to-wire contact | Aggregated | 2037 | 3.0981e-06 | 423.2024 | 0.0013111 | 2037 | Mitigation | 0.95 | 45 | 0 | esc | 0.00097009 | 3.0055e-09 | 0.00097009 | 3.0055e-09 | 0.0027911 | 8.7747e-11 | 0.0085129 | 1.9523e-07
[120 empty] | 7.3.3.17.5 (Remote Grid) Updates to grid topology to minimize risk of ignition in HFTDs Remote GridWLDFRWire-to-wire contactAggregated | WLDFR | HFTD - Distribution - Tier 3 - 3QU CoRE ¦ 1QU LoRE | Red Flag Warning - Small Fires | Wire-to-wire contact | Aggregated | 2038 | 3.0981e-06 | 423.2024 | 0.0013111 | 2038 | Mitigation | 0.95 | 45 | 0 | esc | 0.00097009 | 3.0055e-09 | 0.00097009 | 3.0055e-09 | 0.0027911 | 8.7747e-11 | 0.0085129 | 1.9523e-07
[120 empty] | 7.3.3.17.5 (Remote Grid) Updates to grid topology to minimize risk of ignition in HFTDs Remote GridWLDFRWire-to-wire contactAggregated | WLDFR | HFTD - Distribution - Tier 3 - 3QU CoRE ¦ 1QU LoRE | Red Flag Warning - Small Fires | Wire-to-wire contact | Aggregated | 2039 | 3.0981e-06 | 423.2024 | 0.0013111 | 2039 | Mitigation | 0.95 | 45 | 0 | esc | 0.00097009 | 3.0055e-09 | 0.00097009 | 3.0055e-09 | 0.0027911 | 8.7747e-11 | 0.0085129 | 1.9523e-07
[120 empty] | 7.3.3.17.5 (Remote Grid) Updates to grid topology to minimize risk of ignition in HFTDs Remote GridWLDFRWire-to-wire contactAggregated | WLDFR | HFTD - Distribution - Tier 3 - 3QU CoRE ¦ 1QU LoRE | Red Flag Warning - Small Fires | Wire-to-wire contact | Aggregated | 2040 | 3.0981e-06 | 423.2024 | 0.0013111 | 2040 | Mitigation | 0.95 | 45 | 0 | esc | 0.00097009 | 3.0055e-09 | 0.00097009 | 3.0055e-09 | 0.0027911 | 8.7747e-11 | 0.0085129 | 1.9523e-07
[120 empty] | 7.3.3.17.5 (Remote Grid) Updates to grid topology to minimize risk of ignition in HFTDs Remote GridWLDFRWire-to-wire contactAggregated | WLDFR | HFTD - Distribution - Tier 3 - 3QU CoRE ¦ 1QU LoRE | Red Flag Warning - Small Fires | Wire-to-wire contact | Aggregated | 2041 | 3.0981e-06 | 423.2024 | 0.0013111 | 2041 | Mitigation | 0.95 | 45 | 0 | esc | 0.00097009 | 3.0055e-09 | 0.00097009 | 3.0055e-09 | 0.0027911 | 8.7747e-11 | 0.0085129 | 1.9523e-07
[120 empty] | 7.3.3.17.5 (Remote Grid) Updates to grid topology to minimize risk of ignition in HFTDs Remote GridWLDFRWire-to-wire contactAggregated | WLDFR | HFTD - Distribution - Tier 3 - 3QU CoRE ¦ 1QU LoRE | Red Flag Warning - Small Fires | Wire-to-wire contact | Aggregated | 2042 | 3.0981e-06 | 423.2024 | 0.0013111 | 2042 | Mitigation | 0.95 | 45 | 0 | esc | 0.00097009 | 3.0055e-09 | 0.00097009 | 3.0055e-09 | 0.0027911 | 8.7747e-11 | 0.0085129 | 1.9523e-07
[120 empty] | 7.3.3.17.5 (Remote Grid) Updates to grid topology to minimize risk of ignition in HFTDs Remote GridWLDFRWire-to-wire contactAggregated | WLDFR | HFTD - Distribution - Tier 3 - 3QU CoRE ¦ 1QU LoRE | Red Flag Warning - Small Fires | Wire-to-wire contact | Aggregated | 2043 | 3.0981e-06 | 423.2024 | 0.0013111 | 2043 | Mitigation | 0.95 | 45 | 0 | esc | 0.00097009 | 3.0055e-09 | 0.00097009 | 3.0055e-09 | 0.0027911 | 8.7747e-11 | 0.0085129 | 1.9523e-07
[120 empty] | 7.3.3.17.5 (Remote Grid) Updates to grid topology to minimize risk of ignition in HFTDs Remote GridWLDFRWire-to-wire contactAggregated | WLDFR | HFTD - Distribution - Tier 3 - 3QU CoRE ¦ 1QU LoRE | Red Flag Warning - Small Fires | Wire-to-wire contact | Aggregated | 2044 | 3.0981e-06 | 423.2024 | 0.0013111 | 2044 | Mitigation | 0.95 | 45 | 0 | esc | 0.00097009 | 3.0055e-09 | 0.00097009 | 3.0055e-09 | 0.0027911 | 8.7747e-11 | 0.0085129 | 1.9523e-07
[120 empty] | 7.3.3.17.5 (Remote Grid) Updates to grid topology to minimize risk of ignition in HFTDs Remote GridWLDFRWire-to-wire contactAggregated | WLDFR | HFTD - Distribution - Tier 3 - 3QU CoRE ¦ 1QU LoRE | Red Flag Warning - Small Fires | Wire-to-wire contact | Aggregated | 2045 | 3.0981e-06 | 423.2024 | 0.0013111 | 2045 | Mitigation | 0.95 | 45 | 0 | esc | 0.00097009 | 3.0055e-09 | 0.00097009 | 3.0055e-09 | 0.0027911 | 8.7747e-11 | 0.0085129 | 1.9523e-07
[120 empty] | 7.3.3.17.5 (Remote Grid) Updates to grid topology to minimize risk of ignition in HFTDs Remote GridWLDFRWire-to-wire contactAggregated | WLDFR | HFTD - Distribution - Tier 3 - 3QU CoRE ¦ 1QU LoRE | Red Flag Warning - Small Fires | Wire-to-wire contact | Aggregated | 2046 | 3.0981e-06 | 423.2024 | 0.0013111 | 2046 | Mitigation | 0.95 | 45 | 0 | esc | 0.00097009 | 3.0055e-09 | 0.00097009 | 3.0055e-09 | 0.0027911 | 8.7747e-11 | 0.0085129 | 1.9523e-07
[120 empty] | 7.3.3.17.5 (Remote Grid) Updates to grid topology to minimize risk of ignition in HFTDs Remote GridWLDFRWire-to-wire contactAggregated | WLDFR | HFTD - Distribution - Tier 3 - 3QU CoRE ¦ 1QU LoRE | Red Flag Warning - Small Fires | Wire-to-wire contact | Aggregated | 2047 | 3.0981e-06 | 423.2024 | 0.0013111 | 2047 | Mitigation | 0.95 | 45 | 0 | esc | 0.00097009 | 3.0055e-09 | 0.00097009 | 3.0055e-09 | 0.0027911 | 8.7747e-11 | 0.0085129 | 1.9523e-07
[120 empty] | 7.3.3.17.5 (Remote Grid) Updates to grid topology to minimize risk of ignition in HFTDs Remote GridWLDFRWire-to-wire contactAggregated | WLDFR | HFTD - Distribution - Tier 3 - 3QU CoRE ¦ 1QU LoRE | Red Flag Warning - Small Fires | Wire-to-wire contact | Aggregated | 2048 | 3.0981e-06 | 423.2024 | 0.0013111 | 2048 | Mitigation | 0.95 | 45 | 0 | esc | 0.00097009 | 3.0055e-09 | 0.00097009 | 3.0055e-09 | 0.0027911 | 8.7747e-11 | 0.0085129 | 1.9523e-07
[120 empty] | 7.3.3.17.5 (Remote Grid) Updates to grid topology to minimize risk of ignition in HFTDs Remote GridWLDFRWire-to-wire contactAggregated | WLDFR | HFTD - Distribution - Tier 3 - 3QU CoRE ¦ 1QU LoRE | Red Flag Warning - Small Fires | Wire-to-wire contact | Aggregated | 2049 | 3.0981e-06 | 423.2024 | 0.0013111 | 2049 | Mitigation | 0.95 | 45 | 0 | esc | 0.00097009 | 3.0055e-09 | 0.00097009 | 3.0055e-09 | 0.0027911 | 8.7747e-11 | 0.0085129 | 1.9523e-07
[120 empty] | 7.3.3.17.5 (Remote Grid) Updates to grid topology to minimize risk of ignition in HFTDs Remote GridWLDFRWire-to-wire contactAggregated | WLDFR | HFTD - Distribution - Tier 3 - 3QU CoRE ¦ 1QU LoRE | Red Flag Warning - Small Fires | Wire-to-wire contact | Aggregated | 2050 | 3.0981e-06 | 423.2024 | 0.0013111 | 2050 | Mitigation | 0.95 | 45 | 0 | esc | 0.00097009 | 3.0055e-09 | 0.00097009 | 3.0055e-09 | 0.0027911 | 8.7747e-11 | 0.0085129 | 1.9523e-07
[120 empty] | 7.3.3.17.5 (Remote Grid) Updates to grid topology to minimize risk of ignition in HFTDs Remote GridWLDFRWire-to-wire contactAggregated | WLDFR | HFTD - Distribution - Tier 3 - 3QU CoRE ¦ 1QU LoRE | Red Flag Warning - Small Fires | Wire-to-wire contact | Aggregated | 2051 | 3.0981e-06 | 423.2024 | 0.0013111 | 2051 | Mitigation | 0.95 | 45 | 0 | esc | 0.00097009 | 3.0055e-09 | 0.00097009 | 3.0055e-09 | 0.0027911 | 8.7747e-11 | 0.0085129 | 1.9523e-07
[120 empty] | 7.3.3.17.5 (Remote Grid) Updates to grid topology to minimize risk of ignition in HFTDs Remote GridWLDFRWire-to-wire contactAggregated | WLDFR | HFTD - Distribution - Tier 3 - 3QU CoRE ¦ 1QU LoRE | Red Flag Warning - Small Fires | Wire-to-wire contact | Aggregated | 2052 | 3.0981e-06 | 423.2024 | 0.0013111 | 2052 | Mitigation | 0.95 | 45 | 0 | esc | 0.00097009 | 3.0055e-09 | 0.00097009 | 3.0055e-09 | 0.0027911 | 8.7747e-11 | 0.0085129 | 1.9523e-07
[120 empty] | 7.3.3.17.5 (Remote Grid) Updates to grid topology to minimize risk of ignition in HFTDs Remote GridWLDFRWire-to-wire contactAggregated | WLDFR | HFTD - Distribution - Tier 3 - 3QU CoRE ¦ 1QU LoRE | Red Flag Warning - Small Fires | Wire-to-wire contact | Aggregated | 2053 | 3.0981e-06 | 423.2024 | 0.0013111 | 2053 | Mitigation | 0.95 | 45 | 0 | esc | 0.00097009 | 3.0055e-09 | 0.00097009 | 3.0055e-09 | 0.0027911 | 8.7747e-11 | 0.0085129 | 1.9523e-07
[120 empty] | 7.3.3.17.5 (Remote Grid) Updates to grid topology to minimize risk of ignition in HFTDs Remote GridWLDFRWire-to-wire contactAggregated | WLDFR | HFTD - Distribution - Tier 3 - 3QU CoRE ¦ 1QU LoRE | Red Flag Warning - Small Fires | Wire-to-wire contact | Aggregated | 2054 | 3.0981e-06 | 423.2024 | 0.0013111 | 2054 | Mitigation | 0.95 | 45 | 0 | esc | 0.00097009 | 3.0055e-09 | 0.00097009 | 3.0055e-09 | 0.0027911 | 8.7747e-11 | 0.0085129 | 1.9523e-07
[120 empty] | 7.3.3.17.5 (Remote Grid) Updates to grid topology to minimize risk of ignition in HFTDs Remote GridWLDFRWire-to-wire contactAggregated | WLDFR | HFTD - Distribution - Tier 3 - 3QU CoRE ¦ 1QU LoRE | Red Flag Warning - Small Fires | Wire-to-wire contact | Aggregated | 2055 | 3.0981e-06 | 423.2024 | 0.0013111 | 2055 | Mitigation | 0.95 | 45 | 0 | esc | 0.00097009 | 3.0055e-09 | 0.00097009 | 3.0055e-09 | 0.0027911 | 8.7747e-11 | 0.0085129 | 1.9523e-07
[120 empty] | 7.3.3.17.5 (Remote Grid) Updates to grid topology to minimize risk of ignition in HFTDs Remote GridWLDFRWire-to-wire contactAggregated | WLDFR | HFTD - Distribution - Tier 3 - 3QU CoRE ¦ 1QU LoRE | Red Flag Warning - Small Fires | Wire-to-wire contact | Aggregated | 2056 | 3.0981e-06 | 423.2024 | 0.0013111 | 2056 | Mitigation | 0.95 | 45 | 0 | esc | 0.00097009 | 3.0055e-09 | 0.00097009 | 3.0055e-09 | 0.0027911 | 8.7747e-11 | 0.0085129 | 1.9523e-07
[120 empty] | 7.3.3.17.5 (Remote Grid) Updates to grid topology to minimize risk of ignition in HFTDs Remote GridWLDFRWire-to-wire contactAggregated | WLDFR | HFTD - Distribution - Tier 3 - 3QU CoRE ¦ 1QU LoRE | Red Flag Warning - Small Fires | Wire-to-wire contact | Aggregated | 2057 | 3.0981e-06 | 423.2024 | 0.0013111 | 2057 | Mitigation | 0.95 | 45 | 0 | esc | 0.00097009 | 3.0055e-09 | 0.00097009 | 3.0055e-09 | 0.0027911 | 8.7747e-11 | 0.0085129 | 1.9523e-07
[120 empty] | 7.3.3.17.5 (Remote Grid) Updates to grid topology to minimize risk of ignition in HFTDs Remote GridWLDFRWire-to-wire contactAggregated | WLDFR | HFTD - Distribution - Tier 3 - 3QU CoRE ¦ 1QU LoRE | Red Flag Warning - Small Fires | Wire-to-wire contact | Aggregated | 2058 | 3.0981e-06 | 423.2024 | 0.0013111 | 2058 | Mitigation | 0.95 | 45 | 0 | esc | 0.00097009 | 3.0055e-09 | 0.00097009 | 3.0055e-09 | 0.0027911 | 8.7747e-11 | 0.0085129 | 1.9523e-07
[120 empty] | 7.3.3.17.5 (Remote Grid) Updates to grid topology to minimize risk of ignition in HFTDs Remote GridWLDFRWire-to-wire contactAggregated | WLDFR | HFTD - Distribution - Tier 3 - 3QU CoRE ¦ 1QU LoRE | Red Flag Warning - Small Fires | Wire-to-wire contact | Aggregated | 2059 | 3.0981e-06 | 423.2024 | 0.0013111 | 2059 | Mitigation | 0.95 | 45 | 0 | esc | 0.00097009 | 3.0055e-09 | 0.00097009 | 3.0055e-09 | 0.0027911 | 8.7747e-11 | 0.0085129 | 1.9523e-07
[120 empty] | 7.3.3.17.5 (Remote Grid) Updates to grid topology to minimize risk of ignition in HFTDs Remote GridWLDFRWire-to-wire contactAggregated | WLDFR | HFTD - Distribution - Tier 3 - 3QU CoRE ¦ 1QU LoRE | Red Flag Warning - Small Fires | Wire-to-wire contact | Aggregated | 2060 | 3.0981e-06 | 423.2024 | 0.0013111 | 2060 | Mitigation | 0.95 | 45 | 0 | esc | 0.00097009 | 3.0055e-09 | 0.00097009 | 3.0055e-09 | 0.0027911 | 8.7747e-11 | 0 | 0
[120 empty] | 7.3.3.17.5 (Remote Grid) Updates to grid topology to minimize risk of ignition in HFTDs Remote GridWLDFRWire-to-wire contactAggregated | WLDFR | HFTD - Distribution - Tier 3 - 3QU CoRE ¦ 1QU LoRE | Red Flag Warning - Small Fires | Wire-to-wire contact | Aggregated | 2061 | 3.0981e-06 | 423.2024 | 0.0013111 | 2061 | Mitigation | 0.95 | 45 | 0 | esc | 0.00097009 | 3.0055e-09 | 0.00097009 | 3.0055e-09 | 0.0027911 | 8.7747e-11 | 0 | 0
[120 empty] | 7.3.3.17.5 (Remote Grid) Updates to grid topology to minimize risk of ignition in HFTDs Remote GridWLDFRWire-to-wire contactAggregated | WLDFR | HFTD - Distribution - Tier 3 - 3QU CoRE ¦ 1QU LoRE | Red Flag Warning - Small Fires | Wire-to-wire contact | Aggregated | 2062 | 3.0981e-06 | 423.2024 | 0.0013111 | 2062 | Mitigation | 0.95 | 45 | 0 | esc | 0.00097009 | 3.0055e-09 | 0.00097009 | 3.0055e-09 | 0.0027911 | 8.7747e-11 | 0.0093087 | 8.7422e-07
[120 empty] | 7.3.3.17.5 (Remote Grid) Updates to grid topology to minimize risk of ignition in HFTDs Remote GridWLDFRWire-to-wire contactAggregated | WLDFR | HFTD - Distribution - Tier 3 - 3QU CoRE ¦ 1QU LoRE | Red Flag Warning - Small Fires | Wire-to-wire contact | Aggregated | 2063 | 3.0981e-06 | 423.2024 | 0.0013111 | 2063 | Mitigation | 0.95 | 45 | 0 | esc | 0.00097009 | 3.0055e-09 | 0.00097009 | 3.0055e-09 | 0.0027911 | 8.7747e-11 | 0.0093087 | 8.7422e-07
[120 empty] | 7.3.3.17.5 (Remote Grid) Updates to grid topology to minimize risk of ignition in HFTDs Remote GridWLDFRWire-to-wire contactAggregated | WLDFR | HFTD - Distribution - Tier 3 - 3QU CoRE ¦ 1QU LoRE | Red Flag Warning - Small Fires | Wire-to-wire contact | Aggregated | 2064 | 3.0981e-06 | 423.2024 | 0.0013111 | 2064 | Mitigation | 0.95 | 45 | 0 | esc | 0.00097009 | 3.0055e-09 | 0.00097009 | 3.0055e-09 | 0.0027911 | 8.7747e-11 | 0.0093087 | 8.7422e-07
[120 empty] | 7.3.3.17.5 (Remote Grid) Updates to grid topology to minimize risk of ignition in HFTDs Remote GridWLDFRWire-to-wire contactAggregated | WLDFR | HFTD - Distribution - Tier 3 - 3QU CoRE ¦ 1QU LoRE | Red Flag Warning - Small Fires | Wire-to-wire contact | Aggregated | 2065 | 3.0981e-06 | 423.2024 | 0.0013111 | 2065 | Mitigation | 0.95 | 45 | 0 | esc | 0.00097009 | 3.0055e-09 | 0.00097009 | 3.0055e-09 | 0.0027911 | 8.7747e-11 | 0.0093087 | 8.7422e-07
[120 empty] | 7.3.3.17.5 (Remote Grid) Updates to grid topology to minimize risk of ignition in HFTDs Remote GridWLDFRWire-to-wire contactAggregated | WLDFR | HFTD - Distribution - Tier 3 - 3QU CoRE ¦ 1QU LoRE | Red Flag Warning - Small Fires | Wire-to-wire contact | Aggregated | 2066 | 3.0981e-06 | 423.2024 | 0.0013111 | 2066 | Mitigation | 0.95 | 45 | 0 | esc | 0.00097009 | 3.0055e-09 | 0.00097009 | 3.0055e-09 | 0.0027911 | 8.7747e-11 | 0.0093087 | 8.7422e-07
[120 empty] | 7.3.3.17.5 (Remote Grid) Updates to grid topology to minimize risk of ignition in HFTDs Remote GridWLDFRWire-to-wire contactAggregated | WLDFR | HFTD - Distribution - Tier 3 - 3QU CoRE ¦ 1QU LoRE | Red Flag Warning - Small Fires | Wire-to-wire contact | Aggregated | 2067 | 3.0981e-06 | 423.2024 | 0.0013111 | 2067 | Mitigation | 0.95 | 45 | 0 | esc | 0 | 0 | 0.00097009 | 3.0055e-09 | 0.0027911 | 8.7747e-11 | 0.0093087 | 8.7422e-07
[120 empty] | 7.3.3.17.5 (Remote Grid) Updates to grid topology to minimize risk of ignition in HFTDs Remote GridWLDFRContact from objectAggregated | WLDFR | HFTD - Distribution - Tier 3 - 3QU CoRE ¦ 2QU LoRE | Non-Red Flag Warning - Catastrophic Fires | Contact from object | Aggregated | 2022 | 5.0978e-07 | 595.3479 | 0.0003035 | 2022 | Mitigation | 0.95 | 45 | 0 | esc | 0.00097009 | 4.9453e-10 | 0 | 0 | 0.0027911 | 8.7747e-11 | 0.0093087 | 8.7422e-07
[120 empty] | 7.3.3.17.5 (Remote Grid) Updates to grid topology to minimize risk of ignition in HFTDs Remote GridWLDFRContact from objectAggregated | WLDFR | HFTD - Distribution - Tier 3 - 3QU CoRE ¦ 2QU LoRE | Non-Red Flag Warning - Catastrophic Fires | Contact from object | Aggregated | 2023 | 5.0978e-07 | 595.3479 | 0.0003035 | 2023 | Mitigation | 0.95 | 45 | 0 | esc | 0.00097009 | 4.9453e-10 | 0.00097009 | 4.9453e-10 | 0.0027911 | 8.7747e-11 | 0.0093087 | 8.7422e-07
[120 empty] | 7.3.3.17.5 (Remote Grid) Updates to grid topology to minimize risk of ignition in HFTDs Remote GridWLDFRContact from objectAggregated | WLDFR | HFTD - Distribution - Tier 3 - 3QU CoRE ¦ 2QU LoRE | Non-Red Flag Warning - Catastrophic Fires | Contact from object | Aggregated | 2024 | 5.0978e-07 | 595.3479 | 0.0003035 | 2024 | Mitigation | 0.95 | 45 | 0 | esc | 0.00097009 | 4.9453e-10 | 0.00097009 | 4.9453e-10 | 0.0027911 | 8.7747e-11 | 0.0093087 | 8.7422e-07
[120 empty] | 7.3.3.17.5 (Remote Grid) Updates to grid topology to minimize risk of ignition in HFTDs Remote GridWLDFRContact from objectAggregated | WLDFR | HFTD - Distribution - Tier 3 - 3QU CoRE ¦ 2QU LoRE | Non-Red Flag Warning - Catastrophic Fires | Contact from object | Aggregated | 2025 | 5.0978e-07 | 595.3479 | 0.0003035 | 2025 | Mitigation | 0.95 | 45 | 0 | esc | 0.00097009 | 4.9453e-10 | 0.00097009 | 4.9453e-10 | 0.0027911 | 8.7747e-11 | 0.0093087 | 8.7422e-07
[120 empty] | 7.3.3.17.5 (Remote Grid) Updates to grid topology to minimize risk of ignition in HFTDs Remote GridWLDFRContact from objectAggregated | WLDFR | HFTD - Distribution - Tier 3 - 3QU CoRE ¦ 2QU LoRE | Non-Red Flag Warning - Catastrophic Fires | Contact from object | Aggregated | 2026 | 5.0978e-07 | 595.3479 | 0.0003035 | 2026 | Mitigation | 0.95 | 45 | 0 | esc | 0.00097009 | 4.9453e-10 | 0.00097009 | 4.9453e-10 | 0.0027911 | 8.7747e-11 | 0.0093087 | 8.7422e-07
[120 empty] | 7.3.3.17.5 (Remote Grid) Updates to grid topology to minimize risk of ignition in HFTDs Remote GridWLDFRContact from objectAggregated | WLDFR | HFTD - Distribution - Tier 3 - 3QU CoRE ¦ 2QU LoRE | Non-Red Flag Warning - Catastrophic Fires | Contact from object | Aggregated | 2027 | 5.0978e-07 | 595.3479 | 0.0003035 | 2027 | Mitigation | 0.95 | 45 | 0 | esc | 0.00097009 | 4.9453e-10 | 0.00097009 | 4.9453e-10 | 0.0027911 | 8.7747e-11 | 0.0093087 | 8.7422e-07
[120 empty] | 7.3.3.17.5 (Remote Grid) Updates to grid topology to minimize risk of ignition in HFTDs Remote GridWLDFRContact from objectAggregated | WLDFR | HFTD - Distribution - Tier 3 - 3QU CoRE ¦ 2QU LoRE | Non-Red Flag Warning - Catastrophic Fires | Contact from object | Aggregated | 2028 | 5.0978e-07 | 595.3479 | 0.0003035 | 2028 | Mitigation | 0.95 | 45 | 0 | esc | 0.00097009 | 4.9453e-10 | 0.00097009 | 4.9453e-10 | 0.0027911 | 8.7747e-11 | 0.0093087 | 8.7422e-07
[120 empty] | 7.3.3.17.5 (Remote Grid) Updates to grid topology to minimize risk of ignition in HFTDs Remote GridWLDFRContact from objectAggregated | WLDFR | HFTD - Distribution - Tier 3 - 3QU CoRE ¦ 2QU LoRE | Non-Red Flag Warning - Catastrophic Fires | Contact from object | Aggregated | 2029 | 5.0978e-07 | 595.3479 | 0.0003035 | 2029 | Mitigation | 0.95 | 45 | 0 | esc | 0.00097009 | 4.9453e-10 | 0.00097009 | 4.9453e-10 | 0.0027911 | 8.7747e-11 | 0.0093087 | 8.7422e-07
[120 empty] | 7.3.3.17.5 (Remote Grid) Updates to grid topology to minimize risk of ignition in HFTDs Remote GridWLDFRContact from objectAggregated | WLDFR | HFTD - Distribution - Tier 3 - 3QU CoRE ¦ 2QU LoRE | Non-Red Flag Warning - Catastrophic Fires | Contact from object | Aggregated | 2030 | 5.0978e-07 | 595.3479 | 0.0003035 | 2030 | Mitigation | 0.95 | 45 | 0 | esc | 0.00097009 | 4.9453e-10 | 0.00097009 | 4.9453e-10 | 0.0027911 | 8.7747e-11 | 0.0093087 | 8.7422e-07
[120 empty] | 7.3.3.17.5 (Remote Grid) Updates to grid topology to minimize risk of ignition in HFTDs Remote GridWLDFRContact from objectAggregated | WLDFR | HFTD - Distribution - Tier 3 - 3QU CoRE ¦ 2QU LoRE | Non-Red Flag Warning - Catastrophic Fires | Contact from object | Aggregated | 2031 | 5.0978e-07 | 595.3479 | 0.0003035 | 2031 | Mitigation | 0.95 | 45 | 0 | esc | 0.00097009 | 4.9453e-10 | 0.00097009 | 4.9453e-10 | 0.0027911 | 8.7747e-11 | 0.0093087 | 8.7422e-07
[120 empty] | 7.3.3.17.5 (Remote Grid) Updates to grid topology to minimize risk of ignition in HFTDs Remote GridWLDFRContact from objectAggregated | WLDFR | HFTD - Distribution - Tier 3 - 3QU CoRE ¦ 2QU LoRE | Non-Red Flag Warning - Catastrophic Fires | Contact from object | Aggregated | 2032 | 5.0978e-07 | 595.3479 | 0.0003035 | 2032 | Mitigation | 0.95 | 45 | 0 | esc | 0.00097009 | 4.9453e-10 | 0.00097009 | 4.9453e-10 | 0.0027911 | 8.7747e-11 | 0.0093087 | 8.7422e-07
[120 empty] | 7.3.3.17.5 (Remote Grid) Updates to grid topology to minimize risk of ignition in HFTDs Remote GridWLDFRContact from objectAggregated | WLDFR | HFTD - Distribution - Tier 3 - 3QU CoRE ¦ 2QU LoRE | Non-Red Flag Warning - Catastrophic Fires | Contact from object | Aggregated | 2033 | 5.0978e-07 | 595.3479 | 0.0003035 | 2033 | Mitigation | 0.95 | 45 | 0 | esc | 0.00097009 | 4.9453e-10 | 0.00097009 | 4.9453e-10 | 0.0027911 | 8.7747e-11 | 0.0093087 | 8.7422e-07
[120 empty] | 7.3.3.17.5 (Remote Grid) Updates to grid topology to minimize risk of ignition in HFTDs Remote GridWLDFRContact from objectAggregated | WLDFR | HFTD - Distribution - Tier 3 - 3QU CoRE ¦ 2QU LoRE | Non-Red Flag Warning - Catastrophic Fires | Contact from object | Aggregated | 2034 | 5.0978e-07 | 595.3479 | 0.0003035 | 2034 | Mitigation | 0.95 | 45 | 0 | esc | 0.00097009 | 4.9453e-10 | 0.00097009 | 4.9453e-10 | 0.0027911 | 8.7747e-11 | 0.0093087 | 8.7422e-07
[120 empty] | 7.3.3.17.5 (Remote Grid) Updates to grid topology to minimize risk of ignition in HFTDs Remote GridWLDFRContact from objectAggregated | WLDFR | HFTD - Distribution - Tier 3 - 3QU CoRE ¦ 2QU LoRE | Non-Red Flag Warning - Catastrophic Fires | Contact from object | Aggregated | 2035 | 5.0978e-07 | 595.3479 | 0.0003035 | 2035 | Mitigation | 0.95 | 45 | 0 | esc | 0.00097009 | 4.9453e-10 | 0.00097009 | 4.9453e-10 | 0.0027911 | 8.7747e-11 | 0.0093087 | 8.7422e-07
[120 empty] | 7.3.3.17.5 (Remote Grid) Updates to grid topology to minimize risk of ignition in HFTDs Remote GridWLDFRContact from objectAggregated | WLDFR | HFTD - Distribution - Tier 3 - 3QU CoRE ¦ 2QU LoRE | Non-Red Flag Warning - Catastrophic Fires | Contact from object | Aggregated | 2036 | 5.0978e-07 | 595.3479 | 0.0003035 | 2036 | Mitigation | 0.95 | 45 | 0 | esc | 0.00097009 | 4.9453e-10 | 0.00097009 | 4.9453e-10 | 0 | 0 | 0.0093087 | 8.7422e-07
[120 empty] | 7.3.3.17.5 (Remote Grid) Updates to grid topology to minimize risk of ignition in HFTDs Remote GridWLDFRContact from objectAggregated | WLDFR | HFTD - Distribution - Tier 3 - 3QU CoRE ¦ 2QU LoRE | Non-Red Flag Warning - Catastrophic Fires | Contact from object | Aggregated | 2037 | 5.0978e-07 | 595.3479 | 0.0003035 | 2037 | Mitigation | 0.95 | 45 | 0 | esc | 0.00097009 | 4.9453e-10 | 0.00097009 | 4.9453e-10 | 0.0027911 | 3.4168e-11 | 0.0093087 | 8.7422e-07
[120 empty] | 7.3.3.17.5 (Remote Grid) Updates to grid topology to minimize risk of ignition in HFTDs Remote GridWLDFRContact from objectAggregated | WLDFR | HFTD - Distribution - Tier 3 - 3QU CoRE ¦ 2QU LoRE | Non-Red Flag Warning - Catastrophic Fires | Contact from object | Aggregated | 2038 | 5.0978e-07 | 595.3479 | 0.0003035 | 2038 | Mitigation | 0.95 | 45 | 0 | esc | 0.00097009 | 4.9453e-10 | 0.00097009 | 4.9453e-10 | 0.0027911 | 3.4168e-11 | 0.0093087 | 8.7422e-07
[120 empty] | 7.3.3.17.5 (Remote Grid) Updates to grid topology to minimize risk of ignition in HFTDs Remote GridWLDFRContact from objectAggregated | WLDFR | HFTD - Distribution - Tier 3 - 3QU CoRE ¦ 2QU LoRE | Non-Red Flag Warning - Catastrophic Fires | Contact from object | Aggregated | 2039 | 5.0978e-07 | 595.3479 | 0.0003035 | 2039 | Mitigation | 0.95 | 45 | 0 | esc | 0.00097009 | 4.9453e-10 | 0.00097009 | 4.9453e-10 | 0.0027911 | 3.4168e-11 | 0.0093087 | 8.7422e-07
[120 empty] | 7.3.3.17.5 (Remote Grid) Updates to grid topology to minimize risk of ignition in HFTDs Remote GridWLDFRContact from objectAggregated | WLDFR | HFTD - Distribution - Tier 3 - 3QU CoRE ¦ 2QU LoRE | Non-Red Flag Warning - Catastrophic Fires | Contact from object | Aggregated | 2040 | 5.0978e-07 | 595.3479 | 0.0003035 | 2040 | Mitigation | 0.95 | 45 | 0 | esc | 0.00097009 | 4.9453e-10 | 0.00097009 | 4.9453e-10 | 0.0027911 | 3.4168e-11 | 0.0093087 | 8.7422e-07
[120 empty] | 7.3.3.17.5 (Remote Grid) Updates to grid topology to minimize risk of ignition in HFTDs Remote GridWLDFRContact from objectAggregated | WLDFR | HFTD - Distribution - Tier 3 - 3QU CoRE ¦ 2QU LoRE | Non-Red Flag Warning - Catastrophic Fires | Contact from object | Aggregated | 2041 | 5.0978e-07 | 595.3479 | 0.0003035 | 2041 | Mitigation | 0.95 | 45 | 0 | esc | 0.00097009 | 4.9453e-10 | 0.00097009 | 4.9453e-10 | 0.0027911 | 3.4168e-11 | 0.0093087 | 8.7422e-07
[120 empty] | 7.3.3.17.5 (Remote Grid) Updates to grid topology to minimize risk of ignition in HFTDs Remote GridWLDFRContact from objectAggregated | WLDFR | HFTD - Distribution - Tier 3 - 3QU CoRE ¦ 2QU LoRE | Non-Red Flag Warning - Catastrophic Fires | Contact from object | Aggregated | 2042 | 5.0978e-07 | 595.3479 | 0.0003035 | 2042 | Mitigation | 0.95 | 45 | 0 | esc | 0.00097009 | 4.9453e-10 | 0.00097009 | 4.9453e-10 | 0.0027911 | 3.4168e-11 | 0.0093087 | 8.7422e-07
[120 empty] | 7.3.3.17.5 (Remote Grid) Updates to grid topology to minimize risk of ignition in HFTDs Remote GridWLDFRContact from objectAggregated | WLDFR | HFTD - Distribution - Tier 3 - 3QU CoRE ¦ 2QU LoRE | Non-Red Flag Warning - Catastrophic Fires | Contact from object | Aggregated | 2043 | 5.0978e-07 | 595.3479 | 0.0003035 | 2043 | Mitigation | 0.95 | 45 | 0 | esc | 0.00097009 | 4.9453e-10 | 0.00097009 | 4.9453e-10 | 0.0027911 | 3.4168e-11 | 0.0093087 | 8.7422e-07
[120 empty] | 7.3.3.17.5 (Remote Grid) Updates to grid topology to minimize risk of ignition in HFTDs Remote GridWLDFRContact from objectAggregated | WLDFR | HFTD - Distribution - Tier 3 - 3QU CoRE ¦ 2QU LoRE | Non-Red Flag Warning - Catastrophic Fires | Contact from object | Aggregated | 2044 | 5.0978e-07 | 595.3479 | 0.0003035 | 2044 | Mitigation | 0.95 | 45 | 0 | esc | 0.00097009 | 4.9453e-10 | 0.00097009 | 4.9453e-10 | 0.0027911 | 3.4168e-11 | 0.0093087 | 8.7422e-07
[120 empty] | 7.3.3.17.5 (Remote Grid) Updates to grid topology to minimize risk of ignition in HFTDs Remote GridWLDFRContact from objectAggregated | WLDFR | HFTD - Distribution - Tier 3 - 3QU CoRE ¦ 2QU LoRE | Non-Red Flag Warning - Catastrophic Fires | Contact from object | Aggregated | 2045 | 5.0978e-07 | 595.3479 | 0.0003035 | 2045 | Mitigation | 0.95 | 45 | 0 | esc | 0.00097009 | 4.9453e-10 | 0.00097009 | 4.9453e-10 | 0.0027911 | 3.4168e-11 | 0.0093087 | 8.7422e-07
[120 empty] | 7.3.3.17.5 (Remote Grid) Updates to grid topology to minimize risk of ignition in HFTDs Remote GridWLDFRContact from objectAggregated | WLDFR | HFTD - Distribution - Tier 3 - 3QU CoRE ¦ 2QU LoRE | Non-Red Flag Warning - Catastrophic Fires | Contact from object | Aggregated | 2046 | 5.0978e-07 | 595.3479 | 0.0003035 | 2046 | Mitigation | 0.95 | 45 | 0 | esc | 0.00097009 | 4.9453e-10 | 0.00097009 | 4.9453e-10 | 0.0027911 | 3.4168e-11 | 0 | 0
[120 empty] | 7.3.3.17.5 (Remote Grid) Updates to grid topology to minimize risk of ignition in HFTDs Remote GridWLDFRContact from objectAggregated | WLDFR | HFTD - Distribution - Tier 3 - 3QU CoRE ¦ 2QU LoRE | Non-Red Flag Warning - Catastrophic Fires | Contact from object | Aggregated | 2047 | 5.0978e-07 | 595.3479 | 0.0003035 | 2047 | Mitigation | 0.95 | 45 | 0 | esc | 0.00097009 | 4.9453e-10 | 0.00097009 | 4.9453e-10 | 0.0027911 | 3.4168e-11 | 0 | 0
[120 empty] | 7.3.3.17.5 (Remote Grid) Updates to grid topology to minimize risk of ignition in HFTDs Remote GridWLDFRContact from objectAggregated | WLDFR | HFTD - Distribution - Tier 3 - 3QU CoRE ¦ 2QU LoRE | Non-Red Flag Warning - Catastrophic Fires | Contact from object | Aggregated | 2048 | 5.0978e-07 | 595.3479 | 0.0003035 | 2048 | Mitigation | 0.95 | 45 | 0 | esc | 0.00097009 | 4.9453e-10 | 0.00097009 | 4.9453e-10 | 0.0027911 | 3.4168e-11 | 0.0083522 | 2.0645e-07
[120 empty] | 7.3.3.17.5 (Remote Grid) Updates to grid topology to minimize risk of ignition in HFTDs Remote GridWLDFRContact from objectAggregated | WLDFR | HFTD - Distribution - Tier 3 - 3QU CoRE ¦ 2QU LoRE | Non-Red Flag Warning - Catastrophic Fires | Contact from object | Aggregated | 2049 | 5.0978e-07 | 595.3479 | 0.0003035 | 2049 | Mitigation | 0.95 | 45 | 0 | esc | 0.00097009 | 4.9453e-10 | 0.00097009 | 4.9453e-10 | 0.0027911 | 3.4168e-11 | 0.0083522 | 2.0645e-07
[120 empty] | 7.3.3.17.5 (Remote Grid) Updates to grid topology to minimize risk of ignition in HFTDs Remote GridWLDFRContact from objectAggregated | WLDFR | HFTD - Distribution - Tier 3 - 3QU CoRE ¦ 2QU LoRE | Non-Red Flag Warning - Catastrophic Fires | Contact from object | Aggregated | 2050 | 5.0978e-07 | 595.3479 | 0.0003035 | 2050 | Mitigation | 0.95 | 45 | 0 | esc | 0.00097009 | 4.9453e-10 | 0.00097009 | 4.9453e-10 | 0.0027911 | 3.4168e-11 | 0.0083522 | 2.0645e-07
[120 empty] | 7.3.3.17.5 (Remote Grid) Updates to grid topology to minimize risk of ignition in HFTDs Remote GridWLDFRContact from objectAggregated | WLDFR | HFTD - Distribution - Tier 3 - 3QU CoRE ¦ 2QU LoRE | Non-Red Flag Warning - Catastrophic Fires | Contact from object | Aggregated | 2051 | 5.0978e-07 | 595.3479 | 0.0003035 | 2051 | Mitigation | 0.95 | 45 | 0 | esc | 0.00097009 | 4.9453e-10 | 0.00097009 | 4.9453e-10 | 0.0027911 | 3.4168e-11 | 0.0083522 | 2.0645e-07
[120 empty] | 7.3.3.17.5 (Remote Grid) Updates to grid topology to minimize risk of ignition in HFTDs Remote GridWLDFRContact from objectAggregated | WLDFR | HFTD - Distribution - Tier 3 - 3QU CoRE ¦ 2QU LoRE | Non-Red Flag Warning - Catastrophic Fires | Contact from object | Aggregated | 2052 | 5.0978e-07 | 595.3479 | 0.0003035 | 2052 | Mitigation | 0.95 | 45 | 0 | esc | 0.00097009 | 4.9453e-10 | 0.00097009 | 4.9453e-10 | 0.0027911 | 3.4168e-11 | 0.0083522 | 2.0645e-07
[120 empty] | 7.3.3.17.5 (Remote Grid) Updates to grid topology to minimize risk of ignition in HFTDs Remote GridWLDFRContact from objectAggregated | WLDFR | HFTD - Distribution - Tier 3 - 3QU CoRE ¦ 2QU LoRE | Non-Red Flag Warning - Catastrophic Fires | Contact from object | Aggregated | 2053 | 5.0978e-07 | 595.3479 | 0.0003035 | 2053 | Mitigation | 0.95 | 45 | 0 | esc | 0.00097009 | 4.9453e-10 | 0.00097009 | 4.9453e-10 | 0.0027911 | 3.4168e-11 | 0.0083522 | 2.0645e-07
[120 empty] | 7.3.3.17.5 (Remote Grid) Updates to grid topology to minimize risk of ignition in HFTDs Remote GridWLDFRContact from objectAggregated | WLDFR | HFTD - Distribution - Tier 3 - 3QU CoRE ¦ 2QU LoRE | Non-Red Flag Warning - Catastrophic Fires | Contact from object | Aggregated | 2054 | 5.0978e-07 | 595.3479 | 0.0003035 | 2054 | Mitigation | 0.95 | 45 | 0 | esc | 0.00097009 | 4.9453e-10 | 0.00097009 | 4.9453e-10 | 0.0027911 | 3.4168e-11 | 0.0083522 | 2.0645e-07
[120 empty] | 7.3.3.17.5 (Remote Grid) Updates to grid topology to minimize risk of ignition in HFTDs Remote GridWLDFRContact from objectAggregated | WLDFR | HFTD - Distribution - Tier 3 - 3QU CoRE ¦ 2QU LoRE | Non-Red Flag Warning - Catastrophic Fires | Contact from object | Aggregated | 2055 | 5.0978e-07 | 595.3479 | 0.0003035 | 2055 | Mitigation | 0.95 | 45 | 0 | esc | 0.00097009 | 4.9453e-10 | 0.00097009 | 4.9453e-10 | 0.0027911 | 3.4168e-11 | 0.0083522 | 2.0645e-07
[120 empty] | 7.3.3.17.5 (Remote Grid) Updates to grid topology to minimize risk of ignition in HFTDs Remote GridWLDFRContact from objectAggregated | WLDFR | HFTD - Distribution - Tier 3 - 3QU CoRE ¦ 2QU LoRE | Non-Red Flag Warning - Catastrophic Fires | Contact from object | Aggregated | 2056 | 5.0978e-07 | 595.3479 | 0.0003035 | 2056 | Mitigation | 0.95 | 45 | 0 | esc | 0.00097009 | 4.9453e-10 | 0.00097009 | 4.9453e-10 | 0.0027911 | 3.4168e-11 | 0.0083522 | 2.0645e-07
[120 empty] | 7.3.3.17.5 (Remote Grid) Updates to grid topology to minimize risk of ignition in HFTDs Remote GridWLDFRContact from objectAggregated | WLDFR | HFTD - Distribution - Tier 3 - 3QU CoRE ¦ 2QU LoRE | Non-Red Flag Warning - Catastrophic Fires | Contact from object | Aggregated | 2057 | 5.0978e-07 | 595.3479 | 0.0003035 | 2057 | Mitigation | 0.95 | 45 | 0 | esc | 0.00097009 | 4.9453e-10 | 0.00097009 | 4.9453e-10 | 0.0027911 | 3.4168e-11 | 0.0083522 | 2.0645e-07
[120 empty] | 7.3.3.17.5 (Remote Grid) Updates to grid topology to minimize risk of ignition in HFTDs Remote GridWLDFRContact from objectAggregated | WLDFR | HFTD - Distribution - Tier 3 - 3QU CoRE ¦ 2QU LoRE | Non-Red Flag Warning - Catastrophic Fires | Contact from object | Aggregated | 2058 | 5.0978e-07 | 595.3479 | 0.0003035 | 2058 | Mitigation | 0.95 | 45 | 0 | esc | 0.00097009 | 4.9453e-10 | 0.00097009 | 4.9453e-10 | 0.0027911 | 3.4168e-11 | 0.0083522 | 2.0645e-07
[120 empty] | 7.3.3.17.5 (Remote Grid) Updates to grid topology to minimize risk of ignition in HFTDs Remote GridWLDFRContact from objectAggregated | WLDFR | HFTD - Distribution - Tier 3 - 3QU CoRE ¦ 2QU LoRE | Non-Red Flag Warning - Catastrophic Fires | Contact from object | Aggregated | 2059 | 5.0978e-07 | 595.3479 | 0.0003035 | 2059 | Mitigation | 0.95 | 45 | 0 | esc | 0.00097009 | 4.9453e-10 | 0.00097009 | 4.9453e-10 | 0.0027911 | 3.4168e-11 | 0.0083522 | 2.0645e-07
[120 empty] | 7.3.3.17.5 (Remote Grid) Updates to grid topology to minimize risk of ignition in HFTDs Remote GridWLDFRContact from objectAggregated | WLDFR | HFTD - Distribution - Tier 3 - 3QU CoRE ¦ 2QU LoRE | Non-Red Flag Warning - Catastrophic Fires | Contact from object | Aggregated | 2060 | 5.0978e-07 | 595.3479 | 0.0003035 | 2060 | Mitigation | 0.95 | 45 | 0 | esc | 0.00097009 | 4.9453e-10 | 0.00097009 | 4.9453e-10 | 0.0027911 | 3.4168e-11 | 0.0083522 | 2.0645e-07
[120 empty] | 7.3.3.17.5 (Remote Grid) Updates to grid topology to minimize risk of ignition in HFTDs Remote GridWLDFRContact from objectAggregated | WLDFR | HFTD - Distribution - Tier 3 - 3QU CoRE ¦ 2QU LoRE | Non-Red Flag Warning - Catastrophic Fires | Contact from object | Aggregated | 2061 | 5.0978e-07 | 595.3479 | 0.0003035 | 2061 | Mitigation | 0.95 | 45 | 0 | esc | 0.00097009 | 4.9453e-10 | 0.00097009 | 4.9453e-10 | 0.0027911 | 3.4168e-11 | 0.0083522 | 2.0645e-07
[120 empty] | 7.3.3.17.5 (Remote Grid) Updates to grid topology to minimize risk of ignition in HFTDs Remote GridWLDFRContact from objectAggregated | WLDFR | HFTD - Distribution - Tier 3 - 3QU CoRE ¦ 2QU LoRE | Non-Red Flag Warning - Catastrophic Fires | Contact from object | Aggregated | 2062 | 5.0978e-07 | 595.3479 | 0.0003035 | 2062 | Mitigation | 0.95 | 45 | 0 | esc | 0.00097009 | 4.9453e-10 | 0.00097009 | 4.9453e-10 | 0.0027911 | 3.4168e-11 | 0.0083522 | 2.0645e-07
[120 empty] | 7.3.3.17.5 (Remote Grid) Updates to grid topology to minimize risk of ignition in HFTDs Remote GridWLDFRContact from objectAggregated | WLDFR | HFTD - Distribution - Tier 3 - 3QU CoRE ¦ 2QU LoRE | Non-Red Flag Warning - Catastrophic Fires | Contact from object | Aggregated | 2063 | 5.0978e-07 | 595.3479 | 0.0003035 | 2063 | Mitigation | 0.95 | 45 | 0 | esc | 0.00097009 | 4.9453e-10 | 0.00097009 | 4.9453e-10 | 0.0027911 | 3.4168e-11 | 0.0083522 | 2.0645e-07
[120 empty] | 7.3.3.17.5 (Remote Grid) Updates to grid topology to minimize risk of ignition in HFTDs Remote GridWLDFRContact from objectAggregated | WLDFR | HFTD - Distribution - Tier 3 - 3QU CoRE ¦ 2QU LoRE | Non-Red Flag Warning - Catastrophic Fires | Contact from object | Aggregated | 2064 | 5.0978e-07 | 595.3479 | 0.0003035 | 2064 | Mitigation | 0.95 | 45 | 0 | esc | 0.00097009 | 4.9453e-10 | 0.00097009 | 4.9453e-10 | 0.0027911 | 3.4168e-11 | 0.0083522 | 2.0645e-07
[120 empty] | 7.3.3.17.5 (Remote Grid) Updates to grid topology to minimize risk of ignition in HFTDs Remote GridWLDFRContact from objectAggregated | WLDFR | HFTD - Distribution - Tier 3 - 3QU CoRE ¦ 2QU LoRE | Non-Red Flag Warning - Catastrophic Fires | Contact from object | Aggregated | 2065 | 5.0978e-07 | 595.3479 | 0.0003035 | 2065 | Mitigation | 0.95 | 45 | 0 | esc | 0.00097009 | 4.9453e-10 | 0.00097009 | 4.9453e-10 | 0.0027911 | 3.4168e-11 | 0.0083522 | 2.0645e-07
[120 empty] | 7.3.3.17.5 (Remote Grid) Updates to grid topology to minimize risk of ignition in HFTDs Remote GridWLDFRContact from objectAggregated | WLDFR | HFTD - Distribution - Tier 3 - 3QU CoRE ¦ 2QU LoRE | Non-Red Flag Warning - Catastrophic Fires | Contact from object | Aggregated | 2066 | 5.0978e-07 | 595.3479 | 0.0003035 | 2066 | Mitigation | 0.95 | 45 | 0 | esc | 0.00097009 | 4.9453e-10 | 0.00097009 | 4.9453e-10 | 0.0027911 | 3.4168e-11 | 0.0083522 | 2.0645e-07
[120 empty] | 7.3.3.17.5 (Remote Grid) Updates to grid topology to minimize risk of ignition in HFTDs Remote GridWLDFRContact from objectAggregated | WLDFR | HFTD - Distribution - Tier 3 - 3QU CoRE ¦ 2QU LoRE | Non-Red Flag Warning - Catastrophic Fires | Contact from object | Aggregated | 2067 | 5.0978e-07 | 595.3479 | 0.0003035 | 2067 | Mitigation | 0.95 | 45 | 0 | esc | 0 | 0 | 0.00097009 | 4.9453e-10 | 0.0027911 | 3.4168e-11 | 0.0083522 | 2.0645e-07
[120 empty] | 7.3.3.17.5 (Remote Grid) Updates to grid topology to minimize risk of ignition in HFTDs Remote GridWLDFRContaminationAggregated | WLDFR | HFTD - Distribution - Tier 3 - 3QU CoRE ¦ 2QU LoRE | Non-Red Flag Warning - Catastrophic Fires | Contamination | Aggregated | 2022 | 1.7963e-08 | 595.3479 | 1.0694e-05 | 2022 | Mitigation | 0.95 | 45 | 0 | esc | 0.00097009 | 1.7426e-11 | 0 | 0 | 0.0027911 | 3.4168e-11 | 0.0083522 | 2.0645e-07
[120 empty] | 7.3.3.17.5 (Remote Grid) Updates to grid topology to minimize risk of ignition in HFTDs Remote GridWLDFRContaminationAggregated | WLDFR | HFTD - Distribution - Tier 3 - 3QU CoRE ¦ 2QU LoRE | Non-Red Flag Warning - Catastrophic Fires | Contamination | Aggregated | 2023 | 1.7963e-08 | 595.3479 | 1.0694e-05 | 2023 | Mitigation | 0.95 | 45 | 0 | esc | 0.00097009 | 1.7426e-11 | 0.00097009 | 1.7426e-11 | 0.0027911 | 3.4168e-11 | 0.0083522 | 2.0645e-07
[120 empty] | 7.3.3.17.5 (Remote Grid) Updates to grid topology to minimize risk of ignition in HFTDs Remote GridWLDFRContaminationAggregated | WLDFR | HFTD - Distribution - Tier 3 - 3QU CoRE ¦ 2QU LoRE | Non-Red Flag Warning - Catastrophic Fires | Contamination | Aggregated | 2024 | 1.7963e-08 | 595.3479 | 1.0694e-05 | 2024 | Mitigation | 0.95 | 45 | 0 | esc | 0.00097009 | 1.7426e-11 | 0.00097009 | 1.7426e-11 | 0.0027911 | 3.4168e-11 | 0.0083522 | 2.0645e-07
[120 empty] | 7.3.3.17.5 (Remote Grid) Updates to grid topology to minimize risk of ignition in HFTDs Remote GridWLDFRContaminationAggregated | WLDFR | HFTD - Distribution - Tier 3 - 3QU CoRE ¦ 2QU LoRE | Non-Red Flag Warning - Catastrophic Fires | Contamination | Aggregated | 2025 | 1.7963e-08 | 595.3479 | 1.0694e-05 | 2025 | Mitigation | 0.95 | 45 | 0 | esc | 0.00097009 | 1.7426e-11 | 0.00097009 | 1.7426e-11 | 0.0027911 | 3.4168e-11 | 0.0083522 | 2.0645e-07
[120 empty] | 7.3.3.17.5 (Remote Grid) Updates to grid topology to minimize risk of ignition in HFTDs Remote GridWLDFRContaminationAggregated | WLDFR | HFTD - Distribution - Tier 3 - 3QU CoRE ¦ 2QU LoRE | Non-Red Flag Warning - Catastrophic Fires | Contamination | Aggregated | 2026 | 1.7963e-08 | 595.3479 | 1.0694e-05 | 2026 | Mitigation | 0.95 | 45 | 0 | esc | 0.00097009 | 1.7426e-11 | 0.00097009 | 1.7426e-11 | 0.0027911 | 3.4168e-11 | 0.0083522 | 2.0645e-07
[120 empty] | 7.3.3.17.5 (Remote Grid) Updates to grid topology to minimize risk of ignition in HFTDs Remote GridWLDFRContaminationAggregated | WLDFR | HFTD - Distribution - Tier 3 - 3QU CoRE ¦ 2QU LoRE | Non-Red Flag Warning - Catastrophic Fires | Contamination | Aggregated | 2027 | 1.7963e-08 | 595.3479 | 1.0694e-05 | 2027 | Mitigation | 0.95 | 45 | 0 | esc | 0.00097009 | 1.7426e-11 | 0.00097009 | 1.7426e-11 | 0.0027911 | 3.4168e-11 | 0.0083522 | 2.0645e-07
[120 empty] | 7.3.3.17.5 (Remote Grid) Updates to grid topology to minimize risk of ignition in HFTDs Remote GridWLDFRContaminationAggregated | WLDFR | HFTD - Distribution - Tier 3 - 3QU CoRE ¦ 2QU LoRE | Non-Red Flag Warning - Catastrophic Fires | Contamination | Aggregated | 2028 | 1.7963e-08 | 595.3479 | 1.0694e-05 | 2028 | Mitigation | 0.95 | 45 | 0 | esc | 0.00097009 | 1.7426e-11 | 0.00097009 | 1.7426e-11 | 0.0027911 | 3.4168e-11 | 0.0083522 | 2.0645e-07
[120 empty] | 7.3.3.17.5 (Remote Grid) Updates to grid topology to minimize risk of ignition in HFTDs Remote GridWLDFRContaminationAggregated | WLDFR | HFTD - Distribution - Tier 3 - 3QU CoRE ¦ 2QU LoRE | Non-Red Flag Warning - Catastrophic Fires | Contamination | Aggregated | 2029 | 1.7963e-08 | 595.3479 | 1.0694e-05 | 2029 | Mitigation | 0.95 | 45 | 0 | esc | 0.00097009 | 1.7426e-11 | 0.00097009 | 1.7426e-11 | 0.0027911 | 3.4168e-11 | 0.0083522 | 2.0645e-07
[120 empty] | 7.3.3.17.5 (Remote Grid) Updates to grid topology to minimize risk of ignition in HFTDs Remote GridWLDFRContaminationAggregated | WLDFR | HFTD - Distribution - Tier 3 - 3QU CoRE ¦ 2QU LoRE | Non-Red Flag Warning - Catastrophic Fires | Contamination | Aggregated | 2030 | 1.7963e-08 | 595.3479 | 1.0694e-05 | 2030 | Mitigation | 0.95 | 45 | 0 | esc | 0.00097009 | 1.7426e-11 | 0.00097009 | 1.7426e-11 | 0.0027911 | 3.4168e-11 | 0.0083522 | 2.0645e-07
[120 empty] | 7.3.3.17.5 (Remote Grid) Updates to grid topology to minimize risk of ignition in HFTDs Remote GridWLDFRContaminationAggregated | WLDFR | HFTD - Distribution - Tier 3 - 3QU CoRE ¦ 2QU LoRE | Non-Red Flag Warning - Catastrophic Fires | Contamination | Aggregated | 2031 | 1.7963e-08 | 595.3479 | 1.0694e-05 | 2031 | Mitigation | 0.95 | 45 | 0 | esc | 0.00097009 | 1.7426e-11 | 0.00097009 | 1.7426e-11 | 0.0027911 | 3.4168e-11 | 0.0083522 | 2.0645e-07
[120 empty] | 7.3.3.17.5 (Remote Grid) Updates to grid topology to minimize risk of ignition in HFTDs Remote GridWLDFRContaminationAggregated | WLDFR | HFTD - Distribution - Tier 3 - 3QU CoRE ¦ 2QU LoRE | Non-Red Flag Warning - Catastrophic Fires | Contamination | Aggregated | 2032 | 1.7963e-08 | 595.3479 | 1.0694e-05 | 2032 | Mitigation | 0.95 | 45 | 0 | esc | 0.00097009 | 1.7426e-11 | 0.00097009 | 1.7426e-11 | 0.0027911 | 3.4168e-11 | 0 | 0
[120 empty] | 7.3.3.17.5 (Remote Grid) Updates to grid topology to minimize risk of ignition in HFTDs Remote GridWLDFRContaminationAggregated | WLDFR | HFTD - Distribution - Tier 3 - 3QU CoRE ¦ 2QU LoRE | Non-Red Flag Warning - Catastrophic Fires | Contamination | Aggregated | 2033 | 1.7963e-08 | 595.3479 | 1.0694e-05 | 2033 | Mitigation | 0.95 | 45 | 0 | esc | 0.00097009 | 1.7426e-11 | 0.00097009 | 1.7426e-11 | 0.0027911 | 3.4168e-11 | 0 | 0
[120 empty] | 7.3.3.17.5 (Remote Grid) Updates to grid topology to minimize risk of ignition in HFTDs Remote GridWLDFRContaminationAggregated | WLDFR | HFTD - Distribution - Tier 3 - 3QU CoRE ¦ 2QU LoRE | Non-Red Flag Warning - Catastrophic Fires | Contamination | Aggregated | 2034 | 1.7963e-08 | 595.3479 | 1.0694e-05 | 2034 | Mitigation | 0.95 | 45 | 0 | esc | 0.00097009 | 1.7426e-11 | 0.00097009 | 1.7426e-11 | 0.0027911 | 3.4168e-11 | 0.0092336 | 2.4025e-08
[120 empty] | 7.3.3.17.5 (Remote Grid) Updates to grid topology to minimize risk of ignition in HFTDs Remote GridWLDFRContaminationAggregated | WLDFR | HFTD - Distribution - Tier 3 - 3QU CoRE ¦ 2QU LoRE | Non-Red Flag Warning - Catastrophic Fires | Contamination | Aggregated | 2035 | 1.7963e-08 | 595.3479 | 1.0694e-05 | 2035 | Mitigation | 0.95 | 45 | 0 | esc | 0.00097009 | 1.7426e-11 | 0.00097009 | 1.7426e-11 | 0.0027911 | 3.4168e-11 | 0.0092336 | 2.4025e-08
[120 empty] | 7.3.3.17.5 (Remote Grid) Updates to grid topology to minimize risk of ignition in HFTDs Remote GridWLDFRContaminationAggregated | WLDFR | HFTD - Distribution - Tier 3 - 3QU CoRE ¦ 2QU LoRE | Non-Red Flag Warning - Catastrophic Fires | Contamination | Aggregated | 2036 | 1.7963e-08 | 595.3479 | 1.0694e-05 | 2036 | Mitigation | 0.95 | 45 | 0 | esc | 0.00097009 | 1.7426e-11 | 0.00097009 | 1.7426e-11 | 0.0027911 | 3.4168e-11 | 0.0092336 | 2.4025e-08
[120 empty] | 7.3.3.17.5 (Remote Grid) Updates to grid topology to minimize risk of ignition in HFTDs Remote GridWLDFRContaminationAggregated | WLDFR | HFTD - Distribution - Tier 3 - 3QU CoRE ¦ 2QU LoRE | Non-Red Flag Warning - Catastrophic Fires | Contamination | Aggregated | 2037 | 1.7963e-08 | 595.3479 | 1.0694e-05 | 2037 | Mitigation | 0.95 | 45 | 0 | esc | 0.00097009 | 1.7426e-11 | 0.00097009 | 1.7426e-11 | 0.0027911 | 3.4168e-11 | 0.0092336 | 2.4025e-08
[120 empty] | 7.3.3.17.5 (Remote Grid) Updates to grid topology to minimize risk of ignition in HFTDs Remote GridWLDFRContaminationAggregated | WLDFR | HFTD - Distribution - Tier 3 - 3QU CoRE ¦ 2QU LoRE | Non-Red Flag Warning - Catastrophic Fires | Contamination | Aggregated | 2038 | 1.7963e-08 | 595.3479 | 1.0694e-05 | 2038 | Mitigation | 0.95 | 45 | 0 | esc | 0.00097009 | 1.7426e-11 | 0.00097009 | 1.7426e-11 | 0.0027911 | 3.4168e-11 | 0.0092336 | 2.4025e-08
[120 empty] | 7.3.3.17.5 (Remote Grid) Updates to grid topology to minimize risk of ignition in HFTDs Remote GridWLDFRContaminationAggregated | WLDFR | HFTD - Distribution - Tier 3 - 3QU CoRE ¦ 2QU LoRE | Non-Red Flag Warning - Catastrophic Fires | Contamination | Aggregated | 2039 | 1.7963e-08 | 595.3479 | 1.0694e-05 | 2039 | Mitigation | 0.95 | 45 | 0 | esc | 0.00097009 | 1.7426e-11 | 0.00097009 | 1.7426e-11 | 0.0027911 | 3.4168e-11 | 0.0092336 | 2.4025e-08
[120 empty] | 7.3.3.17.5 (Remote Grid) Updates to grid topology to minimize risk of ignition in HFTDs Remote GridWLDFRContaminationAggregated | WLDFR | HFTD - Distribution - Tier 3 - 3QU CoRE ¦ 2QU LoRE | Non-Red Flag Warning - Catastrophic Fires | Contamination | Aggregated | 2040 | 1.7963e-08 | 595.3479 | 1.0694e-05 | 2040 | Mitigation | 0.95 | 45 | 0 | esc | 0.00097009 | 1.7426e-11 | 0.00097009 | 1.7426e-11 | 0 | 0 | 0.0092336 | 2.4025e-08
[120 empty] | 7.3.3.17.5 (Remote Grid) Updates to grid topology to minimize risk of ignition in HFTDs Remote GridWLDFRContaminationAggregated | WLDFR | HFTD - Distribution - Tier 3 - 3QU CoRE ¦ 2QU LoRE | Non-Red Flag Warning - Catastrophic Fires | Contamination | Aggregated | 2041 | 1.7963e-08 | 595.3479 | 1.0694e-05 | 2041 | Mitigation | 0.95 | 45 | 0 | esc | 0.00097009 | 1.7426e-11 | 0.00097009 | 1.7426e-11 | 0.0027911 | 1.0043e-08 | 0.0092336 | 2.4025e-08
[120 empty] | 7.3.3.17.5 (Remote Grid) Updates to grid topology to minimize risk of ignition in HFTDs Remote GridWLDFRContaminationAggregated | WLDFR | HFTD - Distribution - Tier 3 - 3QU CoRE ¦ 2QU LoRE | Non-Red Flag Warning - Catastrophic Fires | Contamination | Aggregated | 2042 | 1.7963e-08 | 595.3479 | 1.0694e-05 | 2042 | Mitigation | 0.95 | 45 | 0 | esc | 0.00097009 | 1.7426e-11 | 0.00097009 | 1.7426e-11 | 0.0027911 | 1.0043e-08 | 0.0092336 | 2.4025e-08
[120 empty] | 7.3.3.17.5 (Remote Grid) Updates to grid topology to minimize risk of ignition in HFTDs Remote GridWLDFRContaminationAggregated | WLDFR | HFTD - Distribution - Tier 3 - 3QU CoRE ¦ 2QU LoRE | Non-Red Flag Warning - Catastrophic Fires | Contamination | Aggregated | 2043 | 1.7963e-08 | 595.3479 | 1.0694e-05 | 2043 | Mitigation | 0.95 | 45 | 0 | esc | 0.00097009 | 1.7426e-11 | 0.00097009 | 1.7426e-11 | 0.0027911 | 1.0043e-08 | 0.0092336 | 2.4025e-08
[120 empty] | 7.3.3.17.5 (Remote Grid) Updates to grid topology to minimize risk of ignition in HFTDs Remote GridWLDFRContaminationAggregated | WLDFR | HFTD - Distribution - Tier 3 - 3QU CoRE ¦ 2QU LoRE | Non-Red Flag Warning - Catastrophic Fires | Contamination | Aggregated | 2044 | 1.7963e-08 | 595.3479 | 1.0694e-05 | 2044 | Mitigation | 0.95 | 45 | 0 | esc | 0.00097009 | 1.7426e-11 | 0.00097009 | 1.7426e-11 | 0.0027911 | 1.0043e-08 | 0.0092336 | 2.4025e-08
[120 empty] | 7.3.3.17.5 (Remote Grid) Updates to grid topology to minimize risk of ignition in HFTDs Remote GridWLDFRContaminationAggregated | WLDFR | HFTD - Distribution - Tier 3 - 3QU CoRE ¦ 2QU LoRE | Non-Red Flag Warning - Catastrophic Fires | Contamination | Aggregated | 2045 | 1.7963e-08 | 595.3479 | 1.0694e-05 | 2045 | Mitigation | 0.95 | 45 | 0 | esc | 0.00097009 | 1.7426e-11 | 0.00097009 | 1.7426e-11 | 0.0027911 | 1.0043e-08 | 0.0092336 | 2.4025e-08
[120 empty] | 7.3.3.17.5 (Remote Grid) Updates to grid topology to minimize risk of ignition in HFTDs Remote GridWLDFRContaminationAggregated | WLDFR | HFTD - Distribution - Tier 3 - 3QU CoRE ¦ 2QU LoRE | Non-Red Flag Warning - Catastrophic Fires | Contamination | Aggregated | 2046 | 1.7963e-08 | 595.3479 | 1.0694e-05 | 2046 | Mitigation | 0.95 | 45 | 0 | esc | 0.00097009 | 1.7426e-11 | 0.00097009 | 1.7426e-11 | 0.0027911 | 1.0043e-08 | 0.0092336 | 2.4025e-08
[120 empty] | 7.3.3.17.5 (Remote Grid) Updates to grid topology to minimize risk of ignition in HFTDs Remote GridWLDFRContaminationAggregated | WLDFR | HFTD - Distribution - Tier 3 - 3QU CoRE ¦ 2QU LoRE | Non-Red Flag Warning - Catastrophic Fires | Contamination | Aggregated | 2047 | 1.7963e-08 | 595.3479 | 1.0694e-05 | 2047 | Mitigation | 0.95 | 45 | 0 | esc | 0.00097009 | 1.7426e-11 | 0.00097009 | 1.7426e-11 | 0.0027911 | 1.0043e-08 | 0.0092336 | 2.4025e-08
[120 empty] | 7.3.3.17.5 (Remote Grid) Updates to grid topology to minimize risk of ignition in HFTDs Remote GridWLDFRContaminationAggregated | WLDFR | HFTD - Distribution - Tier 3 - 3QU CoRE ¦ 2QU LoRE | Non-Red Flag Warning - Catastrophic Fires | Contamination | Aggregated | 2048 | 1.7963e-08 | 595.3479 | 1.0694e-05 | 2048 | Mitigation | 0.95 | 45 | 0 | esc | 0.00097009 | 1.7426e-11 | 0.00097009 | 1.7426e-11 | 0.0027911 | 1.0043e-08 | 0.0092336 | 2.4025e-08
[120 empty] | 7.3.3.17.5 (Remote Grid) Updates to grid topology to minimize risk of ignition in HFTDs Remote GridWLDFRContaminationAggregated | WLDFR | HFTD - Distribution - Tier 3 - 3QU CoRE ¦ 2QU LoRE | Non-Red Flag Warning - Catastrophic Fires | Contamination | Aggregated | 2049 | 1.7963e-08 | 595.3479 | 1.0694e-05 | 2049 | Mitigation | 0.95 | 45 | 0 | esc | 0.00097009 | 1.7426e-11 | 0.00097009 | 1.7426e-11 | 0.0027911 | 1.0043e-08 | 0.0092336 | 2.4025e-08
[120 empty] | 7.3.3.17.5 (Remote Grid) Updates to grid topology to minimize risk of ignition in HFTDs Remote GridWLDFRContaminationAggregated | WLDFR | HFTD - Distribution - Tier 3 - 3QU CoRE ¦ 2QU LoRE | Non-Red Flag Warning - Catastrophic Fires | Contamination | Aggregated | 2050 | 1.7963e-08 | 595.3479 | 1.0694e-05 | 2050 | Mitigation | 0.95 | 45 | 0 | esc | 0.00097009 | 1.7426e-11 | 0.00097009 | 1.7426e-11 | 0.0027911 | 1.0043e-08 | 0.0092336 | 2.4025e-08
[120 empty] | 7.3.3.17.5 (Remote Grid) Updates to grid topology to minimize risk of ignition in HFTDs Remote GridWLDFRContaminationAggregated | WLDFR | HFTD - Distribution - Tier 3 - 3QU CoRE ¦ 2QU LoRE | Non-Red Flag Warning - Catastrophic Fires | Contamination | Aggregated | 2051 | 1.7963e-08 | 595.3479 | 1.0694e-05 | 2051 | Mitigation | 0.95 | 45 | 0 | esc | 0.00097009 | 1.7426e-11 | 0.00097009 | 1.7426e-11 | 0.0027911 | 1.0043e-08 | 0.0092336 | 2.4025e-08
[120 empty] | 7.3.3.17.5 (Remote Grid) Updates to grid topology to minimize risk of ignition in HFTDs Remote GridWLDFRContaminationAggregated | WLDFR | HFTD - Distribution - Tier 3 - 3QU CoRE ¦ 2QU LoRE | Non-Red Flag Warning - Catastrophic Fires | Contamination | Aggregated | 2052 | 1.7963e-08 | 595.3479 | 1.0694e-05 | 2052 | Mitigation | 0.95 | 45 | 0 | esc | 0.00097009 | 1.7426e-11 | 0.00097009 | 1.7426e-11 | 0.0027911 | 1.0043e-08 | 0.0092336 | 2.4025e-08
[120 empty] | 7.3.3.17.5 (Remote Grid) Updates to grid topology to minimize risk of ignition in HFTDs Remote GridWLDFRContaminationAggregated | WLDFR | HFTD - Distribution - Tier 3 - 3QU CoRE ¦ 2QU LoRE | Non-Red Flag Warning - Catastrophic Fires | Contamination | Aggregated | 2053 | 1.7963e-08 | 595.3479 | 1.0694e-05 | 2053 | Mitigation | 0.95 | 45 | 0 | esc | 0.00097009 | 1.7426e-11 | 0.00097009 | 1.7426e-11 | 0.0027911 | 1.0043e-08 | 0.0092336 | 2.4025e-08
[120 empty] | 7.3.3.17.5 (Remote Grid) Updates to grid topology to minimize risk of ignition in HFTDs Remote GridWLDFRContaminationAggregated | WLDFR | HFTD - Distribution - Tier 3 - 3QU CoRE ¦ 2QU LoRE | Non-Red Flag Warning - Catastrophic Fires | Contamination | Aggregated | 2054 | 1.7963e-08 | 595.3479 | 1.0694e-05 | 2054 | Mitigation | 0.95 | 45 | 0 | esc | 0.00097009 | 1.7426e-11 | 0.00097009 | 1.7426e-11 | 0.0027911 | 1.0043e-08 | 0.0092336 | 2.4025e-08
[120 empty] | 7.3.3.17.5 (Remote Grid) Updates to grid topology to minimize risk of ignition in HFTDs Remote GridWLDFRContaminationAggregated | WLDFR | HFTD - Distribution - Tier 3 - 3QU CoRE ¦ 2QU LoRE | Non-Red Flag Warning - Catastrophic Fires | Contamination | Aggregated | 2055 | 1.7963e-08 | 595.3479 | 1.0694e-05 | 2055 | Mitigation | 0.95 | 45 | 0 | esc | 0.00097009 | 1.7426e-11 | 0.00097009 | 1.7426e-11 | 0.0027911 | 1.0043e-08 | 0.0092336 | 2.4025e-08
[120 empty] | 7.3.3.17.5 (Remote Grid) Updates to grid topology to minimize risk of ignition in HFTDs Remote GridWLDFRContaminationAggregated | WLDFR | HFTD - Distribution - Tier 3 - 3QU CoRE ¦ 2QU LoRE | Non-Red Flag Warning - Catastrophic Fires | Contamination | Aggregated | 2056 | 1.7963e-08 | 595.3479 | 1.0694e-05 | 2056 | Mitigation | 0.95 | 45 | 0 | esc | 0.00097009 | 1.7426e-11 | 0.00097009 | 1.7426e-11 | 0.0027911 | 1.0043e-08 | 0.0092336 | 2.4025e-08
[120 empty] | 7.3.3.17.5 (Remote Grid) Updates to grid topology to minimize risk of ignition in HFTDs Remote GridWLDFRContaminationAggregated | WLDFR | HFTD - Distribution - Tier 3 - 3QU CoRE ¦ 2QU LoRE | Non-Red Flag Warning - Catastrophic Fires | Contamination | Aggregated | 2057 | 1.7963e-08 | 595.3479 | 1.0694e-05 | 2057 | Mitigation | 0.95 | 45 | 0 | esc | 0.00097009 | 1.7426e-11 | 0.00097009 | 1.7426e-11 | 0.0027911 | 1.0043e-08 | 0.0092336 | 2.4025e-08
[120 empty] | 7.3.3.17.5 (Remote Grid) Updates to grid topology to minimize risk of ignition in HFTDs Remote GridWLDFRContaminationAggregated | WLDFR | HFTD - Distribution - Tier 3 - 3QU CoRE ¦ 2QU LoRE | Non-Red Flag Warning - Catastrophic Fires | Contamination | Aggregated | 2058 | 1.7963e-08 | 595.3479 | 1.0694e-05 | 2058 | Mitigation | 0.95 | 45 | 0 | esc | 0.00097009 | 1.7426e-11 | 0.00097009 | 1.7426e-11 | 0.0027911 | 1.0043e-08 | 0.0092336 | 2.4025e-08
[120 empty] | 7.3.3.17.5 (Remote Grid) Updates to grid topology to minimize risk of ignition in HFTDs Remote GridWLDFRContaminationAggregated | WLDFR | HFTD - Distribution - Tier 3 - 3QU CoRE ¦ 2QU LoRE | Non-Red Flag Warning - Catastrophic Fires | Contamination | Aggregated | 2059 | 1.7963e-08 | 595.3479 | 1.0694e-05 | 2059 | Mitigation | 0.95 | 45 | 0 | esc | 0.00097009 | 1.7426e-11 | 0.00097009 | 1.7426e-11 | 0.0027911 | 1.0043e-08 | 0.0092336 | 2.4025e-08
[120 empty] | 7.3.3.17.5 (Remote Grid) Updates to grid topology to minimize risk of ignition in HFTDs Remote GridWLDFRContaminationAggregated | WLDFR | HFTD - Distribution - Tier 3 - 3QU CoRE ¦ 2QU LoRE | Non-Red Flag Warning - Catastrophic Fires | Contamination | Aggregated | 2060 | 1.7963e-08 | 595.3479 | 1.0694e-05 | 2060 | Mitigation | 0.95 | 45 | 0 | esc | 0.00097009 | 1.7426e-11 | 0.00097009 | 1.7426e-11 | 0.0027911 | 1.0043e-08 | 0.0092336 | 2.4025e-08
[120 empty] | 7.3.3.17.5 (Remote Grid) Updates to grid topology to minimize risk of ignition in HFTDs Remote GridWLDFRContaminationAggregated | WLDFR | HFTD - Distribution - Tier 3 - 3QU CoRE ¦ 2QU LoRE | Non-Red Flag Warning - Catastrophic Fires | Contamination | Aggregated | 2061 | 1.7963e-08 | 595.3479 | 1.0694e-05 | 2061 | Mitigation | 0.95 | 45 | 0 | esc | 0.00097009 | 1.7426e-11 | 0.00097009 | 1.7426e-11 | 0.0027911 | 1.0043e-08 | 0.0092336 | 2.4025e-08
[120 empty] | 7.3.3.17.5 (Remote Grid) Updates to grid topology to minimize risk of ignition in HFTDs Remote GridWLDFRContaminationAggregated | WLDFR | HFTD - Distribution - Tier 3 - 3QU CoRE ¦ 2QU LoRE | Non-Red Flag Warning - Catastrophic Fires | Contamination | Aggregated | 2062 | 1.7963e-08 | 595.3479 | 1.0694e-05 | 2062 | Mitigation | 0.95 | 45 | 0 | esc | 0.00097009 | 1.7426e-11 | 0.00097009 | 1.7426e-11 | 0.0027911 | 1.0043e-08 | 0.0092336 | 2.4025e-08
[120 empty] | 7.3.3.17.5 (Remote Grid) Updates to grid topology to minimize risk of ignition in HFTDs Remote GridWLDFRContaminationAggregated | WLDFR | HFTD - Distribution - Tier 3 - 3QU CoRE ¦ 2QU LoRE | Non-Red Flag Warning - Catastrophic Fires | Contamination | Aggregated | 2063 | 1.7963e-08 | 595.3479 | 1.0694e-05 | 2063 | Mitigation | 0.95 | 45 | 0 | esc | 0.00097009 | 1.7426e-11 | 0.00097009 | 1.7426e-11 | 0.0027911 | 1.0043e-08 | 0.0092336 | 2.4025e-08
[120 empty] | 7.3.3.17.5 (Remote Grid) Updates to grid topology to minimize risk of ignition in HFTDs Remote GridWLDFRContaminationAggregated | WLDFR | HFTD - Distribution - Tier 3 - 3QU CoRE ¦ 2QU LoRE | Non-Red Flag Warning - Catastrophic Fires | Contamination | Aggregated | 2064 | 1.7963e-08 | 595.3479 | 1.0694e-05 | 2064 | Mitigation | 0.95 | 45 | 0 | esc | 0.00097009 | 1.7426e-11 | 0.00097009 | 1.7426e-11 | 0.0027911 | 1.0043e-08 | 0 | 0
[120 empty] | 7.3.3.17.5 (Remote Grid) Updates to grid topology to minimize risk of ignition in HFTDs Remote GridWLDFRContaminationAggregated | WLDFR | HFTD - Distribution - Tier 3 - 3QU CoRE ¦ 2QU LoRE | Non-Red Flag Warning - Catastrophic Fires | Contamination | Aggregated | 2065 | 1.7963e-08 | 595.3479 | 1.0694e-05 | 2065 | Mitigation | 0.95 | 45 | 0 | esc | 0.00097009 | 1.7426e-11 | 0.00097009 | 1.7426e-11 | 0.0027911 | 1.0043e-08 | 0 | 0
[120 empty] | 7.3.3.17.5 (Remote Grid) Updates to grid topology to minimize risk of ignition in HFTDs Remote GridWLDFRContaminationAggregated | WLDFR | HFTD - Distribution - Tier 3 - 3QU CoRE ¦ 2QU LoRE | Non-Red Flag Warning - Catastrophic Fires | Contamination | Aggregated | 2066 | 1.7963e-08 | 595.3479 | 1.0694e-05 | 2066 | Mitigation | 0.95 | 45 | 0 | esc | 0.00097009 | 1.7426e-11 | 0.00097009 | 1.7426e-11 | 0.0027911 | 1.0043e-08 | 0.0033164 | 4.2088e-07
[120 empty] | 7.3.3.17.5 (Remote Grid) Updates to grid topology to minimize risk of ignition in HFTDs Remote GridWLDFRContaminationAggregated | WLDFR | HFTD - Distribution - Tier 3 - 3QU CoRE ¦ 2QU LoRE | Non-Red Flag Warning - Catastrophic Fires | Contamination | Aggregated | 2067 | 1.7963e-08 | 595.3479 | 1.0694e-05 | 2067 | Mitigation | 0.95 | 45 | 0 | esc | 0 | 0 | 0.00097009 | 1.7426e-11 | 0.0027911 | 1.0043e-08 | 0.0033164 | 4.2088e-07
[120 empty] | 7.3.3.17.5 (Remote Grid) Updates to grid topology to minimize risk of ignition in HFTDs Remote GridWLDFREquipment / facility failureAggregated | WLDFR | HFTD - Distribution - Tier 3 - 3QU CoRE ¦ 2QU LoRE | Non-Red Flag Warning - Catastrophic Fires | Equipment / facility failure | Aggregated | 2022 | 2.8665e-08 | 595.3479 | 1.7066e-05 | 2022 | Mitigation | 0.95 | 45 | 0 | esc | 0.00097009 | 2.7808e-11 | 0 | 0 | 0.0027911 | 1.0043e-08 | 0.0033164 | 4.2088e-07
[120 empty] | 7.3.3.17.5 (Remote Grid) Updates to grid topology to minimize risk of ignition in HFTDs Remote GridWLDFREquipment / facility failureAggregated | WLDFR | HFTD - Distribution - Tier 3 - 3QU CoRE ¦ 2QU LoRE | Non-Red Flag Warning - Catastrophic Fires | Equipment / facility failure | Aggregated | 2023 | 2.8665e-08 | 595.3479 | 1.7066e-05 | 2023 | Mitigation | 0.95 | 45 | 0 | esc | 0.00097009 | 2.7808e-11 | 0.00097009 | 2.7808e-11 | 0.0027911 | 1.0043e-08 | 0.0033164 | 4.2088e-07
[120 empty] | 7.3.3.17.5 (Remote Grid) Updates to grid topology to minimize risk of ignition in HFTDs Remote GridWLDFREquipment / facility failureAggregated | WLDFR | HFTD - Distribution - Tier 3 - 3QU CoRE ¦ 2QU LoRE | Non-Red Flag Warning - Catastrophic Fires | Equipment / facility failure | Aggregated | 2024 | 2.8665e-08 | 595.3479 | 1.7066e-05 | 2024 | Mitigation | 0.95 | 45 | 0 | esc | 0.00097009 | 2.7808e-11 | 0.00097009 | 2.7808e-11 | 0.0027911 | 1.0043e-08 | 0.0033164 | 4.2088e-07
[120 empty] | 7.3.3.17.5 (Remote Grid) Updates to grid topology to minimize risk of ignition in HFTDs Remote GridWLDFREquipment / facility failureAggregated | WLDFR | HFTD - Distribution - Tier 3 - 3QU CoRE ¦ 2QU LoRE | Non-Red Flag Warning - Catastrophic Fires | Equipment / facility failure | Aggregated | 2025 | 2.8665e-08 | 595.3479 | 1.7066e-05 | 2025 | Mitigation | 0.95 | 45 | 0 | esc | 0.00097009 | 2.7808e-11 | 0.00097009 | 2.7808e-11 | 0.0027911 | 1.0043e-08 | 0.0033164 | 4.2088e-07
[120 empty] | 7.3.3.17.5 (Remote Grid) Updates to grid topology to minimize risk of ignition in HFTDs Remote GridWLDFREquipment / facility failureAggregated | WLDFR | HFTD - Distribution - Tier 3 - 3QU CoRE ¦ 2QU LoRE | Non-Red Flag Warning - Catastrophic Fires | Equipment / facility failure | Aggregated | 2026 | 2.8665e-08 | 595.3479 | 1.7066e-05 | 2026 | Mitigation | 0.95 | 45 | 0 | esc | 0.00097009 | 2.7808e-11 | 0.00097009 | 2.7808e-11 | 0.0027911 | 1.0043e-08 | 0.0033164 | 4.2088e-07
[120 empty] | 7.3.3.17.5 (Remote Grid) Updates to grid topology to minimize risk of ignition in HFTDs Remote GridWLDFREquipment / facility failureAggregated | WLDFR | HFTD - Distribution - Tier 3 - 3QU CoRE ¦ 2QU LoRE | Non-Red Flag Warning - Catastrophic Fires | Equipment / facility failure | Aggregated | 2027 | 2.8665e-08 | 595.3479 | 1.7066e-05 | 2027 | Mitigation | 0.95 | 45 | 0 | esc | 0.00097009 | 2.7808e-11 | 0.00097009 | 2.7808e-11 | 0.0027911 | 1.0043e-08 | 0.0033164 | 4.2088e-07
[120 empty] | 7.3.3.17.5 (Remote Grid) Updates to grid topology to minimize risk of ignition in HFTDs Remote GridWLDFREquipment / facility failureAggregated | WLDFR | HFTD - Distribution - Tier 3 - 3QU CoRE ¦ 2QU LoRE | Non-Red Flag Warning - Catastrophic Fires | Equipment / facility failure | Aggregated | 2028 | 2.8665e-08 | 595.3479 | 1.7066e-05 | 2028 | Mitigation | 0.95 | 45 | 0 | esc | 0.00097009 | 2.7808e-11 | 0.00097009 | 2.7808e-11 | 0.0027911 | 1.0043e-08 | 0.0033164 | 4.2088e-07
[120 empty] | 7.3.3.17.5 (Remote Grid) Updates to grid topology to minimize risk of ignition in HFTDs Remote GridWLDFREquipment / facility failureAggregated | WLDFR | HFTD - Distribution - Tier 3 - 3QU CoRE ¦ 2QU LoRE | Non-Red Flag Warning - Catastrophic Fires | Equipment / facility failure | Aggregated | 2029 | 2.8665e-08 | 595.3479 | 1.7066e-05 | 2029 | Mitigation | 0.95 | 45 | 0 | esc | 0.00097009 | 2.7808e-11 | 0.00097009 | 2.7808e-11 | 0.0027911 | 1.0043e-08 | 0.0033164 | 4.2088e-07
[120 empty] | 7.3.3.17.5 (Remote Grid) Updates to grid topology to minimize risk of ignition in HFTDs Remote GridWLDFREquipment / facility failureAggregated | WLDFR | HFTD - Distribution - Tier 3 - 3QU CoRE ¦ 2QU LoRE | Non-Red Flag Warning - Catastrophic Fires | Equipment / facility failure | Aggregated | 2030 | 2.8665e-08 | 595.3479 | 1.7066e-05 | 2030 | Mitigation | 0.95 | 45 | 0 | esc | 0.00097009 | 2.7808e-11 | 0.00097009 | 2.7808e-11 | 0.0027911 | 1.0043e-08 | 0.0033164 | 4.2088e-07
[120 empty] | 7.3.3.17.5 (Remote Grid) Updates to grid topology to minimize risk of ignition in HFTDs Remote GridWLDFREquipment / facility failureAggregated | WLDFR | HFTD - Distribution - Tier 3 - 3QU CoRE ¦ 2QU LoRE | Non-Red Flag Warning - Catastrophic Fires | Equipment / facility failure | Aggregated | 2031 | 2.8665e-08 | 595.3479 | 1.7066e-05 | 2031 | Mitigation | 0.95 | 45 | 0 | esc | 0.00097009 | 2.7808e-11 | 0.00097009 | 2.7808e-11 | 0.0027911 | 1.0043e-08 | 0.0033164 | 4.2088e-07
[120 empty] | 7.3.3.17.5 (Remote Grid) Updates to grid topology to minimize risk of ignition in HFTDs Remote GridWLDFREquipment / facility failureAggregated | WLDFR | HFTD - Distribution - Tier 3 - 3QU CoRE ¦ 2QU LoRE | Non-Red Flag Warning - Catastrophic Fires | Equipment / facility failure | Aggregated | 2032 | 2.8665e-08 | 595.3479 | 1.7066e-05 | 2032 | Mitigation | 0.95 | 45 | 0 | esc | 0.00097009 | 2.7808e-11 | 0.00097009 | 2.7808e-11 | 0.0027911 | 1.0043e-08 | 0.0033164 | 4.2088e-07
[120 empty] | 7.3.3.17.5 (Remote Grid) Updates to grid topology to minimize risk of ignition in HFTDs Remote GridWLDFREquipment / facility failureAggregated | WLDFR | HFTD - Distribution - Tier 3 - 3QU CoRE ¦ 2QU LoRE | Non-Red Flag Warning - Catastrophic Fires | Equipment / facility failure | Aggregated | 2033 | 2.8665e-08 | 595.3479 | 1.7066e-05 | 2033 | Mitigation | 0.95 | 45 | 0 | esc | 0.00097009 | 2.7808e-11 | 0.00097009 | 2.7808e-11 | 0.0027911 | 1.0043e-08 | 0.0033164 | 4.2088e-07
[120 empty] | 7.3.3.17.5 (Remote Grid) Updates to grid topology to minimize risk of ignition in HFTDs Remote GridWLDFREquipment / facility failureAggregated | WLDFR | HFTD - Distribution - Tier 3 - 3QU CoRE ¦ 2QU LoRE | Non-Red Flag Warning - Catastrophic Fires | Equipment / facility failure | Aggregated | 2034 | 2.8665e-08 | 595.3479 | 1.7066e-05 | 2034 | Mitigation | 0.95 | 45 | 0 | esc | 0.00097009 | 2.7808e-11 | 0.00097009 | 2.7808e-11 | 0.0027911 | 1.0043e-08 | 0.0033164 | 4.2088e-07
[120 empty] | 7.3.3.17.5 (Remote Grid) Updates to grid topology to minimize risk of ignition in HFTDs Remote GridWLDFREquipment / facility failureAggregated | WLDFR | HFTD - Distribution - Tier 3 - 3QU CoRE ¦ 2QU LoRE | Non-Red Flag Warning - Catastrophic Fires | Equipment / facility failure | Aggregated | 2035 | 2.8665e-08 | 595.3479 | 1.7066e-05 | 2035 | Mitigation | 0.95 | 45 | 0 | esc | 0.00097009 | 2.7808e-11 | 0.00097009 | 2.7808e-11 | 0.0027911 | 1.0043e-08 | 0.0033164 | 4.2088e-07
[120 empty] | 7.3.3.17.5 (Remote Grid) Updates to grid topology to minimize risk of ignition in HFTDs Remote GridWLDFREquipment / facility failureAggregated | WLDFR | HFTD - Distribution - Tier 3 - 3QU CoRE ¦ 2QU LoRE | Non-Red Flag Warning - Catastrophic Fires | Equipment / facility failure | Aggregated | 2036 | 2.8665e-08 | 595.3479 | 1.7066e-05 | 2036 | Mitigation | 0.95 | 45 | 0 | esc | 0.00097009 | 2.7808e-11 | 0.00097009 | 2.7808e-11 | 0.0027911 | 1.0043e-08 | 0.0033164 | 4.2088e-07
[120 empty] | 7.3.3.17.5 (Remote Grid) Updates to grid topology to minimize risk of ignition in HFTDs Remote GridWLDFREquipment / facility failureAggregated | WLDFR | HFTD - Distribution - Tier 3 - 3QU CoRE ¦ 2QU LoRE | Non-Red Flag Warning - Catastrophic Fires | Equipment / facility failure | Aggregated | 2037 | 2.8665e-08 | 595.3479 | 1.7066e-05 | 2037 | Mitigation | 0.95 | 45 | 0 | esc | 0.00097009 | 2.7808e-11 | 0.00097009 | 2.7808e-11 | 0.0027911 | 1.0043e-08 | 0.0033164 | 4.2088e-07
[120 empty] | 7.3.3.17.5 (Remote Grid) Updates to grid topology to minimize risk of ignition in HFTDs Remote GridWLDFREquipment / facility failureAggregated | WLDFR | HFTD - Distribution - Tier 3 - 3QU CoRE ¦ 2QU LoRE | Non-Red Flag Warning - Catastrophic Fires | Equipment / facility failure | Aggregated | 2038 | 2.8665e-08 | 595.3479 | 1.7066e-05 | 2038 | Mitigation | 0.95 | 45 | 0 | esc | 0.00097009 | 2.7808e-11 | 0.00097009 | 2.7808e-11 | 0.0027911 | 1.0043e-08 | 0.0033164 | 4.2088e-07
[120 empty] | 7.3.3.17.5 (Remote Grid) Updates to grid topology to minimize risk of ignition in HFTDs Remote GridWLDFREquipment / facility failureAggregated | WLDFR | HFTD - Distribution - Tier 3 - 3QU CoRE ¦ 2QU LoRE | Non-Red Flag Warning - Catastrophic Fires | Equipment / facility failure | Aggregated | 2039 | 2.8665e-08 | 595.3479 | 1.7066e-05 | 2039 | Mitigation | 0.95 | 45 | 0 | esc | 0.00097009 | 2.7808e-11 | 0.00097009 | 2.7808e-11 | 0.0027911 | 1.0043e-08 | 0.0033164 | 4.2088e-07
[120 empty] | 7.3.3.17.5 (Remote Grid) Updates to grid topology to minimize risk of ignition in HFTDs Remote GridWLDFREquipment / facility failureAggregated | WLDFR | HFTD - Distribution - Tier 3 - 3QU CoRE ¦ 2QU LoRE | Non-Red Flag Warning - Catastrophic Fires | Equipment / facility failure | Aggregated | 2040 | 2.8665e-08 | 595.3479 | 1.7066e-05 | 2040 | Mitigation | 0.95 | 45 | 0 | esc | 0.00097009 | 2.7808e-11 | 0.00097009 | 2.7808e-11 | 0.0027911 | 1.0043e-08 | 0.0033164 | 4.2088e-07
[120 empty] | 7.3.3.17.5 (Remote Grid) Updates to grid topology to minimize risk of ignition in HFTDs Remote GridWLDFREquipment / facility failureAggregated | WLDFR | HFTD - Distribution - Tier 3 - 3QU CoRE ¦ 2QU LoRE | Non-Red Flag Warning - Catastrophic Fires | Equipment / facility failure | Aggregated | 2041 | 2.8665e-08 | 595.3479 | 1.7066e-05 | 2041 | Mitigation | 0.95 | 45 | 0 | esc | 0.00097009 | 2.7808e-11 | 0.00097009 | 2.7808e-11 | 0.0027911 | 1.0043e-08 | 0.0033164 | 4.2088e-07
[120 empty] | 7.3.3.17.5 (Remote Grid) Updates to grid topology to minimize risk of ignition in HFTDs Remote GridWLDFREquipment / facility failureAggregated | WLDFR | HFTD - Distribution - Tier 3 - 3QU CoRE ¦ 2QU LoRE | Non-Red Flag Warning - Catastrophic Fires | Equipment / facility failure | Aggregated | 2042 | 2.8665e-08 | 595.3479 | 1.7066e-05 | 2042 | Mitigation | 0.95 | 45 | 0 | esc | 0.00097009 | 2.7808e-11 | 0.00097009 | 2.7808e-11 | 0.0027911 | 1.0043e-08 | 0.0033164 | 4.2088e-07
[120 empty] | 7.3.3.17.5 (Remote Grid) Updates to grid topology to minimize risk of ignition in HFTDs Remote GridWLDFREquipment / facility failureAggregated | WLDFR | HFTD - Distribution - Tier 3 - 3QU CoRE ¦ 2QU LoRE | Non-Red Flag Warning - Catastrophic Fires | Equipment / facility failure | Aggregated | 2043 | 2.8665e-08 | 595.3479 | 1.7066e-05 | 2043 | Mitigation | 0.95 | 45 | 0 | esc | 0.00097009 | 2.7808e-11 | 0.00097009 | 2.7808e-11 | 0.0027911 | 1.0043e-08 | 0.0033164 | 4.2088e-07
[120 empty] | 7.3.3.17.5 (Remote Grid) Updates to grid topology to minimize risk of ignition in HFTDs Remote GridWLDFREquipment / facility failureAggregated | WLDFR | HFTD - Distribution - Tier 3 - 3QU CoRE ¦ 2QU LoRE | Non-Red Flag Warning - Catastrophic Fires | Equipment / facility failure | Aggregated | 2044 | 2.8665e-08 | 595.3479 | 1.7066e-05 | 2044 | Mitigation | 0.95 | 45 | 0 | esc | 0.00097009 | 2.7808e-11 | 0.00097009 | 2.7808e-11 | 0 | 0 | 0.0033164 | 4.2088e-07
[120 empty] | 7.3.3.17.5 (Remote Grid) Updates to grid topology to minimize risk of ignition in HFTDs Remote GridWLDFREquipment / facility failureAggregated | WLDFR | HFTD - Distribution - Tier 3 - 3QU CoRE ¦ 2QU LoRE | Non-Red Flag Warning - Catastrophic Fires | Equipment / facility failure | Aggregated | 2045 | 2.8665e-08 | 595.3479 | 1.7066e-05 | 2045 | Mitigation | 0.95 | 45 | 0 | esc | 0.00097009 | 2.7808e-11 | 0.00097009 | 2.7808e-11 | 0.0027911 | 2.6126e-10 | 0.0033164 | 4.2088e-07
[120 empty] | 7.3.3.17.5 (Remote Grid) Updates to grid topology to minimize risk of ignition in HFTDs Remote GridWLDFREquipment / facility failureAggregated | WLDFR | HFTD - Distribution - Tier 3 - 3QU CoRE ¦ 2QU LoRE | Non-Red Flag Warning - Catastrophic Fires | Equipment / facility failure | Aggregated | 2046 | 2.8665e-08 | 595.3479 | 1.7066e-05 | 2046 | Mitigation | 0.95 | 45 | 0 | esc | 0.00097009 | 2.7808e-11 | 0.00097009 | 2.7808e-11 | 0.0027911 | 2.6126e-10 | 0.0033164 | 4.2088e-07
[120 empty] | 7.3.3.17.5 (Remote Grid) Updates to grid topology to minimize risk of ignition in HFTDs Remote GridWLDFREquipment / facility failureAggregated | WLDFR | HFTD - Distribution - Tier 3 - 3QU CoRE ¦ 2QU LoRE | Non-Red Flag Warning - Catastrophic Fires | Equipment / facility failure | Aggregated | 2047 | 2.8665e-08 | 595.3479 | 1.7066e-05 | 2047 | Mitigation | 0.95 | 45 | 0 | esc | 0.00097009 | 2.7808e-11 | 0.00097009 | 2.7808e-11 | 0.0027911 | 2.6126e-10 | 0.0033164 | 4.2088e-07
[120 empty] | 7.3.3.17.5 (Remote Grid) Updates to grid topology to minimize risk of ignition in HFTDs Remote GridWLDFREquipment / facility failureAggregated | WLDFR | HFTD - Distribution - Tier 3 - 3QU CoRE ¦ 2QU LoRE | Non-Red Flag Warning - Catastrophic Fires | Equipment / facility failure | Aggregated | 2048 | 2.8665e-08 | 595.3479 | 1.7066e-05 | 2048 | Mitigation | 0.95 | 45 | 0 | esc | 0.00097009 | 2.7808e-11 | 0.00097009 | 2.7808e-11 | 0.0027911 | 2.6126e-10 | 0.0033164 | 4.2088e-07
[120 empty] | 7.3.3.17.5 (Remote Grid) Updates to grid topology to minimize risk of ignition in HFTDs Remote GridWLDFREquipment / facility failureAggregated | WLDFR | HFTD - Distribution - Tier 3 - 3QU CoRE ¦ 2QU LoRE | Non-Red Flag Warning - Catastrophic Fires | Equipment / facility failure | Aggregated | 2049 | 2.8665e-08 | 595.3479 | 1.7066e-05 | 2049 | Mitigation | 0.95 | 45 | 0 | esc | 0.00097009 | 2.7808e-11 | 0.00097009 | 2.7808e-11 | 0.0027911 | 2.6126e-10 | 0.0033164 | 4.2088e-07
[120 empty] | 7.3.3.17.5 (Remote Grid) Updates to grid topology to minimize risk of ignition in HFTDs Remote GridWLDFREquipment / facility failureAggregated | WLDFR | HFTD - Distribution - Tier 3 - 3QU CoRE ¦ 2QU LoRE | Non-Red Flag Warning - Catastrophic Fires | Equipment / facility failure | Aggregated | 2050 | 2.8665e-08 | 595.3479 | 1.7066e-05 | 2050 | Mitigation | 0.95 | 45 | 0 | esc | 0.00097009 | 2.7808e-11 | 0.00097009 | 2.7808e-11 | 0.0027911 | 2.6126e-10 | 0 | 0
[120 empty] | 7.3.3.17.5 (Remote Grid) Updates to grid topology to minimize risk of ignition in HFTDs Remote GridWLDFREquipment / facility failureAggregated | WLDFR | HFTD - Distribution - Tier 3 - 3QU CoRE ¦ 2QU LoRE | Non-Red Flag Warning - Catastrophic Fires | Equipment / facility failure | Aggregated | 2051 | 2.8665e-08 | 595.3479 | 1.7066e-05 | 2051 | Mitigation | 0.95 | 45 | 0 | esc | 0.00097009 | 2.7808e-11 | 0.00097009 | 2.7808e-11 | 0.0027911 | 2.6126e-10 | 0 | 0
[120 empty] | 7.3.3.17.5 (Remote Grid) Updates to grid topology to minimize risk of ignition in HFTDs Remote GridWLDFREquipment / facility failureAggregated | WLDFR | HFTD - Distribution - Tier 3 - 3QU CoRE ¦ 2QU LoRE | Non-Red Flag Warning - Catastrophic Fires | Equipment / facility failure | Aggregated | 2052 | 2.8665e-08 | 595.3479 | 1.7066e-05 | 2052 | Mitigation | 0.95 | 45 | 0 | esc | 0.00097009 | 2.7808e-11 | 0.00097009 | 2.7808e-11 | 0.0027911 | 2.6126e-10 | 0.012804 | 6.7124e-09
[120 empty] | 7.3.3.17.5 (Remote Grid) Updates to grid topology to minimize risk of ignition in HFTDs Remote GridWLDFREquipment / facility failureAggregated | WLDFR | HFTD - Distribution - Tier 3 - 3QU CoRE ¦ 2QU LoRE | Non-Red Flag Warning - Catastrophic Fires | Equipment / facility failure | Aggregated | 2053 | 2.8665e-08 | 595.3479 | 1.7066e-05 | 2053 | Mitigation | 0.95 | 45 | 0 | esc | 0.00097009 | 2.7808e-11 | 0.00097009 | 2.7808e-11 | 0.0027911 | 2.6126e-10 | 0.012804 | 6.7124e-09
[120 empty] | 7.3.3.17.5 (Remote Grid) Updates to grid topology to minimize risk of ignition in HFTDs Remote GridWLDFREquipment / facility failureAggregated | WLDFR | HFTD - Distribution - Tier 3 - 3QU CoRE ¦ 2QU LoRE | Non-Red Flag Warning - Catastrophic Fires | Equipment / facility failure | Aggregated | 2054 | 2.8665e-08 | 595.3479 | 1.7066e-05 | 2054 | Mitigation | 0.95 | 45 | 0 | esc | 0.00097009 | 2.7808e-11 | 0.00097009 | 2.7808e-11 | 0.0027911 | 2.6126e-10 | 0.012804 | 6.7124e-09
[120 empty] | 7.3.3.17.5 (Remote Grid) Updates to grid topology to minimize risk of ignition in HFTDs Remote GridWLDFREquipment / facility failureAggregated | WLDFR | HFTD - Distribution - Tier 3 - 3QU CoRE ¦ 2QU LoRE | Non-Red Flag Warning - Catastrophic Fires | Equipment / facility failure | Aggregated | 2055 | 2.8665e-08 | 595.3479 | 1.7066e-05 | 2055 | Mitigation | 0.95 | 45 | 0 | esc | 0.00097009 | 2.7808e-11 | 0.00097009 | 2.7808e-11 | 0.0027911 | 2.6126e-10 | 0.012804 | 6.7124e-09
[120 empty] | 7.3.3.17.5 (Remote Grid) Updates to grid topology to minimize risk of ignition in HFTDs Remote GridWLDFREquipment / facility failureAggregated | WLDFR | HFTD - Distribution - Tier 3 - 3QU CoRE ¦ 2QU LoRE | Non-Red Flag Warning - Catastrophic Fires | Equipment / facility failure | Aggregated | 2056 | 2.8665e-08 | 595.3479 | 1.7066e-05 | 2056 | Mitigation | 0.95 | 45 | 0 | esc | 0.00097009 | 2.7808e-11 | 0.00097009 | 2.7808e-11 | 0.0027911 | 2.6126e-10 | 0.012804 | 6.7124e-09
[120 empty] | 7.3.3.17.5 (Remote Grid) Updates to grid topology to minimize risk of ignition in HFTDs Remote GridWLDFREquipment / facility failureAggregated | WLDFR | HFTD - Distribution - Tier 3 - 3QU CoRE ¦ 2QU LoRE | Non-Red Flag Warning - Catastrophic Fires | Equipment / facility failure | Aggregated | 2057 | 2.8665e-08 | 595.3479 | 1.7066e-05 | 2057 | Mitigation | 0.95 | 45 | 0 | esc | 0.00097009 | 2.7808e-11 | 0.00097009 | 2.7808e-11 | 0.0027911 | 2.6126e-10 | 0.012804 | 6.7124e-09
[120 empty] | 7.3.3.17.5 (Remote Grid) Updates to grid topology to minimize risk of ignition in HFTDs Remote GridWLDFREquipment / facility failureAggregated | WLDFR | HFTD - Distribution - Tier 3 - 3QU CoRE ¦ 2QU LoRE | Non-Red Flag Warning - Catastrophic Fires | Equipment / facility failure | Aggregated | 2058 | 2.8665e-08 | 595.3479 | 1.7066e-05 | 2058 | Mitigation | 0.95 | 45 | 0 | esc | 0.00097009 | 2.7808e-11 | 0.00097009 | 2.7808e-11 | 0.0027911 | 2.6126e-10 | 0.012804 | 6.7124e-09
[120 empty] | 7.3.3.17.5 (Remote Grid) Updates to grid topology to minimize risk of ignition in HFTDs Remote GridWLDFREquipment / facility failureAggregated | WLDFR | HFTD - Distribution - Tier 3 - 3QU CoRE ¦ 2QU LoRE | Non-Red Flag Warning - Catastrophic Fires | Equipment / facility failure | Aggregated | 2059 | 2.8665e-08 | 595.3479 | 1.7066e-05 | 2059 | Mitigation | 0.95 | 45 | 0 | esc | 0.00097009 | 2.7808e-11 | 0.00097009 | 2.7808e-11 | 0.0027911 | 2.6126e-10 | 0.012804 | 6.7124e-09
[120 empty] | 7.3.3.17.5 (Remote Grid) Updates to grid topology to minimize risk of ignition in HFTDs Remote GridWLDFREquipment / facility failureAggregated | WLDFR | HFTD - Distribution - Tier 3 - 3QU CoRE ¦ 2QU LoRE | Non-Red Flag Warning - Catastrophic Fires | Equipment / facility failure | Aggregated | 2060 | 2.8665e-08 | 595.3479 | 1.7066e-05 | 2060 | Mitigation | 0.95 | 45 | 0 | esc | 0.00097009 | 2.7808e-11 | 0.00097009 | 2.7808e-11 | 0.0027911 | 2.6126e-10 | 0.012804 | 6.7124e-09
[120 empty] | 7.3.3.17.5 (Remote Grid) Updates to grid topology to minimize risk of ignition in HFTDs Remote GridWLDFREquipment / facility failureAggregated | WLDFR | HFTD - Distribution - Tier 3 - 3QU CoRE ¦ 2QU LoRE | Non-Red Flag Warning - Catastrophic Fires | Equipment / facility failure | Aggregated | 2061 | 2.8665e-08 | 595.3479 | 1.7066e-05 | 2061 | Mitigation | 0.95 | 45 | 0 | esc | 0.00097009 | 2.7808e-11 | 0.00097009 | 2.7808e-11 | 0.0027911 | 2.6126e-10 | 0.012804 | 6.7124e-09
[120 empty] | 7.3.3.17.5 (Remote Grid) Updates to grid topology to minimize risk of ignition in HFTDs Remote GridWLDFREquipment / facility failureAggregated | WLDFR | HFTD - Distribution - Tier 3 - 3QU CoRE ¦ 2QU LoRE | Non-Red Flag Warning - Catastrophic Fires | Equipment / facility failure | Aggregated | 2062 | 2.8665e-08 | 595.3479 | 1.7066e-05 | 2062 | Mitigation | 0.95 | 45 | 0 | esc | 0.00097009 | 2.7808e-11 | 0.00097009 | 2.7808e-11 | 0.0027911 | 2.6126e-10 | 0.012804 | 6.7124e-09
[120 empty] | 7.3.3.17.5 (Remote Grid) Updates to grid topology to minimize risk of ignition in HFTDs Remote GridWLDFREquipment / facility failureAggregated | WLDFR | HFTD - Distribution - Tier 3 - 3QU CoRE ¦ 2QU LoRE | Non-Red Flag Warning - Catastrophic Fires | Equipment / facility failure | Aggregated | 2063 | 2.8665e-08 | 595.3479 | 1.7066e-05 | 2063 | Mitigation | 0.95 | 45 | 0 | esc | 0.00097009 | 2.7808e-11 | 0.00097009 | 2.7808e-11 | 0.0027911 | 2.6126e-10 | 0.012804 | 6.7124e-09
[120 empty] | 7.3.3.17.5 (Remote Grid) Updates to grid topology to minimize risk of ignition in HFTDs Remote GridWLDFREquipment / facility failureAggregated | WLDFR | HFTD - Distribution - Tier 3 - 3QU CoRE ¦ 2QU LoRE | Non-Red Flag Warning - Catastrophic Fires | Equipment / facility failure | Aggregated | 2064 | 2.8665e-08 | 595.3479 | 1.7066e-05 | 2064 | Mitigation | 0.95 | 45 | 0 | esc | 0.00097009 | 2.7808e-11 | 0.00097009 | 2.7808e-11 | 0.0027911 | 2.6126e-10 | 0.012804 | 6.7124e-09
[120 empty] | 7.3.3.17.5 (Remote Grid) Updates to grid topology to minimize risk of ignition in HFTDs Remote GridWLDFREquipment / facility failureAggregated | WLDFR | HFTD - Distribution - Tier 3 - 3QU CoRE ¦ 2QU LoRE | Non-Red Flag Warning - Catastrophic Fires | Equipment / facility failure | Aggregated | 2065 | 2.8665e-08 | 595.3479 | 1.7066e-05 | 2065 | Mitigation | 0.95 | 45 | 0 | esc | 0.00097009 | 2.7808e-11 | 0.00097009 | 2.7808e-11 | 0.0027911 | 2.6126e-10 | 0.012804 | 6.7124e-09
[120 empty] | 7.3.3.17.5 (Remote Grid) Updates to grid topology to minimize risk of ignition in HFTDs Remote GridWLDFREquipment / facility failureAggregated | WLDFR | HFTD - Distribution - Tier 3 - 3QU CoRE ¦ 2QU LoRE | Non-Red Flag Warning - Catastrophic Fires | Equipment / facility failure | Aggregated | 2066 | 2.8665e-08 | 595.3479 | 1.7066e-05 | 2066 | Mitigation | 0.95 | 45 | 0 | esc | 0.00097009 | 2.7808e-11 | 0.00097009 | 2.7808e-11 | 0.0027911 | 2.6126e-10 | 0.012804 | 6.7124e-09
[120 empty] | 7.3.3.17.5 (Remote Grid) Updates to grid topology to minimize risk of ignition in HFTDs Remote GridWLDFREquipment / facility failureAggregated | WLDFR | HFTD - Distribution - Tier 3 - 3QU CoRE ¦ 2QU LoRE | Non-Red Flag Warning - Catastrophic Fires | Equipment / facility failure | Aggregated | 2067 | 2.8665e-08 | 595.3479 | 1.7066e-05 | 2067 | Mitigation | 0.95 | 45 | 0 | esc | 0 | 0 | 0.00097009 | 2.7808e-11 | 0.0027911 | 2.6126e-10 | 0.012804 | 6.7124e-09
[120 empty] | 7.3.3.17.5 (Remote Grid) Updates to grid topology to minimize risk of ignition in HFTDs Remote GridWLDFRVegetation ContactAggregated | WLDFR | HFTD - Distribution - Tier 3 - 3QU CoRE ¦ 2QU LoRE | Non-Red Flag Warning - Catastrophic Fires | Vegetation Contact | Aggregated | 2022 | 3.986e-07 | 595.3479 | 0.00023731 | 2022 | Mitigation | 0.95 | 45 | 0 | esc | 0.00097009 | 3.8668e-10 | 0 | 0 | 0.0027911 | 2.6126e-10 | 0.012804 | 6.7124e-09
[120 empty] | 7.3.3.17.5 (Remote Grid) Updates to grid topology to minimize risk of ignition in HFTDs Remote GridWLDFRVegetation ContactAggregated | WLDFR | HFTD - Distribution - Tier 3 - 3QU CoRE ¦ 2QU LoRE | Non-Red Flag Warning - Catastrophic Fires | Vegetation Contact | Aggregated | 2023 | 3.986e-07 | 595.3479 | 0.00023731 | 2023 | Mitigation | 0.95 | 45 | 0 | esc | 0.00097009 | 3.8668e-10 | 0.00097009 | 3.8668e-10 | 0.0027911 | 2.6126e-10 | 0.012804 | 6.7124e-09
[120 empty] | 7.3.3.17.5 (Remote Grid) Updates to grid topology to minimize risk of ignition in HFTDs Remote GridWLDFRVegetation ContactAggregated | WLDFR | HFTD - Distribution - Tier 3 - 3QU CoRE ¦ 2QU LoRE | Non-Red Flag Warning - Catastrophic Fires | Vegetation Contact | Aggregated | 2024 | 3.986e-07 | 595.3479 | 0.00023731 | 2024 | Mitigation | 0.95 | 45 | 0 | esc | 0.00097009 | 3.8668e-10 | 0.00097009 | 3.8668e-10 | 0.0027911 | 2.6126e-10 | 0.012804 | 6.7124e-09
[120 empty] | 7.3.3.17.5 (Remote Grid) Updates to grid topology to minimize risk of ignition in HFTDs Remote GridWLDFRVegetation ContactAggregated | WLDFR | HFTD - Distribution - Tier 3 - 3QU CoRE ¦ 2QU LoRE | Non-Red Flag Warning - Catastrophic Fires | Vegetation Contact | Aggregated | 2025 | 3.986e-07 | 595.3479 | 0.00023731 | 2025 | Mitigation | 0.95 | 45 | 0 | esc | 0.00097009 | 3.8668e-10 | 0.00097009 | 3.8668e-10 | 0.0027911 | 2.6126e-10 | 0.012804 | 6.7124e-09
[120 empty] | 7.3.3.17.5 (Remote Grid) Updates to grid topology to minimize risk of ignition in HFTDs Remote GridWLDFRVegetation ContactAggregated | WLDFR | HFTD - Distribution - Tier 3 - 3QU CoRE ¦ 2QU LoRE | Non-Red Flag Warning - Catastrophic Fires | Vegetation Contact | Aggregated | 2026 | 3.986e-07 | 595.3479 | 0.00023731 | 2026 | Mitigation | 0.95 | 45 | 0 | esc | 0.00097009 | 3.8668e-10 | 0.00097009 | 3.8668e-10 | 0.0027911 | 2.6126e-10 | 0.012804 | 6.7124e-09
[120 empty] | 7.3.3.17.5 (Remote Grid) Updates to grid topology to minimize risk of ignition in HFTDs Remote GridWLDFRVegetation ContactAggregated | WLDFR | HFTD - Distribution - Tier 3 - 3QU CoRE ¦ 2QU LoRE | Non-Red Flag Warning - Catastrophic Fires | Vegetation Contact | Aggregated | 2027 | 3.986e-07 | 595.3479 | 0.00023731 | 2027 | Mitigation | 0.95 | 45 | 0 | esc | 0.00097009 | 3.8668e-10 | 0.00097009 | 3.8668e-10 | 0.0027911 | 2.6126e-10 | 0.012804 | 6.7124e-09
[120 empty] | 7.3.3.17.5 (Remote Grid) Updates to grid topology to minimize risk of ignition in HFTDs Remote GridWLDFRVegetation ContactAggregated | WLDFR | HFTD - Distribution - Tier 3 - 3QU CoRE ¦ 2QU LoRE | Non-Red Flag Warning - Catastrophic Fires | Vegetation Contact | Aggregated | 2028 | 3.986e-07 | 595.3479 | 0.00023731 | 2028 | Mitigation | 0.95 | 45 | 0 | esc | 0.00097009 | 3.8668e-10 | 0.00097009 | 3.8668e-10 | 0.0027911 | 2.6126e-10 | 0.012804 | 6.7124e-09
[120 empty] | 7.3.3.17.5 (Remote Grid) Updates to grid topology to minimize risk of ignition in HFTDs Remote GridWLDFRVegetation ContactAggregated | WLDFR | HFTD - Distribution - Tier 3 - 3QU CoRE ¦ 2QU LoRE | Non-Red Flag Warning - Catastrophic Fires | Vegetation Contact | Aggregated | 2029 | 3.986e-07 | 595.3479 | 0.00023731 | 2029 | Mitigation | 0.95 | 45 | 0 | esc | 0.00097009 | 3.8668e-10 | 0.00097009 | 3.8668e-10 | 0.0027911 | 2.6126e-10 | 0.012804 | 6.7124e-09
[120 empty] | 7.3.3.17.5 (Remote Grid) Updates to grid topology to minimize risk of ignition in HFTDs Remote GridWLDFRVegetation ContactAggregated | WLDFR | HFTD - Distribution - Tier 3 - 3QU CoRE ¦ 2QU LoRE | Non-Red Flag Warning - Catastrophic Fires | Vegetation Contact | Aggregated | 2030 | 3.986e-07 | 595.3479 | 0.00023731 | 2030 | Mitigation | 0.95 | 45 | 0 | esc | 0.00097009 | 3.8668e-10 | 0.00097009 | 3.8668e-10 | 0.0027911 | 2.6126e-10 | 0.012804 | 6.7124e-09
[120 empty] | 7.3.3.17.5 (Remote Grid) Updates to grid topology to minimize risk of ignition in HFTDs Remote GridWLDFRVegetation ContactAggregated | WLDFR | HFTD - Distribution - Tier 3 - 3QU CoRE ¦ 2QU LoRE | Non-Red Flag Warning - Catastrophic Fires | Vegetation Contact | Aggregated | 2031 | 3.986e-07 | 595.3479 | 0.00023731 | 2031 | Mitigation | 0.95 | 45 | 0 | esc | 0.00097009 | 3.8668e-10 | 0.00097009 | 3.8668e-10 | 0.0027911 | 2.6126e-10 | 0.012804 | 6.7124e-09
[120 empty] | 7.3.3.17.5 (Remote Grid) Updates to grid topology to minimize risk of ignition in HFTDs Remote GridWLDFRVegetation ContactAggregated | WLDFR | HFTD - Distribution - Tier 3 - 3QU CoRE ¦ 2QU LoRE | Non-Red Flag Warning - Catastrophic Fires | Vegetation Contact | Aggregated | 2032 | 3.986e-07 | 595.3479 | 0.00023731 | 2032 | Mitigation | 0.95 | 45 | 0 | esc | 0.00097009 | 3.8668e-10 | 0.00097009 | 3.8668e-10 | 0.0027911 | 2.6126e-10 | 0.012804 | 6.7124e-09
[120 empty] | 7.3.3.17.5 (Remote Grid) Updates to grid topology to minimize risk of ignition in HFTDs Remote GridWLDFRVegetation ContactAggregated | WLDFR | HFTD - Distribution - Tier 3 - 3QU CoRE ¦ 2QU LoRE | Non-Red Flag Warning - Catastrophic Fires | Vegetation Contact | Aggregated | 2033 | 3.986e-07 | 595.3479 | 0.00023731 | 2033 | Mitigation | 0.95 | 45 | 0 | esc | 0.00097009 | 3.8668e-10 | 0.00097009 | 3.8668e-10 | 0.0027911 | 2.6126e-10 | 0.012804 | 6.7124e-09
[120 empty] | 7.3.3.17.5 (Remote Grid) Updates to grid topology to minimize risk of ignition in HFTDs Remote GridWLDFRVegetation ContactAggregated | WLDFR | HFTD - Distribution - Tier 3 - 3QU CoRE ¦ 2QU LoRE | Non-Red Flag Warning - Catastrophic Fires | Vegetation Contact | Aggregated | 2034 | 3.986e-07 | 595.3479 | 0.00023731 | 2034 | Mitigation | 0.95 | 45 | 0 | esc | 0.00097009 | 3.8668e-10 | 0.00097009 | 3.8668e-10 | 0.0027911 | 2.6126e-10 | 0.012804 | 6.7124e-09
[120 empty] | 7.3.3.17.5 (Remote Grid) Updates to grid topology to minimize risk of ignition in HFTDs Remote GridWLDFRVegetation ContactAggregated | WLDFR | HFTD - Distribution - Tier 3 - 3QU CoRE ¦ 2QU LoRE | Non-Red Flag Warning - Catastrophic Fires | Vegetation Contact | Aggregated | 2035 | 3.986e-07 | 595.3479 | 0.00023731 | 2035 | Mitigation | 0.95 | 45 | 0 | esc | 0.00097009 | 3.8668e-10 | 0.00097009 | 3.8668e-10 | 0.0027911 | 2.6126e-10 | 0.012804 | 6.7124e-09
[120 empty] | 7.3.3.17.5 (Remote Grid) Updates to grid topology to minimize risk of ignition in HFTDs Remote GridWLDFRVegetation ContactAggregated | WLDFR | HFTD - Distribution - Tier 3 - 3QU CoRE ¦ 2QU LoRE | Non-Red Flag Warning - Catastrophic Fires | Vegetation Contact | Aggregated | 2036 | 3.986e-07 | 595.3479 | 0.00023731 | 2036 | Mitigation | 0.95 | 45 | 0 | esc | 0.00097009 | 3.8668e-10 | 0.00097009 | 3.8668e-10 | 0.0027911 | 2.6126e-10 | 0 | 0
[120 empty] | 7.3.3.17.5 (Remote Grid) Updates to grid topology to minimize risk of ignition in HFTDs Remote GridWLDFRVegetation ContactAggregated | WLDFR | HFTD - Distribution - Tier 3 - 3QU CoRE ¦ 2QU LoRE | Non-Red Flag Warning - Catastrophic Fires | Vegetation Contact | Aggregated | 2037 | 3.986e-07 | 595.3479 | 0.00023731 | 2037 | Mitigation | 0.95 | 45 | 0 | esc | 0.00097009 | 3.8668e-10 | 0.00097009 | 3.8668e-10 | 0.0027911 | 2.6126e-10 | 0 | 0
[120 empty] | 7.3.3.17.5 (Remote Grid) Updates to grid topology to minimize risk of ignition in HFTDs Remote GridWLDFRVegetation ContactAggregated | WLDFR | HFTD - Distribution - Tier 3 - 3QU CoRE ¦ 2QU LoRE | Non-Red Flag Warning - Catastrophic Fires | Vegetation Contact | Aggregated | 2038 | 3.986e-07 | 595.3479 | 0.00023731 | 2038 | Mitigation | 0.95 | 45 | 0 | esc | 0.00097009 | 3.8668e-10 | 0.00097009 | 3.8668e-10 | 0.0027911 | 2.6126e-10 | 0.014899 | 4.9665e-10
[120 empty] | 7.3.3.17.5 (Remote Grid) Updates to grid topology to minimize risk of ignition in HFTDs Remote GridWLDFRVegetation ContactAggregated | WLDFR | HFTD - Distribution - Tier 3 - 3QU CoRE ¦ 2QU LoRE | Non-Red Flag Warning - Catastrophic Fires | Vegetation Contact | Aggregated | 2039 | 3.986e-07 | 595.3479 | 0.00023731 | 2039 | Mitigation | 0.95 | 45 | 0 | esc | 0.00097009 | 3.8668e-10 | 0.00097009 | 3.8668e-10 | 0.0027911 | 2.6126e-10 | 0.014899 | 4.9665e-10
[120 empty] | 7.3.3.17.5 (Remote Grid) Updates to grid topology to minimize risk of ignition in HFTDs Remote GridWLDFRVegetation ContactAggregated | WLDFR | HFTD - Distribution - Tier 3 - 3QU CoRE ¦ 2QU LoRE | Non-Red Flag Warning - Catastrophic Fires | Vegetation Contact | Aggregated | 2040 | 3.986e-07 | 595.3479 | 0.00023731 | 2040 | Mitigation | 0.95 | 45 | 0 | esc | 0.00097009 | 3.8668e-10 | 0.00097009 | 3.8668e-10 | 0.0027911 | 2.6126e-10 | 0.014899 | 4.9665e-10
[120 empty] | 7.3.3.17.5 (Remote Grid) Updates to grid topology to minimize risk of ignition in HFTDs Remote GridWLDFRVegetation ContactAggregated | WLDFR | HFTD - Distribution - Tier 3 - 3QU CoRE ¦ 2QU LoRE | Non-Red Flag Warning - Catastrophic Fires | Vegetation Contact | Aggregated | 2041 | 3.986e-07 | 595.3479 | 0.00023731 | 2041 | Mitigation | 0.95 | 45 | 0 | esc | 0.00097009 | 3.8668e-10 | 0.00097009 | 3.8668e-10 | 0.0027911 | 2.6126e-10 | 0.014899 | 4.9665e-10
[120 empty] | 7.3.3.17.5 (Remote Grid) Updates to grid topology to minimize risk of ignition in HFTDs Remote GridWLDFRVegetation ContactAggregated | WLDFR | HFTD - Distribution - Tier 3 - 3QU CoRE ¦ 2QU LoRE | Non-Red Flag Warning - Catastrophic Fires | Vegetation Contact | Aggregated | 2042 | 3.986e-07 | 595.3479 | 0.00023731 | 2042 | Mitigation | 0.95 | 45 | 0 | esc | 0.00097009 | 3.8668e-10 | 0.00097009 | 3.8668e-10 | 0.0027911 | 2.6126e-10 | 0.014899 | 4.9665e-10
[120 empty] | 7.3.3.17.5 (Remote Grid) Updates to grid topology to minimize risk of ignition in HFTDs Remote GridWLDFRVegetation ContactAggregated | WLDFR | HFTD - Distribution - Tier 3 - 3QU CoRE ¦ 2QU LoRE | Non-Red Flag Warning - Catastrophic Fires | Vegetation Contact | Aggregated | 2043 | 3.986e-07 | 595.3479 | 0.00023731 | 2043 | Mitigation | 0.95 | 45 | 0 | esc | 0.00097009 | 3.8668e-10 | 0.00097009 | 3.8668e-10 | 0.0027911 | 2.6126e-10 | 0.014899 | 4.9665e-10
[120 empty] | 7.3.3.17.5 (Remote Grid) Updates to grid topology to minimize risk of ignition in HFTDs Remote GridWLDFRVegetation ContactAggregated | WLDFR | HFTD - Distribution - Tier 3 - 3QU CoRE ¦ 2QU LoRE | Non-Red Flag Warning - Catastrophic Fires | Vegetation Contact | Aggregated | 2044 | 3.986e-07 | 595.3479 | 0.00023731 | 2044 | Mitigation | 0.95 | 45 | 0 | esc | 0.00097009 | 3.8668e-10 | 0.00097009 | 3.8668e-10 | 0.0027911 | 2.6126e-10 | 0.014899 | 4.9665e-10
[120 empty] | 7.3.3.17.5 (Remote Grid) Updates to grid topology to minimize risk of ignition in HFTDs Remote GridWLDFRVegetation ContactAggregated | WLDFR | HFTD - Distribution - Tier 3 - 3QU CoRE ¦ 2QU LoRE | Non-Red Flag Warning - Catastrophic Fires | Vegetation Contact | Aggregated | 2045 | 3.986e-07 | 595.3479 | 0.00023731 | 2045 | Mitigation | 0.95 | 45 | 0 | esc | 0.00097009 | 3.8668e-10 | 0.00097009 | 3.8668e-10 | 0.0027911 | 2.6126e-10 | 0.014899 | 4.9665e-10
[120 empty] | 7.3.3.17.5 (Remote Grid) Updates to grid topology to minimize risk of ignition in HFTDs Remote GridWLDFRVegetation ContactAggregated | WLDFR | HFTD - Distribution - Tier 3 - 3QU CoRE ¦ 2QU LoRE | Non-Red Flag Warning - Catastrophic Fires | Vegetation Contact | Aggregated | 2046 | 3.986e-07 | 595.3479 | 0.00023731 | 2046 | Mitigation | 0.95 | 45 | 0 | esc | 0.00097009 | 3.8668e-10 | 0.00097009 | 3.8668e-10 | 0.0027911 | 2.6126e-10 | 0.014899 | 4.9665e-10
[120 empty] | 7.3.3.17.5 (Remote Grid) Updates to grid topology to minimize risk of ignition in HFTDs Remote GridWLDFRVegetation ContactAggregated | WLDFR | HFTD - Distribution - Tier 3 - 3QU CoRE ¦ 2QU LoRE | Non-Red Flag Warning - Catastrophic Fires | Vegetation Contact | Aggregated | 2047 | 3.986e-07 | 595.3479 | 0.00023731 | 2047 | Mitigation | 0.95 | 45 | 0 | esc | 0.00097009 | 3.8668e-10 | 0.00097009 | 3.8668e-10 | 0.0027911 | 2.6126e-10 | 0.014899 | 4.9665e-10
[120 empty] | 7.3.3.17.5 (Remote Grid) Updates to grid topology to minimize risk of ignition in HFTDs Remote GridWLDFRVegetation ContactAggregated | WLDFR | HFTD - Distribution - Tier 3 - 3QU CoRE ¦ 2QU LoRE | Non-Red Flag Warning - Catastrophic Fires | Vegetation Contact | Aggregated | 2048 | 3.986e-07 | 595.3479 | 0.00023731 | 2048 | Mitigation | 0.95 | 45 | 0 | esc | 0.00097009 | 3.8668e-10 | 0.00097009 | 3.8668e-10 | 0 | 0 | 0.014899 | 4.9665e-10
[120 empty] | 7.3.3.17.5 (Remote Grid) Updates to grid topology to minimize risk of ignition in HFTDs Remote GridWLDFRVegetation ContactAggregated | WLDFR | HFTD - Distribution - Tier 3 - 3QU CoRE ¦ 2QU LoRE | Non-Red Flag Warning - Catastrophic Fires | Vegetation Contact | Aggregated | 2049 | 3.986e-07 | 595.3479 | 0.00023731 | 2049 | Mitigation | 0.95 | 45 | 0 | esc | 0.00097009 | 3.8668e-10 | 0.00097009 | 3.8668e-10 | 0.0027911 | 4.0374e-09 | 0.014899 | 4.9665e-10
[120 empty] | 7.3.3.17.5 (Remote Grid) Updates to grid topology to minimize risk of ignition in HFTDs Remote GridWLDFRVegetation ContactAggregated | WLDFR | HFTD - Distribution - Tier 3 - 3QU CoRE ¦ 2QU LoRE | Non-Red Flag Warning - Catastrophic Fires | Vegetation Contact | Aggregated | 2050 | 3.986e-07 | 595.3479 | 0.00023731 | 2050 | Mitigation | 0.95 | 45 | 0 | esc | 0.00097009 | 3.8668e-10 | 0.00097009 | 3.8668e-10 | 0.0027911 | 4.0374e-09 | 0.014899 | 4.9665e-10
[120 empty] | 7.3.3.17.5 (Remote Grid) Updates to grid topology to minimize risk of ignition in HFTDs Remote GridWLDFRVegetation ContactAggregated | WLDFR | HFTD - Distribution - Tier 3 - 3QU CoRE ¦ 2QU LoRE | Non-Red Flag Warning - Catastrophic Fires | Vegetation Contact | Aggregated | 2051 | 3.986e-07 | 595.3479 | 0.00023731 | 2051 | Mitigation | 0.95 | 45 | 0 | esc | 0.00097009 | 3.8668e-10 | 0.00097009 | 3.8668e-10 | 0.0027911 | 4.0374e-09 | 0.014899 | 4.9665e-10
[120 empty] | 7.3.3.17.5 (Remote Grid) Updates to grid topology to minimize risk of ignition in HFTDs Remote GridWLDFRVegetation ContactAggregated | WLDFR | HFTD - Distribution - Tier 3 - 3QU CoRE ¦ 2QU LoRE | Non-Red Flag Warning - Catastrophic Fires | Vegetation Contact | Aggregated | 2052 | 3.986e-07 | 595.3479 | 0.00023731 | 2052 | Mitigation | 0.95 | 45 | 0 | esc | 0.00097009 | 3.8668e-10 | 0.00097009 | 3.8668e-10 | 0.0027911 | 4.0374e-09 | 0.014899 | 4.9665e-10
[120 empty] | 7.3.3.17.5 (Remote Grid) Updates to grid topology to minimize risk of ignition in HFTDs Remote GridWLDFRVegetation ContactAggregated | WLDFR | HFTD - Distribution - Tier 3 - 3QU CoRE ¦ 2QU LoRE | Non-Red Flag Warning - Catastrophic Fires | Vegetation Contact | Aggregated | 2053 | 3.986e-07 | 595.3479 | 0.00023731 | 2053 | Mitigation | 0.95 | 45 | 0 | esc | 0.00097009 | 3.8668e-10 | 0.00097009 | 3.8668e-10 | 0.0027911 | 4.0374e-09 | 0.014899 | 4.9665e-10
[120 empty] | 7.3.3.17.5 (Remote Grid) Updates to grid topology to minimize risk of ignition in HFTDs Remote GridWLDFRVegetation ContactAggregated | WLDFR | HFTD - Distribution - Tier 3 - 3QU CoRE ¦ 2QU LoRE | Non-Red Flag Warning - Catastrophic Fires | Vegetation Contact | Aggregated | 2054 | 3.986e-07 | 595.3479 | 0.00023731 | 2054 | Mitigation | 0.95 | 45 | 0 | esc | 0.00097009 | 3.8668e-10 | 0.00097009 | 3.8668e-10 | 0.0027911 | 4.0374e-09 | 0.014899 | 4.9665e-10
[120 empty] | 7.3.3.17.5 (Remote Grid) Updates to grid topology to minimize risk of ignition in HFTDs Remote GridWLDFRVegetation ContactAggregated | WLDFR | HFTD - Distribution - Tier 3 - 3QU CoRE ¦ 2QU LoRE | Non-Red Flag Warning - Catastrophic Fires | Vegetation Contact | Aggregated | 2055 | 3.986e-07 | 595.3479 | 0.00023731 | 2055 | Mitigation | 0.95 | 45 | 0 | esc | 0.00097009 | 3.8668e-10 | 0.00097009 | 3.8668e-10 | 0.0027911 | 4.0374e-09 | 0.014899 | 4.9665e-10
[120 empty] | 7.3.3.17.5 (Remote Grid) Updates to grid topology to minimize risk of ignition in HFTDs Remote GridWLDFRVegetation ContactAggregated | WLDFR | HFTD - Distribution - Tier 3 - 3QU CoRE ¦ 2QU LoRE | Non-Red Flag Warning - Catastrophic Fires | Vegetation Contact | Aggregated | 2056 | 3.986e-07 | 595.3479 | 0.00023731 | 2056 | Mitigation | 0.95 | 45 | 0 | esc | 0.00097009 | 3.8668e-10 | 0.00097009 | 3.8668e-10 | 0.0027911 | 4.0374e-09 | 0.014899 | 4.9665e-10
[120 empty] | 7.3.3.17.5 (Remote Grid) Updates to grid topology to minimize risk of ignition in HFTDs Remote GridWLDFRVegetation ContactAggregated | WLDFR | HFTD - Distribution - Tier 3 - 3QU CoRE ¦ 2QU LoRE | Non-Red Flag Warning - Catastrophic Fires | Vegetation Contact | Aggregated | 2057 | 3.986e-07 | 595.3479 | 0.00023731 | 2057 | Mitigation | 0.95 | 45 | 0 | esc | 0.00097009 | 3.8668e-10 | 0.00097009 | 3.8668e-10 | 0.0027911 | 4.0374e-09 | 0.014899 | 4.9665e-10
[120 empty] | 7.3.3.17.5 (Remote Grid) Updates to grid topology to minimize risk of ignition in HFTDs Remote GridWLDFRVegetation ContactAggregated | WLDFR | HFTD - Distribution - Tier 3 - 3QU CoRE ¦ 2QU LoRE | Non-Red Flag Warning - Catastrophic Fires | Vegetation Contact | Aggregated | 2058 | 3.986e-07 | 595.3479 | 0.00023731 | 2058 | Mitigation | 0.95 | 45 | 0 | esc | 0.00097009 | 3.8668e-10 | 0.00097009 | 3.8668e-10 | 0.0027911 | 4.0374e-09 | 0.014899 | 4.9665e-10
[120 empty] | 7.3.3.17.5 (Remote Grid) Updates to grid topology to minimize risk of ignition in HFTDs Remote GridWLDFRVegetation ContactAggregated | WLDFR | HFTD - Distribution - Tier 3 - 3QU CoRE ¦ 2QU LoRE | Non-Red Flag Warning - Catastrophic Fires | Vegetation Contact | Aggregated | 2059 | 3.986e-07 | 595.3479 | 0.00023731 | 2059 | Mitigation | 0.95 | 45 | 0 | esc | 0.00097009 | 3.8668e-10 | 0.00097009 | 3.8668e-10 | 0.0027911 | 4.0374e-09 | 0.014899 | 4.9665e-10
[120 empty] | 7.3.3.17.5 (Remote Grid) Updates to grid topology to minimize risk of ignition in HFTDs Remote GridWLDFRVegetation ContactAggregated | WLDFR | HFTD - Distribution - Tier 3 - 3QU CoRE ¦ 2QU LoRE | Non-Red Flag Warning - Catastrophic Fires | Vegetation Contact | Aggregated | 2060 | 3.986e-07 | 595.3479 | 0.00023731 | 2060 | Mitigation | 0.95 | 45 | 0 | esc | 0.00097009 | 3.8668e-10 | 0.00097009 | 3.8668e-10 | 0.0027911 | 4.0374e-09 | 0.014899 | 4.9665e-10
[120 empty] | 7.3.3.17.5 (Remote Grid) Updates to grid topology to minimize risk of ignition in HFTDs Remote GridWLDFRVegetation ContactAggregated | WLDFR | HFTD - Distribution - Tier 3 - 3QU CoRE ¦ 2QU LoRE | Non-Red Flag Warning - Catastrophic Fires | Vegetation Contact | Aggregated | 2061 | 3.986e-07 | 595.3479 | 0.00023731 | 2061 | Mitigation | 0.95 | 45 | 0 | esc | 0.00097009 | 3.8668e-10 | 0.00097009 | 3.8668e-10 | 0.0027911 | 4.0374e-09 | 0.014899 | 4.9665e-10
[120 empty] | 7.3.3.17.5 (Remote Grid) Updates to grid topology to minimize risk of ignition in HFTDs Remote GridWLDFRVegetation ContactAggregated | WLDFR | HFTD - Distribution - Tier 3 - 3QU CoRE ¦ 2QU LoRE | Non-Red Flag Warning - Catastrophic Fires | Vegetation Contact | Aggregated | 2062 | 3.986e-07 | 595.3479 | 0.00023731 | 2062 | Mitigation | 0.95 | 45 | 0 | esc | 0.00097009 | 3.8668e-10 | 0.00097009 | 3.8668e-10 | 0.0027911 | 4.0374e-09 | 0.014899 | 4.9665e-10
[120 empty] | 7.3.3.17.5 (Remote Grid) Updates to grid topology to minimize risk of ignition in HFTDs Remote GridWLDFRVegetation ContactAggregated | WLDFR | HFTD - Distribution - Tier 3 - 3QU CoRE ¦ 2QU LoRE | Non-Red Flag Warning - Catastrophic Fires | Vegetation Contact | Aggregated | 2063 | 3.986e-07 | 595.3479 | 0.00023731 | 2063 | Mitigation | 0.95 | 45 | 0 | esc | 0.00097009 | 3.8668e-10 | 0.00097009 | 3.8668e-10 | 0.0027911 | 4.0374e-09 | 0.014899 | 4.9665e-10
[120 empty] | 7.3.3.17.5 (Remote Grid) Updates to grid topology to minimize risk of ignition in HFTDs Remote GridWLDFRVegetation ContactAggregated | WLDFR | HFTD - Distribution - Tier 3 - 3QU CoRE ¦ 2QU LoRE | Non-Red Flag Warning - Catastrophic Fires | Vegetation Contact | Aggregated | 2064 | 3.986e-07 | 595.3479 | 0.00023731 | 2064 | Mitigation | 0.95 | 45 | 0 | esc | 0.00097009 | 3.8668e-10 | 0.00097009 | 3.8668e-10 | 0.0027911 | 4.0374e-09 | 0.014899 | 4.9665e-10
[120 empty] | 7.3.3.17.5 (Remote Grid) Updates to grid topology to minimize risk of ignition in HFTDs Remote GridWLDFRVegetation ContactAggregated | WLDFR | HFTD - Distribution - Tier 3 - 3QU CoRE ¦ 2QU LoRE | Non-Red Flag Warning - Catastrophic Fires | Vegetation Contact | Aggregated | 2065 | 3.986e-07 | 595.3479 | 0.00023731 | 2065 | Mitigation | 0.95 | 45 | 0 | esc | 0.00097009 | 3.8668e-10 | 0.00097009 | 3.8668e-10 | 0.0027911 | 4.0374e-09 | 0.014899 | 4.9665e-10
[120 empty] | 7.3.3.17.5 (Remote Grid) Updates to grid topology to minimize risk of ignition in HFTDs Remote GridWLDFRVegetation ContactAggregated | WLDFR | HFTD - Distribution - Tier 3 - 3QU CoRE ¦ 2QU LoRE | Non-Red Flag Warning - Catastrophic Fires | Vegetation Contact | Aggregated | 2066 | 3.986e-07 | 595.3479 | 0.00023731 | 2066 | Mitigation | 0.95 | 45 | 0 | esc | 0.00097009 | 3.8668e-10 | 0.00097009 | 3.8668e-10 | 0.0027911 | 4.0374e-09 | 0.014899 | 4.9665e-10
[120 empty] | 7.3.3.17.5 (Remote Grid) Updates to grid topology to minimize risk of ignition in HFTDs Remote GridWLDFRVegetation ContactAggregated | WLDFR | HFTD - Distribution - Tier 3 - 3QU CoRE ¦ 2QU LoRE | Non-Red Flag Warning - Catastrophic Fires | Vegetation Contact | Aggregated | 2067 | 3.986e-07 | 595.3479 | 0.00023731 | 2067 | Mitigation | 0.95 | 45 | 0 | esc | 0 | 0 | 0.00097009 | 3.8668e-10 | 0.0027911 | 4.0374e-09 | 0.014899 | 4.9665e-10
[120 empty] | 7.3.3.17.5 (Remote Grid) Updates to grid topology to minimize risk of ignition in HFTDs Remote GridWLDFRWire-to-wire contactAggregated | WLDFR | HFTD - Distribution - Tier 3 - 3QU CoRE ¦ 2QU LoRE | Non-Red Flag Warning - Catastrophic Fires | Wire-to-wire contact | Aggregated | 2022 | 1.2329e-07 | 595.3479 | 7.34e-05 | 2022 | Mitigation | 0.95 | 45 | 0 | esc | 0.00097009 | 1.196e-10 | 0 | 0 | 0.0027911 | 4.0374e-09 | 0 | 0
[120 empty] | 7.3.3.17.5 (Remote Grid) Updates to grid topology to minimize risk of ignition in HFTDs Remote GridWLDFRWire-to-wire contactAggregated | WLDFR | HFTD - Distribution - Tier 3 - 3QU CoRE ¦ 2QU LoRE | Non-Red Flag Warning - Catastrophic Fires | Wire-to-wire contact | Aggregated | 2023 | 1.2329e-07 | 595.3479 | 7.34e-05 | 2023 | Mitigation | 0.95 | 45 | 0 | esc | 0.00097009 | 1.196e-10 | 0.00097009 | 1.196e-10 | 0.0027911 | 4.0374e-09 | 0 | 0
[120 empty] | 7.3.3.17.5 (Remote Grid) Updates to grid topology to minimize risk of ignition in HFTDs Remote GridWLDFRWire-to-wire contactAggregated | WLDFR | HFTD - Distribution - Tier 3 - 3QU CoRE ¦ 2QU LoRE | Non-Red Flag Warning - Catastrophic Fires | Wire-to-wire contact | Aggregated | 2024 | 1.2329e-07 | 595.3479 | 7.34e-05 | 2024 | Mitigation | 0.95 | 45 | 0 | esc | 0.00097009 | 1.196e-10 | 0.00097009 | 1.196e-10 | 0.0027911 | 4.0374e-09 | 0.008942 | 1.3658e-09
[120 empty] | 7.3.3.17.5 (Remote Grid) Updates to grid topology to minimize risk of ignition in HFTDs Remote GridWLDFRWire-to-wire contactAggregated | WLDFR | HFTD - Distribution - Tier 3 - 3QU CoRE ¦ 2QU LoRE | Non-Red Flag Warning - Catastrophic Fires | Wire-to-wire contact | Aggregated | 2025 | 1.2329e-07 | 595.3479 | 7.34e-05 | 2025 | Mitigation | 0.95 | 45 | 0 | esc | 0.00097009 | 1.196e-10 | 0.00097009 | 1.196e-10 | 0.0027911 | 4.0374e-09 | 0.008942 | 1.3658e-09
[120 empty] | 7.3.3.17.5 (Remote Grid) Updates to grid topology to minimize risk of ignition in HFTDs Remote GridWLDFRWire-to-wire contactAggregated | WLDFR | HFTD - Distribution - Tier 3 - 3QU CoRE ¦ 2QU LoRE | Non-Red Flag Warning - Catastrophic Fires | Wire-to-wire contact | Aggregated | 2026 | 1.2329e-07 | 595.3479 | 7.34e-05 | 2026 | Mitigation | 0.95 | 45 | 0 | esc | 0.00097009 | 1.196e-10 | 0.00097009 | 1.196e-10 | 0.0027911 | 4.0374e-09 | 0.008942 | 1.3658e-09
[120 empty] | 7.3.3.17.5 (Remote Grid) Updates to grid topology to minimize risk of ignition in HFTDs Remote GridWLDFRWire-to-wire contactAggregated | WLDFR | HFTD - Distribution - Tier 3 - 3QU CoRE ¦ 2QU LoRE | Non-Red Flag Warning - Catastrophic Fires | Wire-to-wire contact | Aggregated | 2027 | 1.2329e-07 | 595.3479 | 7.34e-05 | 2027 | Mitigation | 0.95 | 45 | 0 | esc | 0.00097009 | 1.196e-10 | 0.00097009 | 1.196e-10 | 0.0027911 | 4.0374e-09 | 0.008942 | 1.3658e-09
[120 empty] | 7.3.3.17.5 (Remote Grid) Updates to grid topology to minimize risk of ignition in HFTDs Remote GridWLDFRWire-to-wire contactAggregated | WLDFR | HFTD - Distribution - Tier 3 - 3QU CoRE ¦ 2QU LoRE | Non-Red Flag Warning - Catastrophic Fires | Wire-to-wire contact | Aggregated | 2028 | 1.2329e-07 | 595.3479 | 7.34e-05 | 2028 | Mitigation | 0.95 | 45 | 0 | esc | 0.00097009 | 1.196e-10 | 0.00097009 | 1.196e-10 | 0.0027911 | 4.0374e-09 | 0.008942 | 1.3658e-09
[120 empty] | 7.3.3.17.5 (Remote Grid) Updates to grid topology to minimize risk of ignition in HFTDs Remote GridWLDFRWire-to-wire contactAggregated | WLDFR | HFTD - Distribution - Tier 3 - 3QU CoRE ¦ 2QU LoRE | Non-Red Flag Warning - Catastrophic Fires | Wire-to-wire contact | Aggregated | 2029 | 1.2329e-07 | 595.3479 | 7.34e-05 | 2029 | Mitigation | 0.95 | 45 | 0 | esc | 0.00097009 | 1.196e-10 | 0.00097009 | 1.196e-10 | 0.0027911 | 4.0374e-09 | 0.008942 | 1.3658e-09
[120 empty] | 7.3.3.17.5 (Remote Grid) Updates to grid topology to minimize risk of ignition in HFTDs Remote GridWLDFRWire-to-wire contactAggregated | WLDFR | HFTD - Distribution - Tier 3 - 3QU CoRE ¦ 2QU LoRE | Non-Red Flag Warning - Catastrophic Fires | Wire-to-wire contact | Aggregated | 2030 | 1.2329e-07 | 595.3479 | 7.34e-05 | 2030 | Mitigation | 0.95 | 45 | 0 | esc | 0.00097009 | 1.196e-10 | 0.00097009 | 1.196e-10 | 0.0027911 | 4.0374e-09 | 0.008942 | 1.3658e-09
[120 empty] | 7.3.3.17.5 (Remote Grid) Updates to grid topology to minimize risk of ignition in HFTDs Remote GridWLDFRWire-to-wire contactAggregated | WLDFR | HFTD - Distribution - Tier 3 - 3QU CoRE ¦ 2QU LoRE | Non-Red Flag Warning - Catastrophic Fires | Wire-to-wire contact | Aggregated | 2031 | 1.2329e-07 | 595.3479 | 7.34e-05 | 2031 | Mitigation | 0.95 | 45 | 0 | esc | 0.00097009 | 1.196e-10 | 0.00097009 | 1.196e-10 | 0.0027911 | 4.0374e-09 | 0.008942 | 1.3658e-09
[120 empty] | 7.3.3.17.5 (Remote Grid) Updates to grid topology to minimize risk of ignition in HFTDs Remote GridWLDFRWire-to-wire contactAggregated | WLDFR | HFTD - Distribution - Tier 3 - 3QU CoRE ¦ 2QU LoRE | Non-Red Flag Warning - Catastrophic Fires | Wire-to-wire contact | Aggregated | 2032 | 1.2329e-07 | 595.3479 | 7.34e-05 | 2032 | Mitigation | 0.95 | 45 | 0 | esc | 0.00097009 | 1.196e-10 | 0.00097009 | 1.196e-10 | 0.0027911 | 4.0374e-09 | 0.008942 | 1.3658e-09
[120 empty] | 7.3.3.17.5 (Remote Grid) Updates to grid topology to minimize risk of ignition in HFTDs Remote GridWLDFRWire-to-wire contactAggregated | WLDFR | HFTD - Distribution - Tier 3 - 3QU CoRE ¦ 2QU LoRE | Non-Red Flag Warning - Catastrophic Fires | Wire-to-wire contact | Aggregated | 2033 | 1.2329e-07 | 595.3479 | 7.34e-05 | 2033 | Mitigation | 0.95 | 45 | 0 | esc | 0.00097009 | 1.196e-10 | 0.00097009 | 1.196e-10 | 0.0027911 | 4.0374e-09 | 0.008942 | 1.3658e-09
[120 empty] | 7.3.3.17.5 (Remote Grid) Updates to grid topology to minimize risk of ignition in HFTDs Remote GridWLDFRWire-to-wire contactAggregated | WLDFR | HFTD - Distribution - Tier 3 - 3QU CoRE ¦ 2QU LoRE | Non-Red Flag Warning - Catastrophic Fires | Wire-to-wire contact | Aggregated | 2034 | 1.2329e-07 | 595.3479 | 7.34e-05 | 2034 | Mitigation | 0.95 | 45 | 0 | esc | 0.00097009 | 1.196e-10 | 0.00097009 | 1.196e-10 | 0.0027911 | 4.0374e-09 | 0.008942 | 1.3658e-09
[120 empty] | 7.3.3.17.5 (Remote Grid) Updates to grid topology to minimize risk of ignition in HFTDs Remote GridWLDFRWire-to-wire contactAggregated | WLDFR | HFTD - Distribution - Tier 3 - 3QU CoRE ¦ 2QU LoRE | Non-Red Flag Warning - Catastrophic Fires | Wire-to-wire contact | Aggregated | 2035 | 1.2329e-07 | 595.3479 | 7.34e-05 | 2035 | Mitigation | 0.95 | 45 | 0 | esc | 0.00097009 | 1.196e-10 | 0.00097009 | 1.196e-10 | 0.0027911 | 4.0374e-09 | 0.008942 | 1.3658e-09
[120 empty] | 7.3.3.17.5 (Remote Grid) Updates to grid topology to minimize risk of ignition in HFTDs Remote GridWLDFRWire-to-wire contactAggregated | WLDFR | HFTD - Distribution - Tier 3 - 3QU CoRE ¦ 2QU LoRE | Non-Red Flag Warning - Catastrophic Fires | Wire-to-wire contact | Aggregated | 2036 | 1.2329e-07 | 595.3479 | 7.34e-05 | 2036 | Mitigation | 0.95 | 45 | 0 | esc | 0.00097009 | 1.196e-10 | 0.00097009 | 1.196e-10 | 0.0027911 | 4.0374e-09 | 0.008942 | 1.3658e-09
[120 empty] | 7.3.3.17.5 (Remote Grid) Updates to grid topology to minimize risk of ignition in HFTDs Remote GridWLDFRWire-to-wire contactAggregated | WLDFR | HFTD - Distribution - Tier 3 - 3QU CoRE ¦ 2QU LoRE | Non-Red Flag Warning - Catastrophic Fires | Wire-to-wire contact | Aggregated | 2037 | 1.2329e-07 | 595.3479 | 7.34e-05 | 2037 | Mitigation | 0.95 | 45 | 0 | esc | 0.00097009 | 1.196e-10 | 0.00097009 | 1.196e-10 | 0.0027911 | 4.0374e-09 | 0.008942 | 1.3658e-09
[120 empty] | 7.3.3.17.5 (Remote Grid) Updates to grid topology to minimize risk of ignition in HFTDs Remote GridWLDFRWire-to-wire contactAggregated | WLDFR | HFTD - Distribution - Tier 3 - 3QU CoRE ¦ 2QU LoRE | Non-Red Flag Warning - Catastrophic Fires | Wire-to-wire contact | Aggregated | 2038 | 1.2329e-07 | 595.3479 | 7.34e-05 | 2038 | Mitigation | 0.95 | 45 | 0 | esc | 0.00097009 | 1.196e-10 | 0.00097009 | 1.196e-10 | 0.0027911 | 4.0374e-09 | 0.008942 | 1.3658e-09
[120 empty] | 7.3.3.17.5 (Remote Grid) Updates to grid topology to minimize risk of ignition in HFTDs Remote GridWLDFRWire-to-wire contactAggregated | WLDFR | HFTD - Distribution - Tier 3 - 3QU CoRE ¦ 2QU LoRE | Non-Red Flag Warning - Catastrophic Fires | Wire-to-wire contact | Aggregated | 2039 | 1.2329e-07 | 595.3479 | 7.34e-05 | 2039 | Mitigation | 0.95 | 45 | 0 | esc | 0.00097009 | 1.196e-10 | 0.00097009 | 1.196e-10 | 0.0027911 | 4.0374e-09 | 0.008942 | 1.3658e-09
[120 empty] | 7.3.3.17.5 (Remote Grid) Updates to grid topology to minimize risk of ignition in HFTDs Remote GridWLDFRWire-to-wire contactAggregated | WLDFR | HFTD - Distribution - Tier 3 - 3QU CoRE ¦ 2QU LoRE | Non-Red Flag Warning - Catastrophic Fires | Wire-to-wire contact | Aggregated | 2040 | 1.2329e-07 | 595.3479 | 7.34e-05 | 2040 | Mitigation | 0.95 | 45 | 0 | esc | 0.00097009 | 1.196e-10 | 0.00097009 | 1.196e-10 | 0.0027911 | 4.0374e-09 | 0.008942 | 1.3658e-09
[120 empty] | 7.3.3.17.5 (Remote Grid) Updates to grid topology to minimize risk of ignition in HFTDs Remote GridWLDFRWire-to-wire contactAggregated | WLDFR | HFTD - Distribution - Tier 3 - 3QU CoRE ¦ 2QU LoRE | Non-Red Flag Warning - Catastrophic Fires | Wire-to-wire contact | Aggregated | 2041 | 1.2329e-07 | 595.3479 | 7.34e-05 | 2041 | Mitigation | 0.95 | 45 | 0 | esc | 0.00097009 | 1.196e-10 | 0.00097009 | 1.196e-10 | 0.0027911 | 4.0374e-09 | 0.008942 | 1.3658e-09
[120 empty] | 7.3.3.17.5 (Remote Grid) Updates to grid topology to minimize risk of ignition in HFTDs Remote GridWLDFRWire-to-wire contactAggregated | WLDFR | HFTD - Distribution - Tier 3 - 3QU CoRE ¦ 2QU LoRE | Non-Red Flag Warning - Catastrophic Fires | Wire-to-wire contact | Aggregated | 2042 | 1.2329e-07 | 595.3479 | 7.34e-05 | 2042 | Mitigation | 0.95 | 45 | 0 | esc | 0.00097009 | 1.196e-10 | 0.00097009 | 1.196e-10 | 0.0027911 | 4.0374e-09 | 0.008942 | 1.3658e-09
[120 empty] | 7.3.3.17.5 (Remote Grid) Updates to grid topology to minimize risk of ignition in HFTDs Remote GridWLDFRWire-to-wire contactAggregated | WLDFR | HFTD - Distribution - Tier 3 - 3QU CoRE ¦ 2QU LoRE | Non-Red Flag Warning - Catastrophic Fires | Wire-to-wire contact | Aggregated | 2043 | 1.2329e-07 | 595.3479 | 7.34e-05 | 2043 | Mitigation | 0.95 | 45 | 0 | esc | 0.00097009 | 1.196e-10 | 0.00097009 | 1.196e-10 | 0.0027911 | 4.0374e-09 | 0.008942 | 1.3658e-09
[120 empty] | 7.3.3.17.5 (Remote Grid) Updates to grid topology to minimize risk of ignition in HFTDs Remote GridWLDFRWire-to-wire contactAggregated | WLDFR | HFTD - Distribution - Tier 3 - 3QU CoRE ¦ 2QU LoRE | Non-Red Flag Warning - Catastrophic Fires | Wire-to-wire contact | Aggregated | 2044 | 1.2329e-07 | 595.3479 | 7.34e-05 | 2044 | Mitigation | 0.95 | 45 | 0 | esc | 0.00097009 | 1.196e-10 | 0.00097009 | 1.196e-10 | 0.0027911 | 4.0374e-09 | 0.008942 | 1.3658e-09
[120 empty] | 7.3.3.17.5 (Remote Grid) Updates to grid topology to minimize risk of ignition in HFTDs Remote GridWLDFRWire-to-wire contactAggregated | WLDFR | HFTD - Distribution - Tier 3 - 3QU CoRE ¦ 2QU LoRE | Non-Red Flag Warning - Catastrophic Fires | Wire-to-wire contact | Aggregated | 2045 | 1.2329e-07 | 595.3479 | 7.34e-05 | 2045 | Mitigation | 0.95 | 45 | 0 | esc | 0.00097009 | 1.196e-10 | 0.00097009 | 1.196e-10 | 0.0027911 | 4.0374e-09 | 0.008942 | 1.3658e-09
[120 empty] | 7.3.3.17.5 (Remote Grid) Updates to grid topology to minimize risk of ignition in HFTDs Remote GridWLDFRWire-to-wire contactAggregated | WLDFR | HFTD - Distribution - Tier 3 - 3QU CoRE ¦ 2QU LoRE | Non-Red Flag Warning - Catastrophic Fires | Wire-to-wire contact | Aggregated | 2046 | 1.2329e-07 | 595.3479 | 7.34e-05 | 2046 | Mitigation | 0.95 | 45 | 0 | esc | 0.00097009 | 1.196e-10 | 0.00097009 | 1.196e-10 | 0.0027911 | 4.0374e-09 | 0.008942 | 1.3658e-09
[120 empty] | 7.3.3.17.5 (Remote Grid) Updates to grid topology to minimize risk of ignition in HFTDs Remote GridWLDFRWire-to-wire contactAggregated | WLDFR | HFTD - Distribution - Tier 3 - 3QU CoRE ¦ 2QU LoRE | Non-Red Flag Warning - Catastrophic Fires | Wire-to-wire contact | Aggregated | 2047 | 1.2329e-07 | 595.3479 | 7.34e-05 | 2047 | Mitigation | 0.95 | 45 | 0 | esc | 0.00097009 | 1.196e-10 | 0.00097009 | 1.196e-10 | 0.0027911 | 4.0374e-09 | 0.008942 | 1.3658e-09
[120 empty] | 7.3.3.17.5 (Remote Grid) Updates to grid topology to minimize risk of ignition in HFTDs Remote GridWLDFRWire-to-wire contactAggregated | WLDFR | HFTD - Distribution - Tier 3 - 3QU CoRE ¦ 2QU LoRE | Non-Red Flag Warning - Catastrophic Fires | Wire-to-wire contact | Aggregated | 2048 | 1.2329e-07 | 595.3479 | 7.34e-05 | 2048 | Mitigation | 0.95 | 45 | 0 | esc | 0.00097009 | 1.196e-10 | 0.00097009 | 1.196e-10 | 0.0027911 | 4.0374e-09 | 0.008942 | 1.3658e-09
[120 empty] | 7.3.3.17.5 (Remote Grid) Updates to grid topology to minimize risk of ignition in HFTDs Remote GridWLDFRWire-to-wire contactAggregated | WLDFR | HFTD - Distribution - Tier 3 - 3QU CoRE ¦ 2QU LoRE | Non-Red Flag Warning - Catastrophic Fires | Wire-to-wire contact | Aggregated | 2049 | 1.2329e-07 | 595.3479 | 7.34e-05 | 2049 | Mitigation | 0.95 | 45 | 0 | esc | 0.00097009 | 1.196e-10 | 0.00097009 | 1.196e-10 | 0.0027911 | 4.0374e-09 | 0.008942 | 1.3658e-09
[120 empty] | 7.3.3.17.5 (Remote Grid) Updates to grid topology to minimize risk of ignition in HFTDs Remote GridWLDFRWire-to-wire contactAggregated | WLDFR | HFTD - Distribution - Tier 3 - 3QU CoRE ¦ 2QU LoRE | Non-Red Flag Warning - Catastrophic Fires | Wire-to-wire contact | Aggregated | 2050 | 1.2329e-07 | 595.3479 | 7.34e-05 | 2050 | Mitigation | 0.95 | 45 | 0 | esc | 0.00097009 | 1.196e-10 | 0.00097009 | 1.196e-10 | 0.0027911 | 4.0374e-09 | 0.008942 | 1.3658e-09
[120 empty] | 7.3.3.17.5 (Remote Grid) Updates to grid topology to minimize risk of ignition in HFTDs Remote GridWLDFRWire-to-wire contactAggregated | WLDFR | HFTD - Distribution - Tier 3 - 3QU CoRE ¦ 2QU LoRE | Non-Red Flag Warning - Catastrophic Fires | Wire-to-wire contact | Aggregated | 2051 | 1.2329e-07 | 595.3479 | 7.34e-05 | 2051 | Mitigation | 0.95 | 45 | 0 | esc | 0.00097009 | 1.196e-10 | 0.00097009 | 1.196e-10 | 0.0027911 | 4.0374e-09 | 0.008942 | 1.3658e-09
[120 empty] | 7.3.3.17.5 (Remote Grid) Updates to grid topology to minimize risk of ignition in HFTDs Remote GridWLDFRWire-to-wire contactAggregated | WLDFR | HFTD - Distribution - Tier 3 - 3QU CoRE ¦ 2QU LoRE | Non-Red Flag Warning - Catastrophic Fires | Wire-to-wire contact | Aggregated | 2052 | 1.2329e-07 | 595.3479 | 7.34e-05 | 2052 | Mitigation | 0.95 | 45 | 0 | esc | 0.00097009 | 1.196e-10 | 0.00097009 | 1.196e-10 | 0 | 0 | 0.008942 | 1.3658e-09
[120 empty] | 7.3.3.17.5 (Remote Grid) Updates to grid topology to minimize risk of ignition in HFTDs Remote GridWLDFRWire-to-wire contactAggregated | WLDFR | HFTD - Distribution - Tier 3 - 3QU CoRE ¦ 2QU LoRE | Non-Red Flag Warning - Catastrophic Fires | Wire-to-wire contact | Aggregated | 2053 | 1.2329e-07 | 595.3479 | 7.34e-05 | 2053 | Mitigation | 0.95 | 45 | 0 | esc | 0.00097009 | 1.196e-10 | 0.00097009 | 1.196e-10 | 0.0027911 | 3.5691e-10 | 0.008942 | 1.3658e-09
[120 empty] | 7.3.3.17.5 (Remote Grid) Updates to grid topology to minimize risk of ignition in HFTDs Remote GridWLDFRWire-to-wire contactAggregated | WLDFR | HFTD - Distribution - Tier 3 - 3QU CoRE ¦ 2QU LoRE | Non-Red Flag Warning - Catastrophic Fires | Wire-to-wire contact | Aggregated | 2054 | 1.2329e-07 | 595.3479 | 7.34e-05 | 2054 | Mitigation | 0.95 | 45 | 0 | esc | 0.00097009 | 1.196e-10 | 0.00097009 | 1.196e-10 | 0.0027911 | 3.5691e-10 | 0 | 0
[120 empty] | 7.3.3.17.5 (Remote Grid) Updates to grid topology to minimize risk of ignition in HFTDs Remote GridWLDFRWire-to-wire contactAggregated | WLDFR | HFTD - Distribution - Tier 3 - 3QU CoRE ¦ 2QU LoRE | Non-Red Flag Warning - Catastrophic Fires | Wire-to-wire contact | Aggregated | 2055 | 1.2329e-07 | 595.3479 | 7.34e-05 | 2055 | Mitigation | 0.95 | 45 | 0 | esc | 0.00097009 | 1.196e-10 | 0.00097009 | 1.196e-10 | 0.0027911 | 3.5691e-10 | 0 | 0
[120 empty] | 7.3.3.17.5 (Remote Grid) Updates to grid topology to minimize risk of ignition in HFTDs Remote GridWLDFRWire-to-wire contactAggregated | WLDFR | HFTD - Distribution - Tier 3 - 3QU CoRE ¦ 2QU LoRE | Non-Red Flag Warning - Catastrophic Fires | Wire-to-wire contact | Aggregated | 2056 | 1.2329e-07 | 595.3479 | 7.34e-05 | 2056 | Mitigation | 0.95 | 45 | 0 | esc | 0.00097009 | 1.196e-10 | 0.00097009 | 1.196e-10 | 0.0027911 | 3.5691e-10 | 0.0088147 | 5.9649e-09
[120 empty] | 7.3.3.17.5 (Remote Grid) Updates to grid topology to minimize risk of ignition in HFTDs Remote GridWLDFRWire-to-wire contactAggregated | WLDFR | HFTD - Distribution - Tier 3 - 3QU CoRE ¦ 2QU LoRE | Non-Red Flag Warning - Catastrophic Fires | Wire-to-wire contact | Aggregated | 2057 | 1.2329e-07 | 595.3479 | 7.34e-05 | 2057 | Mitigation | 0.95 | 45 | 0 | esc | 0.00097009 | 1.196e-10 | 0.00097009 | 1.196e-10 | 0.0027911 | 3.5691e-10 | 0.0088147 | 5.9649e-09
[120 empty] | 7.3.3.17.5 (Remote Grid) Updates to grid topology to minimize risk of ignition in HFTDs Remote GridWLDFRWire-to-wire contactAggregated | WLDFR | HFTD - Distribution - Tier 3 - 3QU CoRE ¦ 2QU LoRE | Non-Red Flag Warning - Catastrophic Fires | Wire-to-wire contact | Aggregated | 2058 | 1.2329e-07 | 595.3479 | 7.34e-05 | 2058 | Mitigation | 0.95 | 45 | 0 | esc | 0.00097009 | 1.196e-10 | 0.00097009 | 1.196e-10 | 0.0027911 | 3.5691e-10 | 0.0088147 | 5.9649e-09
[120 empty] | 7.3.3.17.5 (Remote Grid) Updates to grid topology to minimize risk of ignition in HFTDs Remote GridWLDFRWire-to-wire contactAggregated | WLDFR | HFTD - Distribution - Tier 3 - 3QU CoRE ¦ 2QU LoRE | Non-Red Flag Warning - Catastrophic Fires | Wire-to-wire contact | Aggregated | 2059 | 1.2329e-07 | 595.3479 | 7.34e-05 | 2059 | Mitigation | 0.95 | 45 | 0 | esc | 0.00097009 | 1.196e-10 | 0.00097009 | 1.196e-10 | 0.0027911 | 3.5691e-10 | 0.0088147 | 5.9649e-09
[120 empty] | 7.3.3.17.5 (Remote Grid) Updates to grid topology to minimize risk of ignition in HFTDs Remote GridWLDFRWire-to-wire contactAggregated | WLDFR | HFTD - Distribution - Tier 3 - 3QU CoRE ¦ 2QU LoRE | Non-Red Flag Warning - Catastrophic Fires | Wire-to-wire contact | Aggregated | 2060 | 1.2329e-07 | 595.3479 | 7.34e-05 | 2060 | Mitigation | 0.95 | 45 | 0 | esc | 0.00097009 | 1.196e-10 | 0.00097009 | 1.196e-10 | 0.0027911 | 3.5691e-10 | 0.0088147 | 5.9649e-09
[120 empty] | 7.3.3.17.5 (Remote Grid) Updates to grid topology to minimize risk of ignition in HFTDs Remote GridWLDFRWire-to-wire contactAggregated | WLDFR | HFTD - Distribution - Tier 3 - 3QU CoRE ¦ 2QU LoRE | Non-Red Flag Warning - Catastrophic Fires | Wire-to-wire contact | Aggregated | 2061 | 1.2329e-07 | 595.3479 | 7.34e-05 | 2061 | Mitigation | 0.95 | 45 | 0 | esc | 0.00097009 | 1.196e-10 | 0.00097009 | 1.196e-10 | 0.0027911 | 3.5691e-10 | 0.0088147 | 5.9649e-09
[120 empty] | 7.3.3.17.5 (Remote Grid) Updates to grid topology to minimize risk of ignition in HFTDs Remote GridWLDFRWire-to-wire contactAggregated | WLDFR | HFTD - Distribution - Tier 3 - 3QU CoRE ¦ 2QU LoRE | Non-Red Flag Warning - Catastrophic Fires | Wire-to-wire contact | Aggregated | 2062 | 1.2329e-07 | 595.3479 | 7.34e-05 | 2062 | Mitigation | 0.95 | 45 | 0 | esc | 0.00097009 | 1.196e-10 | 0.00097009 | 1.196e-10 | 0.0027911 | 3.5691e-10 | 0.0088147 | 5.9649e-09
[120 empty] | 7.3.3.17.5 (Remote Grid) Updates to grid topology to minimize risk of ignition in HFTDs Remote GridWLDFRWire-to-wire contactAggregated | WLDFR | HFTD - Distribution - Tier 3 - 3QU CoRE ¦ 2QU LoRE | Non-Red Flag Warning - Catastrophic Fires | Wire-to-wire contact | Aggregated | 2063 | 1.2329e-07 | 595.3479 | 7.34e-05 | 2063 | Mitigation | 0.95 | 45 | 0 | esc | 0.00097009 | 1.196e-10 | 0.00097009 | 1.196e-10 | 0.0027911 | 3.5691e-10 | 0.0088147 | 5.9649e-09
[120 empty] | 7.3.3.17.5 (Remote Grid) Updates to grid topology to minimize risk of ignition in HFTDs Remote GridWLDFRWire-to-wire contactAggregated | WLDFR | HFTD - Distribution - Tier 3 - 3QU CoRE ¦ 2QU LoRE | Non-Red Flag Warning - Catastrophic Fires | Wire-to-wire contact | Aggregated | 2064 | 1.2329e-07 | 595.3479 | 7.34e-05 | 2064 | Mitigation | 0.95 | 45 | 0 | esc | 0.00097009 | 1.196e-10 | 0.00097009 | 1.196e-10 | 0.0027911 | 3.5691e-10 | 0.0088147 | 5.9649e-09
[120 empty] | 7.3.3.17.5 (Remote Grid) Updates to grid topology to minimize risk of ignition in HFTDs Remote GridWLDFRWire-to-wire contactAggregated | WLDFR | HFTD - Distribution - Tier 3 - 3QU CoRE ¦ 2QU LoRE | Non-Red Flag Warning - Catastrophic Fires | Wire-to-wire contact | Aggregated | 2065 | 1.2329e-07 | 595.3479 | 7.34e-05 | 2065 | Mitigation | 0.95 | 45 | 0 | esc | 0.00097009 | 1.196e-10 | 0.00097009 | 1.196e-10 | 0.0027911 | 3.5691e-10 | 0.0088147 | 5.9649e-09
[120 empty] | 7.3.3.17.5 (Remote Grid) Updates to grid topology to minimize risk of ignition in HFTDs Remote GridWLDFRWire-to-wire contactAggregated | WLDFR | HFTD - Distribution - Tier 3 - 3QU CoRE ¦ 2QU LoRE | Non-Red Flag Warning - Catastrophic Fires | Wire-to-wire contact | Aggregated | 2066 | 1.2329e-07 | 595.3479 | 7.34e-05 | 2066 | Mitigation | 0.95 | 45 | 0 | esc | 0.00097009 | 1.196e-10 | 0.00097009 | 1.196e-10 | 0.0027911 | 3.5691e-10 | 0.0088147 | 5.9649e-09
[120 empty] | 7.3.3.17.5 (Remote Grid) Updates to grid topology to minimize risk of ignition in HFTDs Remote GridWLDFRWire-to-wire contactAggregated | WLDFR | HFTD - Distribution - Tier 3 - 3QU CoRE ¦ 2QU LoRE | Non-Red Flag Warning - Catastrophic Fires | Wire-to-wire contact | Aggregated | 2067 | 1.2329e-07 | 595.3479 | 7.34e-05 | 2067 | Mitigation | 0.95 | 45 | 0 | esc | 0 | 0 | 0.00097009 | 1.196e-10 | 0.0027911 | 3.5691e-10 | 0.0088147 | 5.9649e-09
[120 empty] | 7.3.3.17.5 (Remote Grid) Updates to grid topology to minimize risk of ignition in HFTDs Remote GridWLDFRContact from objectAggregated | WLDFR | HFTD - Distribution - Tier 3 - 3QU CoRE ¦ 2QU LoRE | Non-Red Flag Warning - Destructive Fires | Contact from object | Aggregated | 2022 | 3.1283e-07 | 595.3479 | 0.00018625 | 2022 | Mitigation | 0.95 | 45 | 0 | esc | 0.00097009 | 3.0348e-10 | 0 | 0 | 0.0027911 | 3.5691e-10 | 0.0088147 | 5.9649e-09
[120 empty] | 7.3.3.17.5 (Remote Grid) Updates to grid topology to minimize risk of ignition in HFTDs Remote GridWLDFRContact from objectAggregated | WLDFR | HFTD - Distribution - Tier 3 - 3QU CoRE ¦ 2QU LoRE | Non-Red Flag Warning - Destructive Fires | Contact from object | Aggregated | 2023 | 3.1283e-07 | 595.3479 | 0.00018625 | 2023 | Mitigation | 0.95 | 45 | 0 | esc | 0.00097009 | 3.0348e-10 | 0.00097009 | 3.0348e-10 | 0.0027911 | 3.5691e-10 | 0.0088147 | 5.9649e-09
[120 empty] | 7.3.3.17.5 (Remote Grid) Updates to grid topology to minimize risk of ignition in HFTDs Remote GridWLDFRContact from objectAggregated | WLDFR | HFTD - Distribution - Tier 3 - 3QU CoRE ¦ 2QU LoRE | Non-Red Flag Warning - Destructive Fires | Contact from object | Aggregated | 2024 | 3.1283e-07 | 595.3479 | 0.00018625 | 2024 | Mitigation | 0.95 | 45 | 0 | esc | 0.00097009 | 3.0348e-10 | 0.00097009 | 3.0348e-10 | 0.0027911 | 3.5691e-10 | 0.0088147 | 5.9649e-09
[120 empty] | 7.3.3.17.5 (Remote Grid) Updates to grid topology to minimize risk of ignition in HFTDs Remote GridWLDFRContact from objectAggregated | WLDFR | HFTD - Distribution - Tier 3 - 3QU CoRE ¦ 2QU LoRE | Non-Red Flag Warning - Destructive Fires | Contact from object | Aggregated | 2025 | 3.1283e-07 | 595.3479 | 0.00018625 | 2025 | Mitigation | 0.95 | 45 | 0 | esc | 0.00097009 | 3.0348e-10 | 0.00097009 | 3.0348e-10 | 0.0027911 | 3.5691e-10 | 0.0088147 | 5.9649e-09
[120 empty] | 7.3.3.17.5 (Remote Grid) Updates to grid topology to minimize risk of ignition in HFTDs Remote GridWLDFRContact from objectAggregated | WLDFR | HFTD - Distribution - Tier 3 - 3QU CoRE ¦ 2QU LoRE | Non-Red Flag Warning - Destructive Fires | Contact from object | Aggregated | 2026 | 3.1283e-07 | 595.3479 | 0.00018625 | 2026 | Mitigation | 0.95 | 45 | 0 | esc | 0.00097009 | 3.0348e-10 | 0.00097009 | 3.0348e-10 | 0.0027911 | 3.5691e-10 | 0.0088147 | 5.9649e-09
[120 empty] | 7.3.3.17.5 (Remote Grid) Updates to grid topology to minimize risk of ignition in HFTDs Remote GridWLDFRContact from objectAggregated | WLDFR | HFTD - Distribution - Tier 3 - 3QU CoRE ¦ 2QU LoRE | Non-Red Flag Warning - Destructive Fires | Contact from object | Aggregated | 2027 | 3.1283e-07 | 595.3479 | 0.00018625 | 2027 | Mitigation | 0.95 | 45 | 0 | esc | 0.00097009 | 3.0348e-10 | 0.00097009 | 3.0348e-10 | 0.0027911 | 3.5691e-10 | 0.0088147 | 5.9649e-09
[120 empty] | 7.3.3.17.5 (Remote Grid) Updates to grid topology to minimize risk of ignition in HFTDs Remote GridWLDFRContact from objectAggregated | WLDFR | HFTD - Distribution - Tier 3 - 3QU CoRE ¦ 2QU LoRE | Non-Red Flag Warning - Destructive Fires | Contact from object | Aggregated | 2028 | 3.1283e-07 | 595.3479 | 0.00018625 | 2028 | Mitigation | 0.95 | 45 | 0 | esc | 0.00097009 | 3.0348e-10 | 0.00097009 | 3.0348e-10 | 0.0027911 | 3.5691e-10 | 0.0088147 | 5.9649e-09
[120 empty] | 7.3.3.17.5 (Remote Grid) Updates to grid topology to minimize risk of ignition in HFTDs Remote GridWLDFRContact from objectAggregated | WLDFR | HFTD - Distribution - Tier 3 - 3QU CoRE ¦ 2QU LoRE | Non-Red Flag Warning - Destructive Fires | Contact from object | Aggregated | 2029 | 3.1283e-07 | 595.3479 | 0.00018625 | 2029 | Mitigation | 0.95 | 45 | 0 | esc | 0.00097009 | 3.0348e-10 | 0.00097009 | 3.0348e-10 | 0.0027911 | 3.5691e-10 | 0.0088147 | 5.9649e-09
[120 empty] | 7.3.3.17.5 (Remote Grid) Updates to grid topology to minimize risk of ignition in HFTDs Remote GridWLDFRContact from objectAggregated | WLDFR | HFTD - Distribution - Tier 3 - 3QU CoRE ¦ 2QU LoRE | Non-Red Flag Warning - Destructive Fires | Contact from object | Aggregated | 2030 | 3.1283e-07 | 595.3479 | 0.00018625 | 2030 | Mitigation | 0.95 | 45 | 0 | esc | 0.00097009 | 3.0348e-10 | 0.00097009 | 3.0348e-10 | 0.0027911 | 3.5691e-10 | 0.0088147 | 5.9649e-09
[120 empty] | 7.3.3.17.5 (Remote Grid) Updates to grid topology to minimize risk of ignition in HFTDs Remote GridWLDFRContact from objectAggregated | WLDFR | HFTD - Distribution - Tier 3 - 3QU CoRE ¦ 2QU LoRE | Non-Red Flag Warning - Destructive Fires | Contact from object | Aggregated | 2031 | 3.1283e-07 | 595.3479 | 0.00018625 | 2031 | Mitigation | 0.95 | 45 | 0 | esc | 0.00097009 | 3.0348e-10 | 0.00097009 | 3.0348e-10 | 0.0027911 | 3.5691e-10 | 0.0088147 | 5.9649e-09
[120 empty] | 7.3.3.17.5 (Remote Grid) Updates to grid topology to minimize risk of ignition in HFTDs Remote GridWLDFRContact from objectAggregated | WLDFR | HFTD - Distribution - Tier 3 - 3QU CoRE ¦ 2QU LoRE | Non-Red Flag Warning - Destructive Fires | Contact from object | Aggregated | 2032 | 3.1283e-07 | 595.3479 | 0.00018625 | 2032 | Mitigation | 0.95 | 45 | 0 | esc | 0.00097009 | 3.0348e-10 | 0.00097009 | 3.0348e-10 | 0.0027911 | 3.5691e-10 | 0.0088147 | 5.9649e-09
[120 empty] | 7.3.3.17.5 (Remote Grid) Updates to grid topology to minimize risk of ignition in HFTDs Remote GridWLDFRContact from objectAggregated | WLDFR | HFTD - Distribution - Tier 3 - 3QU CoRE ¦ 2QU LoRE | Non-Red Flag Warning - Destructive Fires | Contact from object | Aggregated | 2033 | 3.1283e-07 | 595.3479 | 0.00018625 | 2033 | Mitigation | 0.95 | 45 | 0 | esc | 0.00097009 | 3.0348e-10 | 0.00097009 | 3.0348e-10 | 0.0027911 | 3.5691e-10 | 0.0088147 | 5.9649e-09
[120 empty] | 7.3.3.17.5 (Remote Grid) Updates to grid topology to minimize risk of ignition in HFTDs Remote GridWLDFRContact from objectAggregated | WLDFR | HFTD - Distribution - Tier 3 - 3QU CoRE ¦ 2QU LoRE | Non-Red Flag Warning - Destructive Fires | Contact from object | Aggregated | 2034 | 3.1283e-07 | 595.3479 | 0.00018625 | 2034 | Mitigation | 0.95 | 45 | 0 | esc | 0.00097009 | 3.0348e-10 | 0.00097009 | 3.0348e-10 | 0.0027911 | 3.5691e-10 | 0.0088147 | 5.9649e-09
[120 empty] | 7.3.3.17.5 (Remote Grid) Updates to grid topology to minimize risk of ignition in HFTDs Remote GridWLDFRContact from objectAggregated | WLDFR | HFTD - Distribution - Tier 3 - 3QU CoRE ¦ 2QU LoRE | Non-Red Flag Warning - Destructive Fires | Contact from object | Aggregated | 2035 | 3.1283e-07 | 595.3479 | 0.00018625 | 2035 | Mitigation | 0.95 | 45 | 0 | esc | 0.00097009 | 3.0348e-10 | 0.00097009 | 3.0348e-10 | 0.0027911 | 3.5691e-10 | 0.0088147 | 5.9649e-09
[120 empty] | 7.3.3.17.5 (Remote Grid) Updates to grid topology to minimize risk of ignition in HFTDs Remote GridWLDFRContact from objectAggregated | WLDFR | HFTD - Distribution - Tier 3 - 3QU CoRE ¦ 2QU LoRE | Non-Red Flag Warning - Destructive Fires | Contact from object | Aggregated | 2036 | 3.1283e-07 | 595.3479 | 0.00018625 | 2036 | Mitigation | 0.95 | 45 | 0 | esc | 0.00097009 | 3.0348e-10 | 0.00097009 | 3.0348e-10 | 0.0027911 | 3.5691e-10 | 0.0088147 | 5.9649e-09
[120 empty] | 7.3.3.17.5 (Remote Grid) Updates to grid topology to minimize risk of ignition in HFTDs Remote GridWLDFRContact from objectAggregated | WLDFR | HFTD - Distribution - Tier 3 - 3QU CoRE ¦ 2QU LoRE | Non-Red Flag Warning - Destructive Fires | Contact from object | Aggregated | 2037 | 3.1283e-07 | 595.3479 | 0.00018625 | 2037 | Mitigation | 0.95 | 45 | 0 | esc | 0.00097009 | 3.0348e-10 | 0.00097009 | 3.0348e-10 | 0.0027911 | 3.5691e-10 | 0.0088147 | 5.9649e-09
[120 empty] | 7.3.3.17.5 (Remote Grid) Updates to grid topology to minimize risk of ignition in HFTDs Remote GridWLDFRContact from objectAggregated | WLDFR | HFTD - Distribution - Tier 3 - 3QU CoRE ¦ 2QU LoRE | Non-Red Flag Warning - Destructive Fires | Contact from object | Aggregated | 2038 | 3.1283e-07 | 595.3479 | 0.00018625 | 2038 | Mitigation | 0.95 | 45 | 0 | esc | 0.00097009 | 3.0348e-10 | 0.00097009 | 3.0348e-10 | 0.0027911 | 3.5691e-10 | 0.0088147 | 5.9649e-09
[120 empty] | 7.3.3.17.5 (Remote Grid) Updates to grid topology to minimize risk of ignition in HFTDs Remote GridWLDFRContact from objectAggregated | WLDFR | HFTD - Distribution - Tier 3 - 3QU CoRE ¦ 2QU LoRE | Non-Red Flag Warning - Destructive Fires | Contact from object | Aggregated | 2039 | 3.1283e-07 | 595.3479 | 0.00018625 | 2039 | Mitigation | 0.95 | 45 | 0 | esc | 0.00097009 | 3.0348e-10 | 0.00097009 | 3.0348e-10 | 0.0027911 | 3.5691e-10 | 0.0088147 | 5.9649e-09
[120 empty] | 7.3.3.17.5 (Remote Grid) Updates to grid topology to minimize risk of ignition in HFTDs Remote GridWLDFRContact from objectAggregated | WLDFR | HFTD - Distribution - Tier 3 - 3QU CoRE ¦ 2QU LoRE | Non-Red Flag Warning - Destructive Fires | Contact from object | Aggregated | 2040 | 3.1283e-07 | 595.3479 | 0.00018625 | 2040 | Mitigation | 0.95 | 45 | 0 | esc | 0.00097009 | 3.0348e-10 | 0.00097009 | 3.0348e-10 | 0.0027911 | 3.5691e-10 | 0 | 0
[120 empty] | 7.3.3.17.5 (Remote Grid) Updates to grid topology to minimize risk of ignition in HFTDs Remote GridWLDFRContact from objectAggregated | WLDFR | HFTD - Distribution - Tier 3 - 3QU CoRE ¦ 2QU LoRE | Non-Red Flag Warning - Destructive Fires | Contact from object | Aggregated | 2041 | 3.1283e-07 | 595.3479 | 0.00018625 | 2041 | Mitigation | 0.95 | 45 | 0 | esc | 0.00097009 | 3.0348e-10 | 0.00097009 | 3.0348e-10 | 0.0027911 | 3.5691e-10 | 0 | 0
[120 empty] | 7.3.3.17.5 (Remote Grid) Updates to grid topology to minimize risk of ignition in HFTDs Remote GridWLDFRContact from objectAggregated | WLDFR | HFTD - Distribution - Tier 3 - 3QU CoRE ¦ 2QU LoRE | Non-Red Flag Warning - Destructive Fires | Contact from object | Aggregated | 2042 | 3.1283e-07 | 595.3479 | 0.00018625 | 2042 | Mitigation | 0.95 | 45 | 0 | esc | 0.00097009 | 3.0348e-10 | 0.00097009 | 3.0348e-10 | 0.0027911 | 3.5691e-10 | 0.013543 | 2.2535e-12
[120 empty] | 7.3.3.17.5 (Remote Grid) Updates to grid topology to minimize risk of ignition in HFTDs Remote GridWLDFRContact from objectAggregated | WLDFR | HFTD - Distribution - Tier 3 - 3QU CoRE ¦ 2QU LoRE | Non-Red Flag Warning - Destructive Fires | Contact from object | Aggregated | 2043 | 3.1283e-07 | 595.3479 | 0.00018625 | 2043 | Mitigation | 0.95 | 45 | 0 | esc | 0.00097009 | 3.0348e-10 | 0.00097009 | 3.0348e-10 | 0.0027911 | 3.5691e-10 | 0.013543 | 2.2535e-12
[120 empty] | 7.3.3.17.5 (Remote Grid) Updates to grid topology to minimize risk of ignition in HFTDs Remote GridWLDFRContact from objectAggregated | WLDFR | HFTD - Distribution - Tier 3 - 3QU CoRE ¦ 2QU LoRE | Non-Red Flag Warning - Destructive Fires | Contact from object | Aggregated | 2044 | 3.1283e-07 | 595.3479 | 0.00018625 | 2044 | Mitigation | 0.95 | 45 | 0 | esc | 0.00097009 | 3.0348e-10 | 0.00097009 | 3.0348e-10 | 0.0027911 | 3.5691e-10 | 0.013543 | 2.2535e-12
[120 empty] | 7.3.3.17.5 (Remote Grid) Updates to grid topology to minimize risk of ignition in HFTDs Remote GridWLDFRContact from objectAggregated | WLDFR | HFTD - Distribution - Tier 3 - 3QU CoRE ¦ 2QU LoRE | Non-Red Flag Warning - Destructive Fires | Contact from object | Aggregated | 2045 | 3.1283e-07 | 595.3479 | 0.00018625 | 2045 | Mitigation | 0.95 | 45 | 0 | esc | 0.00097009 | 3.0348e-10 | 0.00097009 | 3.0348e-10 | 0.0027911 | 3.5691e-10 | 0.013543 | 2.2535e-12
[120 empty] | 7.3.3.17.5 (Remote Grid) Updates to grid topology to minimize risk of ignition in HFTDs Remote GridWLDFRContact from objectAggregated | WLDFR | HFTD - Distribution - Tier 3 - 3QU CoRE ¦ 2QU LoRE | Non-Red Flag Warning - Destructive Fires | Contact from object | Aggregated | 2046 | 3.1283e-07 | 595.3479 | 0.00018625 | 2046 | Mitigation | 0.95 | 45 | 0 | esc | 0.00097009 | 3.0348e-10 | 0.00097009 | 3.0348e-10 | 0.0027911 | 3.5691e-10 | 0.013543 | 2.2535e-12
[120 empty] | 7.3.3.17.5 (Remote Grid) Updates to grid topology to minimize risk of ignition in HFTDs Remote GridWLDFRContact from objectAggregated | WLDFR | HFTD - Distribution - Tier 3 - 3QU CoRE ¦ 2QU LoRE | Non-Red Flag Warning - Destructive Fires | Contact from object | Aggregated | 2047 | 3.1283e-07 | 595.3479 | 0.00018625 | 2047 | Mitigation | 0.95 | 45 | 0 | esc | 0.00097009 | 3.0348e-10 | 0.00097009 | 3.0348e-10 | 0.0027911 | 3.5691e-10 | 0.013543 | 2.2535e-12
[120 empty] | 7.3.3.17.5 (Remote Grid) Updates to grid topology to minimize risk of ignition in HFTDs Remote GridWLDFRContact from objectAggregated | WLDFR | HFTD - Distribution - Tier 3 - 3QU CoRE ¦ 2QU LoRE | Non-Red Flag Warning - Destructive Fires | Contact from object | Aggregated | 2048 | 3.1283e-07 | 595.3479 | 0.00018625 | 2048 | Mitigation | 0.95 | 45 | 0 | esc | 0.00097009 | 3.0348e-10 | 0.00097009 | 3.0348e-10 | 0.0027911 | 3.5691e-10 | 0.013543 | 2.2535e-12
[120 empty] | 7.3.3.17.5 (Remote Grid) Updates to grid topology to minimize risk of ignition in HFTDs Remote GridWLDFRContact from objectAggregated | WLDFR | HFTD - Distribution - Tier 3 - 3QU CoRE ¦ 2QU LoRE | Non-Red Flag Warning - Destructive Fires | Contact from object | Aggregated | 2049 | 3.1283e-07 | 595.3479 | 0.00018625 | 2049 | Mitigation | 0.95 | 45 | 0 | esc | 0.00097009 | 3.0348e-10 | 0.00097009 | 3.0348e-10 | 0.0027911 | 3.5691e-10 | 0.013543 | 2.2535e-12
[120 empty] | 7.3.3.17.5 (Remote Grid) Updates to grid topology to minimize risk of ignition in HFTDs Remote GridWLDFRContact from objectAggregated | WLDFR | HFTD - Distribution - Tier 3 - 3QU CoRE ¦ 2QU LoRE | Non-Red Flag Warning - Destructive Fires | Contact from object | Aggregated | 2050 | 3.1283e-07 | 595.3479 | 0.00018625 | 2050 | Mitigation | 0.95 | 45 | 0 | esc | 0.00097009 | 3.0348e-10 | 0.00097009 | 3.0348e-10 | 0.0027911 | 3.5691e-10 | 0.013543 | 2.2535e-12
[120 empty] | 7.3.3.17.5 (Remote Grid) Updates to grid topology to minimize risk of ignition in HFTDs Remote GridWLDFRContact from objectAggregated | WLDFR | HFTD - Distribution - Tier 3 - 3QU CoRE ¦ 2QU LoRE | Non-Red Flag Warning - Destructive Fires | Contact from object | Aggregated | 2051 | 3.1283e-07 | 595.3479 | 0.00018625 | 2051 | Mitigation | 0.95 | 45 | 0 | esc | 0.00097009 | 3.0348e-10 | 0.00097009 | 3.0348e-10 | 0.0027911 | 3.5691e-10 | 0.013543 | 2.2535e-12
[120 empty] | 7.3.3.17.5 (Remote Grid) Updates to grid topology to minimize risk of ignition in HFTDs Remote GridWLDFRContact from objectAggregated | WLDFR | HFTD - Distribution - Tier 3 - 3QU CoRE ¦ 2QU LoRE | Non-Red Flag Warning - Destructive Fires | Contact from object | Aggregated | 2052 | 3.1283e-07 | 595.3479 | 0.00018625 | 2052 | Mitigation | 0.95 | 45 | 0 | esc | 0.00097009 | 3.0348e-10 | 0.00097009 | 3.0348e-10 | 0.0027911 | 3.5691e-10 | 0.013543 | 2.2535e-12
[120 empty] | 7.3.3.17.5 (Remote Grid) Updates to grid topology to minimize risk of ignition in HFTDs Remote GridWLDFRContact from objectAggregated | WLDFR | HFTD - Distribution - Tier 3 - 3QU CoRE ¦ 2QU LoRE | Non-Red Flag Warning - Destructive Fires | Contact from object | Aggregated | 2053 | 3.1283e-07 | 595.3479 | 0.00018625 | 2053 | Mitigation | 0.95 | 45 | 0 | esc | 0.00097009 | 3.0348e-10 | 0.00097009 | 3.0348e-10 | 0.0027911 | 3.5691e-10 | 0.013543 | 2.2535e-12
[120 empty] | 7.3.3.17.5 (Remote Grid) Updates to grid topology to minimize risk of ignition in HFTDs Remote GridWLDFRContact from objectAggregated | WLDFR | HFTD - Distribution - Tier 3 - 3QU CoRE ¦ 2QU LoRE | Non-Red Flag Warning - Destructive Fires | Contact from object | Aggregated | 2054 | 3.1283e-07 | 595.3479 | 0.00018625 | 2054 | Mitigation | 0.95 | 45 | 0 | esc | 0.00097009 | 3.0348e-10 | 0.00097009 | 3.0348e-10 | 0.0027911 | 3.5691e-10 | 0.013543 | 2.2535e-12
[120 empty] | 7.3.3.17.5 (Remote Grid) Updates to grid topology to minimize risk of ignition in HFTDs Remote GridWLDFRContact from objectAggregated | WLDFR | HFTD - Distribution - Tier 3 - 3QU CoRE ¦ 2QU LoRE | Non-Red Flag Warning - Destructive Fires | Contact from object | Aggregated | 2055 | 3.1283e-07 | 595.3479 | 0.00018625 | 2055 | Mitigation | 0.95 | 45 | 0 | esc | 0.00097009 | 3.0348e-10 | 0.00097009 | 3.0348e-10 | 0.0027911 | 3.5691e-10 | 0.013543 | 2.2535e-12
[120 empty] | 7.3.3.17.5 (Remote Grid) Updates to grid topology to minimize risk of ignition in HFTDs Remote GridWLDFRContact from objectAggregated | WLDFR | HFTD - Distribution - Tier 3 - 3QU CoRE ¦ 2QU LoRE | Non-Red Flag Warning - Destructive Fires | Contact from object | Aggregated | 2056 | 3.1283e-07 | 595.3479 | 0.00018625 | 2056 | Mitigation | 0.95 | 45 | 0 | esc | 0.00097009 | 3.0348e-10 | 0.00097009 | 3.0348e-10 | 0 | 0 | 0.013543 | 2.2535e-12
[120 empty] | 7.3.3.17.5 (Remote Grid) Updates to grid topology to minimize risk of ignition in HFTDs Remote GridWLDFRContact from objectAggregated | WLDFR | HFTD - Distribution - Tier 3 - 3QU CoRE ¦ 2QU LoRE | Non-Red Flag Warning - Destructive Fires | Contact from object | Aggregated | 2057 | 3.1283e-07 | 595.3479 | 0.00018625 | 2057 | Mitigation | 0.95 | 45 | 0 | esc | 0.00097009 | 3.0348e-10 | 0.00097009 | 3.0348e-10 | 0.0027911 | 1.9829e-09 | 0.013543 | 2.2535e-12
[120 empty] | 7.3.3.17.5 (Remote Grid) Updates to grid topology to minimize risk of ignition in HFTDs Remote GridWLDFRContact from objectAggregated | WLDFR | HFTD - Distribution - Tier 3 - 3QU CoRE ¦ 2QU LoRE | Non-Red Flag Warning - Destructive Fires | Contact from object | Aggregated | 2058 | 3.1283e-07 | 595.3479 | 0.00018625 | 2058 | Mitigation | 0.95 | 45 | 0 | esc | 0.00097009 | 3.0348e-10 | 0.00097009 | 3.0348e-10 | 0.0027911 | 1.9829e-09 | 0.013543 | 2.2535e-12
[120 empty] | 7.3.3.17.5 (Remote Grid) Updates to grid topology to minimize risk of ignition in HFTDs Remote GridWLDFRContact from objectAggregated | WLDFR | HFTD - Distribution - Tier 3 - 3QU CoRE ¦ 2QU LoRE | Non-Red Flag Warning - Destructive Fires | Contact from object | Aggregated | 2059 | 3.1283e-07 | 595.3479 | 0.00018625 | 2059 | Mitigation | 0.95 | 45 | 0 | esc | 0.00097009 | 3.0348e-10 | 0.00097009 | 3.0348e-10 | 0.0027911 | 1.9829e-09 | 0.013543 | 2.2535e-12
[120 empty] | 7.3.3.17.5 (Remote Grid) Updates to grid topology to minimize risk of ignition in HFTDs Remote GridWLDFRContact from objectAggregated | WLDFR | HFTD - Distribution - Tier 3 - 3QU CoRE ¦ 2QU LoRE | Non-Red Flag Warning - Destructive Fires | Contact from object | Aggregated | 2060 | 3.1283e-07 | 595.3479 | 0.00018625 | 2060 | Mitigation | 0.95 | 45 | 0 | esc | 0.00097009 | 3.0348e-10 | 0.00097009 | 3.0348e-10 | 0.0027911 | 1.9829e-09 | 0.013543 | 2.2535e-12
[120 empty] | 7.3.3.17.5 (Remote Grid) Updates to grid topology to minimize risk of ignition in HFTDs Remote GridWLDFRContact from objectAggregated | WLDFR | HFTD - Distribution - Tier 3 - 3QU CoRE ¦ 2QU LoRE | Non-Red Flag Warning - Destructive Fires | Contact from object | Aggregated | 2061 | 3.1283e-07 | 595.3479 | 0.00018625 | 2061 | Mitigation | 0.95 | 45 | 0 | esc | 0.00097009 | 3.0348e-10 | 0.00097009 | 3.0348e-10 | 0.0027911 | 1.9829e-09 | 0.013543 | 2.2535e-12
[120 empty] | 7.3.3.17.5 (Remote Grid) Updates to grid topology to minimize risk of ignition in HFTDs Remote GridWLDFRContact from objectAggregated | WLDFR | HFTD - Distribution - Tier 3 - 3QU CoRE ¦ 2QU LoRE | Non-Red Flag Warning - Destructive Fires | Contact from object | Aggregated | 2062 | 3.1283e-07 | 595.3479 | 0.00018625 | 2062 | Mitigation | 0.95 | 45 | 0 | esc | 0.00097009 | 3.0348e-10 | 0.00097009 | 3.0348e-10 | 0.0027911 | 1.9829e-09 | 0.013543 | 2.2535e-12
[120 empty] | 7.3.3.17.5 (Remote Grid) Updates to grid topology to minimize risk of ignition in HFTDs Remote GridWLDFRContact from objectAggregated | WLDFR | HFTD - Distribution - Tier 3 - 3QU CoRE ¦ 2QU LoRE | Non-Red Flag Warning - Destructive Fires | Contact from object | Aggregated | 2063 | 3.1283e-07 | 595.3479 | 0.00018625 | 2063 | Mitigation | 0.95 | 45 | 0 | esc | 0.00097009 | 3.0348e-10 | 0.00097009 | 3.0348e-10 | 0.0027911 | 1.9829e-09 | 0.013543 | 2.2535e-12
[120 empty] | 7.3.3.17.5 (Remote Grid) Updates to grid topology to minimize risk of ignition in HFTDs Remote GridWLDFRContact from objectAggregated | WLDFR | HFTD - Distribution - Tier 3 - 3QU CoRE ¦ 2QU LoRE | Non-Red Flag Warning - Destructive Fires | Contact from object | Aggregated | 2064 | 3.1283e-07 | 595.3479 | 0.00018625 | 2064 | Mitigation | 0.95 | 45 | 0 | esc | 0.00097009 | 3.0348e-10 | 0.00097009 | 3.0348e-10 | 0.0027911 | 1.9829e-09 | 0.013543 | 2.2535e-12
[120 empty] | 7.3.3.17.5 (Remote Grid) Updates to grid topology to minimize risk of ignition in HFTDs Remote GridWLDFRContact from objectAggregated | WLDFR | HFTD - Distribution - Tier 3 - 3QU CoRE ¦ 2QU LoRE | Non-Red Flag Warning - Destructive Fires | Contact from object | Aggregated | 2065 | 3.1283e-07 | 595.3479 | 0.00018625 | 2065 | Mitigation | 0.95 | 45 | 0 | esc | 0.00097009 | 3.0348e-10 | 0.00097009 | 3.0348e-10 | 0.0027911 | 1.9829e-09 | 0.013543 | 2.2535e-12
[120 empty] | 7.3.3.17.5 (Remote Grid) Updates to grid topology to minimize risk of ignition in HFTDs Remote GridWLDFRContact from objectAggregated | WLDFR | HFTD - Distribution - Tier 3 - 3QU CoRE ¦ 2QU LoRE | Non-Red Flag Warning - Destructive Fires | Contact from object | Aggregated | 2066 | 3.1283e-07 | 595.3479 | 0.00018625 | 2066 | Mitigation | 0.95 | 45 | 0 | esc | 0.00097009 | 3.0348e-10 | 0.00097009 | 3.0348e-10 | 0.0027911 | 1.9829e-09 | 0.013543 | 2.2535e-12
[120 empty] | 7.3.3.17.5 (Remote Grid) Updates to grid topology to minimize risk of ignition in HFTDs Remote GridWLDFRContact from objectAggregated | WLDFR | HFTD - Distribution - Tier 3 - 3QU CoRE ¦ 2QU LoRE | Non-Red Flag Warning - Destructive Fires | Contact from object | Aggregated | 2067 | 3.1283e-07 | 595.3479 | 0.00018625 | 2067 | Mitigation | 0.95 | 45 | 0 | esc | 0 | 0 | 0.00097009 | 3.0348e-10 | 0.0027911 | 1.9829e-09 | 0.013543 | 2.2535e-12
[120 empty] | 7.3.3.17.5 (Remote Grid) Updates to grid topology to minimize risk of ignition in HFTDs Remote GridWLDFRContaminationAggregated | WLDFR | HFTD - Distribution - Tier 3 - 3QU CoRE ¦ 2QU LoRE | Non-Red Flag Warning - Destructive Fires | Contamination | Aggregated | 2022 | 1.1054e-08 | 595.3479 | 6.5808e-06 | 2022 | Mitigation | 0.95 | 45 | 0 | esc | 0.00097009 | 1.0723e-11 | 0 | 0 | 0.0027911 | 1.9829e-09 | 0.013543 | 2.2535e-12
[120 empty] | 7.3.3.17.5 (Remote Grid) Updates to grid topology to minimize risk of ignition in HFTDs Remote GridWLDFRContaminationAggregated | WLDFR | HFTD - Distribution - Tier 3 - 3QU CoRE ¦ 2QU LoRE | Non-Red Flag Warning - Destructive Fires | Contamination | Aggregated | 2023 | 1.1054e-08 | 595.3479 | 6.5808e-06 | 2023 | Mitigation | 0.95 | 45 | 0 | esc | 0.00097009 | 1.0723e-11 | 0.00097009 | 1.0723e-11 | 0.0027911 | 1.9829e-09 | 0.013543 | 2.2535e-12
[120 empty] | 7.3.3.17.5 (Remote Grid) Updates to grid topology to minimize risk of ignition in HFTDs Remote GridWLDFRContaminationAggregated | WLDFR | HFTD - Distribution - Tier 3 - 3QU CoRE ¦ 2QU LoRE | Non-Red Flag Warning - Destructive Fires | Contamination | Aggregated | 2024 | 1.1054e-08 | 595.3479 | 6.5808e-06 | 2024 | Mitigation | 0.95 | 45 | 0 | esc | 0.00097009 | 1.0723e-11 | 0.00097009 | 1.0723e-11 | 0.0027911 | 1.9829e-09 | 0.013543 | 2.2535e-12
[120 empty] | 7.3.3.17.5 (Remote Grid) Updates to grid topology to minimize risk of ignition in HFTDs Remote GridWLDFRContaminationAggregated | WLDFR | HFTD - Distribution - Tier 3 - 3QU CoRE ¦ 2QU LoRE | Non-Red Flag Warning - Destructive Fires | Contamination | Aggregated | 2025 | 1.1054e-08 | 595.3479 | 6.5808e-06 | 2025 | Mitigation | 0.95 | 45 | 0 | esc | 0.00097009 | 1.0723e-11 | 0.00097009 | 1.0723e-11 | 0.0027911 | 1.9829e-09 | 0.013543 | 2.2535e-12
[120 empty] | 7.3.3.17.5 (Remote Grid) Updates to grid topology to minimize risk of ignition in HFTDs Remote GridWLDFRContaminationAggregated | WLDFR | HFTD - Distribution - Tier 3 - 3QU CoRE ¦ 2QU LoRE | Non-Red Flag Warning - Destructive Fires | Contamination | Aggregated | 2026 | 1.1054e-08 | 595.3479 | 6.5808e-06 | 2026 | Mitigation | 0.95 | 45 | 0 | esc | 0.00097009 | 1.0723e-11 | 0.00097009 | 1.0723e-11 | 0.0027911 | 1.9829e-09 | 0 | 0
[120 empty] | 7.3.3.17.5 (Remote Grid) Updates to grid topology to minimize risk of ignition in HFTDs Remote GridWLDFRContaminationAggregated | WLDFR | HFTD - Distribution - Tier 3 - 3QU CoRE ¦ 2QU LoRE | Non-Red Flag Warning - Destructive Fires | Contamination | Aggregated | 2027 | 1.1054e-08 | 595.3479 | 6.5808e-06 | 2027 | Mitigation | 0.95 | 45 | 0 | esc | 0.00097009 | 1.0723e-11 | 0.00097009 | 1.0723e-11 | 0.0027911 | 1.9829e-09 | 0 | 0
[120 empty] | 7.3.3.17.5 (Remote Grid) Updates to grid topology to minimize risk of ignition in HFTDs Remote GridWLDFRContaminationAggregated | WLDFR | HFTD - Distribution - Tier 3 - 3QU CoRE ¦ 2QU LoRE | Non-Red Flag Warning - Destructive Fires | Contamination | Aggregated | 2028 | 1.1054e-08 | 595.3479 | 6.5808e-06 | 2028 | Mitigation | 0.95 | 45 | 0 | esc | 0.00097009 | 1.0723e-11 | 0.00097009 | 1.0723e-11 | 0.0027911 | 1.9829e-09 | 0.0013359 | 4.0147e-12
[120 empty] | 7.3.3.17.5 (Remote Grid) Updates to grid topology to minimize risk of ignition in HFTDs Remote GridWLDFRContaminationAggregated | WLDFR | HFTD - Distribution - Tier 3 - 3QU CoRE ¦ 2QU LoRE | Non-Red Flag Warning - Destructive Fires | Contamination | Aggregated | 2029 | 1.1054e-08 | 595.3479 | 6.5808e-06 | 2029 | Mitigation | 0.95 | 45 | 0 | esc | 0.00097009 | 1.0723e-11 | 0.00097009 | 1.0723e-11 | 0.0027911 | 1.9829e-09 | 0.0013359 | 4.0147e-12
[120 empty] | 7.3.3.17.5 (Remote Grid) Updates to grid topology to minimize risk of ignition in HFTDs Remote GridWLDFRContaminationAggregated | WLDFR | HFTD - Distribution - Tier 3 - 3QU CoRE ¦ 2QU LoRE | Non-Red Flag Warning - Destructive Fires | Contamination | Aggregated | 2030 | 1.1054e-08 | 595.3479 | 6.5808e-06 | 2030 | Mitigation | 0.95 | 45 | 0 | esc | 0.00097009 | 1.0723e-11 | 0.00097009 | 1.0723e-11 | 0.0027911 | 1.9829e-09 | 0.0013359 | 4.0147e-12
[120 empty] | 7.3.3.17.5 (Remote Grid) Updates to grid topology to minimize risk of ignition in HFTDs Remote GridWLDFRContaminationAggregated | WLDFR | HFTD - Distribution - Tier 3 - 3QU CoRE ¦ 2QU LoRE | Non-Red Flag Warning - Destructive Fires | Contamination | Aggregated | 2031 | 1.1054e-08 | 595.3479 | 6.5808e-06 | 2031 | Mitigation | 0.95 | 45 | 0 | esc | 0.00097009 | 1.0723e-11 | 0.00097009 | 1.0723e-11 | 0.0027911 | 1.9829e-09 | 0.0013359 | 4.0147e-12
[120 empty] | 7.3.3.17.5 (Remote Grid) Updates to grid topology to minimize risk of ignition in HFTDs Remote GridWLDFRContaminationAggregated | WLDFR | HFTD - Distribution - Tier 3 - 3QU CoRE ¦ 2QU LoRE | Non-Red Flag Warning - Destructive Fires | Contamination | Aggregated | 2032 | 1.1054e-08 | 595.3479 | 6.5808e-06 | 2032 | Mitigation | 0.95 | 45 | 0 | esc | 0.00097009 | 1.0723e-11 | 0.00097009 | 1.0723e-11 | 0.0027911 | 1.9829e-09 | 0.0013359 | 4.0147e-12
[120 empty] | 7.3.3.17.5 (Remote Grid) Updates to grid topology to minimize risk of ignition in HFTDs Remote GridWLDFRContaminationAggregated | WLDFR | HFTD - Distribution - Tier 3 - 3QU CoRE ¦ 2QU LoRE | Non-Red Flag Warning - Destructive Fires | Contamination | Aggregated | 2033 | 1.1054e-08 | 595.3479 | 6.5808e-06 | 2033 | Mitigation | 0.95 | 45 | 0 | esc | 0.00097009 | 1.0723e-11 | 0.00097009 | 1.0723e-11 | 0.0027911 | 1.9829e-09 | 0.0013359 | 4.0147e-12
[120 empty] | 7.3.3.17.5 (Remote Grid) Updates to grid topology to minimize risk of ignition in HFTDs Remote GridWLDFRContaminationAggregated | WLDFR | HFTD - Distribution - Tier 3 - 3QU CoRE ¦ 2QU LoRE | Non-Red Flag Warning - Destructive Fires | Contamination | Aggregated | 2034 | 1.1054e-08 | 595.3479 | 6.5808e-06 | 2034 | Mitigation | 0.95 | 45 | 0 | esc | 0.00097009 | 1.0723e-11 | 0.00097009 | 1.0723e-11 | 0.0027911 | 1.9829e-09 | 0.0013359 | 4.0147e-12
[120 empty] | 7.3.3.17.5 (Remote Grid) Updates to grid topology to minimize risk of ignition in HFTDs Remote GridWLDFRContaminationAggregated | WLDFR | HFTD - Distribution - Tier 3 - 3QU CoRE ¦ 2QU LoRE | Non-Red Flag Warning - Destructive Fires | Contamination | Aggregated | 2035 | 1.1054e-08 | 595.3479 | 6.5808e-06 | 2035 | Mitigation | 0.95 | 45 | 0 | esc | 0.00097009 | 1.0723e-11 | 0.00097009 | 1.0723e-11 | 0.0027911 | 1.9829e-09 | 0.0013359 | 4.0147e-12
[120 empty] | 7.3.3.17.5 (Remote Grid) Updates to grid topology to minimize risk of ignition in HFTDs Remote GridWLDFRContaminationAggregated | WLDFR | HFTD - Distribution - Tier 3 - 3QU CoRE ¦ 2QU LoRE | Non-Red Flag Warning - Destructive Fires | Contamination | Aggregated | 2036 | 1.1054e-08 | 595.3479 | 6.5808e-06 | 2036 | Mitigation | 0.95 | 45 | 0 | esc | 0.00097009 | 1.0723e-11 | 0.00097009 | 1.0723e-11 | 0.0027911 | 1.9829e-09 | 0.0013359 | 4.0147e-12
[120 empty] | 7.3.3.17.5 (Remote Grid) Updates to grid topology to minimize risk of ignition in HFTDs Remote GridWLDFRContaminationAggregated | WLDFR | HFTD - Distribution - Tier 3 - 3QU CoRE ¦ 2QU LoRE | Non-Red Flag Warning - Destructive Fires | Contamination | Aggregated | 2037 | 1.1054e-08 | 595.3479 | 6.5808e-06 | 2037 | Mitigation | 0.95 | 45 | 0 | esc | 0.00097009 | 1.0723e-11 | 0.00097009 | 1.0723e-11 | 0.0027911 | 1.9829e-09 | 0.0013359 | 4.0147e-12
[120 empty] | 7.3.3.17.5 (Remote Grid) Updates to grid topology to minimize risk of ignition in HFTDs Remote GridWLDFRContaminationAggregated | WLDFR | HFTD - Distribution - Tier 3 - 3QU CoRE ¦ 2QU LoRE | Non-Red Flag Warning - Destructive Fires | Contamination | Aggregated | 2038 | 1.1054e-08 | 595.3479 | 6.5808e-06 | 2038 | Mitigation | 0.95 | 45 | 0 | esc | 0.00097009 | 1.0723e-11 | 0.00097009 | 1.0723e-11 | 0.0027911 | 1.9829e-09 | 0.0013359 | 4.0147e-12
[120 empty] | 7.3.3.17.5 (Remote Grid) Updates to grid topology to minimize risk of ignition in HFTDs Remote GridWLDFRContaminationAggregated | WLDFR | HFTD - Distribution - Tier 3 - 3QU CoRE ¦ 2QU LoRE | Non-Red Flag Warning - Destructive Fires | Contamination | Aggregated | 2039 | 1.1054e-08 | 595.3479 | 6.5808e-06 | 2039 | Mitigation | 0.95 | 45 | 0 | esc | 0.00097009 | 1.0723e-11 | 0.00097009 | 1.0723e-11 | 0.0027911 | 1.9829e-09 | 0.0013359 | 4.0147e-12
[120 empty] | 7.3.3.17.5 (Remote Grid) Updates to grid topology to minimize risk of ignition in HFTDs Remote GridWLDFRContaminationAggregated | WLDFR | HFTD - Distribution - Tier 3 - 3QU CoRE ¦ 2QU LoRE | Non-Red Flag Warning - Destructive Fires | Contamination | Aggregated | 2040 | 1.1054e-08 | 595.3479 | 6.5808e-06 | 2040 | Mitigation | 0.95 | 45 | 0 | esc | 0.00097009 | 1.0723e-11 | 0.00097009 | 1.0723e-11 | 0.0027911 | 1.9829e-09 | 0.0013359 | 4.0147e-12
[120 empty] | 7.3.3.17.5 (Remote Grid) Updates to grid topology to minimize risk of ignition in HFTDs Remote GridWLDFRContaminationAggregated | WLDFR | HFTD - Distribution - Tier 3 - 3QU CoRE ¦ 2QU LoRE | Non-Red Flag Warning - Destructive Fires | Contamination | Aggregated | 2041 | 1.1054e-08 | 595.3479 | 6.5808e-06 | 2041 | Mitigation | 0.95 | 45 | 0 | esc | 0.00097009 | 1.0723e-11 | 0.00097009 | 1.0723e-11 | 0.0027911 | 1.9829e-09 | 0.0013359 | 4.0147e-12
[120 empty] | 7.3.3.17.5 (Remote Grid) Updates to grid topology to minimize risk of ignition in HFTDs Remote GridWLDFRContaminationAggregated | WLDFR | HFTD - Distribution - Tier 3 - 3QU CoRE ¦ 2QU LoRE | Non-Red Flag Warning - Destructive Fires | Contamination | Aggregated | 2042 | 1.1054e-08 | 595.3479 | 6.5808e-06 | 2042 | Mitigation | 0.95 | 45 | 0 | esc | 0.00097009 | 1.0723e-11 | 0.00097009 | 1.0723e-11 | 0.0027911 | 1.9829e-09 | 0.0013359 | 4.0147e-12
[120 empty] | 7.3.3.17.5 (Remote Grid) Updates to grid topology to minimize risk of ignition in HFTDs Remote GridWLDFRContaminationAggregated | WLDFR | HFTD - Distribution - Tier 3 - 3QU CoRE ¦ 2QU LoRE | Non-Red Flag Warning - Destructive Fires | Contamination | Aggregated | 2043 | 1.1054e-08 | 595.3479 | 6.5808e-06 | 2043 | Mitigation | 0.95 | 45 | 0 | esc | 0.00097009 | 1.0723e-11 | 0.00097009 | 1.0723e-11 | 0.0027911 | 1.9829e-09 | 0.0013359 | 4.0147e-12
[120 empty] | 7.3.3.17.5 (Remote Grid) Updates to grid topology to minimize risk of ignition in HFTDs Remote GridWLDFRContaminationAggregated | WLDFR | HFTD - Distribution - Tier 3 - 3QU CoRE ¦ 2QU LoRE | Non-Red Flag Warning - Destructive Fires | Contamination | Aggregated | 2044 | 1.1054e-08 | 595.3479 | 6.5808e-06 | 2044 | Mitigation | 0.95 | 45 | 0 | esc | 0.00097009 | 1.0723e-11 | 0.00097009 | 1.0723e-11 | 0.0027911 | 1.9829e-09 | 0.0013359 | 4.0147e-12
[120 empty] | 7.3.3.17.5 (Remote Grid) Updates to grid topology to minimize risk of ignition in HFTDs Remote GridWLDFRContaminationAggregated | WLDFR | HFTD - Distribution - Tier 3 - 3QU CoRE ¦ 2QU LoRE | Non-Red Flag Warning - Destructive Fires | Contamination | Aggregated | 2045 | 1.1054e-08 | 595.3479 | 6.5808e-06 | 2045 | Mitigation | 0.95 | 45 | 0 | esc | 0.00097009 | 1.0723e-11 | 0.00097009 | 1.0723e-11 | 0.0027911 | 1.9829e-09 | 0.0013359 | 4.0147e-12
[120 empty] | 7.3.3.17.5 (Remote Grid) Updates to grid topology to minimize risk of ignition in HFTDs Remote GridWLDFRContaminationAggregated | WLDFR | HFTD - Distribution - Tier 3 - 3QU CoRE ¦ 2QU LoRE | Non-Red Flag Warning - Destructive Fires | Contamination | Aggregated | 2046 | 1.1054e-08 | 595.3479 | 6.5808e-06 | 2046 | Mitigation | 0.95 | 45 | 0 | esc | 0.00097009 | 1.0723e-11 | 0.00097009 | 1.0723e-11 | 0.0027911 | 1.9829e-09 | 0.0013359 | 4.0147e-12
[120 empty] | 7.3.3.17.5 (Remote Grid) Updates to grid topology to minimize risk of ignition in HFTDs Remote GridWLDFRContaminationAggregated | WLDFR | HFTD - Distribution - Tier 3 - 3QU CoRE ¦ 2QU LoRE | Non-Red Flag Warning - Destructive Fires | Contamination | Aggregated | 2047 | 1.1054e-08 | 595.3479 | 6.5808e-06 | 2047 | Mitigation | 0.95 | 45 | 0 | esc | 0.00097009 | 1.0723e-11 | 0.00097009 | 1.0723e-11 | 0.0027911 | 1.9829e-09 | 0.0013359 | 4.0147e-12
[120 empty] | 7.3.3.17.5 (Remote Grid) Updates to grid topology to minimize risk of ignition in HFTDs Remote GridWLDFRContaminationAggregated | WLDFR | HFTD - Distribution - Tier 3 - 3QU CoRE ¦ 2QU LoRE | Non-Red Flag Warning - Destructive Fires | Contamination | Aggregated | 2048 | 1.1054e-08 | 595.3479 | 6.5808e-06 | 2048 | Mitigation | 0.95 | 45 | 0 | esc | 0.00097009 | 1.0723e-11 | 0.00097009 | 1.0723e-11 | 0.0027911 | 1.9829e-09 | 0.0013359 | 4.0147e-12
[120 empty] | 7.3.3.17.5 (Remote Grid) Updates to grid topology to minimize risk of ignition in HFTDs Remote GridWLDFRContaminationAggregated | WLDFR | HFTD - Distribution - Tier 3 - 3QU CoRE ¦ 2QU LoRE | Non-Red Flag Warning - Destructive Fires | Contamination | Aggregated | 2049 | 1.1054e-08 | 595.3479 | 6.5808e-06 | 2049 | Mitigation | 0.95 | 45 | 0 | esc | 0.00097009 | 1.0723e-11 | 0.00097009 | 1.0723e-11 | 0.0027911 | 1.9829e-09 | 0.0013359 | 4.0147e-12
[120 empty] | 7.3.3.17.5 (Remote Grid) Updates to grid topology to minimize risk of ignition in HFTDs Remote GridWLDFRContaminationAggregated | WLDFR | HFTD - Distribution - Tier 3 - 3QU CoRE ¦ 2QU LoRE | Non-Red Flag Warning - Destructive Fires | Contamination | Aggregated | 2050 | 1.1054e-08 | 595.3479 | 6.5808e-06 | 2050 | Mitigation | 0.95 | 45 | 0 | esc | 0.00097009 | 1.0723e-11 | 0.00097009 | 1.0723e-11 | 0.0027911 | 1.9829e-09 | 0.0013359 | 4.0147e-12
[120 empty] | 7.3.3.17.5 (Remote Grid) Updates to grid topology to minimize risk of ignition in HFTDs Remote GridWLDFRContaminationAggregated | WLDFR | HFTD - Distribution - Tier 3 - 3QU CoRE ¦ 2QU LoRE | Non-Red Flag Warning - Destructive Fires | Contamination | Aggregated | 2051 | 1.1054e-08 | 595.3479 | 6.5808e-06 | 2051 | Mitigation | 0.95 | 45 | 0 | esc | 0.00097009 | 1.0723e-11 | 0.00097009 | 1.0723e-11 | 0.0027911 | 1.9829e-09 | 0.0013359 | 4.0147e-12
[120 empty] | 7.3.3.17.5 (Remote Grid) Updates to grid topology to minimize risk of ignition in HFTDs Remote GridWLDFRContaminationAggregated | WLDFR | HFTD - Distribution - Tier 3 - 3QU CoRE ¦ 2QU LoRE | Non-Red Flag Warning - Destructive Fires | Contamination | Aggregated | 2052 | 1.1054e-08 | 595.3479 | 6.5808e-06 | 2052 | Mitigation | 0.95 | 45 | 0 | esc | 0.00097009 | 1.0723e-11 | 0.00097009 | 1.0723e-11 | 0.0027911 | 1.9829e-09 | 0.0013359 | 4.0147e-12
[120 empty] | 7.3.3.17.5 (Remote Grid) Updates to grid topology to minimize risk of ignition in HFTDs Remote GridWLDFRContaminationAggregated | WLDFR | HFTD - Distribution - Tier 3 - 3QU CoRE ¦ 2QU LoRE | Non-Red Flag Warning - Destructive Fires | Contamination | Aggregated | 2053 | 1.1054e-08 | 595.3479 | 6.5808e-06 | 2053 | Mitigation | 0.95 | 45 | 0 | esc | 0.00097009 | 1.0723e-11 | 0.00097009 | 1.0723e-11 | 0.0027911 | 1.9829e-09 | 0.0013359 | 4.0147e-12
[120 empty] | 7.3.3.17.5 (Remote Grid) Updates to grid topology to minimize risk of ignition in HFTDs Remote GridWLDFRContaminationAggregated | WLDFR | HFTD - Distribution - Tier 3 - 3QU CoRE ¦ 2QU LoRE | Non-Red Flag Warning - Destructive Fires | Contamination | Aggregated | 2054 | 1.1054e-08 | 595.3479 | 6.5808e-06 | 2054 | Mitigation | 0.95 | 45 | 0 | esc | 0.00097009 | 1.0723e-11 | 0.00097009 | 1.0723e-11 | 0.0027911 | 1.9829e-09 | 0.0013359 | 4.0147e-12
[120 empty] | 7.3.3.17.5 (Remote Grid) Updates to grid topology to minimize risk of ignition in HFTDs Remote GridWLDFRContaminationAggregated | WLDFR | HFTD - Distribution - Tier 3 - 3QU CoRE ¦ 2QU LoRE | Non-Red Flag Warning - Destructive Fires | Contamination | Aggregated | 2055 | 1.1054e-08 | 595.3479 | 6.5808e-06 | 2055 | Mitigation | 0.95 | 45 | 0 | esc | 0.00097009 | 1.0723e-11 | 0.00097009 | 1.0723e-11 | 0.0027911 | 1.9829e-09 | 0.0013359 | 4.0147e-12
[120 empty] | 7.3.3.17.5 (Remote Grid) Updates to grid topology to minimize risk of ignition in HFTDs Remote GridWLDFRContaminationAggregated | WLDFR | HFTD - Distribution - Tier 3 - 3QU CoRE ¦ 2QU LoRE | Non-Red Flag Warning - Destructive Fires | Contamination | Aggregated | 2056 | 1.1054e-08 | 595.3479 | 6.5808e-06 | 2056 | Mitigation | 0.95 | 45 | 0 | esc | 0.00097009 | 1.0723e-11 | 0.00097009 | 1.0723e-11 | 0.0027911 | 1.9829e-09 | 0.0013359 | 4.0147e-12
[120 empty] | 7.3.3.17.5 (Remote Grid) Updates to grid topology to minimize risk of ignition in HFTDs Remote GridWLDFRContaminationAggregated | WLDFR | HFTD - Distribution - Tier 3 - 3QU CoRE ¦ 2QU LoRE | Non-Red Flag Warning - Destructive Fires | Contamination | Aggregated | 2057 | 1.1054e-08 | 595.3479 | 6.5808e-06 | 2057 | Mitigation | 0.95 | 45 | 0 | esc | 0.00097009 | 1.0723e-11 | 0.00097009 | 1.0723e-11 | 0.0027911 | 1.9829e-09 | 0.0013359 | 4.0147e-12
[120 empty] | 7.3.3.17.5 (Remote Grid) Updates to grid topology to minimize risk of ignition in HFTDs Remote GridWLDFRContaminationAggregated | WLDFR | HFTD - Distribution - Tier 3 - 3QU CoRE ¦ 2QU LoRE | Non-Red Flag Warning - Destructive Fires | Contamination | Aggregated | 2058 | 1.1054e-08 | 595.3479 | 6.5808e-06 | 2058 | Mitigation | 0.95 | 45 | 0 | esc | 0.00097009 | 1.0723e-11 | 0.00097009 | 1.0723e-11 | 0.0027911 | 1.9829e-09 | 0 | 0
[120 empty] | 7.3.3.17.5 (Remote Grid) Updates to grid topology to minimize risk of ignition in HFTDs Remote GridWLDFRContaminationAggregated | WLDFR | HFTD - Distribution - Tier 3 - 3QU CoRE ¦ 2QU LoRE | Non-Red Flag Warning - Destructive Fires | Contamination | Aggregated | 2059 | 1.1054e-08 | 595.3479 | 6.5808e-06 | 2059 | Mitigation | 0.95 | 45 | 0 | esc | 0.00097009 | 1.0723e-11 | 0.00097009 | 1.0723e-11 | 0.0027911 | 1.9829e-09 | 0 | 0
[120 empty] | 7.3.3.17.5 (Remote Grid) Updates to grid topology to minimize risk of ignition in HFTDs Remote GridWLDFRContaminationAggregated | WLDFR | HFTD - Distribution - Tier 3 - 3QU CoRE ¦ 2QU LoRE | Non-Red Flag Warning - Destructive Fires | Contamination | Aggregated | 2060 | 1.1054e-08 | 595.3479 | 6.5808e-06 | 2060 | Mitigation | 0.95 | 45 | 0 | esc | 0.00097009 | 1.0723e-11 | 0.00097009 | 1.0723e-11 | 0 | 0 | 0.0093813 | 1.122e-10
[120 empty] | 7.3.3.17.5 (Remote Grid) Updates to grid topology to minimize risk of ignition in HFTDs Remote GridWLDFRContaminationAggregated | WLDFR | HFTD - Distribution - Tier 3 - 3QU CoRE ¦ 2QU LoRE | Non-Red Flag Warning - Destructive Fires | Contamination | Aggregated | 2061 | 1.1054e-08 | 595.3479 | 6.5808e-06 | 2061 | Mitigation | 0.95 | 45 | 0 | esc | 0.00097009 | 1.0723e-11 | 0.00097009 | 1.0723e-11 | 0.0027911 | 1.8287e-10 | 0.0093813 | 1.122e-10
[120 empty] | 7.3.3.17.5 (Remote Grid) Updates to grid topology to minimize risk of ignition in HFTDs Remote GridWLDFRContaminationAggregated | WLDFR | HFTD - Distribution - Tier 3 - 3QU CoRE ¦ 2QU LoRE | Non-Red Flag Warning - Destructive Fires | Contamination | Aggregated | 2062 | 1.1054e-08 | 595.3479 | 6.5808e-06 | 2062 | Mitigation | 0.95 | 45 | 0 | esc | 0.00097009 | 1.0723e-11 | 0.00097009 | 1.0723e-11 | 0.0027911 | 1.8287e-10 | 0.0093813 | 1.122e-10
[120 empty] | 7.3.3.17.5 (Remote Grid) Updates to grid topology to minimize risk of ignition in HFTDs Remote GridWLDFRContaminationAggregated | WLDFR | HFTD - Distribution - Tier 3 - 3QU CoRE ¦ 2QU LoRE | Non-Red Flag Warning - Destructive Fires | Contamination | Aggregated | 2063 | 1.1054e-08 | 595.3479 | 6.5808e-06 | 2063 | Mitigation | 0.95 | 45 | 0 | esc | 0.00097009 | 1.0723e-11 | 0.00097009 | 1.0723e-11 | 0.0027911 | 1.8287e-10 | 0.0093813 | 1.122e-10
[120 empty] | 7.3.3.17.5 (Remote Grid) Updates to grid topology to minimize risk of ignition in HFTDs Remote GridWLDFRContaminationAggregated | WLDFR | HFTD - Distribution - Tier 3 - 3QU CoRE ¦ 2QU LoRE | Non-Red Flag Warning - Destructive Fires | Contamination | Aggregated | 2064 | 1.1054e-08 | 595.3479 | 6.5808e-06 | 2064 | Mitigation | 0.95 | 45 | 0 | esc | 0.00097009 | 1.0723e-11 | 0.00097009 | 1.0723e-11 | 0.0027911 | 1.8287e-10 | 0.0093813 | 1.122e-10
[120 empty] | 7.3.3.17.5 (Remote Grid) Updates to grid topology to minimize risk of ignition in HFTDs Remote GridWLDFRContaminationAggregated | WLDFR | HFTD - Distribution - Tier 3 - 3QU CoRE ¦ 2QU LoRE | Non-Red Flag Warning - Destructive Fires | Contamination | Aggregated | 2065 | 1.1054e-08 | 595.3479 | 6.5808e-06 | 2065 | Mitigation | 0.95 | 45 | 0 | esc | 0.00097009 | 1.0723e-11 | 0.00097009 | 1.0723e-11 | 0.0027911 | 1.8287e-10 | 0.0093813 | 1.122e-10
[120 empty] | 7.3.3.17.5 (Remote Grid) Updates to grid topology to minimize risk of ignition in HFTDs Remote GridWLDFRContaminationAggregated | WLDFR | HFTD - Distribution - Tier 3 - 3QU CoRE ¦ 2QU LoRE | Non-Red Flag Warning - Destructive Fires | Contamination | Aggregated | 2066 | 1.1054e-08 | 595.3479 | 6.5808e-06 | 2066 | Mitigation | 0.95 | 45 | 0 | esc | 0.00097009 | 1.0723e-11 | 0.00097009 | 1.0723e-11 | 0.0027911 | 1.8287e-10 | 0.0093813 | 1.122e-10
[120 empty] | 7.3.3.17.5 (Remote Grid) Updates to grid topology to minimize risk of ignition in HFTDs Remote GridWLDFRContaminationAggregated | WLDFR | HFTD - Distribution - Tier 3 - 3QU CoRE ¦ 2QU LoRE | Non-Red Flag Warning - Destructive Fires | Contamination | Aggregated | 2067 | 1.1054e-08 | 595.3479 | 6.5808e-06 | 2067 | Mitigation | 0.95 | 45 | 0 | esc | 0 | 0 | 0.00097009 | 1.0723e-11 | 0.0027911 | 1.8287e-10 | 0.0093813 | 1.122e-10
[120 empty] | 7.3.3.17.5 (Remote Grid) Updates to grid topology to minimize risk of ignition in HFTDs Remote GridWLDFREquipment / facility failureAggregated | WLDFR | HFTD - Distribution - Tier 3 - 3QU CoRE ¦ 2QU LoRE | Non-Red Flag Warning - Destructive Fires | Equipment / facility failure | Aggregated | 2022 | 9.8034e-08 | 595.3479 | 5.8364e-05 | 2022 | Mitigation | 0.95 | 45 | 0 | esc | 0.00097009 | 9.5101e-11 | 0 | 0 | 0.0027911 | 1.8287e-10 | 0.0093813 | 1.122e-10
[120 empty] | 7.3.3.17.5 (Remote Grid) Updates to grid topology to minimize risk of ignition in HFTDs Remote GridWLDFREquipment / facility failureAggregated | WLDFR | HFTD - Distribution - Tier 3 - 3QU CoRE ¦ 2QU LoRE | Non-Red Flag Warning - Destructive Fires | Equipment / facility failure | Aggregated | 2023 | 9.8034e-08 | 595.3479 | 5.8364e-05 | 2023 | Mitigation | 0.95 | 45 | 0 | esc | 0.00097009 | 9.5101e-11 | 0.00097009 | 9.5101e-11 | 0.0027911 | 1.8287e-10 | 0.0093813 | 1.122e-10
[120 empty] | 7.3.3.17.5 (Remote Grid) Updates to grid topology to minimize risk of ignition in HFTDs Remote GridWLDFREquipment / facility failureAggregated | WLDFR | HFTD - Distribution - Tier 3 - 3QU CoRE ¦ 2QU LoRE | Non-Red Flag Warning - Destructive Fires | Equipment / facility failure | Aggregated | 2024 | 9.8034e-08 | 595.3479 | 5.8364e-05 | 2024 | Mitigation | 0.95 | 45 | 0 | esc | 0.00097009 | 9.5101e-11 | 0.00097009 | 9.5101e-11 | 0.0027911 | 1.8287e-10 | 0.0093813 | 1.122e-10
[120 empty] | 7.3.3.17.5 (Remote Grid) Updates to grid topology to minimize risk of ignition in HFTDs Remote GridWLDFREquipment / facility failureAggregated | WLDFR | HFTD - Distribution - Tier 3 - 3QU CoRE ¦ 2QU LoRE | Non-Red Flag Warning - Destructive Fires | Equipment / facility failure | Aggregated | 2025 | 9.8034e-08 | 595.3479 | 5.8364e-05 | 2025 | Mitigation | 0.95 | 45 | 0 | esc | 0.00097009 | 9.5101e-11 | 0.00097009 | 9.5101e-11 | 0.0027911 | 1.8287e-10 | 0.0093813 | 1.122e-10
[120 empty] | 7.3.3.17.5 (Remote Grid) Updates to grid topology to minimize risk of ignition in HFTDs Remote GridWLDFREquipment / facility failureAggregated | WLDFR | HFTD - Distribution - Tier 3 - 3QU CoRE ¦ 2QU LoRE | Non-Red Flag Warning - Destructive Fires | Equipment / facility failure | Aggregated | 2026 | 9.8034e-08 | 595.3479 | 5.8364e-05 | 2026 | Mitigation | 0.95 | 45 | 0 | esc | 0.00097009 | 9.5101e-11 | 0.00097009 | 9.5101e-11 | 0.0027911 | 1.8287e-10 | 0.0093813 | 1.122e-10
[120 empty] | 7.3.3.17.5 (Remote Grid) Updates to grid topology to minimize risk of ignition in HFTDs Remote GridWLDFREquipment / facility failureAggregated | WLDFR | HFTD - Distribution - Tier 3 - 3QU CoRE ¦ 2QU LoRE | Non-Red Flag Warning - Destructive Fires | Equipment / facility failure | Aggregated | 2027 | 9.8034e-08 | 595.3479 | 5.8364e-05 | 2027 | Mitigation | 0.95 | 45 | 0 | esc | 0.00097009 | 9.5101e-11 | 0.00097009 | 9.5101e-11 | 0.0027911 | 1.8287e-10 | 0.0093813 | 1.122e-10
[120 empty] | 7.3.3.17.5 (Remote Grid) Updates to grid topology to minimize risk of ignition in HFTDs Remote GridWLDFREquipment / facility failureAggregated | WLDFR | HFTD - Distribution - Tier 3 - 3QU CoRE ¦ 2QU LoRE | Non-Red Flag Warning - Destructive Fires | Equipment / facility failure | Aggregated | 2028 | 9.8034e-08 | 595.3479 | 5.8364e-05 | 2028 | Mitigation | 0.95 | 45 | 0 | esc | 0.00097009 | 9.5101e-11 | 0.00097009 | 9.5101e-11 | 0.0027911 | 1.8287e-10 | 0.0093813 | 1.122e-10
[120 empty] | 7.3.3.17.5 (Remote Grid) Updates to grid topology to minimize risk of ignition in HFTDs Remote GridWLDFREquipment / facility failureAggregated | WLDFR | HFTD - Distribution - Tier 3 - 3QU CoRE ¦ 2QU LoRE | Non-Red Flag Warning - Destructive Fires | Equipment / facility failure | Aggregated | 2029 | 9.8034e-08 | 595.3479 | 5.8364e-05 | 2029 | Mitigation | 0.95 | 45 | 0 | esc | 0.00097009 | 9.5101e-11 | 0.00097009 | 9.5101e-11 | 0.0027911 | 1.8287e-10 | 0.0093813 | 1.122e-10
[120 empty] | 7.3.3.17.5 (Remote Grid) Updates to grid topology to minimize risk of ignition in HFTDs Remote GridWLDFREquipment / facility failureAggregated | WLDFR | HFTD - Distribution - Tier 3 - 3QU CoRE ¦ 2QU LoRE | Non-Red Flag Warning - Destructive Fires | Equipment / facility failure | Aggregated | 2030 | 9.8034e-08 | 595.3479 | 5.8364e-05 | 2030 | Mitigation | 0.95 | 45 | 0 | esc | 0.00097009 | 9.5101e-11 | 0.00097009 | 9.5101e-11 | 0.0027911 | 1.8287e-10 | 0.0093813 | 1.122e-10
[120 empty] | 7.3.3.17.5 (Remote Grid) Updates to grid topology to minimize risk of ignition in HFTDs Remote GridWLDFREquipment / facility failureAggregated | WLDFR | HFTD - Distribution - Tier 3 - 3QU CoRE ¦ 2QU LoRE | Non-Red Flag Warning - Destructive Fires | Equipment / facility failure | Aggregated | 2031 | 9.8034e-08 | 595.3479 | 5.8364e-05 | 2031 | Mitigation | 0.95 | 45 | 0 | esc | 0.00097009 | 9.5101e-11 | 0.00097009 | 9.5101e-11 | 0.0027911 | 1.8287e-10 | 0.0093813 | 1.122e-10
[120 empty] | 7.3.3.17.5 (Remote Grid) Updates to grid topology to minimize risk of ignition in HFTDs Remote GridWLDFREquipment / facility failureAggregated | WLDFR | HFTD - Distribution - Tier 3 - 3QU CoRE ¦ 2QU LoRE | Non-Red Flag Warning - Destructive Fires | Equipment / facility failure | Aggregated | 2032 | 9.8034e-08 | 595.3479 | 5.8364e-05 | 2032 | Mitigation | 0.95 | 45 | 0 | esc | 0.00097009 | 9.5101e-11 | 0.00097009 | 9.5101e-11 | 0.0027911 | 1.8287e-10 | 0.0093813 | 1.122e-10
[120 empty] | 7.3.3.17.5 (Remote Grid) Updates to grid topology to minimize risk of ignition in HFTDs Remote GridWLDFREquipment / facility failureAggregated | WLDFR | HFTD - Distribution - Tier 3 - 3QU CoRE ¦ 2QU LoRE | Non-Red Flag Warning - Destructive Fires | Equipment / facility failure | Aggregated | 2033 | 9.8034e-08 | 595.3479 | 5.8364e-05 | 2033 | Mitigation | 0.95 | 45 | 0 | esc | 0.00097009 | 9.5101e-11 | 0.00097009 | 9.5101e-11 | 0.0027911 | 1.8287e-10 | 0.0093813 | 1.122e-10
[120 empty] | 7.3.3.17.5 (Remote Grid) Updates to grid topology to minimize risk of ignition in HFTDs Remote GridWLDFREquipment / facility failureAggregated | WLDFR | HFTD - Distribution - Tier 3 - 3QU CoRE ¦ 2QU LoRE | Non-Red Flag Warning - Destructive Fires | Equipment / facility failure | Aggregated | 2034 | 9.8034e-08 | 595.3479 | 5.8364e-05 | 2034 | Mitigation | 0.95 | 45 | 0 | esc | 0.00097009 | 9.5101e-11 | 0.00097009 | 9.5101e-11 | 0.0027911 | 1.8287e-10 | 0.0093813 | 1.122e-10
[120 empty] | 7.3.3.17.5 (Remote Grid) Updates to grid topology to minimize risk of ignition in HFTDs Remote GridWLDFREquipment / facility failureAggregated | WLDFR | HFTD - Distribution - Tier 3 - 3QU CoRE ¦ 2QU LoRE | Non-Red Flag Warning - Destructive Fires | Equipment / facility failure | Aggregated | 2035 | 9.8034e-08 | 595.3479 | 5.8364e-05 | 2035 | Mitigation | 0.95 | 45 | 0 | esc | 0.00097009 | 9.5101e-11 | 0.00097009 | 9.5101e-11 | 0.0027911 | 1.8287e-10 | 0.0093813 | 1.122e-10
[120 empty] | 7.3.3.17.5 (Remote Grid) Updates to grid topology to minimize risk of ignition in HFTDs Remote GridWLDFREquipment / facility failureAggregated | WLDFR | HFTD - Distribution - Tier 3 - 3QU CoRE ¦ 2QU LoRE | Non-Red Flag Warning - Destructive Fires | Equipment / facility failure | Aggregated | 2036 | 9.8034e-08 | 595.3479 | 5.8364e-05 | 2036 | Mitigation | 0.95 | 45 | 0 | esc | 0.00097009 | 9.5101e-11 | 0.00097009 | 9.5101e-11 | 0.0027911 | 1.8287e-10 | 0.0093813 | 1.122e-10
[120 empty] | 7.3.3.17.5 (Remote Grid) Updates to grid topology to minimize risk of ignition in HFTDs Remote GridWLDFREquipment / facility failureAggregated | WLDFR | HFTD - Distribution - Tier 3 - 3QU CoRE ¦ 2QU LoRE | Non-Red Flag Warning - Destructive Fires | Equipment / facility failure | Aggregated | 2037 | 9.8034e-08 | 595.3479 | 5.8364e-05 | 2037 | Mitigation | 0.95 | 45 | 0 | esc | 0.00097009 | 9.5101e-11 | 0.00097009 | 9.5101e-11 | 0.0027911 | 1.8287e-10 | 0.0093813 | 1.122e-10
[120 empty] | 7.3.3.17.5 (Remote Grid) Updates to grid topology to minimize risk of ignition in HFTDs Remote GridWLDFREquipment / facility failureAggregated | WLDFR | HFTD - Distribution - Tier 3 - 3QU CoRE ¦ 2QU LoRE | Non-Red Flag Warning - Destructive Fires | Equipment / facility failure | Aggregated | 2038 | 9.8034e-08 | 595.3479 | 5.8364e-05 | 2038 | Mitigation | 0.95 | 45 | 0 | esc | 0.00097009 | 9.5101e-11 | 0.00097009 | 9.5101e-11 | 0.0027911 | 1.8287e-10 | 0.0093813 | 1.122e-10
[120 empty] | 7.3.3.17.5 (Remote Grid) Updates to grid topology to minimize risk of ignition in HFTDs Remote GridWLDFREquipment / facility failureAggregated | WLDFR | HFTD - Distribution - Tier 3 - 3QU CoRE ¦ 2QU LoRE | Non-Red Flag Warning - Destructive Fires | Equipment / facility failure | Aggregated | 2039 | 9.8034e-08 | 595.3479 | 5.8364e-05 | 2039 | Mitigation | 0.95 | 45 | 0 | esc | 0.00097009 | 9.5101e-11 | 0.00097009 | 9.5101e-11 | 0.0027911 | 1.8287e-10 | 0.0093813 | 1.122e-10
[120 empty] | 7.3.3.17.5 (Remote Grid) Updates to grid topology to minimize risk of ignition in HFTDs Remote GridWLDFREquipment / facility failureAggregated | WLDFR | HFTD - Distribution - Tier 3 - 3QU CoRE ¦ 2QU LoRE | Non-Red Flag Warning - Destructive Fires | Equipment / facility failure | Aggregated | 2040 | 9.8034e-08 | 595.3479 | 5.8364e-05 | 2040 | Mitigation | 0.95 | 45 | 0 | esc | 0.00097009 | 9.5101e-11 | 0.00097009 | 9.5101e-11 | 0.0027911 | 1.8287e-10 | 0.0093813 | 1.122e-10
[120 empty] | 7.3.3.17.5 (Remote Grid) Updates to grid topology to minimize risk of ignition in HFTDs Remote GridWLDFREquipment / facility failureAggregated | WLDFR | HFTD - Distribution - Tier 3 - 3QU CoRE ¦ 2QU LoRE | Non-Red Flag Warning - Destructive Fires | Equipment / facility failure | Aggregated | 2041 | 9.8034e-08 | 595.3479 | 5.8364e-05 | 2041 | Mitigation | 0.95 | 45 | 0 | esc | 0.00097009 | 9.5101e-11 | 0.00097009 | 9.5101e-11 | 0.0027911 | 1.8287e-10 | 0.0093813 | 1.122e-10
[120 empty] | 7.3.3.17.5 (Remote Grid) Updates to grid topology to minimize risk of ignition in HFTDs Remote GridWLDFREquipment / facility failureAggregated | WLDFR | HFTD - Distribution - Tier 3 - 3QU CoRE ¦ 2QU LoRE | Non-Red Flag Warning - Destructive Fires | Equipment / facility failure | Aggregated | 2042 | 9.8034e-08 | 595.3479 | 5.8364e-05 | 2042 | Mitigation | 0.95 | 45 | 0 | esc | 0.00097009 | 9.5101e-11 | 0.00097009 | 9.5101e-11 | 0.0027911 | 1.8287e-10 | 0.0093813 | 1.122e-10
[120 empty] | 7.3.3.17.5 (Remote Grid) Updates to grid topology to minimize risk of ignition in HFTDs Remote GridWLDFREquipment / facility failureAggregated | WLDFR | HFTD - Distribution - Tier 3 - 3QU CoRE ¦ 2QU LoRE | Non-Red Flag Warning - Destructive Fires | Equipment / facility failure | Aggregated | 2043 | 9.8034e-08 | 595.3479 | 5.8364e-05 | 2043 | Mitigation | 0.95 | 45 | 0 | esc | 0.00097009 | 9.5101e-11 | 0.00097009 | 9.5101e-11 | 0.0027911 | 1.8287e-10 | 0.0093813 | 1.122e-10
[120 empty] | 7.3.3.17.5 (Remote Grid) Updates to grid topology to minimize risk of ignition in HFTDs Remote GridWLDFREquipment / facility failureAggregated | WLDFR | HFTD - Distribution - Tier 3 - 3QU CoRE ¦ 2QU LoRE | Non-Red Flag Warning - Destructive Fires | Equipment / facility failure | Aggregated | 2044 | 9.8034e-08 | 595.3479 | 5.8364e-05 | 2044 | Mitigation | 0.95 | 45 | 0 | esc | 0.00097009 | 9.5101e-11 | 0.00097009 | 9.5101e-11 | 0.0027911 | 1.8287e-10 | 0 | 0
[120 empty] | 7.3.3.17.5 (Remote Grid) Updates to grid topology to minimize risk of ignition in HFTDs Remote GridWLDFREquipment / facility failureAggregated | WLDFR | HFTD - Distribution - Tier 3 - 3QU CoRE ¦ 2QU LoRE | Non-Red Flag Warning - Destructive Fires | Equipment / facility failure | Aggregated | 2045 | 9.8034e-08 | 595.3479 | 5.8364e-05 | 2045 | Mitigation | 0.95 | 45 | 0 | esc | 0.00097009 | 9.5101e-11 | 0.00097009 | 9.5101e-11 | 0.0027911 | 1.8287e-10 | 0 | 0
[120 empty] | 7.3.3.17.5 (Remote Grid) Updates to grid topology to minimize risk of ignition in HFTDs Remote GridWLDFREquipment / facility failureAggregated | WLDFR | HFTD - Distribution - Tier 3 - 3QU CoRE ¦ 2QU LoRE | Non-Red Flag Warning - Destructive Fires | Equipment / facility failure | Aggregated | 2046 | 9.8034e-08 | 595.3479 | 5.8364e-05 | 2046 | Mitigation | 0.95 | 45 | 0 | esc | 0.00097009 | 9.5101e-11 | 0.00097009 | 9.5101e-11 | 0.0027911 | 1.8287e-10 | 0.014004 | 5.5505e-11
[120 empty] | 7.3.3.17.5 (Remote Grid) Updates to grid topology to minimize risk of ignition in HFTDs Remote GridWLDFREquipment / facility failureAggregated | WLDFR | HFTD - Distribution - Tier 3 - 3QU CoRE ¦ 2QU LoRE | Non-Red Flag Warning - Destructive Fires | Equipment / facility failure | Aggregated | 2047 | 9.8034e-08 | 595.3479 | 5.8364e-05 | 2047 | Mitigation | 0.95 | 45 | 0 | esc | 0.00097009 | 9.5101e-11 | 0.00097009 | 9.5101e-11 | 0.0027911 | 1.8287e-10 | 0.014004 | 5.5505e-11
[120 empty] | 7.3.3.17.5 (Remote Grid) Updates to grid topology to minimize risk of ignition in HFTDs Remote GridWLDFREquipment / facility failureAggregated | WLDFR | HFTD - Distribution - Tier 3 - 3QU CoRE ¦ 2QU LoRE | Non-Red Flag Warning - Destructive Fires | Equipment / facility failure | Aggregated | 2048 | 9.8034e-08 | 595.3479 | 5.8364e-05 | 2048 | Mitigation | 0.95 | 45 | 0 | esc | 0.00097009 | 9.5101e-11 | 0.00097009 | 9.5101e-11 | 0.0027911 | 1.8287e-10 | 0.014004 | 5.5505e-11
[120 empty] | 7.3.3.17.5 (Remote Grid) Updates to grid topology to minimize risk of ignition in HFTDs Remote GridWLDFREquipment / facility failureAggregated | WLDFR | HFTD - Distribution - Tier 3 - 3QU CoRE ¦ 2QU LoRE | Non-Red Flag Warning - Destructive Fires | Equipment / facility failure | Aggregated | 2049 | 9.8034e-08 | 595.3479 | 5.8364e-05 | 2049 | Mitigation | 0.95 | 45 | 0 | esc | 0.00097009 | 9.5101e-11 | 0.00097009 | 9.5101e-11 | 0.0027911 | 1.8287e-10 | 0.014004 | 5.5505e-11
[120 empty] | 7.3.3.17.5 (Remote Grid) Updates to grid topology to minimize risk of ignition in HFTDs Remote GridWLDFREquipment / facility failureAggregated | WLDFR | HFTD - Distribution - Tier 3 - 3QU CoRE ¦ 2QU LoRE | Non-Red Flag Warning - Destructive Fires | Equipment / facility failure | Aggregated | 2050 | 9.8034e-08 | 595.3479 | 5.8364e-05 | 2050 | Mitigation | 0.95 | 45 | 0 | esc | 0.00097009 | 9.5101e-11 | 0.00097009 | 9.5101e-11 | 0.0027911 | 1.8287e-10 | 0.014004 | 5.5505e-11
[120 empty] | 7.3.3.17.5 (Remote Grid) Updates to grid topology to minimize risk of ignition in HFTDs Remote GridWLDFREquipment / facility failureAggregated | WLDFR | HFTD - Distribution - Tier 3 - 3QU CoRE ¦ 2QU LoRE | Non-Red Flag Warning - Destructive Fires | Equipment / facility failure | Aggregated | 2051 | 9.8034e-08 | 595.3479 | 5.8364e-05 | 2051 | Mitigation | 0.95 | 45 | 0 | esc | 0.00097009 | 9.5101e-11 | 0.00097009 | 9.5101e-11 | 0.0027911 | 1.8287e-10 | 0.014004 | 5.5505e-11
[120 empty] | 7.3.3.17.5 (Remote Grid) Updates to grid topology to minimize risk of ignition in HFTDs Remote GridWLDFREquipment / facility failureAggregated | WLDFR | HFTD - Distribution - Tier 3 - 3QU CoRE ¦ 2QU LoRE | Non-Red Flag Warning - Destructive Fires | Equipment / facility failure | Aggregated | 2052 | 9.8034e-08 | 595.3479 | 5.8364e-05 | 2052 | Mitigation | 0.95 | 45 | 0 | esc | 0.00097009 | 9.5101e-11 | 0.00097009 | 9.5101e-11 | 0.0027911 | 1.8287e-10 | 0.014004 | 5.5505e-11
[120 empty] | 7.3.3.17.5 (Remote Grid) Updates to grid topology to minimize risk of ignition in HFTDs Remote GridWLDFREquipment / facility failureAggregated | WLDFR | HFTD - Distribution - Tier 3 - 3QU CoRE ¦ 2QU LoRE | Non-Red Flag Warning - Destructive Fires | Equipment / facility failure | Aggregated | 2053 | 9.8034e-08 | 595.3479 | 5.8364e-05 | 2053 | Mitigation | 0.95 | 45 | 0 | esc | 0.00097009 | 9.5101e-11 | 0.00097009 | 9.5101e-11 | 0.0027911 | 1.8287e-10 | 0.014004 | 5.5505e-11
[120 empty] | 7.3.3.17.5 (Remote Grid) Updates to grid topology to minimize risk of ignition in HFTDs Remote GridWLDFREquipment / facility failureAggregated | WLDFR | HFTD - Distribution - Tier 3 - 3QU CoRE ¦ 2QU LoRE | Non-Red Flag Warning - Destructive Fires | Equipment / facility failure | Aggregated | 2054 | 9.8034e-08 | 595.3479 | 5.8364e-05 | 2054 | Mitigation | 0.95 | 45 | 0 | esc | 0.00097009 | 9.5101e-11 | 0.00097009 | 9.5101e-11 | 0.0027911 | 1.8287e-10 | 0.014004 | 5.5505e-11
[120 empty] | 7.3.3.17.5 (Remote Grid) Updates to grid topology to minimize risk of ignition in HFTDs Remote GridWLDFREquipment / facility failureAggregated | WLDFR | HFTD - Distribution - Tier 3 - 3QU CoRE ¦ 2QU LoRE | Non-Red Flag Warning - Destructive Fires | Equipment / facility failure | Aggregated | 2055 | 9.8034e-08 | 595.3479 | 5.8364e-05 | 2055 | Mitigation | 0.95 | 45 | 0 | esc | 0.00097009 | 9.5101e-11 | 0.00097009 | 9.5101e-11 | 0.0027911 | 1.8287e-10 | 0.014004 | 5.5505e-11
[120 empty] | 7.3.3.17.5 (Remote Grid) Updates to grid topology to minimize risk of ignition in HFTDs Remote GridWLDFREquipment / facility failureAggregated | WLDFR | HFTD - Distribution - Tier 3 - 3QU CoRE ¦ 2QU LoRE | Non-Red Flag Warning - Destructive Fires | Equipment / facility failure | Aggregated | 2056 | 9.8034e-08 | 595.3479 | 5.8364e-05 | 2056 | Mitigation | 0.95 | 45 | 0 | esc | 0.00097009 | 9.5101e-11 | 0.00097009 | 9.5101e-11 | 0.0027911 | 1.8287e-10 | 0.014004 | 5.5505e-11
[120 empty] | 7.3.3.17.5 (Remote Grid) Updates to grid topology to minimize risk of ignition in HFTDs Remote GridWLDFREquipment / facility failureAggregated | WLDFR | HFTD - Distribution - Tier 3 - 3QU CoRE ¦ 2QU LoRE | Non-Red Flag Warning - Destructive Fires | Equipment / facility failure | Aggregated | 2057 | 9.8034e-08 | 595.3479 | 5.8364e-05 | 2057 | Mitigation | 0.95 | 45 | 0 | esc | 0.00097009 | 9.5101e-11 | 0.00097009 | 9.5101e-11 | 0.0027911 | 1.8287e-10 | 0.014004 | 5.5505e-11
[120 empty] | 7.3.3.17.5 (Remote Grid) Updates to grid topology to minimize risk of ignition in HFTDs Remote GridWLDFREquipment / facility failureAggregated | WLDFR | HFTD - Distribution - Tier 3 - 3QU CoRE ¦ 2QU LoRE | Non-Red Flag Warning - Destructive Fires | Equipment / facility failure | Aggregated | 2058 | 9.8034e-08 | 595.3479 | 5.8364e-05 | 2058 | Mitigation | 0.95 | 45 | 0 | esc | 0.00097009 | 9.5101e-11 | 0.00097009 | 9.5101e-11 | 0.0027911 | 1.8287e-10 | 0.014004 | 5.5505e-11
[120 empty] | 7.3.3.17.5 (Remote Grid) Updates to grid topology to minimize risk of ignition in HFTDs Remote GridWLDFREquipment / facility failureAggregated | WLDFR | HFTD - Distribution - Tier 3 - 3QU CoRE ¦ 2QU LoRE | Non-Red Flag Warning - Destructive Fires | Equipment / facility failure | Aggregated | 2059 | 9.8034e-08 | 595.3479 | 5.8364e-05 | 2059 | Mitigation | 0.95 | 45 | 0 | esc | 0.00097009 | 9.5101e-11 | 0.00097009 | 9.5101e-11 | 0.0027911 | 1.8287e-10 | 0.014004 | 5.5505e-11
[120 empty] | 7.3.3.17.5 (Remote Grid) Updates to grid topology to minimize risk of ignition in HFTDs Remote GridWLDFREquipment / facility failureAggregated | WLDFR | HFTD - Distribution - Tier 3 - 3QU CoRE ¦ 2QU LoRE | Non-Red Flag Warning - Destructive Fires | Equipment / facility failure | Aggregated | 2060 | 9.8034e-08 | 595.3479 | 5.8364e-05 | 2060 | Mitigation | 0.95 | 45 | 0 | esc | 0.00097009 | 9.5101e-11 | 0.00097009 | 9.5101e-11 | 0.0027911 | 1.8287e-10 | 0.014004 | 5.5505e-11
[120 empty] | 7.3.3.17.5 (Remote Grid) Updates to grid topology to minimize risk of ignition in HFTDs Remote GridWLDFREquipment / facility failureAggregated | WLDFR | HFTD - Distribution - Tier 3 - 3QU CoRE ¦ 2QU LoRE | Non-Red Flag Warning - Destructive Fires | Equipment / facility failure | Aggregated | 2061 | 9.8034e-08 | 595.3479 | 5.8364e-05 | 2061 | Mitigation | 0.95 | 45 | 0 | esc | 0.00097009 | 9.5101e-11 | 0.00097009 | 9.5101e-11 | 0.0027911 | 1.8287e-10 | 0.014004 | 5.5505e-11
[120 empty] | 7.3.3.17.5 (Remote Grid) Updates to grid topology to minimize risk of ignition in HFTDs Remote GridWLDFREquipment / facility failureAggregated | WLDFR | HFTD - Distribution - Tier 3 - 3QU CoRE ¦ 2QU LoRE | Non-Red Flag Warning - Destructive Fires | Equipment / facility failure | Aggregated | 2062 | 9.8034e-08 | 595.3479 | 5.8364e-05 | 2062 | Mitigation | 0.95 | 45 | 0 | esc | 0.00097009 | 9.5101e-11 | 0.00097009 | 9.5101e-11 | 0.0027911 | 1.8287e-10 | 0.014004 | 5.5505e-11
[120 empty] | 7.3.3.17.5 (Remote Grid) Updates to grid topology to minimize risk of ignition in HFTDs Remote GridWLDFREquipment / facility failureAggregated | WLDFR | HFTD - Distribution - Tier 3 - 3QU CoRE ¦ 2QU LoRE | Non-Red Flag Warning - Destructive Fires | Equipment / facility failure | Aggregated | 2063 | 9.8034e-08 | 595.3479 | 5.8364e-05 | 2063 | Mitigation | 0.95 | 45 | 0 | esc | 0.00097009 | 9.5101e-11 | 0.00097009 | 9.5101e-11 | 0.0027911 | 1.8287e-10 | 0.014004 | 5.5505e-11
[120 empty] | 7.3.3.17.5 (Remote Grid) Updates to grid topology to minimize risk of ignition in HFTDs Remote GridWLDFREquipment / facility failureAggregated | WLDFR | HFTD - Distribution - Tier 3 - 3QU CoRE ¦ 2QU LoRE | Non-Red Flag Warning - Destructive Fires | Equipment / facility failure | Aggregated | 2064 | 9.8034e-08 | 595.3479 | 5.8364e-05 | 2064 | Mitigation | 0.95 | 45 | 0 | esc | 0.00097009 | 9.5101e-11 | 0.00097009 | 9.5101e-11 | 0 | 0 | 0.014004 | 5.5505e-11
[120 empty] | 7.3.3.17.5 (Remote Grid) Updates to grid topology to minimize risk of ignition in HFTDs Remote GridWLDFREquipment / facility failureAggregated | WLDFR | HFTD - Distribution - Tier 3 - 3QU CoRE ¦ 2QU LoRE | Non-Red Flag Warning - Destructive Fires | Equipment / facility failure | Aggregated | 2065 | 9.8034e-08 | 595.3479 | 5.8364e-05 | 2065 | Mitigation | 0.95 | 45 | 0 | esc | 0.00097009 | 9.5101e-11 | 0.00097009 | 9.5101e-11 | 0.0027911 | 1.1871e-08 | 0.014004 | 5.5505e-11
[120 empty] | 7.3.3.17.5 (Remote Grid) Updates to grid topology to minimize risk of ignition in HFTDs Remote GridWLDFREquipment / facility failureAggregated | WLDFR | HFTD - Distribution - Tier 3 - 3QU CoRE ¦ 2QU LoRE | Non-Red Flag Warning - Destructive Fires | Equipment / facility failure | Aggregated | 2066 | 9.8034e-08 | 595.3479 | 5.8364e-05 | 2066 | Mitigation | 0.95 | 45 | 0 | esc | 0.00097009 | 9.5101e-11 | 0.00097009 | 9.5101e-11 | 0.0027911 | 1.1871e-08 | 0.014004 | 5.5505e-11
[120 empty] | 7.3.3.17.5 (Remote Grid) Updates to grid topology to minimize risk of ignition in HFTDs Remote GridWLDFREquipment / facility failureAggregated | WLDFR | HFTD - Distribution - Tier 3 - 3QU CoRE ¦ 2QU LoRE | Non-Red Flag Warning - Destructive Fires | Equipment / facility failure | Aggregated | 2067 | 9.8034e-08 | 595.3479 | 5.8364e-05 | 2067 | Mitigation | 0.95 | 45 | 0 | esc | 0 | 0 | 0.00097009 | 9.5101e-11 | 0.0027911 | 1.1871e-08 | 0.014004 | 5.5505e-11
[120 empty] | 7.3.3.17.5 (Remote Grid) Updates to grid topology to minimize risk of ignition in HFTDs Remote GridWLDFRVegetation ContactAggregated | WLDFR | HFTD - Distribution - Tier 3 - 3QU CoRE ¦ 2QU LoRE | Non-Red Flag Warning - Destructive Fires | Vegetation Contact | Aggregated | 2022 | 9.8641e-07 | 595.3479 | 0.00058726 | 2022 | Mitigation | 0.95 | 45 | 0 | esc | 0.00097009 | 9.569e-10 | 0 | 0 | 0.0027911 | 1.1871e-08 | 0.014004 | 5.5505e-11
[120 empty] | 7.3.3.17.5 (Remote Grid) Updates to grid topology to minimize risk of ignition in HFTDs Remote GridWLDFRVegetation ContactAggregated | WLDFR | HFTD - Distribution - Tier 3 - 3QU CoRE ¦ 2QU LoRE | Non-Red Flag Warning - Destructive Fires | Vegetation Contact | Aggregated | 2023 | 9.8641e-07 | 595.3479 | 0.00058726 | 2023 | Mitigation | 0.95 | 45 | 0 | esc | 0.00097009 | 9.569e-10 | 0.00097009 | 9.569e-10 | 0.0027911 | 1.1871e-08 | 0.014004 | 5.5505e-11
[120 empty] | 7.3.3.17.5 (Remote Grid) Updates to grid topology to minimize risk of ignition in HFTDs Remote GridWLDFRVegetation ContactAggregated | WLDFR | HFTD - Distribution - Tier 3 - 3QU CoRE ¦ 2QU LoRE | Non-Red Flag Warning - Destructive Fires | Vegetation Contact | Aggregated | 2024 | 9.8641e-07 | 595.3479 | 0.00058726 | 2024 | Mitigation | 0.95 | 45 | 0 | esc | 0.00097009 | 9.569e-10 | 0.00097009 | 9.569e-10 | 0.0027911 | 1.1871e-08 | 0.014004 | 5.5505e-11
[120 empty] | 7.3.3.17.5 (Remote Grid) Updates to grid topology to minimize risk of ignition in HFTDs Remote GridWLDFRVegetation ContactAggregated | WLDFR | HFTD - Distribution - Tier 3 - 3QU CoRE ¦ 2QU LoRE | Non-Red Flag Warning - Destructive Fires | Vegetation Contact | Aggregated | 2025 | 9.8641e-07 | 595.3479 | 0.00058726 | 2025 | Mitigation | 0.95 | 45 | 0 | esc | 0.00097009 | 9.569e-10 | 0.00097009 | 9.569e-10 | 0.0027911 | 1.1871e-08 | 0.014004 | 5.5505e-11
[120 empty] | 7.3.3.17.5 (Remote Grid) Updates to grid topology to minimize risk of ignition in HFTDs Remote GridWLDFRVegetation ContactAggregated | WLDFR | HFTD - Distribution - Tier 3 - 3QU CoRE ¦ 2QU LoRE | Non-Red Flag Warning - Destructive Fires | Vegetation Contact | Aggregated | 2026 | 9.8641e-07 | 595.3479 | 0.00058726 | 2026 | Mitigation | 0.95 | 45 | 0 | esc | 0.00097009 | 9.569e-10 | 0.00097009 | 9.569e-10 | 0.0027911 | 1.1871e-08 | 0.014004 | 5.5505e-11
[120 empty] | 7.3.3.17.5 (Remote Grid) Updates to grid topology to minimize risk of ignition in HFTDs Remote GridWLDFRVegetation ContactAggregated | WLDFR | HFTD - Distribution - Tier 3 - 3QU CoRE ¦ 2QU LoRE | Non-Red Flag Warning - Destructive Fires | Vegetation Contact | Aggregated | 2027 | 9.8641e-07 | 595.3479 | 0.00058726 | 2027 | Mitigation | 0.95 | 45 | 0 | esc | 0.00097009 | 9.569e-10 | 0.00097009 | 9.569e-10 | 0.0027911 | 1.1871e-08 | 0.014004 | 5.5505e-11
[120 empty] | 7.3.3.17.5 (Remote Grid) Updates to grid topology to minimize risk of ignition in HFTDs Remote GridWLDFRVegetation ContactAggregated | WLDFR | HFTD - Distribution - Tier 3 - 3QU CoRE ¦ 2QU LoRE | Non-Red Flag Warning - Destructive Fires | Vegetation Contact | Aggregated | 2028 | 9.8641e-07 | 595.3479 | 0.00058726 | 2028 | Mitigation | 0.95 | 45 | 0 | esc | 0.00097009 | 9.569e-10 | 0.00097009 | 9.569e-10 | 0.0027911 | 1.1871e-08 | 0.014004 | 5.5505e-11
[120 empty] | 7.3.3.17.5 (Remote Grid) Updates to grid topology to minimize risk of ignition in HFTDs Remote GridWLDFRVegetation ContactAggregated | WLDFR | HFTD - Distribution - Tier 3 - 3QU CoRE ¦ 2QU LoRE | Non-Red Flag Warning - Destructive Fires | Vegetation Contact | Aggregated | 2029 | 9.8641e-07 | 595.3479 | 0.00058726 | 2029 | Mitigation | 0.95 | 45 | 0 | esc | 0.00097009 | 9.569e-10 | 0.00097009 | 9.569e-10 | 0.0027911 | 1.1871e-08 | 0.014004 | 5.5505e-11
[120 empty] | 7.3.3.17.5 (Remote Grid) Updates to grid topology to minimize risk of ignition in HFTDs Remote GridWLDFRVegetation ContactAggregated | WLDFR | HFTD - Distribution - Tier 3 - 3QU CoRE ¦ 2QU LoRE | Non-Red Flag Warning - Destructive Fires | Vegetation Contact | Aggregated | 2030 | 9.8641e-07 | 595.3479 | 0.00058726 | 2030 | Mitigation | 0.95 | 45 | 0 | esc | 0.00097009 | 9.569e-10 | 0.00097009 | 9.569e-10 | 0.0027911 | 1.1871e-08 | 0 | 0
[120 empty] | 7.3.3.17.5 (Remote Grid) Updates to grid topology to minimize risk of ignition in HFTDs Remote GridWLDFRVegetation ContactAggregated | WLDFR | HFTD - Distribution - Tier 3 - 3QU CoRE ¦ 2QU LoRE | Non-Red Flag Warning - Destructive Fires | Vegetation Contact | Aggregated | 2031 | 9.8641e-07 | 595.3479 | 0.00058726 | 2031 | Mitigation | 0.95 | 45 | 0 | esc | 0.00097009 | 9.569e-10 | 0.00097009 | 9.569e-10 | 0.0027911 | 1.1871e-08 | 0 | 0
[120 empty] | 7.3.3.17.5 (Remote Grid) Updates to grid topology to minimize risk of ignition in HFTDs Remote GridWLDFRVegetation ContactAggregated | WLDFR | HFTD - Distribution - Tier 3 - 3QU CoRE ¦ 2QU LoRE | Non-Red Flag Warning - Destructive Fires | Vegetation Contact | Aggregated | 2032 | 9.8641e-07 | 595.3479 | 0.00058726 | 2032 | Mitigation | 0.95 | 45 | 0 | esc | 0.00097009 | 9.569e-10 | 0.00097009 | 9.569e-10 | 0.0027911 | 1.1871e-08 | 0.012777 | 3.0763e-11
[120 empty] | 7.3.3.17.5 (Remote Grid) Updates to grid topology to minimize risk of ignition in HFTDs Remote GridWLDFRVegetation ContactAggregated | WLDFR | HFTD - Distribution - Tier 3 - 3QU CoRE ¦ 2QU LoRE | Non-Red Flag Warning - Destructive Fires | Vegetation Contact | Aggregated | 2033 | 9.8641e-07 | 595.3479 | 0.00058726 | 2033 | Mitigation | 0.95 | 45 | 0 | esc | 0.00097009 | 9.569e-10 | 0.00097009 | 9.569e-10 | 0.0027911 | 1.1871e-08 | 0.012777 | 3.0763e-11
[120 empty] | 7.3.3.17.5 (Remote Grid) Updates to grid topology to minimize risk of ignition in HFTDs Remote GridWLDFRVegetation ContactAggregated | WLDFR | HFTD - Distribution - Tier 3 - 3QU CoRE ¦ 2QU LoRE | Non-Red Flag Warning - Destructive Fires | Vegetation Contact | Aggregated | 2034 | 9.8641e-07 | 595.3479 | 0.00058726 | 2034 | Mitigation | 0.95 | 45 | 0 | esc | 0.00097009 | 9.569e-10 | 0.00097009 | 9.569e-10 | 0.0027911 | 1.1871e-08 | 0.012777 | 3.0763e-11
[120 empty] | 7.3.3.17.5 (Remote Grid) Updates to grid topology to minimize risk of ignition in HFTDs Remote GridWLDFRVegetation ContactAggregated | WLDFR | HFTD - Distribution - Tier 3 - 3QU CoRE ¦ 2QU LoRE | Non-Red Flag Warning - Destructive Fires | Vegetation Contact | Aggregated | 2035 | 9.8641e-07 | 595.3479 | 0.00058726 | 2035 | Mitigation | 0.95 | 45 | 0 | esc | 0.00097009 | 9.569e-10 | 0.00097009 | 9.569e-10 | 0.0027911 | 1.1871e-08 | 0.012777 | 3.0763e-11
[120 empty] | 7.3.3.17.5 (Remote Grid) Updates to grid topology to minimize risk of ignition in HFTDs Remote GridWLDFRVegetation ContactAggregated | WLDFR | HFTD - Distribution - Tier 3 - 3QU CoRE ¦ 2QU LoRE | Non-Red Flag Warning - Destructive Fires | Vegetation Contact | Aggregated | 2036 | 9.8641e-07 | 595.3479 | 0.00058726 | 2036 | Mitigation | 0.95 | 45 | 0 | esc | 0.00097009 | 9.569e-10 | 0.00097009 | 9.569e-10 | 0.0027911 | 1.1871e-08 | 0.012777 | 3.0763e-11
[120 empty] | 7.3.3.17.5 (Remote Grid) Updates to grid topology to minimize risk of ignition in HFTDs Remote GridWLDFRVegetation ContactAggregated | WLDFR | HFTD - Distribution - Tier 3 - 3QU CoRE ¦ 2QU LoRE | Non-Red Flag Warning - Destructive Fires | Vegetation Contact | Aggregated | 2037 | 9.8641e-07 | 595.3479 | 0.00058726 | 2037 | Mitigation | 0.95 | 45 | 0 | esc | 0.00097009 | 9.569e-10 | 0.00097009 | 9.569e-10 | 0.0027911 | 1.1871e-08 | 0.012777 | 3.0763e-11
[120 empty] | 7.3.3.17.5 (Remote Grid) Updates to grid topology to minimize risk of ignition in HFTDs Remote GridWLDFRVegetation ContactAggregated | WLDFR | HFTD - Distribution - Tier 3 - 3QU CoRE ¦ 2QU LoRE | Non-Red Flag Warning - Destructive Fires | Vegetation Contact | Aggregated | 2038 | 9.8641e-07 | 595.3479 | 0.00058726 | 2038 | Mitigation | 0.95 | 45 | 0 | esc | 0.00097009 | 9.569e-10 | 0.00097009 | 9.569e-10 | 0.0027911 | 1.1871e-08 | 0.012777 | 3.0763e-11
[120 empty] | 7.3.3.17.5 (Remote Grid) Updates to grid topology to minimize risk of ignition in HFTDs Remote GridWLDFRVegetation ContactAggregated | WLDFR | HFTD - Distribution - Tier 3 - 3QU CoRE ¦ 2QU LoRE | Non-Red Flag Warning - Destructive Fires | Vegetation Contact | Aggregated | 2039 | 9.8641e-07 | 595.3479 | 0.00058726 | 2039 | Mitigation | 0.95 | 45 | 0 | esc | 0.00097009 | 9.569e-10 | 0.00097009 | 9.569e-10 | 0.0027911 | 1.1871e-08 | 0.012777 | 3.0763e-11
[120 empty] | 7.3.3.17.5 (Remote Grid) Updates to grid topology to minimize risk of ignition in HFTDs Remote GridWLDFRVegetation ContactAggregated | WLDFR | HFTD - Distribution - Tier 3 - 3QU CoRE ¦ 2QU LoRE | Non-Red Flag Warning - Destructive Fires | Vegetation Contact | Aggregated | 2040 | 9.8641e-07 | 595.3479 | 0.00058726 | 2040 | Mitigation | 0.95 | 45 | 0 | esc | 0.00097009 | 9.569e-10 | 0.00097009 | 9.569e-10 | 0.0027911 | 1.1871e-08 | 0.012777 | 3.0763e-11
[120 empty] | 7.3.3.17.5 (Remote Grid) Updates to grid topology to minimize risk of ignition in HFTDs Remote GridWLDFRVegetation ContactAggregated | WLDFR | HFTD - Distribution - Tier 3 - 3QU CoRE ¦ 2QU LoRE | Non-Red Flag Warning - Destructive Fires | Vegetation Contact | Aggregated | 2041 | 9.8641e-07 | 595.3479 | 0.00058726 | 2041 | Mitigation | 0.95 | 45 | 0 | esc | 0.00097009 | 9.569e-10 | 0.00097009 | 9.569e-10 | 0.0027911 | 1.1871e-08 | 0.012777 | 3.0763e-11
[120 empty] | 7.3.3.17.5 (Remote Grid) Updates to grid topology to minimize risk of ignition in HFTDs Remote GridWLDFRVegetation ContactAggregated | WLDFR | HFTD - Distribution - Tier 3 - 3QU CoRE ¦ 2QU LoRE | Non-Red Flag Warning - Destructive Fires | Vegetation Contact | Aggregated | 2042 | 9.8641e-07 | 595.3479 | 0.00058726 | 2042 | Mitigation | 0.95 | 45 | 0 | esc | 0.00097009 | 9.569e-10 | 0.00097009 | 9.569e-10 | 0.0027911 | 1.1871e-08 | 0.012777 | 3.0763e-11
[120 empty] | 7.3.3.17.5 (Remote Grid) Updates to grid topology to minimize risk of ignition in HFTDs Remote GridWLDFRVegetation ContactAggregated | WLDFR | HFTD - Distribution - Tier 3 - 3QU CoRE ¦ 2QU LoRE | Non-Red Flag Warning - Destructive Fires | Vegetation Contact | Aggregated | 2043 | 9.8641e-07 | 595.3479 | 0.00058726 | 2043 | Mitigation | 0.95 | 45 | 0 | esc | 0.00097009 | 9.569e-10 | 0.00097009 | 9.569e-10 | 0.0027911 | 1.1871e-08 | 0.012777 | 3.0763e-11
[120 empty] | 7.3.3.17.5 (Remote Grid) Updates to grid topology to minimize risk of ignition in HFTDs Remote GridWLDFRVegetation ContactAggregated | WLDFR | HFTD - Distribution - Tier 3 - 3QU CoRE ¦ 2QU LoRE | Non-Red Flag Warning - Destructive Fires | Vegetation Contact | Aggregated | 2044 | 9.8641e-07 | 595.3479 | 0.00058726 | 2044 | Mitigation | 0.95 | 45 | 0 | esc | 0.00097009 | 9.569e-10 | 0.00097009 | 9.569e-10 | 0.0027911 | 1.1871e-08 | 0.012777 | 3.0763e-11
[120 empty] | 7.3.3.17.5 (Remote Grid) Updates to grid topology to minimize risk of ignition in HFTDs Remote GridWLDFRVegetation ContactAggregated | WLDFR | HFTD - Distribution - Tier 3 - 3QU CoRE ¦ 2QU LoRE | Non-Red Flag Warning - Destructive Fires | Vegetation Contact | Aggregated | 2045 | 9.8641e-07 | 595.3479 | 0.00058726 | 2045 | Mitigation | 0.95 | 45 | 0 | esc | 0.00097009 | 9.569e-10 | 0.00097009 | 9.569e-10 | 0.0027911 | 1.1871e-08 | 0.012777 | 3.0763e-11
[120 empty] | 7.3.3.17.5 (Remote Grid) Updates to grid topology to minimize risk of ignition in HFTDs Remote GridWLDFRVegetation ContactAggregated | WLDFR | HFTD - Distribution - Tier 3 - 3QU CoRE ¦ 2QU LoRE | Non-Red Flag Warning - Destructive Fires | Vegetation Contact | Aggregated | 2046 | 9.8641e-07 | 595.3479 | 0.00058726 | 2046 | Mitigation | 0.95 | 45 | 0 | esc | 0.00097009 | 9.569e-10 | 0.00097009 | 9.569e-10 | 0.0027911 | 1.1871e-08 | 0.012777 | 3.0763e-11
[120 empty] | 7.3.3.17.5 (Remote Grid) Updates to grid topology to minimize risk of ignition in HFTDs Remote GridWLDFRVegetation ContactAggregated | WLDFR | HFTD - Distribution - Tier 3 - 3QU CoRE ¦ 2QU LoRE | Non-Red Flag Warning - Destructive Fires | Vegetation Contact | Aggregated | 2047 | 9.8641e-07 | 595.3479 | 0.00058726 | 2047 | Mitigation | 0.95 | 45 | 0 | esc | 0.00097009 | 9.569e-10 | 0.00097009 | 9.569e-10 | 0.0027911 | 1.1871e-08 | 0.012777 | 3.0763e-11
[120 empty] | 7.3.3.17.5 (Remote Grid) Updates to grid topology to minimize risk of ignition in HFTDs Remote GridWLDFRVegetation ContactAggregated | WLDFR | HFTD - Distribution - Tier 3 - 3QU CoRE ¦ 2QU LoRE | Non-Red Flag Warning - Destructive Fires | Vegetation Contact | Aggregated | 2048 | 9.8641e-07 | 595.3479 | 0.00058726 | 2048 | Mitigation | 0.95 | 45 | 0 | esc | 0.00097009 | 9.569e-10 | 0.00097009 | 9.569e-10 | 0.0027911 | 1.1871e-08 | 0.012777 | 3.0763e-11
[120 empty] | 7.3.3.17.5 (Remote Grid) Updates to grid topology to minimize risk of ignition in HFTDs Remote GridWLDFRVegetation ContactAggregated | WLDFR | HFTD - Distribution - Tier 3 - 3QU CoRE ¦ 2QU LoRE | Non-Red Flag Warning - Destructive Fires | Vegetation Contact | Aggregated | 2049 | 9.8641e-07 | 595.3479 | 0.00058726 | 2049 | Mitigation | 0.95 | 45 | 0 | esc | 0.00097009 | 9.569e-10 | 0.00097009 | 9.569e-10 | 0.0027911 | 1.1871e-08 | 0.012777 | 3.0763e-11
[120 empty] | 7.3.3.17.5 (Remote Grid) Updates to grid topology to minimize risk of ignition in HFTDs Remote GridWLDFRVegetation ContactAggregated | WLDFR | HFTD - Distribution - Tier 3 - 3QU CoRE ¦ 2QU LoRE | Non-Red Flag Warning - Destructive Fires | Vegetation Contact | Aggregated | 2050 | 9.8641e-07 | 595.3479 | 0.00058726 | 2050 | Mitigation | 0.95 | 45 | 0 | esc | 0.00097009 | 9.569e-10 | 0.00097009 | 9.569e-10 | 0.0027911 | 1.1871e-08 | 0.012777 | 3.0763e-11
[120 empty] | 7.3.3.17.5 (Remote Grid) Updates to grid topology to minimize risk of ignition in HFTDs Remote GridWLDFRVegetation ContactAggregated | WLDFR | HFTD - Distribution - Tier 3 - 3QU CoRE ¦ 2QU LoRE | Non-Red Flag Warning - Destructive Fires | Vegetation Contact | Aggregated | 2051 | 9.8641e-07 | 595.3479 | 0.00058726 | 2051 | Mitigation | 0.95 | 45 | 0 | esc | 0.00097009 | 9.569e-10 | 0.00097009 | 9.569e-10 | 0.0027911 | 1.1871e-08 | 0.012777 | 3.0763e-11
[120 empty] | 7.3.3.17.5 (Remote Grid) Updates to grid topology to minimize risk of ignition in HFTDs Remote GridWLDFRVegetation ContactAggregated | WLDFR | HFTD - Distribution - Tier 3 - 3QU CoRE ¦ 2QU LoRE | Non-Red Flag Warning - Destructive Fires | Vegetation Contact | Aggregated | 2052 | 9.8641e-07 | 595.3479 | 0.00058726 | 2052 | Mitigation | 0.95 | 45 | 0 | esc | 0.00097009 | 9.569e-10 | 0.00097009 | 9.569e-10 | 0.0027911 | 1.1871e-08 | 0.012777 | 3.0763e-11
[120 empty] | 7.3.3.17.5 (Remote Grid) Updates to grid topology to minimize risk of ignition in HFTDs Remote GridWLDFRVegetation ContactAggregated | WLDFR | HFTD - Distribution - Tier 3 - 3QU CoRE ¦ 2QU LoRE | Non-Red Flag Warning - Destructive Fires | Vegetation Contact | Aggregated | 2053 | 9.8641e-07 | 595.3479 | 0.00058726 | 2053 | Mitigation | 0.95 | 45 | 0 | esc | 0.00097009 | 9.569e-10 | 0.00097009 | 9.569e-10 | 0.0027911 | 1.1871e-08 | 0.012777 | 3.0763e-11
[120 empty] | 7.3.3.17.5 (Remote Grid) Updates to grid topology to minimize risk of ignition in HFTDs Remote GridWLDFRVegetation ContactAggregated | WLDFR | HFTD - Distribution - Tier 3 - 3QU CoRE ¦ 2QU LoRE | Non-Red Flag Warning - Destructive Fires | Vegetation Contact | Aggregated | 2054 | 9.8641e-07 | 595.3479 | 0.00058726 | 2054 | Mitigation | 0.95 | 45 | 0 | esc | 0.00097009 | 9.569e-10 | 0.00097009 | 9.569e-10 | 0.0027911 | 1.1871e-08 | 0.012777 | 3.0763e-11
[120 empty] | 7.3.3.17.5 (Remote Grid) Updates to grid topology to minimize risk of ignition in HFTDs Remote GridWLDFRVegetation ContactAggregated | WLDFR | HFTD - Distribution - Tier 3 - 3QU CoRE ¦ 2QU LoRE | Non-Red Flag Warning - Destructive Fires | Vegetation Contact | Aggregated | 2055 | 9.8641e-07 | 595.3479 | 0.00058726 | 2055 | Mitigation | 0.95 | 45 | 0 | esc | 0.00097009 | 9.569e-10 | 0.00097009 | 9.569e-10 | 0.0027911 | 1.1871e-08 | 0.012777 | 3.0763e-11
[120 empty] | 7.3.3.17.5 (Remote Grid) Updates to grid topology to minimize risk of ignition in HFTDs Remote GridWLDFRVegetation ContactAggregated | WLDFR | HFTD - Distribution - Tier 3 - 3QU CoRE ¦ 2QU LoRE | Non-Red Flag Warning - Destructive Fires | Vegetation Contact | Aggregated | 2056 | 9.8641e-07 | 595.3479 | 0.00058726 | 2056 | Mitigation | 0.95 | 45 | 0 | esc | 0.00097009 | 9.569e-10 | 0.00097009 | 9.569e-10 | 0.0027911 | 1.1871e-08 | 0.012777 | 3.0763e-11
[120 empty] | 7.3.3.17.5 (Remote Grid) Updates to grid topology to minimize risk of ignition in HFTDs Remote GridWLDFRVegetation ContactAggregated | WLDFR | HFTD - Distribution - Tier 3 - 3QU CoRE ¦ 2QU LoRE | Non-Red Flag Warning - Destructive Fires | Vegetation Contact | Aggregated | 2057 | 9.8641e-07 | 595.3479 | 0.00058726 | 2057 | Mitigation | 0.95 | 45 | 0 | esc | 0.00097009 | 9.569e-10 | 0.00097009 | 9.569e-10 | 0.0027911 | 1.1871e-08 | 0.012777 | 3.0763e-11
[120 empty] | 7.3.3.17.5 (Remote Grid) Updates to grid topology to minimize risk of ignition in HFTDs Remote GridWLDFRVegetation ContactAggregated | WLDFR | HFTD - Distribution - Tier 3 - 3QU CoRE ¦ 2QU LoRE | Non-Red Flag Warning - Destructive Fires | Vegetation Contact | Aggregated | 2058 | 9.8641e-07 | 595.3479 | 0.00058726 | 2058 | Mitigation | 0.95 | 45 | 0 | esc | 0.00097009 | 9.569e-10 | 0.00097009 | 9.569e-10 | 0.0027911 | 1.1871e-08 | 0.012777 | 3.0763e-11
[120 empty] | 7.3.3.17.5 (Remote Grid) Updates to grid topology to minimize risk of ignition in HFTDs Remote GridWLDFRVegetation ContactAggregated | WLDFR | HFTD - Distribution - Tier 3 - 3QU CoRE ¦ 2QU LoRE | Non-Red Flag Warning - Destructive Fires | Vegetation Contact | Aggregated | 2059 | 9.8641e-07 | 595.3479 | 0.00058726 | 2059 | Mitigation | 0.95 | 45 | 0 | esc | 0.00097009 | 9.569e-10 | 0.00097009 | 9.569e-10 | 0.0027911 | 1.1871e-08 | 0.012777 | 3.0763e-11
[120 empty] | 7.3.3.17.5 (Remote Grid) Updates to grid topology to minimize risk of ignition in HFTDs Remote GridWLDFRVegetation ContactAggregated | WLDFR | HFTD - Distribution - Tier 3 - 3QU CoRE ¦ 2QU LoRE | Non-Red Flag Warning - Destructive Fires | Vegetation Contact | Aggregated | 2060 | 9.8641e-07 | 595.3479 | 0.00058726 | 2060 | Mitigation | 0.95 | 45 | 0 | esc | 0.00097009 | 9.569e-10 | 0.00097009 | 9.569e-10 | 0.0027911 | 1.1871e-08 | 0.012777 | 3.0763e-11
[120 empty] | 7.3.3.17.5 (Remote Grid) Updates to grid topology to minimize risk of ignition in HFTDs Remote GridWLDFRVegetation ContactAggregated | WLDFR | HFTD - Distribution - Tier 3 - 3QU CoRE ¦ 2QU LoRE | Non-Red Flag Warning - Destructive Fires | Vegetation Contact | Aggregated | 2061 | 9.8641e-07 | 595.3479 | 0.00058726 | 2061 | Mitigation | 0.95 | 45 | 0 | esc | 0.00097009 | 9.569e-10 | 0.00097009 | 9.569e-10 | 0.0027911 | 1.1871e-08 | 0.012777 | 3.0763e-11
[120 empty] | 7.3.3.17.5 (Remote Grid) Updates to grid topology to minimize risk of ignition in HFTDs Remote GridWLDFRVegetation ContactAggregated | WLDFR | HFTD - Distribution - Tier 3 - 3QU CoRE ¦ 2QU LoRE | Non-Red Flag Warning - Destructive Fires | Vegetation Contact | Aggregated | 2062 | 9.8641e-07 | 595.3479 | 0.00058726 | 2062 | Mitigation | 0.95 | 45 | 0 | esc | 0.00097009 | 9.569e-10 | 0.00097009 | 9.569e-10 | 0.0027911 | 1.1871e-08 | 0 | 0
[120 empty] | 7.3.3.17.5 (Remote Grid) Updates to grid topology to minimize risk of ignition in HFTDs Remote GridWLDFRVegetation ContactAggregated | WLDFR | HFTD - Distribution - Tier 3 - 3QU CoRE ¦ 2QU LoRE | Non-Red Flag Warning - Destructive Fires | Vegetation Contact | Aggregated | 2063 | 9.8641e-07 | 595.3479 | 0.00058726 | 2063 | Mitigation | 0.95 | 45 | 0 | esc | 0.00097009 | 9.569e-10 | 0.00097009 | 9.569e-10 | 0.0027911 | 1.1871e-08 | 0 | 0
[120 empty] | 7.3.3.17.5 (Remote Grid) Updates to grid topology to minimize risk of ignition in HFTDs Remote GridWLDFRVegetation ContactAggregated | WLDFR | HFTD - Distribution - Tier 3 - 3QU CoRE ¦ 2QU LoRE | Non-Red Flag Warning - Destructive Fires | Vegetation Contact | Aggregated | 2064 | 9.8641e-07 | 595.3479 | 0.00058726 | 2064 | Mitigation | 0.95 | 45 | 0 | esc | 0.00097009 | 9.569e-10 | 0.00097009 | 9.569e-10 | 0.0027911 | 1.1871e-08 | 0.012705 | 2.722e-11
[120 empty] | 7.3.3.17.5 (Remote Grid) Updates to grid topology to minimize risk of ignition in HFTDs Remote GridWLDFRVegetation ContactAggregated | WLDFR | HFTD - Distribution - Tier 3 - 3QU CoRE ¦ 2QU LoRE | Non-Red Flag Warning - Destructive Fires | Vegetation Contact | Aggregated | 2065 | 9.8641e-07 | 595.3479 | 0.00058726 | 2065 | Mitigation | 0.95 | 45 | 0 | esc | 0.00097009 | 9.569e-10 | 0.00097009 | 9.569e-10 | 0.0027911 | 1.1871e-08 | 0.012705 | 2.722e-11
[120 empty] | 7.3.3.17.5 (Remote Grid) Updates to grid topology to minimize risk of ignition in HFTDs Remote GridWLDFRVegetation ContactAggregated | WLDFR | HFTD - Distribution - Tier 3 - 3QU CoRE ¦ 2QU LoRE | Non-Red Flag Warning - Destructive Fires | Vegetation Contact | Aggregated | 2066 | 9.8641e-07 | 595.3479 | 0.00058726 | 2066 | Mitigation | 0.95 | 45 | 0 | esc | 0.00097009 | 9.569e-10 | 0.00097009 | 9.569e-10 | 0.0027911 | 1.1871e-08 | 0.012705 | 2.722e-11
[120 empty] | 7.3.3.17.5 (Remote Grid) Updates to grid topology to minimize risk of ignition in HFTDs Remote GridWLDFRVegetation ContactAggregated | WLDFR | HFTD - Distribution - Tier 3 - 3QU CoRE ¦ 2QU LoRE | Non-Red Flag Warning - Destructive Fires | Vegetation Contact | Aggregated | 2067 | 9.8641e-07 | 595.3479 | 0.00058726 | 2067 | Mitigation | 0.95 | 45 | 0 | esc | 0 | 0 | 0.00097009 | 9.569e-10 | 0.0027911 | 1.1871e-08 | 0.012705 | 2.722e-11
[120 empty] | 7.3.3.17.5 (Remote Grid) Updates to grid topology to minimize risk of ignition in HFTDs Remote GridWLDFRWire-to-wire contactAggregated | WLDFR | HFTD - Distribution - Tier 3 - 3QU CoRE ¦ 2QU LoRE | Non-Red Flag Warning - Destructive Fires | Wire-to-wire contact | Aggregated | 2022 | 7.4436e-08 | 595.3479 | 4.4316e-05 | 2022 | Mitigation | 0.95 | 45 | 0 | esc | 0.00097009 | 7.221e-11 | 0 | 0 | 0 | 0 | 0.012705 | 2.722e-11
[120 empty] | 7.3.3.17.5 (Remote Grid) Updates to grid topology to minimize risk of ignition in HFTDs Remote GridWLDFRWire-to-wire contactAggregated | WLDFR | HFTD - Distribution - Tier 3 - 3QU CoRE ¦ 2QU LoRE | Non-Red Flag Warning - Destructive Fires | Wire-to-wire contact | Aggregated | 2023 | 7.4436e-08 | 595.3479 | 4.4316e-05 | 2023 | Mitigation | 0.95 | 45 | 0 | esc | 0.00097009 | 7.221e-11 | 0.00097009 | 7.221e-11 | 0.0027911 | 2.216e-09 | 0.012705 | 2.722e-11
[120 empty] | 7.3.3.17.5 (Remote Grid) Updates to grid topology to minimize risk of ignition in HFTDs Remote GridWLDFRWire-to-wire contactAggregated | WLDFR | HFTD - Distribution - Tier 3 - 3QU CoRE ¦ 2QU LoRE | Non-Red Flag Warning - Destructive Fires | Wire-to-wire contact | Aggregated | 2024 | 7.4436e-08 | 595.3479 | 4.4316e-05 | 2024 | Mitigation | 0.95 | 45 | 0 | esc | 0.00097009 | 7.221e-11 | 0.00097009 | 7.221e-11 | 0.0027911 | 2.216e-09 | 0.012705 | 2.722e-11
[120 empty] | 7.3.3.17.5 (Remote Grid) Updates to grid topology to minimize risk of ignition in HFTDs Remote GridWLDFRWire-to-wire contactAggregated | WLDFR | HFTD - Distribution - Tier 3 - 3QU CoRE ¦ 2QU LoRE | Non-Red Flag Warning - Destructive Fires | Wire-to-wire contact | Aggregated | 2025 | 7.4436e-08 | 595.3479 | 4.4316e-05 | 2025 | Mitigation | 0.95 | 45 | 0 | esc | 0.00097009 | 7.221e-11 | 0.00097009 | 7.221e-11 | 0.0027911 | 2.216e-09 | 0.012705 | 2.722e-11
[120 empty] | 7.3.3.17.5 (Remote Grid) Updates to grid topology to minimize risk of ignition in HFTDs Remote GridWLDFRWire-to-wire contactAggregated | WLDFR | HFTD - Distribution - Tier 3 - 3QU CoRE ¦ 2QU LoRE | Non-Red Flag Warning - Destructive Fires | Wire-to-wire contact | Aggregated | 2026 | 7.4436e-08 | 595.3479 | 4.4316e-05 | 2026 | Mitigation | 0.95 | 45 | 0 | esc | 0.00097009 | 7.221e-11 | 0.00097009 | 7.221e-11 | 0.0027911 | 2.216e-09 | 0.012705 | 2.722e-11
[120 empty] | 7.3.3.17.5 (Remote Grid) Updates to grid topology to minimize risk of ignition in HFTDs Remote GridWLDFRWire-to-wire contactAggregated | WLDFR | HFTD - Distribution - Tier 3 - 3QU CoRE ¦ 2QU LoRE | Non-Red Flag Warning - Destructive Fires | Wire-to-wire contact | Aggregated | 2027 | 7.4436e-08 | 595.3479 | 4.4316e-05 | 2027 | Mitigation | 0.95 | 45 | 0 | esc | 0.00097009 | 7.221e-11 | 0.00097009 | 7.221e-11 | 0.0027911 | 2.216e-09 | 0.012705 | 2.722e-11
[120 empty] | 7.3.3.17.5 (Remote Grid) Updates to grid topology to minimize risk of ignition in HFTDs Remote GridWLDFRWire-to-wire contactAggregated | WLDFR | HFTD - Distribution - Tier 3 - 3QU CoRE ¦ 2QU LoRE | Non-Red Flag Warning - Destructive Fires | Wire-to-wire contact | Aggregated | 2028 | 7.4436e-08 | 595.3479 | 4.4316e-05 | 2028 | Mitigation | 0.95 | 45 | 0 | esc | 0.00097009 | 7.221e-11 | 0.00097009 | 7.221e-11 | 0.0027911 | 2.216e-09 | 0.012705 | 2.722e-11
[120 empty] | 7.3.3.17.5 (Remote Grid) Updates to grid topology to minimize risk of ignition in HFTDs Remote GridWLDFRWire-to-wire contactAggregated | WLDFR | HFTD - Distribution - Tier 3 - 3QU CoRE ¦ 2QU LoRE | Non-Red Flag Warning - Destructive Fires | Wire-to-wire contact | Aggregated | 2029 | 7.4436e-08 | 595.3479 | 4.4316e-05 | 2029 | Mitigation | 0.95 | 45 | 0 | esc | 0.00097009 | 7.221e-11 | 0.00097009 | 7.221e-11 | 0.0027911 | 2.216e-09 | 0.012705 | 2.722e-11
[120 empty] | 7.3.3.17.5 (Remote Grid) Updates to grid topology to minimize risk of ignition in HFTDs Remote GridWLDFRWire-to-wire contactAggregated | WLDFR | HFTD - Distribution - Tier 3 - 3QU CoRE ¦ 2QU LoRE | Non-Red Flag Warning - Destructive Fires | Wire-to-wire contact | Aggregated | 2030 | 7.4436e-08 | 595.3479 | 4.4316e-05 | 2030 | Mitigation | 0.95 | 45 | 0 | esc | 0.00097009 | 7.221e-11 | 0.00097009 | 7.221e-11 | 0.0027911 | 2.216e-09 | 0.012705 | 2.722e-11
[120 empty] | 7.3.3.17.5 (Remote Grid) Updates to grid topology to minimize risk of ignition in HFTDs Remote GridWLDFRWire-to-wire contactAggregated | WLDFR | HFTD - Distribution - Tier 3 - 3QU CoRE ¦ 2QU LoRE | Non-Red Flag Warning - Destructive Fires | Wire-to-wire contact | Aggregated | 2031 | 7.4436e-08 | 595.3479 | 4.4316e-05 | 2031 | Mitigation | 0.95 | 45 | 0 | esc | 0.00097009 | 7.221e-11 | 0.00097009 | 7.221e-11 | 0.0027911 | 2.216e-09 | 0.012705 | 2.722e-11
[120 empty] | 7.3.3.17.5 (Remote Grid) Updates to grid topology to minimize risk of ignition in HFTDs Remote GridWLDFRWire-to-wire contactAggregated | WLDFR | HFTD - Distribution - Tier 3 - 3QU CoRE ¦ 2QU LoRE | Non-Red Flag Warning - Destructive Fires | Wire-to-wire contact | Aggregated | 2032 | 7.4436e-08 | 595.3479 | 4.4316e-05 | 2032 | Mitigation | 0.95 | 45 | 0 | esc | 0.00097009 | 7.221e-11 | 0.00097009 | 7.221e-11 | 0.0027911 | 2.216e-09 | 0.012705 | 2.722e-11
[120 empty] | 7.3.3.17.5 (Remote Grid) Updates to grid topology to minimize risk of ignition in HFTDs Remote GridWLDFRWire-to-wire contactAggregated | WLDFR | HFTD - Distribution - Tier 3 - 3QU CoRE ¦ 2QU LoRE | Non-Red Flag Warning - Destructive Fires | Wire-to-wire contact | Aggregated | 2033 | 7.4436e-08 | 595.3479 | 4.4316e-05 | 2033 | Mitigation | 0.95 | 45 | 0 | esc | 0.00097009 | 7.221e-11 | 0.00097009 | 7.221e-11 | 0.0027911 | 2.216e-09 | 0.012705 | 2.722e-11
[120 empty] | 7.3.3.17.5 (Remote Grid) Updates to grid topology to minimize risk of ignition in HFTDs Remote GridWLDFRWire-to-wire contactAggregated | WLDFR | HFTD - Distribution - Tier 3 - 3QU CoRE ¦ 2QU LoRE | Non-Red Flag Warning - Destructive Fires | Wire-to-wire contact | Aggregated | 2034 | 7.4436e-08 | 595.3479 | 4.4316e-05 | 2034 | Mitigation | 0.95 | 45 | 0 | esc | 0.00097009 | 7.221e-11 | 0.00097009 | 7.221e-11 | 0.0027911 | 2.216e-09 | 0.012705 | 2.722e-11
[120 empty] | 7.3.3.17.5 (Remote Grid) Updates to grid topology to minimize risk of ignition in HFTDs Remote GridWLDFRWire-to-wire contactAggregated | WLDFR | HFTD - Distribution - Tier 3 - 3QU CoRE ¦ 2QU LoRE | Non-Red Flag Warning - Destructive Fires | Wire-to-wire contact | Aggregated | 2035 | 7.4436e-08 | 595.3479 | 4.4316e-05 | 2035 | Mitigation | 0.95 | 45 | 0 | esc | 0.00097009 | 7.221e-11 | 0.00097009 | 7.221e-11 | 0.0027911 | 2.216e-09 | 0.012705 | 2.722e-11
[120 empty] | 7.3.3.17.5 (Remote Grid) Updates to grid topology to minimize risk of ignition in HFTDs Remote GridWLDFRWire-to-wire contactAggregated | WLDFR | HFTD - Distribution - Tier 3 - 3QU CoRE ¦ 2QU LoRE | Non-Red Flag Warning - Destructive Fires | Wire-to-wire contact | Aggregated | 2036 | 7.4436e-08 | 595.3479 | 4.4316e-05 | 2036 | Mitigation | 0.95 | 45 | 0 | esc | 0.00097009 | 7.221e-11 | 0.00097009 | 7.221e-11 | 0.0027911 | 2.216e-09 | 0.012705 | 2.722e-11
[120 empty] | 7.3.3.17.5 (Remote Grid) Updates to grid topology to minimize risk of ignition in HFTDs Remote GridWLDFRWire-to-wire contactAggregated | WLDFR | HFTD - Distribution - Tier 3 - 3QU CoRE ¦ 2QU LoRE | Non-Red Flag Warning - Destructive Fires | Wire-to-wire contact | Aggregated | 2037 | 7.4436e-08 | 595.3479 | 4.4316e-05 | 2037 | Mitigation | 0.95 | 45 | 0 | esc | 0.00097009 | 7.221e-11 | 0.00097009 | 7.221e-11 | 0.0027911 | 2.216e-09 | 0.012705 | 2.722e-11
[120 empty] | 7.3.3.17.5 (Remote Grid) Updates to grid topology to minimize risk of ignition in HFTDs Remote GridWLDFRWire-to-wire contactAggregated | WLDFR | HFTD - Distribution - Tier 3 - 3QU CoRE ¦ 2QU LoRE | Non-Red Flag Warning - Destructive Fires | Wire-to-wire contact | Aggregated | 2038 | 7.4436e-08 | 595.3479 | 4.4316e-05 | 2038 | Mitigation | 0.95 | 45 | 0 | esc | 0.00097009 | 7.221e-11 | 0.00097009 | 7.221e-11 | 0.0027911 | 2.216e-09 | 0.012705 | 2.722e-11
[120 empty] | 7.3.3.17.5 (Remote Grid) Updates to grid topology to minimize risk of ignition in HFTDs Remote GridWLDFRWire-to-wire contactAggregated | WLDFR | HFTD - Distribution - Tier 3 - 3QU CoRE ¦ 2QU LoRE | Non-Red Flag Warning - Destructive Fires | Wire-to-wire contact | Aggregated | 2039 | 7.4436e-08 | 595.3479 | 4.4316e-05 | 2039 | Mitigation | 0.95 | 45 | 0 | esc | 0.00097009 | 7.221e-11 | 0.00097009 | 7.221e-11 | 0.0027911 | 2.216e-09 | 0.012705 | 2.722e-11
[120 empty] | 7.3.3.17.5 (Remote Grid) Updates to grid topology to minimize risk of ignition in HFTDs Remote GridWLDFRWire-to-wire contactAggregated | WLDFR | HFTD - Distribution - Tier 3 - 3QU CoRE ¦ 2QU LoRE | Non-Red Flag Warning - Destructive Fires | Wire-to-wire contact | Aggregated | 2040 | 7.4436e-08 | 595.3479 | 4.4316e-05 | 2040 | Mitigation | 0.95 | 45 | 0 | esc | 0.00097009 | 7.221e-11 | 0.00097009 | 7.221e-11 | 0.0027911 | 2.216e-09 | 0.012705 | 2.722e-11
[120 empty] | 7.3.3.17.5 (Remote Grid) Updates to grid topology to minimize risk of ignition in HFTDs Remote GridWLDFRWire-to-wire contactAggregated | WLDFR | HFTD - Distribution - Tier 3 - 3QU CoRE ¦ 2QU LoRE | Non-Red Flag Warning - Destructive Fires | Wire-to-wire contact | Aggregated | 2041 | 7.4436e-08 | 595.3479 | 4.4316e-05 | 2041 | Mitigation | 0.95 | 45 | 0 | esc | 0.00097009 | 7.221e-11 | 0.00097009 | 7.221e-11 | 0.0027911 | 2.216e-09 | 0.012705 | 2.722e-11
[120 empty] | 7.3.3.17.5 (Remote Grid) Updates to grid topology to minimize risk of ignition in HFTDs Remote GridWLDFRWire-to-wire contactAggregated | WLDFR | HFTD - Distribution - Tier 3 - 3QU CoRE ¦ 2QU LoRE | Non-Red Flag Warning - Destructive Fires | Wire-to-wire contact | Aggregated | 2042 | 7.4436e-08 | 595.3479 | 4.4316e-05 | 2042 | Mitigation | 0.95 | 45 | 0 | esc | 0.00097009 | 7.221e-11 | 0.00097009 | 7.221e-11 | 0.0027911 | 2.216e-09 | 0.012705 | 2.722e-11
[120 empty] | 7.3.3.17.5 (Remote Grid) Updates to grid topology to minimize risk of ignition in HFTDs Remote GridWLDFRWire-to-wire contactAggregated | WLDFR | HFTD - Distribution - Tier 3 - 3QU CoRE ¦ 2QU LoRE | Non-Red Flag Warning - Destructive Fires | Wire-to-wire contact | Aggregated | 2043 | 7.4436e-08 | 595.3479 | 4.4316e-05 | 2043 | Mitigation | 0.95 | 45 | 0 | esc | 0.00097009 | 7.221e-11 | 0.00097009 | 7.221e-11 | 0.0027911 | 2.216e-09 | 0.012705 | 2.722e-11
[120 empty] | 7.3.3.17.5 (Remote Grid) Updates to grid topology to minimize risk of ignition in HFTDs Remote GridWLDFRWire-to-wire contactAggregated | WLDFR | HFTD - Distribution - Tier 3 - 3QU CoRE ¦ 2QU LoRE | Non-Red Flag Warning - Destructive Fires | Wire-to-wire contact | Aggregated | 2044 | 7.4436e-08 | 595.3479 | 4.4316e-05 | 2044 | Mitigation | 0.95 | 45 | 0 | esc | 0.00097009 | 7.221e-11 | 0.00097009 | 7.221e-11 | 0.0027911 | 2.216e-09 | 0.012705 | 2.722e-11
[120 empty] | 7.3.3.17.5 (Remote Grid) Updates to grid topology to minimize risk of ignition in HFTDs Remote GridWLDFRWire-to-wire contactAggregated | WLDFR | HFTD - Distribution - Tier 3 - 3QU CoRE ¦ 2QU LoRE | Non-Red Flag Warning - Destructive Fires | Wire-to-wire contact | Aggregated | 2045 | 7.4436e-08 | 595.3479 | 4.4316e-05 | 2045 | Mitigation | 0.95 | 45 | 0 | esc | 0.00097009 | 7.221e-11 | 0.00097009 | 7.221e-11 | 0.0027911 | 2.216e-09 | 0.012705 | 2.722e-11
[120 empty] | 7.3.3.17.5 (Remote Grid) Updates to grid topology to minimize risk of ignition in HFTDs Remote GridWLDFRWire-to-wire contactAggregated | WLDFR | HFTD - Distribution - Tier 3 - 3QU CoRE ¦ 2QU LoRE | Non-Red Flag Warning - Destructive Fires | Wire-to-wire contact | Aggregated | 2046 | 7.4436e-08 | 595.3479 | 4.4316e-05 | 2046 | Mitigation | 0.95 | 45 | 0 | esc | 0.00097009 | 7.221e-11 | 0.00097009 | 7.221e-11 | 0.0027911 | 2.216e-09 | 0.012705 | 2.722e-11
[120 empty] | 7.3.3.17.5 (Remote Grid) Updates to grid topology to minimize risk of ignition in HFTDs Remote GridWLDFRWire-to-wire contactAggregated | WLDFR | HFTD - Distribution - Tier 3 - 3QU CoRE ¦ 2QU LoRE | Non-Red Flag Warning - Destructive Fires | Wire-to-wire contact | Aggregated | 2047 | 7.4436e-08 | 595.3479 | 4.4316e-05 | 2047 | Mitigation | 0.95 | 45 | 0 | esc | 0.00097009 | 7.221e-11 | 0.00097009 | 7.221e-11 | 0.0027911 | 2.216e-09 | 0.012705 | 2.722e-11
[120 empty] | 7.3.3.17.5 (Remote Grid) Updates to grid topology to minimize risk of ignition in HFTDs Remote GridWLDFRWire-to-wire contactAggregated | WLDFR | HFTD - Distribution - Tier 3 - 3QU CoRE ¦ 2QU LoRE | Non-Red Flag Warning - Destructive Fires | Wire-to-wire contact | Aggregated | 2048 | 7.4436e-08 | 595.3479 | 4.4316e-05 | 2048 | Mitigation | 0.95 | 45 | 0 | esc | 0.00097009 | 7.221e-11 | 0.00097009 | 7.221e-11 | 0.0027911 | 2.216e-09 | 0 | 0
[120 empty] | 7.3.3.17.5 (Remote Grid) Updates to grid topology to minimize risk of ignition in HFTDs Remote GridWLDFRWire-to-wire contactAggregated | WLDFR | HFTD - Distribution - Tier 3 - 3QU CoRE ¦ 2QU LoRE | Non-Red Flag Warning - Destructive Fires | Wire-to-wire contact | Aggregated | 2049 | 7.4436e-08 | 595.3479 | 4.4316e-05 | 2049 | Mitigation | 0.95 | 45 | 0 | esc | 0.00097009 | 7.221e-11 | 0.00097009 | 7.221e-11 | 0.0027911 | 2.216e-09 | 0 | 0
[120 empty] | 7.3.3.17.5 (Remote Grid) Updates to grid topology to minimize risk of ignition in HFTDs Remote GridWLDFRWire-to-wire contactAggregated | WLDFR | HFTD - Distribution - Tier 3 - 3QU CoRE ¦ 2QU LoRE | Non-Red Flag Warning - Destructive Fires | Wire-to-wire contact | Aggregated | 2050 | 7.4436e-08 | 595.3479 | 4.4316e-05 | 2050 | Mitigation | 0.95 | 45 | 0 | esc | 0.00097009 | 7.221e-11 | 0.00097009 | 7.221e-11 | 0.0027911 | 2.216e-09 | 0.01662 | 6.0522e-12
[120 empty] | 7.3.3.17.5 (Remote Grid) Updates to grid topology to minimize risk of ignition in HFTDs Remote GridWLDFRWire-to-wire contactAggregated | WLDFR | HFTD - Distribution - Tier 3 - 3QU CoRE ¦ 2QU LoRE | Non-Red Flag Warning - Destructive Fires | Wire-to-wire contact | Aggregated | 2051 | 7.4436e-08 | 595.3479 | 4.4316e-05 | 2051 | Mitigation | 0.95 | 45 | 0 | esc | 0.00097009 | 7.221e-11 | 0.00097009 | 7.221e-11 | 0.0027911 | 2.216e-09 | 0.01662 | 6.0522e-12
[120 empty] | 7.3.3.17.5 (Remote Grid) Updates to grid topology to minimize risk of ignition in HFTDs Remote GridWLDFRWire-to-wire contactAggregated | WLDFR | HFTD - Distribution - Tier 3 - 3QU CoRE ¦ 2QU LoRE | Non-Red Flag Warning - Destructive Fires | Wire-to-wire contact | Aggregated | 2052 | 7.4436e-08 | 595.3479 | 4.4316e-05 | 2052 | Mitigation | 0.95 | 45 | 0 | esc | 0.00097009 | 7.221e-11 | 0.00097009 | 7.221e-11 | 0.0027911 | 2.216e-09 | 0.01662 | 6.0522e-12
[120 empty] | 7.3.3.17.5 (Remote Grid) Updates to grid topology to minimize risk of ignition in HFTDs Remote GridWLDFRWire-to-wire contactAggregated | WLDFR | HFTD - Distribution - Tier 3 - 3QU CoRE ¦ 2QU LoRE | Non-Red Flag Warning - Destructive Fires | Wire-to-wire contact | Aggregated | 2053 | 7.4436e-08 | 595.3479 | 4.4316e-05 | 2053 | Mitigation | 0.95 | 45 | 0 | esc | 0.00097009 | 7.221e-11 | 0.00097009 | 7.221e-11 | 0.0027911 | 2.216e-09 | 0.01662 | 6.0522e-12
[120 empty] | 7.3.3.17.5 (Remote Grid) Updates to grid topology to minimize risk of ignition in HFTDs Remote GridWLDFRWire-to-wire contactAggregated | WLDFR | HFTD - Distribution - Tier 3 - 3QU CoRE ¦ 2QU LoRE | Non-Red Flag Warning - Destructive Fires | Wire-to-wire contact | Aggregated | 2054 | 7.4436e-08 | 595.3479 | 4.4316e-05 | 2054 | Mitigation | 0.95 | 45 | 0 | esc | 0.00097009 | 7.221e-11 | 0.00097009 | 7.221e-11 | 0.0027911 | 2.216e-09 | 0.01662 | 6.0522e-12
[120 empty] | 7.3.3.17.5 (Remote Grid) Updates to grid topology to minimize risk of ignition in HFTDs Remote GridWLDFRWire-to-wire contactAggregated | WLDFR | HFTD - Distribution - Tier 3 - 3QU CoRE ¦ 2QU LoRE | Non-Red Flag Warning - Destructive Fires | Wire-to-wire contact | Aggregated | 2055 | 7.4436e-08 | 595.3479 | 4.4316e-05 | 2055 | Mitigation | 0.95 | 45 | 0 | esc | 0.00097009 | 7.221e-11 | 0.00097009 | 7.221e-11 | 0.0027911 | 2.216e-09 | 0.01662 | 6.0522e-12
[120 empty] | 7.3.3.17.5 (Remote Grid) Updates to grid topology to minimize risk of ignition in HFTDs Remote GridWLDFRWire-to-wire contactAggregated | WLDFR | HFTD - Distribution - Tier 3 - 3QU CoRE ¦ 2QU LoRE | Non-Red Flag Warning - Destructive Fires | Wire-to-wire contact | Aggregated | 2056 | 7.4436e-08 | 595.3479 | 4.4316e-05 | 2056 | Mitigation | 0.95 | 45 | 0 | esc | 0.00097009 | 7.221e-11 | 0.00097009 | 7.221e-11 | 0.0027911 | 2.216e-09 | 0.01662 | 6.0522e-12
[120 empty] | 7.3.3.17.5 (Remote Grid) Updates to grid topology to minimize risk of ignition in HFTDs Remote GridWLDFRWire-to-wire contactAggregated | WLDFR | HFTD - Distribution - Tier 3 - 3QU CoRE ¦ 2QU LoRE | Non-Red Flag Warning - Destructive Fires | Wire-to-wire contact | Aggregated | 2057 | 7.4436e-08 | 595.3479 | 4.4316e-05 | 2057 | Mitigation | 0.95 | 45 | 0 | esc | 0.00097009 | 7.221e-11 | 0.00097009 | 7.221e-11 | 0.0027911 | 2.216e-09 | 0.01662 | 6.0522e-12
[120 empty] | 7.3.3.17.5 (Remote Grid) Updates to grid topology to minimize risk of ignition in HFTDs Remote GridWLDFRWire-to-wire contactAggregated | WLDFR | HFTD - Distribution - Tier 3 - 3QU CoRE ¦ 2QU LoRE | Non-Red Flag Warning - Destructive Fires | Wire-to-wire contact | Aggregated | 2058 | 7.4436e-08 | 595.3479 | 4.4316e-05 | 2058 | Mitigation | 0.95 | 45 | 0 | esc | 0.00097009 | 7.221e-11 | 0.00097009 | 7.221e-11 | 0.0027911 | 2.216e-09 | 0.01662 | 6.0522e-12
[120 empty] | 7.3.3.17.5 (Remote Grid) Updates to grid topology to minimize risk of ignition in HFTDs Remote GridWLDFRWire-to-wire contactAggregated | WLDFR | HFTD - Distribution - Tier 3 - 3QU CoRE ¦ 2QU LoRE | Non-Red Flag Warning - Destructive Fires | Wire-to-wire contact | Aggregated | 2059 | 7.4436e-08 | 595.3479 | 4.4316e-05 | 2059 | Mitigation | 0.95 | 45 | 0 | esc | 0.00097009 | 7.221e-11 | 0.00097009 | 7.221e-11 | 0.0027911 | 2.216e-09 | 0.01662 | 6.0522e-12
[120 empty] | 7.3.3.17.5 (Remote Grid) Updates to grid topology to minimize risk of ignition in HFTDs Remote GridWLDFRWire-to-wire contactAggregated | WLDFR | HFTD - Distribution - Tier 3 - 3QU CoRE ¦ 2QU LoRE | Non-Red Flag Warning - Destructive Fires | Wire-to-wire contact | Aggregated | 2060 | 7.4436e-08 | 595.3479 | 4.4316e-05 | 2060 | Mitigation | 0.95 | 45 | 0 | esc | 0.00097009 | 7.221e-11 | 0.00097009 | 7.221e-11 | 0.0027911 | 2.216e-09 | 0.01662 | 6.0522e-12
[120 empty] | 7.3.3.17.5 (Remote Grid) Updates to grid topology to minimize risk of ignition in HFTDs Remote GridWLDFRWire-to-wire contactAggregated | WLDFR | HFTD - Distribution - Tier 3 - 3QU CoRE ¦ 2QU LoRE | Non-Red Flag Warning - Destructive Fires | Wire-to-wire contact | Aggregated | 2061 | 7.4436e-08 | 595.3479 | 4.4316e-05 | 2061 | Mitigation | 0.95 | 45 | 0 | esc | 0.00097009 | 7.221e-11 | 0.00097009 | 7.221e-11 | 0.0027911 | 2.216e-09 | 0.01662 | 6.0522e-12
[120 empty] | 7.3.3.17.5 (Remote Grid) Updates to grid topology to minimize risk of ignition in HFTDs Remote GridWLDFRWire-to-wire contactAggregated | WLDFR | HFTD - Distribution - Tier 3 - 3QU CoRE ¦ 2QU LoRE | Non-Red Flag Warning - Destructive Fires | Wire-to-wire contact | Aggregated | 2062 | 7.4436e-08 | 595.3479 | 4.4316e-05 | 2062 | Mitigation | 0.95 | 45 | 0 | esc | 0.00097009 | 7.221e-11 | 0.00097009 | 7.221e-11 | 0.0027911 | 2.216e-09 | 0.01662 | 6.0522e-12
[120 empty] | 7.3.3.17.5 (Remote Grid) Updates to grid topology to minimize risk of ignition in HFTDs Remote GridWLDFRWire-to-wire contactAggregated | WLDFR | HFTD - Distribution - Tier 3 - 3QU CoRE ¦ 2QU LoRE | Non-Red Flag Warning - Destructive Fires | Wire-to-wire contact | Aggregated | 2063 | 7.4436e-08 | 595.3479 | 4.4316e-05 | 2063 | Mitigation | 0.95 | 45 | 0 | esc | 0.00097009 | 7.221e-11 | 0.00097009 | 7.221e-11 | 0.0027911 | 2.216e-09 | 0.01662 | 6.0522e-12
[120 empty] | 7.3.3.17.5 (Remote Grid) Updates to grid topology to minimize risk of ignition in HFTDs Remote GridWLDFRWire-to-wire contactAggregated | WLDFR | HFTD - Distribution - Tier 3 - 3QU CoRE ¦ 2QU LoRE | Non-Red Flag Warning - Destructive Fires | Wire-to-wire contact | Aggregated | 2064 | 7.4436e-08 | 595.3479 | 4.4316e-05 | 2064 | Mitigation | 0.95 | 45 | 0 | esc | 0.00097009 | 7.221e-11 | 0.00097009 | 7.221e-11 | 0.0027911 | 2.216e-09 | 0.01662 | 6.0522e-12
[120 empty] | 7.3.3.17.5 (Remote Grid) Updates to grid topology to minimize risk of ignition in HFTDs Remote GridWLDFRWire-to-wire contactAggregated | WLDFR | HFTD - Distribution - Tier 3 - 3QU CoRE ¦ 2QU LoRE | Non-Red Flag Warning - Destructive Fires | Wire-to-wire contact | Aggregated | 2065 | 7.4436e-08 | 595.3479 | 4.4316e-05 | 2065 | Mitigation | 0.95 | 45 | 0 | esc | 0.00097009 | 7.221e-11 | 0.00097009 | 7.221e-11 | 0.0027911 | 2.216e-09 | 0.01662 | 6.0522e-12
[120 empty] | 7.3.3.17.5 (Remote Grid) Updates to grid topology to minimize risk of ignition in HFTDs Remote GridWLDFRWire-to-wire contactAggregated | WLDFR | HFTD - Distribution - Tier 3 - 3QU CoRE ¦ 2QU LoRE | Non-Red Flag Warning - Destructive Fires | Wire-to-wire contact | Aggregated | 2066 | 7.4436e-08 | 595.3479 | 4.4316e-05 | 2066 | Mitigation | 0.95 | 45 | 0 | esc | 0.00097009 | 7.221e-11 | 0.00097009 | 7.221e-11 | 0.0027911 | 2.216e-09 | 0.01662 | 6.0522e-12
[120 empty] | 7.3.3.17.5 (Remote Grid) Updates to grid topology to minimize risk of ignition in HFTDs Remote GridWLDFRWire-to-wire contactAggregated | WLDFR | HFTD - Distribution - Tier 3 - 3QU CoRE ¦ 2QU LoRE | Non-Red Flag Warning - Destructive Fires | Wire-to-wire contact | Aggregated | 2067 | 7.4436e-08 | 595.3479 | 4.4316e-05 | 2067 | Mitigation | 0.95 | 45 | 0 | esc | 0 | 0 | 0.00097009 | 7.221e-11 | 0.0027911 | 2.216e-09 | 0.01662 | 6.0522e-12
[120 empty] | 7.3.3.17.5 (Remote Grid) Updates to grid topology to minimize risk of ignition in HFTDs Remote GridWLDFRContact from objectAggregated | WLDFR | HFTD - Distribution - Tier 3 - 3QU CoRE ¦ 2QU LoRE | Non-Red Flag Warning - Large Fires | Contact from object | Aggregated | 2022 | 2.6848e-06 | 595.3479 | 0.0015984 | 2022 | Mitigation | 0.95 | 45 | 0 | esc | 0.00097009 | 2.6045e-09 | 0 | 0 | 0.0027911 | 2.216e-09 | 0.01662 | 6.0522e-12
[120 empty] | 7.3.3.17.5 (Remote Grid) Updates to grid topology to minimize risk of ignition in HFTDs Remote GridWLDFRContact from objectAggregated | WLDFR | HFTD - Distribution - Tier 3 - 3QU CoRE ¦ 2QU LoRE | Non-Red Flag Warning - Large Fires | Contact from object | Aggregated | 2023 | 2.6848e-06 | 595.3479 | 0.0015984 | 2023 | Mitigation | 0.95 | 45 | 0 | esc | 0.00097009 | 2.6045e-09 | 0.00097009 | 2.6045e-09 | 0.0027911 | 2.216e-09 | 0.01662 | 6.0522e-12
[120 empty] | 7.3.3.17.5 (Remote Grid) Updates to grid topology to minimize risk of ignition in HFTDs Remote GridWLDFRContact from objectAggregated | WLDFR | HFTD - Distribution - Tier 3 - 3QU CoRE ¦ 2QU LoRE | Non-Red Flag Warning - Large Fires | Contact from object | Aggregated | 2024 | 2.6848e-06 | 595.3479 | 0.0015984 | 2024 | Mitigation | 0.95 | 45 | 0 | esc | 0.00097009 | 2.6045e-09 | 0.00097009 | 2.6045e-09 | 0.0027911 | 2.216e-09 | 0.01662 | 6.0522e-12
[120 empty] | 7.3.3.17.5 (Remote Grid) Updates to grid topology to minimize risk of ignition in HFTDs Remote GridWLDFRContact from objectAggregated | WLDFR | HFTD - Distribution - Tier 3 - 3QU CoRE ¦ 2QU LoRE | Non-Red Flag Warning - Large Fires | Contact from object | Aggregated | 2025 | 2.6848e-06 | 595.3479 | 0.0015984 | 2025 | Mitigation | 0.95 | 45 | 0 | esc | 0.00097009 | 2.6045e-09 | 0.00097009 | 2.6045e-09 | 0.0027911 | 2.216e-09 | 0.01662 | 6.0522e-12
[120 empty] | 7.3.3.17.5 (Remote Grid) Updates to grid topology to minimize risk of ignition in HFTDs Remote GridWLDFRContact from objectAggregated | WLDFR | HFTD - Distribution - Tier 3 - 3QU CoRE ¦ 2QU LoRE | Non-Red Flag Warning - Large Fires | Contact from object | Aggregated | 2026 | 2.6848e-06 | 595.3479 | 0.0015984 | 2026 | Mitigation | 0.95 | 45 | 0 | esc | 0.00097009 | 2.6045e-09 | 0.00097009 | 2.6045e-09 | 0 | 0 | 0.01662 | 6.0522e-12
[120 empty] | 7.3.3.17.5 (Remote Grid) Updates to grid topology to minimize risk of ignition in HFTDs Remote GridWLDFRContact from objectAggregated | WLDFR | HFTD - Distribution - Tier 3 - 3QU CoRE ¦ 2QU LoRE | Non-Red Flag Warning - Large Fires | Contact from object | Aggregated | 2027 | 2.6848e-06 | 595.3479 | 0.0015984 | 2027 | Mitigation | 0.95 | 45 | 0 | esc | 0.00097009 | 2.6045e-09 | 0.00097009 | 2.6045e-09 | 0.0027911 | 2.5706e-06 | 0.01662 | 6.0522e-12
[120 empty] | 7.3.3.17.5 (Remote Grid) Updates to grid topology to minimize risk of ignition in HFTDs Remote GridWLDFRContact from objectAggregated | WLDFR | HFTD - Distribution - Tier 3 - 3QU CoRE ¦ 2QU LoRE | Non-Red Flag Warning - Large Fires | Contact from object | Aggregated | 2028 | 2.6848e-06 | 595.3479 | 0.0015984 | 2028 | Mitigation | 0.95 | 45 | 0 | esc | 0.00097009 | 2.6045e-09 | 0.00097009 | 2.6045e-09 | 0.0027911 | 2.5706e-06 | 0.01662 | 6.0522e-12
[120 empty] | 7.3.3.17.5 (Remote Grid) Updates to grid topology to minimize risk of ignition in HFTDs Remote GridWLDFRContact from objectAggregated | WLDFR | HFTD - Distribution - Tier 3 - 3QU CoRE ¦ 2QU LoRE | Non-Red Flag Warning - Large Fires | Contact from object | Aggregated | 2029 | 2.6848e-06 | 595.3479 | 0.0015984 | 2029 | Mitigation | 0.95 | 45 | 0 | esc | 0.00097009 | 2.6045e-09 | 0.00097009 | 2.6045e-09 | 0.0027911 | 2.5706e-06 | 0.01662 | 6.0522e-12
[120 empty] | 7.3.3.17.5 (Remote Grid) Updates to grid topology to minimize risk of ignition in HFTDs Remote GridWLDFRContact from objectAggregated | WLDFR | HFTD - Distribution - Tier 3 - 3QU CoRE ¦ 2QU LoRE | Non-Red Flag Warning - Large Fires | Contact from object | Aggregated | 2030 | 2.6848e-06 | 595.3479 | 0.0015984 | 2030 | Mitigation | 0.95 | 45 | 0 | esc | 0.00097009 | 2.6045e-09 | 0.00097009 | 2.6045e-09 | 0.0027911 | 2.5706e-06 | 0.01662 | 6.0522e-12
[120 empty] | 7.3.3.17.5 (Remote Grid) Updates to grid topology to minimize risk of ignition in HFTDs Remote GridWLDFRContact from objectAggregated | WLDFR | HFTD - Distribution - Tier 3 - 3QU CoRE ¦ 2QU LoRE | Non-Red Flag Warning - Large Fires | Contact from object | Aggregated | 2031 | 2.6848e-06 | 595.3479 | 0.0015984 | 2031 | Mitigation | 0.95 | 45 | 0 | esc | 0.00097009 | 2.6045e-09 | 0.00097009 | 2.6045e-09 | 0.0027911 | 2.5706e-06 | 0.01662 | 6.0522e-12
[120 empty] | 7.3.3.17.5 (Remote Grid) Updates to grid topology to minimize risk of ignition in HFTDs Remote GridWLDFRContact from objectAggregated | WLDFR | HFTD - Distribution - Tier 3 - 3QU CoRE ¦ 2QU LoRE | Non-Red Flag Warning - Large Fires | Contact from object | Aggregated | 2032 | 2.6848e-06 | 595.3479 | 0.0015984 | 2032 | Mitigation | 0.95 | 45 | 0 | esc | 0.00097009 | 2.6045e-09 | 0.00097009 | 2.6045e-09 | 0.0027911 | 2.5706e-06 | 0.01662 | 6.0522e-12
[120 empty] | 7.3.3.17.5 (Remote Grid) Updates to grid topology to minimize risk of ignition in HFTDs Remote GridWLDFRContact from objectAggregated | WLDFR | HFTD - Distribution - Tier 3 - 3QU CoRE ¦ 2QU LoRE | Non-Red Flag Warning - Large Fires | Contact from object | Aggregated | 2033 | 2.6848e-06 | 595.3479 | 0.0015984 | 2033 | Mitigation | 0.95 | 45 | 0 | esc | 0.00097009 | 2.6045e-09 | 0.00097009 | 2.6045e-09 | 0.0027911 | 2.5706e-06 | 0.01662 | 6.0522e-12
[120 empty] | 7.3.3.17.5 (Remote Grid) Updates to grid topology to minimize risk of ignition in HFTDs Remote GridWLDFRContact from objectAggregated | WLDFR | HFTD - Distribution - Tier 3 - 3QU CoRE ¦ 2QU LoRE | Non-Red Flag Warning - Large Fires | Contact from object | Aggregated | 2034 | 2.6848e-06 | 595.3479 | 0.0015984 | 2034 | Mitigation | 0.95 | 45 | 0 | esc | 0.00097009 | 2.6045e-09 | 0.00097009 | 2.6045e-09 | 0.0027911 | 2.5706e-06 | 0 | 0
[120 empty] | 7.3.3.17.5 (Remote Grid) Updates to grid topology to minimize risk of ignition in HFTDs Remote GridWLDFRContact from objectAggregated | WLDFR | HFTD - Distribution - Tier 3 - 3QU CoRE ¦ 2QU LoRE | Non-Red Flag Warning - Large Fires | Contact from object | Aggregated | 2035 | 2.6848e-06 | 595.3479 | 0.0015984 | 2035 | Mitigation | 0.95 | 45 | 0 | esc | 0.00097009 | 2.6045e-09 | 0.00097009 | 2.6045e-09 | 0.0027911 | 2.5706e-06 | 0 | 0
[120 empty] | 7.3.3.17.5 (Remote Grid) Updates to grid topology to minimize risk of ignition in HFTDs Remote GridWLDFRContact from objectAggregated | WLDFR | HFTD - Distribution - Tier 3 - 3QU CoRE ¦ 2QU LoRE | Non-Red Flag Warning - Large Fires | Contact from object | Aggregated | 2036 | 2.6848e-06 | 595.3479 | 0.0015984 | 2036 | Mitigation | 0.95 | 45 | 0 | esc | 0.00097009 | 2.6045e-09 | 0.00097009 | 2.6045e-09 | 0.0027911 | 2.5706e-06 | 0.0080352 | 1.3559e-10
[120 empty] | 7.3.3.17.5 (Remote Grid) Updates to grid topology to minimize risk of ignition in HFTDs Remote GridWLDFRContact from objectAggregated | WLDFR | HFTD - Distribution - Tier 3 - 3QU CoRE ¦ 2QU LoRE | Non-Red Flag Warning - Large Fires | Contact from object | Aggregated | 2037 | 2.6848e-06 | 595.3479 | 0.0015984 | 2037 | Mitigation | 0.95 | 45 | 0 | esc | 0.00097009 | 2.6045e-09 | 0.00097009 | 2.6045e-09 | 0.0027911 | 2.5706e-06 | 0.0080352 | 1.3559e-10
[120 empty] | 7.3.3.17.5 (Remote Grid) Updates to grid topology to minimize risk of ignition in HFTDs Remote GridWLDFRContact from objectAggregated | WLDFR | HFTD - Distribution - Tier 3 - 3QU CoRE ¦ 2QU LoRE | Non-Red Flag Warning - Large Fires | Contact from object | Aggregated | 2038 | 2.6848e-06 | 595.3479 | 0.0015984 | 2038 | Mitigation | 0.95 | 45 | 0 | esc | 0.00097009 | 2.6045e-09 | 0.00097009 | 2.6045e-09 | 0.0027911 | 2.5706e-06 | 0.0080352 | 1.3559e-10
[120 empty] | 7.3.3.17.5 (Remote Grid) Updates to grid topology to minimize risk of ignition in HFTDs Remote GridWLDFRContact from objectAggregated | WLDFR | HFTD - Distribution - Tier 3 - 3QU CoRE ¦ 2QU LoRE | Non-Red Flag Warning - Large Fires | Contact from object | Aggregated | 2039 | 2.6848e-06 | 595.3479 | 0.0015984 | 2039 | Mitigation | 0.95 | 45 | 0 | esc | 0.00097009 | 2.6045e-09 | 0.00097009 | 2.6045e-09 | 0.0027911 | 2.5706e-06 | 0.0080352 | 1.3559e-10
[120 empty] | 7.3.3.17.5 (Remote Grid) Updates to grid topology to minimize risk of ignition in HFTDs Remote GridWLDFRContact from objectAggregated | WLDFR | HFTD - Distribution - Tier 3 - 3QU CoRE ¦ 2QU LoRE | Non-Red Flag Warning - Large Fires | Contact from object | Aggregated | 2040 | 2.6848e-06 | 595.3479 | 0.0015984 | 2040 | Mitigation | 0.95 | 45 | 0 | esc | 0.00097009 | 2.6045e-09 | 0.00097009 | 2.6045e-09 | 0.0027911 | 2.5706e-06 | 0.0080352 | 1.3559e-10
[120 empty] | 7.3.3.17.5 (Remote Grid) Updates to grid topology to minimize risk of ignition in HFTDs Remote GridWLDFRContact from objectAggregated | WLDFR | HFTD - Distribution - Tier 3 - 3QU CoRE ¦ 2QU LoRE | Non-Red Flag Warning - Large Fires | Contact from object | Aggregated | 2041 | 2.6848e-06 | 595.3479 | 0.0015984 | 2041 | Mitigation | 0.95 | 45 | 0 | esc | 0.00097009 | 2.6045e-09 | 0.00097009 | 2.6045e-09 | 0.0027911 | 2.5706e-06 | 0.0080352 | 1.3559e-10
[120 empty] | 7.3.3.17.5 (Remote Grid) Updates to grid topology to minimize risk of ignition in HFTDs Remote GridWLDFRContact from objectAggregated | WLDFR | HFTD - Distribution - Tier 3 - 3QU CoRE ¦ 2QU LoRE | Non-Red Flag Warning - Large Fires | Contact from object | Aggregated | 2042 | 2.6848e-06 | 595.3479 | 0.0015984 | 2042 | Mitigation | 0.95 | 45 | 0 | esc | 0.00097009 | 2.6045e-09 | 0.00097009 | 2.6045e-09 | 0.0027911 | 2.5706e-06 | 0.0080352 | 1.3559e-10
[120 empty] | 7.3.3.17.5 (Remote Grid) Updates to grid topology to minimize risk of ignition in HFTDs Remote GridWLDFRContact from objectAggregated | WLDFR | HFTD - Distribution - Tier 3 - 3QU CoRE ¦ 2QU LoRE | Non-Red Flag Warning - Large Fires | Contact from object | Aggregated | 2043 | 2.6848e-06 | 595.3479 | 0.0015984 | 2043 | Mitigation | 0.95 | 45 | 0 | esc | 0.00097009 | 2.6045e-09 | 0.00097009 | 2.6045e-09 | 0.0027911 | 2.5706e-06 | 0.0080352 | 1.3559e-10
[120 empty] | 7.3.3.17.5 (Remote Grid) Updates to grid topology to minimize risk of ignition in HFTDs Remote GridWLDFRContact from objectAggregated | WLDFR | HFTD - Distribution - Tier 3 - 3QU CoRE ¦ 2QU LoRE | Non-Red Flag Warning - Large Fires | Contact from object | Aggregated | 2044 | 2.6848e-06 | 595.3479 | 0.0015984 | 2044 | Mitigation | 0.95 | 45 | 0 | esc | 0.00097009 | 2.6045e-09 | 0.00097009 | 2.6045e-09 | 0.0027911 | 2.5706e-06 | 0.0080352 | 1.3559e-10
[120 empty] | 7.3.3.17.5 (Remote Grid) Updates to grid topology to minimize risk of ignition in HFTDs Remote GridWLDFRContact from objectAggregated | WLDFR | HFTD - Distribution - Tier 3 - 3QU CoRE ¦ 2QU LoRE | Non-Red Flag Warning - Large Fires | Contact from object | Aggregated | 2045 | 2.6848e-06 | 595.3479 | 0.0015984 | 2045 | Mitigation | 0.95 | 45 | 0 | esc | 0.00097009 | 2.6045e-09 | 0.00097009 | 2.6045e-09 | 0.0027911 | 2.5706e-06 | 0.0080352 | 1.3559e-10
[120 empty] | 7.3.3.17.5 (Remote Grid) Updates to grid topology to minimize risk of ignition in HFTDs Remote GridWLDFRContact from objectAggregated | WLDFR | HFTD - Distribution - Tier 3 - 3QU CoRE ¦ 2QU LoRE | Non-Red Flag Warning - Large Fires | Contact from object | Aggregated | 2046 | 2.6848e-06 | 595.3479 | 0.0015984 | 2046 | Mitigation | 0.95 | 45 | 0 | esc | 0.00097009 | 2.6045e-09 | 0.00097009 | 2.6045e-09 | 0.0027911 | 2.5706e-06 | 0.0080352 | 1.3559e-10
[120 empty] | 7.3.3.17.5 (Remote Grid) Updates to grid topology to minimize risk of ignition in HFTDs Remote GridWLDFRContact from objectAggregated | WLDFR | HFTD - Distribution - Tier 3 - 3QU CoRE ¦ 2QU LoRE | Non-Red Flag Warning - Large Fires | Contact from object | Aggregated | 2047 | 2.6848e-06 | 595.3479 | 0.0015984 | 2047 | Mitigation | 0.95 | 45 | 0 | esc | 0.00097009 | 2.6045e-09 | 0.00097009 | 2.6045e-09 | 0.0027911 | 2.5706e-06 | 0.0080352 | 1.3559e-10
[120 empty] | 7.3.3.17.5 (Remote Grid) Updates to grid topology to minimize risk of ignition in HFTDs Remote GridWLDFRContact from objectAggregated | WLDFR | HFTD - Distribution - Tier 3 - 3QU CoRE ¦ 2QU LoRE | Non-Red Flag Warning - Large Fires | Contact from object | Aggregated | 2048 | 2.6848e-06 | 595.3479 | 0.0015984 | 2048 | Mitigation | 0.95 | 45 | 0 | esc | 0.00097009 | 2.6045e-09 | 0.00097009 | 2.6045e-09 | 0.0027911 | 2.5706e-06 | 0.0080352 | 1.3559e-10
[120 empty] | 7.3.3.17.5 (Remote Grid) Updates to grid topology to minimize risk of ignition in HFTDs Remote GridWLDFRContact from objectAggregated | WLDFR | HFTD - Distribution - Tier 3 - 3QU CoRE ¦ 2QU LoRE | Non-Red Flag Warning - Large Fires | Contact from object | Aggregated | 2049 | 2.6848e-06 | 595.3479 | 0.0015984 | 2049 | Mitigation | 0.95 | 45 | 0 | esc | 0.00097009 | 2.6045e-09 | 0.00097009 | 2.6045e-09 | 0.0027911 | 2.5706e-06 | 0.0080352 | 1.3559e-10
[120 empty] | 7.3.3.17.5 (Remote Grid) Updates to grid topology to minimize risk of ignition in HFTDs Remote GridWLDFRContact from objectAggregated | WLDFR | HFTD - Distribution - Tier 3 - 3QU CoRE ¦ 2QU LoRE | Non-Red Flag Warning - Large Fires | Contact from object | Aggregated | 2050 | 2.6848e-06 | 595.3479 | 0.0015984 | 2050 | Mitigation | 0.95 | 45 | 0 | esc | 0.00097009 | 2.6045e-09 | 0.00097009 | 2.6045e-09 | 0.0027911 | 2.5706e-06 | 0.0080352 | 1.3559e-10
[120 empty] | 7.3.3.17.5 (Remote Grid) Updates to grid topology to minimize risk of ignition in HFTDs Remote GridWLDFRContact from objectAggregated | WLDFR | HFTD - Distribution - Tier 3 - 3QU CoRE ¦ 2QU LoRE | Non-Red Flag Warning - Large Fires | Contact from object | Aggregated | 2051 | 2.6848e-06 | 595.3479 | 0.0015984 | 2051 | Mitigation | 0.95 | 45 | 0 | esc | 0.00097009 | 2.6045e-09 | 0.00097009 | 2.6045e-09 | 0.0027911 | 2.5706e-06 | 0.0080352 | 1.3559e-10
[120 empty] | 7.3.3.17.5 (Remote Grid) Updates to grid topology to minimize risk of ignition in HFTDs Remote GridWLDFRContact from objectAggregated | WLDFR | HFTD - Distribution - Tier 3 - 3QU CoRE ¦ 2QU LoRE | Non-Red Flag Warning - Large Fires | Contact from object | Aggregated | 2052 | 2.6848e-06 | 595.3479 | 0.0015984 | 2052 | Mitigation | 0.95 | 45 | 0 | esc | 0.00097009 | 2.6045e-09 | 0.00097009 | 2.6045e-09 | 0.0027911 | 2.5706e-06 | 0.0080352 | 1.3559e-10
[120 empty] | 7.3.3.17.5 (Remote Grid) Updates to grid topology to minimize risk of ignition in HFTDs Remote GridWLDFRContact from objectAggregated | WLDFR | HFTD - Distribution - Tier 3 - 3QU CoRE ¦ 2QU LoRE | Non-Red Flag Warning - Large Fires | Contact from object | Aggregated | 2053 | 2.6848e-06 | 595.3479 | 0.0015984 | 2053 | Mitigation | 0.95 | 45 | 0 | esc | 0.00097009 | 2.6045e-09 | 0.00097009 | 2.6045e-09 | 0.0027911 | 2.5706e-06 | 0.0080352 | 1.3559e-10
[120 empty] | 7.3.3.17.5 (Remote Grid) Updates to grid topology to minimize risk of ignition in HFTDs Remote GridWLDFRContact from objectAggregated | WLDFR | HFTD - Distribution - Tier 3 - 3QU CoRE ¦ 2QU LoRE | Non-Red Flag Warning - Large Fires | Contact from object | Aggregated | 2054 | 2.6848e-06 | 595.3479 | 0.0015984 | 2054 | Mitigation | 0.95 | 45 | 0 | esc | 0.00097009 | 2.6045e-09 | 0.00097009 | 2.6045e-09 | 0.0027911 | 2.5706e-06 | 0.0080352 | 1.3559e-10
[120 empty] | 7.3.3.17.5 (Remote Grid) Updates to grid topology to minimize risk of ignition in HFTDs Remote GridWLDFRContact from objectAggregated | WLDFR | HFTD - Distribution - Tier 3 - 3QU CoRE ¦ 2QU LoRE | Non-Red Flag Warning - Large Fires | Contact from object | Aggregated | 2055 | 2.6848e-06 | 595.3479 | 0.0015984 | 2055 | Mitigation | 0.95 | 45 | 0 | esc | 0.00097009 | 2.6045e-09 | 0.00097009 | 2.6045e-09 | 0.0027911 | 2.5706e-06 | 0.0080352 | 1.3559e-10
[120 empty] | 7.3.3.17.5 (Remote Grid) Updates to grid topology to minimize risk of ignition in HFTDs Remote GridWLDFRContact from objectAggregated | WLDFR | HFTD - Distribution - Tier 3 - 3QU CoRE ¦ 2QU LoRE | Non-Red Flag Warning - Large Fires | Contact from object | Aggregated | 2056 | 2.6848e-06 | 595.3479 | 0.0015984 | 2056 | Mitigation | 0.95 | 45 | 0 | esc | 0.00097009 | 2.6045e-09 | 0.00097009 | 2.6045e-09 | 0.0027911 | 2.5706e-06 | 0.0080352 | 1.3559e-10
[120 empty] | 7.3.3.17.5 (Remote Grid) Updates to grid topology to minimize risk of ignition in HFTDs Remote GridWLDFRContact from objectAggregated | WLDFR | HFTD - Distribution - Tier 3 - 3QU CoRE ¦ 2QU LoRE | Non-Red Flag Warning - Large Fires | Contact from object | Aggregated | 2057 | 2.6848e-06 | 595.3479 | 0.0015984 | 2057 | Mitigation | 0.95 | 45 | 0 | esc | 0.00097009 | 2.6045e-09 | 0.00097009 | 2.6045e-09 | 0.0027911 | 2.5706e-06 | 0.0080352 | 1.3559e-10
[120 empty] | 7.3.3.17.5 (Remote Grid) Updates to grid topology to minimize risk of ignition in HFTDs Remote GridWLDFRContact from objectAggregated | WLDFR | HFTD - Distribution - Tier 3 - 3QU CoRE ¦ 2QU LoRE | Non-Red Flag Warning - Large Fires | Contact from object | Aggregated | 2058 | 2.6848e-06 | 595.3479 | 0.0015984 | 2058 | Mitigation | 0.95 | 45 | 0 | esc | 0.00097009 | 2.6045e-09 | 0.00097009 | 2.6045e-09 | 0.0027911 | 2.5706e-06 | 0.0080352 | 1.3559e-10
[120 empty] | 7.3.3.17.5 (Remote Grid) Updates to grid topology to minimize risk of ignition in HFTDs Remote GridWLDFRContact from objectAggregated | WLDFR | HFTD - Distribution - Tier 3 - 3QU CoRE ¦ 2QU LoRE | Non-Red Flag Warning - Large Fires | Contact from object | Aggregated | 2059 | 2.6848e-06 | 595.3479 | 0.0015984 | 2059 | Mitigation | 0.95 | 45 | 0 | esc | 0.00097009 | 2.6045e-09 | 0.00097009 | 2.6045e-09 | 0.0027911 | 2.5706e-06 | 0.0080352 | 1.3559e-10
[120 empty] | 7.3.3.17.5 (Remote Grid) Updates to grid topology to minimize risk of ignition in HFTDs Remote GridWLDFRContact from objectAggregated | WLDFR | HFTD - Distribution - Tier 3 - 3QU CoRE ¦ 2QU LoRE | Non-Red Flag Warning - Large Fires | Contact from object | Aggregated | 2060 | 2.6848e-06 | 595.3479 | 0.0015984 | 2060 | Mitigation | 0.95 | 45 | 0 | esc | 0.00097009 | 2.6045e-09 | 0.00097009 | 2.6045e-09 | 0.0027911 | 2.5706e-06 | 0.0080352 | 1.3559e-10
[120 empty] | 7.3.3.17.5 (Remote Grid) Updates to grid topology to minimize risk of ignition in HFTDs Remote GridWLDFRContact from objectAggregated | WLDFR | HFTD - Distribution - Tier 3 - 3QU CoRE ¦ 2QU LoRE | Non-Red Flag Warning - Large Fires | Contact from object | Aggregated | 2061 | 2.6848e-06 | 595.3479 | 0.0015984 | 2061 | Mitigation | 0.95 | 45 | 0 | esc | 0.00097009 | 2.6045e-09 | 0.00097009 | 2.6045e-09 | 0.0027911 | 2.5706e-06 | 0.0080352 | 1.3559e-10
[120 empty] | 7.3.3.17.5 (Remote Grid) Updates to grid topology to minimize risk of ignition in HFTDs Remote GridWLDFRContact from objectAggregated | WLDFR | HFTD - Distribution - Tier 3 - 3QU CoRE ¦ 2QU LoRE | Non-Red Flag Warning - Large Fires | Contact from object | Aggregated | 2062 | 2.6848e-06 | 595.3479 | 0.0015984 | 2062 | Mitigation | 0.95 | 45 | 0 | esc | 0.00097009 | 2.6045e-09 | 0.00097009 | 2.6045e-09 | 0.0027911 | 2.5706e-06 | 0.0080352 | 1.3559e-10
[120 empty] | 7.3.3.17.5 (Remote Grid) Updates to grid topology to minimize risk of ignition in HFTDs Remote GridWLDFRContact from objectAggregated | WLDFR | HFTD - Distribution - Tier 3 - 3QU CoRE ¦ 2QU LoRE | Non-Red Flag Warning - Large Fires | Contact from object | Aggregated | 2063 | 2.6848e-06 | 595.3479 | 0.0015984 | 2063 | Mitigation | 0.95 | 45 | 0 | esc | 0.00097009 | 2.6045e-09 | 0.00097009 | 2.6045e-09 | 0.0027911 | 2.5706e-06 | 0.0080352 | 1.3559e-10
[120 empty] | 7.3.3.17.5 (Remote Grid) Updates to grid topology to minimize risk of ignition in HFTDs Remote GridWLDFRContact from objectAggregated | WLDFR | HFTD - Distribution - Tier 3 - 3QU CoRE ¦ 2QU LoRE | Non-Red Flag Warning - Large Fires | Contact from object | Aggregated | 2064 | 2.6848e-06 | 595.3479 | 0.0015984 | 2064 | Mitigation | 0.95 | 45 | 0 | esc | 0.00097009 | 2.6045e-09 | 0.00097009 | 2.6045e-09 | 0.0027911 | 2.5706e-06 | 0.0080352 | 1.3559e-10
[120 empty] | 7.3.3.17.5 (Remote Grid) Updates to grid topology to minimize risk of ignition in HFTDs Remote GridWLDFRContact from objectAggregated | WLDFR | HFTD - Distribution - Tier 3 - 3QU CoRE ¦ 2QU LoRE | Non-Red Flag Warning - Large Fires | Contact from object | Aggregated | 2065 | 2.6848e-06 | 595.3479 | 0.0015984 | 2065 | Mitigation | 0.95 | 45 | 0 | esc | 0.00097009 | 2.6045e-09 | 0.00097009 | 2.6045e-09 | 0.0027911 | 2.5706e-06 | 0.0080352 | 1.3559e-10
[120 empty] | 7.3.3.17.5 (Remote Grid) Updates to grid topology to minimize risk of ignition in HFTDs Remote GridWLDFRContact from objectAggregated | WLDFR | HFTD - Distribution - Tier 3 - 3QU CoRE ¦ 2QU LoRE | Non-Red Flag Warning - Large Fires | Contact from object | Aggregated | 2066 | 2.6848e-06 | 595.3479 | 0.0015984 | 2066 | Mitigation | 0.95 | 45 | 0 | esc | 0.00097009 | 2.6045e-09 | 0.00097009 | 2.6045e-09 | 0.0027911 | 2.5706e-06 | 0 | 0
[120 empty] | 7.3.3.17.5 (Remote Grid) Updates to grid topology to minimize risk of ignition in HFTDs Remote GridWLDFRContact from objectAggregated | WLDFR | HFTD - Distribution - Tier 3 - 3QU CoRE ¦ 2QU LoRE | Non-Red Flag Warning - Large Fires | Contact from object | Aggregated | 2067 | 2.6848e-06 | 595.3479 | 0.0015984 | 2067 | Mitigation | 0.95 | 45 | 0 | esc | 0 | 0 | 0.00097009 | 2.6045e-09 | 0.0027911 | 2.5706e-06 | 0 | 0
[120 empty] | 7.3.3.17.5 (Remote Grid) Updates to grid topology to minimize risk of ignition in HFTDs Remote GridWLDFRContaminationAggregated | WLDFR | HFTD - Distribution - Tier 3 - 3QU CoRE ¦ 2QU LoRE | Non-Red Flag Warning - Large Fires | Contamination | Aggregated | 2022 | 1.0929e-07 | 595.3479 | 6.5066e-05 | 2022 | Mitigation | 0.95 | 45 | 0 | esc | 0.00097009 | 1.0602e-10 | 0 | 0 | 0.0027911 | 2.5706e-06 | 0.010315 | 8.5383e-11
[120 empty] | 7.3.3.17.5 (Remote Grid) Updates to grid topology to minimize risk of ignition in HFTDs Remote GridWLDFRContaminationAggregated | WLDFR | HFTD - Distribution - Tier 3 - 3QU CoRE ¦ 2QU LoRE | Non-Red Flag Warning - Large Fires | Contamination | Aggregated | 2023 | 1.0929e-07 | 595.3479 | 6.5066e-05 | 2023 | Mitigation | 0.95 | 45 | 0 | esc | 0.00097009 | 1.0602e-10 | 0.00097009 | 1.0602e-10 | 0.0027911 | 2.5706e-06 | 0.010315 | 8.5383e-11
[120 empty] | 7.3.3.17.5 (Remote Grid) Updates to grid topology to minimize risk of ignition in HFTDs Remote GridWLDFRContaminationAggregated | WLDFR | HFTD - Distribution - Tier 3 - 3QU CoRE ¦ 2QU LoRE | Non-Red Flag Warning - Large Fires | Contamination | Aggregated | 2024 | 1.0929e-07 | 595.3479 | 6.5066e-05 | 2024 | Mitigation | 0.95 | 45 | 0 | esc | 0.00097009 | 1.0602e-10 | 0.00097009 | 1.0602e-10 | 0.0027911 | 2.5706e-06 | 0.010315 | 8.5383e-11
[120 empty] | 7.3.3.17.5 (Remote Grid) Updates to grid topology to minimize risk of ignition in HFTDs Remote GridWLDFRContaminationAggregated | WLDFR | HFTD - Distribution - Tier 3 - 3QU CoRE ¦ 2QU LoRE | Non-Red Flag Warning - Large Fires | Contamination | Aggregated | 2025 | 1.0929e-07 | 595.3479 | 6.5066e-05 | 2025 | Mitigation | 0.95 | 45 | 0 | esc | 0.00097009 | 1.0602e-10 | 0.00097009 | 1.0602e-10 | 0.0027911 | 2.5706e-06 | 0.010315 | 8.5383e-11
[120 empty] | 7.3.3.17.5 (Remote Grid) Updates to grid topology to minimize risk of ignition in HFTDs Remote GridWLDFRContaminationAggregated | WLDFR | HFTD - Distribution - Tier 3 - 3QU CoRE ¦ 2QU LoRE | Non-Red Flag Warning - Large Fires | Contamination | Aggregated | 2026 | 1.0929e-07 | 595.3479 | 6.5066e-05 | 2026 | Mitigation | 0.95 | 45 | 0 | esc | 0.00097009 | 1.0602e-10 | 0.00097009 | 1.0602e-10 | 0.0027911 | 2.5706e-06 | 0.010315 | 8.5383e-11
[120 empty] | 7.3.3.17.5 (Remote Grid) Updates to grid topology to minimize risk of ignition in HFTDs Remote GridWLDFRContaminationAggregated | WLDFR | HFTD - Distribution - Tier 3 - 3QU CoRE ¦ 2QU LoRE | Non-Red Flag Warning - Large Fires | Contamination | Aggregated | 2027 | 1.0929e-07 | 595.3479 | 6.5066e-05 | 2027 | Mitigation | 0.95 | 45 | 0 | esc | 0.00097009 | 1.0602e-10 | 0.00097009 | 1.0602e-10 | 0.0027911 | 2.5706e-06 | 0.010315 | 8.5383e-11
[120 empty] | 7.3.3.17.5 (Remote Grid) Updates to grid topology to minimize risk of ignition in HFTDs Remote GridWLDFRContaminationAggregated | WLDFR | HFTD - Distribution - Tier 3 - 3QU CoRE ¦ 2QU LoRE | Non-Red Flag Warning - Large Fires | Contamination | Aggregated | 2028 | 1.0929e-07 | 595.3479 | 6.5066e-05 | 2028 | Mitigation | 0.95 | 45 | 0 | esc | 0.00097009 | 1.0602e-10 | 0.00097009 | 1.0602e-10 | 0.0027911 | 2.5706e-06 | 0.010315 | 8.5383e-11
[120 empty] | 7.3.3.17.5 (Remote Grid) Updates to grid topology to minimize risk of ignition in HFTDs Remote GridWLDFRContaminationAggregated | WLDFR | HFTD - Distribution - Tier 3 - 3QU CoRE ¦ 2QU LoRE | Non-Red Flag Warning - Large Fires | Contamination | Aggregated | 2029 | 1.0929e-07 | 595.3479 | 6.5066e-05 | 2029 | Mitigation | 0.95 | 45 | 0 | esc | 0.00097009 | 1.0602e-10 | 0.00097009 | 1.0602e-10 | 0.0027911 | 2.5706e-06 | 0.010315 | 8.5383e-11
[120 empty] | 7.3.3.17.5 (Remote Grid) Updates to grid topology to minimize risk of ignition in HFTDs Remote GridWLDFRContaminationAggregated | WLDFR | HFTD - Distribution - Tier 3 - 3QU CoRE ¦ 2QU LoRE | Non-Red Flag Warning - Large Fires | Contamination | Aggregated | 2030 | 1.0929e-07 | 595.3479 | 6.5066e-05 | 2030 | Mitigation | 0.95 | 45 | 0 | esc | 0.00097009 | 1.0602e-10 | 0.00097009 | 1.0602e-10 | 0 | 0 | 0.010315 | 8.5383e-11
[120 empty] | 7.3.3.17.5 (Remote Grid) Updates to grid topology to minimize risk of ignition in HFTDs Remote GridWLDFRContaminationAggregated | WLDFR | HFTD - Distribution - Tier 3 - 3QU CoRE ¦ 2QU LoRE | Non-Red Flag Warning - Large Fires | Contamination | Aggregated | 2031 | 1.0929e-07 | 595.3479 | 6.5066e-05 | 2031 | Mitigation | 0.95 | 45 | 0 | esc | 0.00097009 | 1.0602e-10 | 0.00097009 | 1.0602e-10 | 0.0027911 | 6.9616e-08 | 0.010315 | 8.5383e-11
[120 empty] | 7.3.3.17.5 (Remote Grid) Updates to grid topology to minimize risk of ignition in HFTDs Remote GridWLDFRContaminationAggregated | WLDFR | HFTD - Distribution - Tier 3 - 3QU CoRE ¦ 2QU LoRE | Non-Red Flag Warning - Large Fires | Contamination | Aggregated | 2032 | 1.0929e-07 | 595.3479 | 6.5066e-05 | 2032 | Mitigation | 0.95 | 45 | 0 | esc | 0.00097009 | 1.0602e-10 | 0.00097009 | 1.0602e-10 | 0.0027911 | 6.9616e-08 | 0.010315 | 8.5383e-11
[120 empty] | 7.3.3.17.5 (Remote Grid) Updates to grid topology to minimize risk of ignition in HFTDs Remote GridWLDFRContaminationAggregated | WLDFR | HFTD - Distribution - Tier 3 - 3QU CoRE ¦ 2QU LoRE | Non-Red Flag Warning - Large Fires | Contamination | Aggregated | 2033 | 1.0929e-07 | 595.3479 | 6.5066e-05 | 2033 | Mitigation | 0.95 | 45 | 0 | esc | 0.00097009 | 1.0602e-10 | 0.00097009 | 1.0602e-10 | 0.0027911 | 6.9616e-08 | 0.010315 | 8.5383e-11
[120 empty] | 7.3.3.17.5 (Remote Grid) Updates to grid topology to minimize risk of ignition in HFTDs Remote GridWLDFRContaminationAggregated | WLDFR | HFTD - Distribution - Tier 3 - 3QU CoRE ¦ 2QU LoRE | Non-Red Flag Warning - Large Fires | Contamination | Aggregated | 2034 | 1.0929e-07 | 595.3479 | 6.5066e-05 | 2034 | Mitigation | 0.95 | 45 | 0 | esc | 0.00097009 | 1.0602e-10 | 0.00097009 | 1.0602e-10 | 0.0027911 | 6.9616e-08 | 0.010315 | 8.5383e-11
[120 empty] | 7.3.3.17.5 (Remote Grid) Updates to grid topology to minimize risk of ignition in HFTDs Remote GridWLDFRContaminationAggregated | WLDFR | HFTD - Distribution - Tier 3 - 3QU CoRE ¦ 2QU LoRE | Non-Red Flag Warning - Large Fires | Contamination | Aggregated | 2035 | 1.0929e-07 | 595.3479 | 6.5066e-05 | 2035 | Mitigation | 0.95 | 45 | 0 | esc | 0.00097009 | 1.0602e-10 | 0.00097009 | 1.0602e-10 | 0.0027911 | 6.9616e-08 | 0.010315 | 8.5383e-11
[120 empty] | 7.3.3.17.5 (Remote Grid) Updates to grid topology to minimize risk of ignition in HFTDs Remote GridWLDFRContaminationAggregated | WLDFR | HFTD - Distribution - Tier 3 - 3QU CoRE ¦ 2QU LoRE | Non-Red Flag Warning - Large Fires | Contamination | Aggregated | 2036 | 1.0929e-07 | 595.3479 | 6.5066e-05 | 2036 | Mitigation | 0.95 | 45 | 0 | esc | 0.00097009 | 1.0602e-10 | 0.00097009 | 1.0602e-10 | 0.0027911 | 6.9616e-08 | 0.010315 | 8.5383e-11
[120 empty] | 7.3.3.17.5 (Remote Grid) Updates to grid topology to minimize risk of ignition in HFTDs Remote GridWLDFRContaminationAggregated | WLDFR | HFTD - Distribution - Tier 3 - 3QU CoRE ¦ 2QU LoRE | Non-Red Flag Warning - Large Fires | Contamination | Aggregated | 2037 | 1.0929e-07 | 595.3479 | 6.5066e-05 | 2037 | Mitigation | 0.95 | 45 | 0 | esc | 0.00097009 | 1.0602e-10 | 0.00097009 | 1.0602e-10 | 0.0027911 | 6.9616e-08 | 0.010315 | 8.5383e-11
[120 empty] | 7.3.3.17.5 (Remote Grid) Updates to grid topology to minimize risk of ignition in HFTDs Remote GridWLDFRContaminationAggregated | WLDFR | HFTD - Distribution - Tier 3 - 3QU CoRE ¦ 2QU LoRE | Non-Red Flag Warning - Large Fires | Contamination | Aggregated | 2038 | 1.0929e-07 | 595.3479 | 6.5066e-05 | 2038 | Mitigation | 0.95 | 45 | 0 | esc | 0.00097009 | 1.0602e-10 | 0.00097009 | 1.0602e-10 | 0.0027911 | 6.9616e-08 | 0.010315 | 8.5383e-11
[120 empty] | 7.3.3.17.5 (Remote Grid) Updates to grid topology to minimize risk of ignition in HFTDs Remote GridWLDFRContaminationAggregated | WLDFR | HFTD - Distribution - Tier 3 - 3QU CoRE ¦ 2QU LoRE | Non-Red Flag Warning - Large Fires | Contamination | Aggregated | 2039 | 1.0929e-07 | 595.3479 | 6.5066e-05 | 2039 | Mitigation | 0.95 | 45 | 0 | esc | 0.00097009 | 1.0602e-10 | 0.00097009 | 1.0602e-10 | 0.0027911 | 6.9616e-08 | 0.010315 | 8.5383e-11
[120 empty] | 7.3.3.17.5 (Remote Grid) Updates to grid topology to minimize risk of ignition in HFTDs Remote GridWLDFRContaminationAggregated | WLDFR | HFTD - Distribution - Tier 3 - 3QU CoRE ¦ 2QU LoRE | Non-Red Flag Warning - Large Fires | Contamination | Aggregated | 2040 | 1.0929e-07 | 595.3479 | 6.5066e-05 | 2040 | Mitigation | 0.95 | 45 | 0 | esc | 0.00097009 | 1.0602e-10 | 0.00097009 | 1.0602e-10 | 0.0027911 | 6.9616e-08 | 0.010315 | 8.5383e-11
[120 empty] | 7.3.3.17.5 (Remote Grid) Updates to grid topology to minimize risk of ignition in HFTDs Remote GridWLDFRContaminationAggregated | WLDFR | HFTD - Distribution - Tier 3 - 3QU CoRE ¦ 2QU LoRE | Non-Red Flag Warning - Large Fires | Contamination | Aggregated | 2041 | 1.0929e-07 | 595.3479 | 6.5066e-05 | 2041 | Mitigation | 0.95 | 45 | 0 | esc | 0.00097009 | 1.0602e-10 | 0.00097009 | 1.0602e-10 | 0.0027911 | 6.9616e-08 | 0.010315 | 8.5383e-11
[120 empty] | 7.3.3.17.5 (Remote Grid) Updates to grid topology to minimize risk of ignition in HFTDs Remote GridWLDFRContaminationAggregated | WLDFR | HFTD - Distribution - Tier 3 - 3QU CoRE ¦ 2QU LoRE | Non-Red Flag Warning - Large Fires | Contamination | Aggregated | 2042 | 1.0929e-07 | 595.3479 | 6.5066e-05 | 2042 | Mitigation | 0.95 | 45 | 0 | esc | 0.00097009 | 1.0602e-10 | 0.00097009 | 1.0602e-10 | 0.0027911 | 6.9616e-08 | 0.010315 | 8.5383e-11
[120 empty] | 7.3.3.17.5 (Remote Grid) Updates to grid topology to minimize risk of ignition in HFTDs Remote GridWLDFRContaminationAggregated | WLDFR | HFTD - Distribution - Tier 3 - 3QU CoRE ¦ 2QU LoRE | Non-Red Flag Warning - Large Fires | Contamination | Aggregated | 2043 | 1.0929e-07 | 595.3479 | 6.5066e-05 | 2043 | Mitigation | 0.95 | 45 | 0 | esc | 0.00097009 | 1.0602e-10 | 0.00097009 | 1.0602e-10 | 0.0027911 | 6.9616e-08 | 0.010315 | 8.5383e-11
[120 empty] | 7.3.3.17.5 (Remote Grid) Updates to grid topology to minimize risk of ignition in HFTDs Remote GridWLDFRContaminationAggregated | WLDFR | HFTD - Distribution - Tier 3 - 3QU CoRE ¦ 2QU LoRE | Non-Red Flag Warning - Large Fires | Contamination | Aggregated | 2044 | 1.0929e-07 | 595.3479 | 6.5066e-05 | 2044 | Mitigation | 0.95 | 45 | 0 | esc | 0.00097009 | 1.0602e-10 | 0.00097009 | 1.0602e-10 | 0.0027911 | 6.9616e-08 | 0.010315 | 8.5383e-11
[120 empty] | 7.3.3.17.5 (Remote Grid) Updates to grid topology to minimize risk of ignition in HFTDs Remote GridWLDFRContaminationAggregated | WLDFR | HFTD - Distribution - Tier 3 - 3QU CoRE ¦ 2QU LoRE | Non-Red Flag Warning - Large Fires | Contamination | Aggregated | 2045 | 1.0929e-07 | 595.3479 | 6.5066e-05 | 2045 | Mitigation | 0.95 | 45 | 0 | esc | 0.00097009 | 1.0602e-10 | 0.00097009 | 1.0602e-10 | 0.0027911 | 6.9616e-08 | 0.010315 | 8.5383e-11
[120 empty] | 7.3.3.17.5 (Remote Grid) Updates to grid topology to minimize risk of ignition in HFTDs Remote GridWLDFRContaminationAggregated | WLDFR | HFTD - Distribution - Tier 3 - 3QU CoRE ¦ 2QU LoRE | Non-Red Flag Warning - Large Fires | Contamination | Aggregated | 2046 | 1.0929e-07 | 595.3479 | 6.5066e-05 | 2046 | Mitigation | 0.95 | 45 | 0 | esc | 0.00097009 | 1.0602e-10 | 0.00097009 | 1.0602e-10 | 0.0027911 | 6.9616e-08 | 0.010315 | 8.5383e-11
[120 empty] | 7.3.3.17.5 (Remote Grid) Updates to grid topology to minimize risk of ignition in HFTDs Remote GridWLDFRContaminationAggregated | WLDFR | HFTD - Distribution - Tier 3 - 3QU CoRE ¦ 2QU LoRE | Non-Red Flag Warning - Large Fires | Contamination | Aggregated | 2047 | 1.0929e-07 | 595.3479 | 6.5066e-05 | 2047 | Mitigation | 0.95 | 45 | 0 | esc | 0.00097009 | 1.0602e-10 | 0.00097009 | 1.0602e-10 | 0.0027911 | 6.9616e-08 | 0.010315 | 8.5383e-11
[120 empty] | 7.3.3.17.5 (Remote Grid) Updates to grid topology to minimize risk of ignition in HFTDs Remote GridWLDFRContaminationAggregated | WLDFR | HFTD - Distribution - Tier 3 - 3QU CoRE ¦ 2QU LoRE | Non-Red Flag Warning - Large Fires | Contamination | Aggregated | 2048 | 1.0929e-07 | 595.3479 | 6.5066e-05 | 2048 | Mitigation | 0.95 | 45 | 0 | esc | 0.00097009 | 1.0602e-10 | 0.00097009 | 1.0602e-10 | 0.0027911 | 6.9616e-08 | 0.010315 | 8.5383e-11
[120 empty] | 7.3.3.17.5 (Remote Grid) Updates to grid topology to minimize risk of ignition in HFTDs Remote GridWLDFRContaminationAggregated | WLDFR | HFTD - Distribution - Tier 3 - 3QU CoRE ¦ 2QU LoRE | Non-Red Flag Warning - Large Fires | Contamination | Aggregated | 2049 | 1.0929e-07 | 595.3479 | 6.5066e-05 | 2049 | Mitigation | 0.95 | 45 | 0 | esc | 0.00097009 | 1.0602e-10 | 0.00097009 | 1.0602e-10 | 0.0027911 | 6.9616e-08 | 0.010315 | 8.5383e-11
[120 empty] | 7.3.3.17.5 (Remote Grid) Updates to grid topology to minimize risk of ignition in HFTDs Remote GridWLDFRContaminationAggregated | WLDFR | HFTD - Distribution - Tier 3 - 3QU CoRE ¦ 2QU LoRE | Non-Red Flag Warning - Large Fires | Contamination | Aggregated | 2050 | 1.0929e-07 | 595.3479 | 6.5066e-05 | 2050 | Mitigation | 0.95 | 45 | 0 | esc | 0.00097009 | 1.0602e-10 | 0.00097009 | 1.0602e-10 | 0.0027911 | 6.9616e-08 | 0.010315 | 8.5383e-11
[120 empty] | 7.3.3.17.5 (Remote Grid) Updates to grid topology to minimize risk of ignition in HFTDs Remote GridWLDFRContaminationAggregated | WLDFR | HFTD - Distribution - Tier 3 - 3QU CoRE ¦ 2QU LoRE | Non-Red Flag Warning - Large Fires | Contamination | Aggregated | 2051 | 1.0929e-07 | 595.3479 | 6.5066e-05 | 2051 | Mitigation | 0.95 | 45 | 0 | esc | 0.00097009 | 1.0602e-10 | 0.00097009 | 1.0602e-10 | 0.0027911 | 6.9616e-08 | 0.010315 | 8.5383e-11
[120 empty] | 7.3.3.17.5 (Remote Grid) Updates to grid topology to minimize risk of ignition in HFTDs Remote GridWLDFRContaminationAggregated | WLDFR | HFTD - Distribution - Tier 3 - 3QU CoRE ¦ 2QU LoRE | Non-Red Flag Warning - Large Fires | Contamination | Aggregated | 2052 | 1.0929e-07 | 595.3479 | 6.5066e-05 | 2052 | Mitigation | 0.95 | 45 | 0 | esc | 0.00097009 | 1.0602e-10 | 0.00097009 | 1.0602e-10 | 0.0027911 | 6.9616e-08 | 0 | 0
[120 empty] | 7.3.3.17.5 (Remote Grid) Updates to grid topology to minimize risk of ignition in HFTDs Remote GridWLDFRContaminationAggregated | WLDFR | HFTD - Distribution - Tier 3 - 3QU CoRE ¦ 2QU LoRE | Non-Red Flag Warning - Large Fires | Contamination | Aggregated | 2053 | 1.0929e-07 | 595.3479 | 6.5066e-05 | 2053 | Mitigation | 0.95 | 45 | 0 | esc | 0.00097009 | 1.0602e-10 | 0.00097009 | 1.0602e-10 | 0.0027911 | 6.9616e-08 | 0 | 0
[120 empty] | 7.3.3.17.5 (Remote Grid) Updates to grid topology to minimize risk of ignition in HFTDs Remote GridWLDFRContaminationAggregated | WLDFR | HFTD - Distribution - Tier 3 - 3QU CoRE ¦ 2QU LoRE | Non-Red Flag Warning - Large Fires | Contamination | Aggregated | 2054 | 1.0929e-07 | 595.3479 | 6.5066e-05 | 2054 | Mitigation | 0.95 | 45 | 0 | esc | 0.00097009 | 1.0602e-10 | 0.00097009 | 1.0602e-10 | 0.0027911 | 6.9616e-08 | 0.013666 | 1.548e-10
[120 empty] | 7.3.3.17.5 (Remote Grid) Updates to grid topology to minimize risk of ignition in HFTDs Remote GridWLDFRContaminationAggregated | WLDFR | HFTD - Distribution - Tier 3 - 3QU CoRE ¦ 2QU LoRE | Non-Red Flag Warning - Large Fires | Contamination | Aggregated | 2055 | 1.0929e-07 | 595.3479 | 6.5066e-05 | 2055 | Mitigation | 0.95 | 45 | 0 | esc | 0.00097009 | 1.0602e-10 | 0.00097009 | 1.0602e-10 | 0.0027911 | 6.9616e-08 | 0.013666 | 1.548e-10
[120 empty] | 7.3.3.17.5 (Remote Grid) Updates to grid topology to minimize risk of ignition in HFTDs Remote GridWLDFRContaminationAggregated | WLDFR | HFTD - Distribution - Tier 3 - 3QU CoRE ¦ 2QU LoRE | Non-Red Flag Warning - Large Fires | Contamination | Aggregated | 2056 | 1.0929e-07 | 595.3479 | 6.5066e-05 | 2056 | Mitigation | 0.95 | 45 | 0 | esc | 0.00097009 | 1.0602e-10 | 0.00097009 | 1.0602e-10 | 0.0027911 | 6.9616e-08 | 0.013666 | 1.548e-10
[120 empty] | 7.3.3.17.5 (Remote Grid) Updates to grid topology to minimize risk of ignition in HFTDs Remote GridWLDFRContaminationAggregated | WLDFR | HFTD - Distribution - Tier 3 - 3QU CoRE ¦ 2QU LoRE | Non-Red Flag Warning - Large Fires | Contamination | Aggregated | 2057 | 1.0929e-07 | 595.3479 | 6.5066e-05 | 2057 | Mitigation | 0.95 | 45 | 0 | esc | 0.00097009 | 1.0602e-10 | 0.00097009 | 1.0602e-10 | 0.0027911 | 6.9616e-08 | 0.013666 | 1.548e-10
[120 empty] | 7.3.3.17.5 (Remote Grid) Updates to grid topology to minimize risk of ignition in HFTDs Remote GridWLDFRContaminationAggregated | WLDFR | HFTD - Distribution - Tier 3 - 3QU CoRE ¦ 2QU LoRE | Non-Red Flag Warning - Large Fires | Contamination | Aggregated | 2058 | 1.0929e-07 | 595.3479 | 6.5066e-05 | 2058 | Mitigation | 0.95 | 45 | 0 | esc | 0.00097009 | 1.0602e-10 | 0.00097009 | 1.0602e-10 | 0.0027911 | 6.9616e-08 | 0.013666 | 1.548e-10
[120 empty] | 7.3.3.17.5 (Remote Grid) Updates to grid topology to minimize risk of ignition in HFTDs Remote GridWLDFRContaminationAggregated | WLDFR | HFTD - Distribution - Tier 3 - 3QU CoRE ¦ 2QU LoRE | Non-Red Flag Warning - Large Fires | Contamination | Aggregated | 2059 | 1.0929e-07 | 595.3479 | 6.5066e-05 | 2059 | Mitigation | 0.95 | 45 | 0 | esc | 0.00097009 | 1.0602e-10 | 0.00097009 | 1.0602e-10 | 0.0027911 | 6.9616e-08 | 0.013666 | 1.548e-10
[120 empty] | 7.3.3.17.5 (Remote Grid) Updates to grid topology to minimize risk of ignition in HFTDs Remote GridWLDFRContaminationAggregated | WLDFR | HFTD - Distribution - Tier 3 - 3QU CoRE ¦ 2QU LoRE | Non-Red Flag Warning - Large Fires | Contamination | Aggregated | 2060 | 1.0929e-07 | 595.3479 | 6.5066e-05 | 2060 | Mitigation | 0.95 | 45 | 0 | esc | 0.00097009 | 1.0602e-10 | 0.00097009 | 1.0602e-10 | 0.0027911 | 6.9616e-08 | 0.013666 | 1.548e-10
[120 empty] | 7.3.3.17.5 (Remote Grid) Updates to grid topology to minimize risk of ignition in HFTDs Remote GridWLDFRContaminationAggregated | WLDFR | HFTD - Distribution - Tier 3 - 3QU CoRE ¦ 2QU LoRE | Non-Red Flag Warning - Large Fires | Contamination | Aggregated | 2061 | 1.0929e-07 | 595.3479 | 6.5066e-05 | 2061 | Mitigation | 0.95 | 45 | 0 | esc | 0.00097009 | 1.0602e-10 | 0.00097009 | 1.0602e-10 | 0.0027911 | 6.9616e-08 | 0.013666 | 1.548e-10
[120 empty] | 7.3.3.17.5 (Remote Grid) Updates to grid topology to minimize risk of ignition in HFTDs Remote GridWLDFRContaminationAggregated | WLDFR | HFTD - Distribution - Tier 3 - 3QU CoRE ¦ 2QU LoRE | Non-Red Flag Warning - Large Fires | Contamination | Aggregated | 2062 | 1.0929e-07 | 595.3479 | 6.5066e-05 | 2062 | Mitigation | 0.95 | 45 | 0 | esc | 0.00097009 | 1.0602e-10 | 0.00097009 | 1.0602e-10 | 0.0027911 | 6.9616e-08 | 0.013666 | 1.548e-10
[120 empty] | 7.3.3.17.5 (Remote Grid) Updates to grid topology to minimize risk of ignition in HFTDs Remote GridWLDFRContaminationAggregated | WLDFR | HFTD - Distribution - Tier 3 - 3QU CoRE ¦ 2QU LoRE | Non-Red Flag Warning - Large Fires | Contamination | Aggregated | 2063 | 1.0929e-07 | 595.3479 | 6.5066e-05 | 2063 | Mitigation | 0.95 | 45 | 0 | esc | 0.00097009 | 1.0602e-10 | 0.00097009 | 1.0602e-10 | 0.0027911 | 6.9616e-08 | 0.013666 | 1.548e-10
[120 empty] | 7.3.3.17.5 (Remote Grid) Updates to grid topology to minimize risk of ignition in HFTDs Remote GridWLDFRContaminationAggregated | WLDFR | HFTD - Distribution - Tier 3 - 3QU CoRE ¦ 2QU LoRE | Non-Red Flag Warning - Large Fires | Contamination | Aggregated | 2064 | 1.0929e-07 | 595.3479 | 6.5066e-05 | 2064 | Mitigation | 0.95 | 45 | 0 | esc | 0.00097009 | 1.0602e-10 | 0.00097009 | 1.0602e-10 | 0.0027911 | 6.9616e-08 | 0.013666 | 1.548e-10
[120 empty] | 7.3.3.17.5 (Remote Grid) Updates to grid topology to minimize risk of ignition in HFTDs Remote GridWLDFRContaminationAggregated | WLDFR | HFTD - Distribution - Tier 3 - 3QU CoRE ¦ 2QU LoRE | Non-Red Flag Warning - Large Fires | Contamination | Aggregated | 2065 | 1.0929e-07 | 595.3479 | 6.5066e-05 | 2065 | Mitigation | 0.95 | 45 | 0 | esc | 0.00097009 | 1.0602e-10 | 0.00097009 | 1.0602e-10 | 0.0027911 | 6.9616e-08 | 0.013666 | 1.548e-10
[120 empty] | 7.3.3.17.5 (Remote Grid) Updates to grid topology to minimize risk of ignition in HFTDs Remote GridWLDFRContaminationAggregated | WLDFR | HFTD - Distribution - Tier 3 - 3QU CoRE ¦ 2QU LoRE | Non-Red Flag Warning - Large Fires | Contamination | Aggregated | 2066 | 1.0929e-07 | 595.3479 | 6.5066e-05 | 2066 | Mitigation | 0.95 | 45 | 0 | esc | 0.00097009 | 1.0602e-10 | 0.00097009 | 1.0602e-10 | 0.0027911 | 6.9616e-08 | 0.013666 | 1.548e-10
[120 empty] | 7.3.3.17.5 (Remote Grid) Updates to grid topology to minimize risk of ignition in HFTDs Remote GridWLDFRContaminationAggregated | WLDFR | HFTD - Distribution - Tier 3 - 3QU CoRE ¦ 2QU LoRE | Non-Red Flag Warning - Large Fires | Contamination | Aggregated | 2067 | 1.0929e-07 | 595.3479 | 6.5066e-05 | 2067 | Mitigation | 0.95 | 45 | 0 | esc | 0 | 0 | 0.00097009 | 1.0602e-10 | 0.0027911 | 6.9616e-08 | 0.013666 | 1.548e-10
[120 empty] | 7.3.3.17.5 (Remote Grid) Updates to grid topology to minimize risk of ignition in HFTDs Remote GridWLDFREquipment / facility failureAggregated | WLDFR | HFTD - Distribution - Tier 3 - 3QU CoRE ¦ 2QU LoRE | Non-Red Flag Warning - Large Fires | Equipment / facility failure | Aggregated | 2022 | 1.3207e-06 | 595.3479 | 0.0007863 | 2022 | Mitigation | 0.95 | 45 | 0 | esc | 0.00097009 | 1.2812e-09 | 0 | 0 | 0.0027911 | 6.9616e-08 | 0.013666 | 1.548e-10
[120 empty] | 7.3.3.17.5 (Remote Grid) Updates to grid topology to minimize risk of ignition in HFTDs Remote GridWLDFREquipment / facility failureAggregated | WLDFR | HFTD - Distribution - Tier 3 - 3QU CoRE ¦ 2QU LoRE | Non-Red Flag Warning - Large Fires | Equipment / facility failure | Aggregated | 2023 | 1.3207e-06 | 595.3479 | 0.0007863 | 2023 | Mitigation | 0.95 | 45 | 0 | esc | 0.00097009 | 1.2812e-09 | 0.00097009 | 1.2812e-09 | 0.0027911 | 6.9616e-08 | 0.013666 | 1.548e-10
[120 empty] | 7.3.3.17.5 (Remote Grid) Updates to grid topology to minimize risk of ignition in HFTDs Remote GridWLDFREquipment / facility failureAggregated | WLDFR | HFTD - Distribution - Tier 3 - 3QU CoRE ¦ 2QU LoRE | Non-Red Flag Warning - Large Fires | Equipment / facility failure | Aggregated | 2024 | 1.3207e-06 | 595.3479 | 0.0007863 | 2024 | Mitigation | 0.95 | 45 | 0 | esc | 0.00097009 | 1.2812e-09 | 0.00097009 | 1.2812e-09 | 0.0027911 | 6.9616e-08 | 0.013666 | 1.548e-10
[120 empty] | 7.3.3.17.5 (Remote Grid) Updates to grid topology to minimize risk of ignition in HFTDs Remote GridWLDFREquipment / facility failureAggregated | WLDFR | HFTD - Distribution - Tier 3 - 3QU CoRE ¦ 2QU LoRE | Non-Red Flag Warning - Large Fires | Equipment / facility failure | Aggregated | 2025 | 1.3207e-06 | 595.3479 | 0.0007863 | 2025 | Mitigation | 0.95 | 45 | 0 | esc | 0.00097009 | 1.2812e-09 | 0.00097009 | 1.2812e-09 | 0.0027911 | 6.9616e-08 | 0.013666 | 1.548e-10
[120 empty] | 7.3.3.17.5 (Remote Grid) Updates to grid topology to minimize risk of ignition in HFTDs Remote GridWLDFREquipment / facility failureAggregated | WLDFR | HFTD - Distribution - Tier 3 - 3QU CoRE ¦ 2QU LoRE | Non-Red Flag Warning - Large Fires | Equipment / facility failure | Aggregated | 2026 | 1.3207e-06 | 595.3479 | 0.0007863 | 2026 | Mitigation | 0.95 | 45 | 0 | esc | 0.00097009 | 1.2812e-09 | 0.00097009 | 1.2812e-09 | 0.0027911 | 6.9616e-08 | 0.013666 | 1.548e-10
[120 empty] | 7.3.3.17.5 (Remote Grid) Updates to grid topology to minimize risk of ignition in HFTDs Remote GridWLDFREquipment / facility failureAggregated | WLDFR | HFTD - Distribution - Tier 3 - 3QU CoRE ¦ 2QU LoRE | Non-Red Flag Warning - Large Fires | Equipment / facility failure | Aggregated | 2027 | 1.3207e-06 | 595.3479 | 0.0007863 | 2027 | Mitigation | 0.95 | 45 | 0 | esc | 0.00097009 | 1.2812e-09 | 0.00097009 | 1.2812e-09 | 0.0027911 | 6.9616e-08 | 0.013666 | 1.548e-10
[120 empty] | 7.3.3.17.5 (Remote Grid) Updates to grid topology to minimize risk of ignition in HFTDs Remote GridWLDFREquipment / facility failureAggregated | WLDFR | HFTD - Distribution - Tier 3 - 3QU CoRE ¦ 2QU LoRE | Non-Red Flag Warning - Large Fires | Equipment / facility failure | Aggregated | 2028 | 1.3207e-06 | 595.3479 | 0.0007863 | 2028 | Mitigation | 0.95 | 45 | 0 | esc | 0.00097009 | 1.2812e-09 | 0.00097009 | 1.2812e-09 | 0.0027911 | 6.9616e-08 | 0.013666 | 1.548e-10
[120 empty] | 7.3.3.17.5 (Remote Grid) Updates to grid topology to minimize risk of ignition in HFTDs Remote GridWLDFREquipment / facility failureAggregated | WLDFR | HFTD - Distribution - Tier 3 - 3QU CoRE ¦ 2QU LoRE | Non-Red Flag Warning - Large Fires | Equipment / facility failure | Aggregated | 2029 | 1.3207e-06 | 595.3479 | 0.0007863 | 2029 | Mitigation | 0.95 | 45 | 0 | esc | 0.00097009 | 1.2812e-09 | 0.00097009 | 1.2812e-09 | 0.0027911 | 6.9616e-08 | 0.013666 | 1.548e-10
[120 empty] | 7.3.3.17.5 (Remote Grid) Updates to grid topology to minimize risk of ignition in HFTDs Remote GridWLDFREquipment / facility failureAggregated | WLDFR | HFTD - Distribution - Tier 3 - 3QU CoRE ¦ 2QU LoRE | Non-Red Flag Warning - Large Fires | Equipment / facility failure | Aggregated | 2030 | 1.3207e-06 | 595.3479 | 0.0007863 | 2030 | Mitigation | 0.95 | 45 | 0 | esc | 0.00097009 | 1.2812e-09 | 0.00097009 | 1.2812e-09 | 0.0027911 | 6.9616e-08 | 0.013666 | 1.548e-10
[120 empty] | 7.3.3.17.5 (Remote Grid) Updates to grid topology to minimize risk of ignition in HFTDs Remote GridWLDFREquipment / facility failureAggregated | WLDFR | HFTD - Distribution - Tier 3 - 3QU CoRE ¦ 2QU LoRE | Non-Red Flag Warning - Large Fires | Equipment / facility failure | Aggregated | 2031 | 1.3207e-06 | 595.3479 | 0.0007863 | 2031 | Mitigation | 0.95 | 45 | 0 | esc | 0.00097009 | 1.2812e-09 | 0.00097009 | 1.2812e-09 | 0.0027911 | 6.9616e-08 | 0.013666 | 1.548e-10
[120 empty] | 7.3.3.17.5 (Remote Grid) Updates to grid topology to minimize risk of ignition in HFTDs Remote GridWLDFREquipment / facility failureAggregated | WLDFR | HFTD - Distribution - Tier 3 - 3QU CoRE ¦ 2QU LoRE | Non-Red Flag Warning - Large Fires | Equipment / facility failure | Aggregated | 2032 | 1.3207e-06 | 595.3479 | 0.0007863 | 2032 | Mitigation | 0.95 | 45 | 0 | esc | 0.00097009 | 1.2812e-09 | 0.00097009 | 1.2812e-09 | 0.0027911 | 6.9616e-08 | 0.013666 | 1.548e-10
[120 empty] | 7.3.3.17.5 (Remote Grid) Updates to grid topology to minimize risk of ignition in HFTDs Remote GridWLDFREquipment / facility failureAggregated | WLDFR | HFTD - Distribution - Tier 3 - 3QU CoRE ¦ 2QU LoRE | Non-Red Flag Warning - Large Fires | Equipment / facility failure | Aggregated | 2033 | 1.3207e-06 | 595.3479 | 0.0007863 | 2033 | Mitigation | 0.95 | 45 | 0 | esc | 0.00097009 | 1.2812e-09 | 0.00097009 | 1.2812e-09 | 0.0027911 | 6.9616e-08 | 0.013666 | 1.548e-10
[120 empty] | 7.3.3.17.5 (Remote Grid) Updates to grid topology to minimize risk of ignition in HFTDs Remote GridWLDFREquipment / facility failureAggregated | WLDFR | HFTD - Distribution - Tier 3 - 3QU CoRE ¦ 2QU LoRE | Non-Red Flag Warning - Large Fires | Equipment / facility failure | Aggregated | 2034 | 1.3207e-06 | 595.3479 | 0.0007863 | 2034 | Mitigation | 0.95 | 45 | 0 | esc | 0.00097009 | 1.2812e-09 | 0.00097009 | 1.2812e-09 | 0 | 0 | 0.013666 | 1.548e-10
[120 empty] | 7.3.3.17.5 (Remote Grid) Updates to grid topology to minimize risk of ignition in HFTDs Remote GridWLDFREquipment / facility failureAggregated | WLDFR | HFTD - Distribution - Tier 3 - 3QU CoRE ¦ 2QU LoRE | Non-Red Flag Warning - Large Fires | Equipment / facility failure | Aggregated | 2035 | 1.3207e-06 | 595.3479 | 0.0007863 | 2035 | Mitigation | 0.95 | 45 | 0 | esc | 0.00097009 | 1.2812e-09 | 0.00097009 | 1.2812e-09 | 0.0027911 | 3.2437e-06 | 0.013666 | 1.548e-10
[120 empty] | 7.3.3.17.5 (Remote Grid) Updates to grid topology to minimize risk of ignition in HFTDs Remote GridWLDFREquipment / facility failureAggregated | WLDFR | HFTD - Distribution - Tier 3 - 3QU CoRE ¦ 2QU LoRE | Non-Red Flag Warning - Large Fires | Equipment / facility failure | Aggregated | 2036 | 1.3207e-06 | 595.3479 | 0.0007863 | 2036 | Mitigation | 0.95 | 45 | 0 | esc | 0.00097009 | 1.2812e-09 | 0.00097009 | 1.2812e-09 | 0.0027911 | 3.2437e-06 | 0.013666 | 1.548e-10
[120 empty] | 7.3.3.17.5 (Remote Grid) Updates to grid topology to minimize risk of ignition in HFTDs Remote GridWLDFREquipment / facility failureAggregated | WLDFR | HFTD - Distribution - Tier 3 - 3QU CoRE ¦ 2QU LoRE | Non-Red Flag Warning - Large Fires | Equipment / facility failure | Aggregated | 2037 | 1.3207e-06 | 595.3479 | 0.0007863 | 2037 | Mitigation | 0.95 | 45 | 0 | esc | 0.00097009 | 1.2812e-09 | 0.00097009 | 1.2812e-09 | 0.0027911 | 3.2437e-06 | 0.013666 | 1.548e-10
[120 empty] | 7.3.3.17.5 (Remote Grid) Updates to grid topology to minimize risk of ignition in HFTDs Remote GridWLDFREquipment / facility failureAggregated | WLDFR | HFTD - Distribution - Tier 3 - 3QU CoRE ¦ 2QU LoRE | Non-Red Flag Warning - Large Fires | Equipment / facility failure | Aggregated | 2038 | 1.3207e-06 | 595.3479 | 0.0007863 | 2038 | Mitigation | 0.95 | 45 | 0 | esc | 0.00097009 | 1.2812e-09 | 0.00097009 | 1.2812e-09 | 0.0027911 | 3.2437e-06 | 0 | 0
[120 empty] | 7.3.3.17.5 (Remote Grid) Updates to grid topology to minimize risk of ignition in HFTDs Remote GridWLDFREquipment / facility failureAggregated | WLDFR | HFTD - Distribution - Tier 3 - 3QU CoRE ¦ 2QU LoRE | Non-Red Flag Warning - Large Fires | Equipment / facility failure | Aggregated | 2039 | 1.3207e-06 | 595.3479 | 0.0007863 | 2039 | Mitigation | 0.95 | 45 | 0 | esc | 0.00097009 | 1.2812e-09 | 0.00097009 | 1.2812e-09 | 0.0027911 | 3.2437e-06 | 0 | 0
[120 empty] | 7.3.3.17.5 (Remote Grid) Updates to grid topology to minimize risk of ignition in HFTDs Remote GridWLDFREquipment / facility failureAggregated | WLDFR | HFTD - Distribution - Tier 3 - 3QU CoRE ¦ 2QU LoRE | Non-Red Flag Warning - Large Fires | Equipment / facility failure | Aggregated | 2040 | 1.3207e-06 | 595.3479 | 0.0007863 | 2040 | Mitigation | 0.95 | 45 | 0 | esc | 0.00097009 | 1.2812e-09 | 0.00097009 | 1.2812e-09 | 0.0027911 | 3.2437e-06 | 0.0063316 | 1.4383e-11
[120 empty] | 7.3.3.17.5 (Remote Grid) Updates to grid topology to minimize risk of ignition in HFTDs Remote GridWLDFREquipment / facility failureAggregated | WLDFR | HFTD - Distribution - Tier 3 - 3QU CoRE ¦ 2QU LoRE | Non-Red Flag Warning - Large Fires | Equipment / facility failure | Aggregated | 2041 | 1.3207e-06 | 595.3479 | 0.0007863 | 2041 | Mitigation | 0.95 | 45 | 0 | esc | 0.00097009 | 1.2812e-09 | 0.00097009 | 1.2812e-09 | 0.0027911 | 3.2437e-06 | 0.0063316 | 1.4383e-11
[120 empty] | 7.3.3.17.5 (Remote Grid) Updates to grid topology to minimize risk of ignition in HFTDs Remote GridWLDFREquipment / facility failureAggregated | WLDFR | HFTD - Distribution - Tier 3 - 3QU CoRE ¦ 2QU LoRE | Non-Red Flag Warning - Large Fires | Equipment / facility failure | Aggregated | 2042 | 1.3207e-06 | 595.3479 | 0.0007863 | 2042 | Mitigation | 0.95 | 45 | 0 | esc | 0.00097009 | 1.2812e-09 | 0.00097009 | 1.2812e-09 | 0.0027911 | 3.2437e-06 | 0.0063316 | 1.4383e-11
[120 empty] | 7.3.3.17.5 (Remote Grid) Updates to grid topology to minimize risk of ignition in HFTDs Remote GridWLDFREquipment / facility failureAggregated | WLDFR | HFTD - Distribution - Tier 3 - 3QU CoRE ¦ 2QU LoRE | Non-Red Flag Warning - Large Fires | Equipment / facility failure | Aggregated | 2043 | 1.3207e-06 | 595.3479 | 0.0007863 | 2043 | Mitigation | 0.95 | 45 | 0 | esc | 0.00097009 | 1.2812e-09 | 0.00097009 | 1.2812e-09 | 0.0027911 | 3.2437e-06 | 0.0063316 | 1.4383e-11
[120 empty] | 7.3.3.17.5 (Remote Grid) Updates to grid topology to minimize risk of ignition in HFTDs Remote GridWLDFREquipment / facility failureAggregated | WLDFR | HFTD - Distribution - Tier 3 - 3QU CoRE ¦ 2QU LoRE | Non-Red Flag Warning - Large Fires | Equipment / facility failure | Aggregated | 2044 | 1.3207e-06 | 595.3479 | 0.0007863 | 2044 | Mitigation | 0.95 | 45 | 0 | esc | 0.00097009 | 1.2812e-09 | 0.00097009 | 1.2812e-09 | 0.0027911 | 3.2437e-06 | 0.0063316 | 1.4383e-11
[120 empty] | 7.3.3.17.5 (Remote Grid) Updates to grid topology to minimize risk of ignition in HFTDs Remote GridWLDFREquipment / facility failureAggregated | WLDFR | HFTD - Distribution - Tier 3 - 3QU CoRE ¦ 2QU LoRE | Non-Red Flag Warning - Large Fires | Equipment / facility failure | Aggregated | 2045 | 1.3207e-06 | 595.3479 | 0.0007863 | 2045 | Mitigation | 0.95 | 45 | 0 | esc | 0.00097009 | 1.2812e-09 | 0.00097009 | 1.2812e-09 | 0.0027911 | 3.2437e-06 | 0.0063316 | 1.4383e-11
[120 empty] | 7.3.3.17.5 (Remote Grid) Updates to grid topology to minimize risk of ignition in HFTDs Remote GridWLDFREquipment / facility failureAggregated | WLDFR | HFTD - Distribution - Tier 3 - 3QU CoRE ¦ 2QU LoRE | Non-Red Flag Warning - Large Fires | Equipment / facility failure | Aggregated | 2046 | 1.3207e-06 | 595.3479 | 0.0007863 | 2046 | Mitigation | 0.95 | 45 | 0 | esc | 0.00097009 | 1.2812e-09 | 0.00097009 | 1.2812e-09 | 0.0027911 | 3.2437e-06 | 0.0063316 | 1.4383e-11
[120 empty] | 7.3.3.17.5 (Remote Grid) Updates to grid topology to minimize risk of ignition in HFTDs Remote GridWLDFREquipment / facility failureAggregated | WLDFR | HFTD - Distribution - Tier 3 - 3QU CoRE ¦ 2QU LoRE | Non-Red Flag Warning - Large Fires | Equipment / facility failure | Aggregated | 2047 | 1.3207e-06 | 595.3479 | 0.0007863 | 2047 | Mitigation | 0.95 | 45 | 0 | esc | 0.00097009 | 1.2812e-09 | 0.00097009 | 1.2812e-09 | 0.0027911 | 3.2437e-06 | 0.0063316 | 1.4383e-11
[120 empty] | 7.3.3.17.5 (Remote Grid) Updates to grid topology to minimize risk of ignition in HFTDs Remote GridWLDFREquipment / facility failureAggregated | WLDFR | HFTD - Distribution - Tier 3 - 3QU CoRE ¦ 2QU LoRE | Non-Red Flag Warning - Large Fires | Equipment / facility failure | Aggregated | 2048 | 1.3207e-06 | 595.3479 | 0.0007863 | 2048 | Mitigation | 0.95 | 45 | 0 | esc | 0.00097009 | 1.2812e-09 | 0.00097009 | 1.2812e-09 | 0.0027911 | 3.2437e-06 | 0.0063316 | 1.4383e-11
[120 empty] | 7.3.3.17.5 (Remote Grid) Updates to grid topology to minimize risk of ignition in HFTDs Remote GridWLDFREquipment / facility failureAggregated | WLDFR | HFTD - Distribution - Tier 3 - 3QU CoRE ¦ 2QU LoRE | Non-Red Flag Warning - Large Fires | Equipment / facility failure | Aggregated | 2049 | 1.3207e-06 | 595.3479 | 0.0007863 | 2049 | Mitigation | 0.95 | 45 | 0 | esc | 0.00097009 | 1.2812e-09 | 0.00097009 | 1.2812e-09 | 0.0027911 | 3.2437e-06 | 0.0063316 | 1.4383e-11
[120 empty] | 7.3.3.17.5 (Remote Grid) Updates to grid topology to minimize risk of ignition in HFTDs Remote GridWLDFREquipment / facility failureAggregated | WLDFR | HFTD - Distribution - Tier 3 - 3QU CoRE ¦ 2QU LoRE | Non-Red Flag Warning - Large Fires | Equipment / facility failure | Aggregated | 2050 | 1.3207e-06 | 595.3479 | 0.0007863 | 2050 | Mitigation | 0.95 | 45 | 0 | esc | 0.00097009 | 1.2812e-09 | 0.00097009 | 1.2812e-09 | 0.0027911 | 3.2437e-06 | 0.0063316 | 1.4383e-11
[120 empty] | 7.3.3.17.5 (Remote Grid) Updates to grid topology to minimize risk of ignition in HFTDs Remote GridWLDFREquipment / facility failureAggregated | WLDFR | HFTD - Distribution - Tier 3 - 3QU CoRE ¦ 2QU LoRE | Non-Red Flag Warning - Large Fires | Equipment / facility failure | Aggregated | 2051 | 1.3207e-06 | 595.3479 | 0.0007863 | 2051 | Mitigation | 0.95 | 45 | 0 | esc | 0.00097009 | 1.2812e-09 | 0.00097009 | 1.2812e-09 | 0.0027911 | 3.2437e-06 | 0.0063316 | 1.4383e-11
[120 empty] | 7.3.3.17.5 (Remote Grid) Updates to grid topology to minimize risk of ignition in HFTDs Remote GridWLDFREquipment / facility failureAggregated | WLDFR | HFTD - Distribution - Tier 3 - 3QU CoRE ¦ 2QU LoRE | Non-Red Flag Warning - Large Fires | Equipment / facility failure | Aggregated | 2052 | 1.3207e-06 | 595.3479 | 0.0007863 | 2052 | Mitigation | 0.95 | 45 | 0 | esc | 0.00097009 | 1.2812e-09 | 0.00097009 | 1.2812e-09 | 0.0027911 | 3.2437e-06 | 0.0063316 | 1.4383e-11
[120 empty] | 7.3.3.17.5 (Remote Grid) Updates to grid topology to minimize risk of ignition in HFTDs Remote GridWLDFREquipment / facility failureAggregated | WLDFR | HFTD - Distribution - Tier 3 - 3QU CoRE ¦ 2QU LoRE | Non-Red Flag Warning - Large Fires | Equipment / facility failure | Aggregated | 2053 | 1.3207e-06 | 595.3479 | 0.0007863 | 2053 | Mitigation | 0.95 | 45 | 0 | esc | 0.00097009 | 1.2812e-09 | 0.00097009 | 1.2812e-09 | 0.0027911 | 3.2437e-06 | 0.0063316 | 1.4383e-11
[120 empty] | 7.3.3.17.5 (Remote Grid) Updates to grid topology to minimize risk of ignition in HFTDs Remote GridWLDFREquipment / facility failureAggregated | WLDFR | HFTD - Distribution - Tier 3 - 3QU CoRE ¦ 2QU LoRE | Non-Red Flag Warning - Large Fires | Equipment / facility failure | Aggregated | 2054 | 1.3207e-06 | 595.3479 | 0.0007863 | 2054 | Mitigation | 0.95 | 45 | 0 | esc | 0.00097009 | 1.2812e-09 | 0.00097009 | 1.2812e-09 | 0.0027911 | 3.2437e-06 | 0.0063316 | 1.4383e-11
[120 empty] | 7.3.3.17.5 (Remote Grid) Updates to grid topology to minimize risk of ignition in HFTDs Remote GridWLDFREquipment / facility failureAggregated | WLDFR | HFTD - Distribution - Tier 3 - 3QU CoRE ¦ 2QU LoRE | Non-Red Flag Warning - Large Fires | Equipment / facility failure | Aggregated | 2055 | 1.3207e-06 | 595.3479 | 0.0007863 | 2055 | Mitigation | 0.95 | 45 | 0 | esc | 0.00097009 | 1.2812e-09 | 0.00097009 | 1.2812e-09 | 0.0027911 | 3.2437e-06 | 0.0063316 | 1.4383e-11
[120 empty] | 7.3.3.17.5 (Remote Grid) Updates to grid topology to minimize risk of ignition in HFTDs Remote GridWLDFREquipment / facility failureAggregated | WLDFR | HFTD - Distribution - Tier 3 - 3QU CoRE ¦ 2QU LoRE | Non-Red Flag Warning - Large Fires | Equipment / facility failure | Aggregated | 2056 | 1.3207e-06 | 595.3479 | 0.0007863 | 2056 | Mitigation | 0.95 | 45 | 0 | esc | 0.00097009 | 1.2812e-09 | 0.00097009 | 1.2812e-09 | 0.0027911 | 3.2437e-06 | 0.0063316 | 1.4383e-11
[120 empty] | 7.3.3.17.5 (Remote Grid) Updates to grid topology to minimize risk of ignition in HFTDs Remote GridWLDFREquipment / facility failureAggregated | WLDFR | HFTD - Distribution - Tier 3 - 3QU CoRE ¦ 2QU LoRE | Non-Red Flag Warning - Large Fires | Equipment / facility failure | Aggregated | 2057 | 1.3207e-06 | 595.3479 | 0.0007863 | 2057 | Mitigation | 0.95 | 45 | 0 | esc | 0.00097009 | 1.2812e-09 | 0.00097009 | 1.2812e-09 | 0.0027911 | 3.2437e-06 | 0.0063316 | 1.4383e-11
[120 empty] | 7.3.3.17.5 (Remote Grid) Updates to grid topology to minimize risk of ignition in HFTDs Remote GridWLDFREquipment / facility failureAggregated | WLDFR | HFTD - Distribution - Tier 3 - 3QU CoRE ¦ 2QU LoRE | Non-Red Flag Warning - Large Fires | Equipment / facility failure | Aggregated | 2058 | 1.3207e-06 | 595.3479 | 0.0007863 | 2058 | Mitigation | 0.95 | 45 | 0 | esc | 0.00097009 | 1.2812e-09 | 0.00097009 | 1.2812e-09 | 0.0027911 | 3.2437e-06 | 0.0063316 | 1.4383e-11
[120 empty] | 7.3.3.17.5 (Remote Grid) Updates to grid topology to minimize risk of ignition in HFTDs Remote GridWLDFREquipment / facility failureAggregated | WLDFR | HFTD - Distribution - Tier 3 - 3QU CoRE ¦ 2QU LoRE | Non-Red Flag Warning - Large Fires | Equipment / facility failure | Aggregated | 2059 | 1.3207e-06 | 595.3479 | 0.0007863 | 2059 | Mitigation | 0.95 | 45 | 0 | esc | 0.00097009 | 1.2812e-09 | 0.00097009 | 1.2812e-09 | 0.0027911 | 3.2437e-06 | 0.0063316 | 1.4383e-11
[120 empty] | 7.3.3.17.5 (Remote Grid) Updates to grid topology to minimize risk of ignition in HFTDs Remote GridWLDFREquipment / facility failureAggregated | WLDFR | HFTD - Distribution - Tier 3 - 3QU CoRE ¦ 2QU LoRE | Non-Red Flag Warning - Large Fires | Equipment / facility failure | Aggregated | 2060 | 1.3207e-06 | 595.3479 | 0.0007863 | 2060 | Mitigation | 0.95 | 45 | 0 | esc | 0.00097009 | 1.2812e-09 | 0.00097009 | 1.2812e-09 | 0.0027911 | 3.2437e-06 | 0.0063316 | 1.4383e-11
[120 empty] | 7.3.3.17.5 (Remote Grid) Updates to grid topology to minimize risk of ignition in HFTDs Remote GridWLDFREquipment / facility failureAggregated | WLDFR | HFTD - Distribution - Tier 3 - 3QU CoRE ¦ 2QU LoRE | Non-Red Flag Warning - Large Fires | Equipment / facility failure | Aggregated | 2061 | 1.3207e-06 | 595.3479 | 0.0007863 | 2061 | Mitigation | 0.95 | 45 | 0 | esc | 0.00097009 | 1.2812e-09 | 0.00097009 | 1.2812e-09 | 0.0027911 | 3.2437e-06 | 0.0063316 | 1.4383e-11
[120 empty] | 7.3.3.17.5 (Remote Grid) Updates to grid topology to minimize risk of ignition in HFTDs Remote GridWLDFREquipment / facility failureAggregated | WLDFR | HFTD - Distribution - Tier 3 - 3QU CoRE ¦ 2QU LoRE | Non-Red Flag Warning - Large Fires | Equipment / facility failure | Aggregated | 2062 | 1.3207e-06 | 595.3479 | 0.0007863 | 2062 | Mitigation | 0.95 | 45 | 0 | esc | 0.00097009 | 1.2812e-09 | 0.00097009 | 1.2812e-09 | 0.0027911 | 3.2437e-06 | 0.0063316 | 1.4383e-11
[120 empty] | 7.3.3.17.5 (Remote Grid) Updates to grid topology to minimize risk of ignition in HFTDs Remote GridWLDFREquipment / facility failureAggregated | WLDFR | HFTD - Distribution - Tier 3 - 3QU CoRE ¦ 2QU LoRE | Non-Red Flag Warning - Large Fires | Equipment / facility failure | Aggregated | 2063 | 1.3207e-06 | 595.3479 | 0.0007863 | 2063 | Mitigation | 0.95 | 45 | 0 | esc | 0.00097009 | 1.2812e-09 | 0.00097009 | 1.2812e-09 | 0.0027911 | 3.2437e-06 | 0.0063316 | 1.4383e-11
[120 empty] | 7.3.3.17.5 (Remote Grid) Updates to grid topology to minimize risk of ignition in HFTDs Remote GridWLDFREquipment / facility failureAggregated | WLDFR | HFTD - Distribution - Tier 3 - 3QU CoRE ¦ 2QU LoRE | Non-Red Flag Warning - Large Fires | Equipment / facility failure | Aggregated | 2064 | 1.3207e-06 | 595.3479 | 0.0007863 | 2064 | Mitigation | 0.95 | 45 | 0 | esc | 0.00097009 | 1.2812e-09 | 0.00097009 | 1.2812e-09 | 0.0027911 | 3.2437e-06 | 0.0063316 | 1.4383e-11
[120 empty] | 7.3.3.17.5 (Remote Grid) Updates to grid topology to minimize risk of ignition in HFTDs Remote GridWLDFREquipment / facility failureAggregated | WLDFR | HFTD - Distribution - Tier 3 - 3QU CoRE ¦ 2QU LoRE | Non-Red Flag Warning - Large Fires | Equipment / facility failure | Aggregated | 2065 | 1.3207e-06 | 595.3479 | 0.0007863 | 2065 | Mitigation | 0.95 | 45 | 0 | esc | 0.00097009 | 1.2812e-09 | 0.00097009 | 1.2812e-09 | 0.0027911 | 3.2437e-06 | 0.0063316 | 1.4383e-11
[120 empty] | 7.3.3.17.5 (Remote Grid) Updates to grid topology to minimize risk of ignition in HFTDs Remote GridWLDFREquipment / facility failureAggregated | WLDFR | HFTD - Distribution - Tier 3 - 3QU CoRE ¦ 2QU LoRE | Non-Red Flag Warning - Large Fires | Equipment / facility failure | Aggregated | 2066 | 1.3207e-06 | 595.3479 | 0.0007863 | 2066 | Mitigation | 0.95 | 45 | 0 | esc | 0.00097009 | 1.2812e-09 | 0.00097009 | 1.2812e-09 | 0.0027911 | 3.2437e-06 | 0.0063316 | 1.4383e-11
[120 empty] | 7.3.3.17.5 (Remote Grid) Updates to grid topology to minimize risk of ignition in HFTDs Remote GridWLDFREquipment / facility failureAggregated | WLDFR | HFTD - Distribution - Tier 3 - 3QU CoRE ¦ 2QU LoRE | Non-Red Flag Warning - Large Fires | Equipment / facility failure | Aggregated | 2067 | 1.3207e-06 | 595.3479 | 0.0007863 | 2067 | Mitigation | 0.95 | 45 | 0 | esc | 0 | 0 | 0.00097009 | 1.2812e-09 | 0.0027911 | 3.2437e-06 | 0.0063316 | 1.4383e-11
[120 empty] | 7.3.3.17.5 (Remote Grid) Updates to grid topology to minimize risk of ignition in HFTDs Remote GridWLDFRVegetation ContactAggregated | WLDFR | HFTD - Distribution - Tier 3 - 3QU CoRE ¦ 2QU LoRE | Non-Red Flag Warning - Large Fires | Vegetation Contact | Aggregated | 2022 | 1.2562e-05 | 595.3479 | 0.0074789 | 2022 | Mitigation | 0.95 | 45 | 0 | esc | 0.00097009 | 1.2186e-08 | 0 | 0 | 0.0027911 | 3.2437e-06 | 0.0063316 | 1.4383e-11
[120 empty] | 7.3.3.17.5 (Remote Grid) Updates to grid topology to minimize risk of ignition in HFTDs Remote GridWLDFRVegetation ContactAggregated | WLDFR | HFTD - Distribution - Tier 3 - 3QU CoRE ¦ 2QU LoRE | Non-Red Flag Warning - Large Fires | Vegetation Contact | Aggregated | 2023 | 1.2562e-05 | 595.3479 | 0.0074789 | 2023 | Mitigation | 0.95 | 45 | 0 | esc | 0.00097009 | 1.2186e-08 | 0.00097009 | 1.2186e-08 | 0.0027911 | 3.2437e-06 | 0.0063316 | 1.4383e-11
[120 empty] | 7.3.3.17.5 (Remote Grid) Updates to grid topology to minimize risk of ignition in HFTDs Remote GridWLDFRVegetation ContactAggregated | WLDFR | HFTD - Distribution - Tier 3 - 3QU CoRE ¦ 2QU LoRE | Non-Red Flag Warning - Large Fires | Vegetation Contact | Aggregated | 2024 | 1.2562e-05 | 595.3479 | 0.0074789 | 2024 | Mitigation | 0.95 | 45 | 0 | esc | 0.00097009 | 1.2186e-08 | 0.00097009 | 1.2186e-08 | 0.0027911 | 3.2437e-06 | 0 | 0
[120 empty] | 7.3.3.17.5 (Remote Grid) Updates to grid topology to minimize risk of ignition in HFTDs Remote GridWLDFRVegetation ContactAggregated | WLDFR | HFTD - Distribution - Tier 3 - 3QU CoRE ¦ 2QU LoRE | Non-Red Flag Warning - Large Fires | Vegetation Contact | Aggregated | 2025 | 1.2562e-05 | 595.3479 | 0.0074789 | 2025 | Mitigation | 0.95 | 45 | 0 | esc | 0.00097009 | 1.2186e-08 | 0.00097009 | 1.2186e-08 | 0.0027911 | 3.2437e-06 | 0 | 0
[120 empty] | 7.3.3.17.5 (Remote Grid) Updates to grid topology to minimize risk of ignition in HFTDs Remote GridWLDFRVegetation ContactAggregated | WLDFR | HFTD - Distribution - Tier 3 - 3QU CoRE ¦ 2QU LoRE | Non-Red Flag Warning - Large Fires | Vegetation Contact | Aggregated | 2026 | 1.2562e-05 | 595.3479 | 0.0074789 | 2026 | Mitigation | 0.95 | 45 | 0 | esc | 0.00097009 | 1.2186e-08 | 0.00097009 | 1.2186e-08 | 0.0027911 | 3.2437e-06 | 0.010957 | 2.4608e-09
[120 empty] | 7.3.3.17.5 (Remote Grid) Updates to grid topology to minimize risk of ignition in HFTDs Remote GridWLDFRVegetation ContactAggregated | WLDFR | HFTD - Distribution - Tier 3 - 3QU CoRE ¦ 2QU LoRE | Non-Red Flag Warning - Large Fires | Vegetation Contact | Aggregated | 2027 | 1.2562e-05 | 595.3479 | 0.0074789 | 2027 | Mitigation | 0.95 | 45 | 0 | esc | 0.00097009 | 1.2186e-08 | 0.00097009 | 1.2186e-08 | 0.0027911 | 3.2437e-06 | 0.010957 | 2.4608e-09
[120 empty] | 7.3.3.17.5 (Remote Grid) Updates to grid topology to minimize risk of ignition in HFTDs Remote GridWLDFRVegetation ContactAggregated | WLDFR | HFTD - Distribution - Tier 3 - 3QU CoRE ¦ 2QU LoRE | Non-Red Flag Warning - Large Fires | Vegetation Contact | Aggregated | 2028 | 1.2562e-05 | 595.3479 | 0.0074789 | 2028 | Mitigation | 0.95 | 45 | 0 | esc | 0.00097009 | 1.2186e-08 | 0.00097009 | 1.2186e-08 | 0.0027911 | 3.2437e-06 | 0.010957 | 2.4608e-09
[120 empty] | 7.3.3.17.5 (Remote Grid) Updates to grid topology to minimize risk of ignition in HFTDs Remote GridWLDFRVegetation ContactAggregated | WLDFR | HFTD - Distribution - Tier 3 - 3QU CoRE ¦ 2QU LoRE | Non-Red Flag Warning - Large Fires | Vegetation Contact | Aggregated | 2029 | 1.2562e-05 | 595.3479 | 0.0074789 | 2029 | Mitigation | 0.95 | 45 | 0 | esc | 0.00097009 | 1.2186e-08 | 0.00097009 | 1.2186e-08 | 0.0027911 | 3.2437e-06 | 0.010957 | 2.4608e-09
[120 empty] | 7.3.3.17.5 (Remote Grid) Updates to grid topology to minimize risk of ignition in HFTDs Remote GridWLDFRVegetation ContactAggregated | WLDFR | HFTD - Distribution - Tier 3 - 3QU CoRE ¦ 2QU LoRE | Non-Red Flag Warning - Large Fires | Vegetation Contact | Aggregated | 2030 | 1.2562e-05 | 595.3479 | 0.0074789 | 2030 | Mitigation | 0.95 | 45 | 0 | esc | 0.00097009 | 1.2186e-08 | 0.00097009 | 1.2186e-08 | 0.0027911 | 3.2437e-06 | 0.010957 | 2.4608e-09
[120 empty] | 7.3.3.17.5 (Remote Grid) Updates to grid topology to minimize risk of ignition in HFTDs Remote GridWLDFRVegetation ContactAggregated | WLDFR | HFTD - Distribution - Tier 3 - 3QU CoRE ¦ 2QU LoRE | Non-Red Flag Warning - Large Fires | Vegetation Contact | Aggregated | 2031 | 1.2562e-05 | 595.3479 | 0.0074789 | 2031 | Mitigation | 0.95 | 45 | 0 | esc | 0.00097009 | 1.2186e-08 | 0.00097009 | 1.2186e-08 | 0.0027911 | 3.2437e-06 | 0.010957 | 2.4608e-09
[120 empty] | 7.3.3.17.5 (Remote Grid) Updates to grid topology to minimize risk of ignition in HFTDs Remote GridWLDFRVegetation ContactAggregated | WLDFR | HFTD - Distribution - Tier 3 - 3QU CoRE ¦ 2QU LoRE | Non-Red Flag Warning - Large Fires | Vegetation Contact | Aggregated | 2032 | 1.2562e-05 | 595.3479 | 0.0074789 | 2032 | Mitigation | 0.95 | 45 | 0 | esc | 0.00097009 | 1.2186e-08 | 0.00097009 | 1.2186e-08 | 0.0027911 | 3.2437e-06 | 0.010957 | 2.4608e-09
[120 empty] | 7.3.3.17.5 (Remote Grid) Updates to grid topology to minimize risk of ignition in HFTDs Remote GridWLDFRVegetation ContactAggregated | WLDFR | HFTD - Distribution - Tier 3 - 3QU CoRE ¦ 2QU LoRE | Non-Red Flag Warning - Large Fires | Vegetation Contact | Aggregated | 2033 | 1.2562e-05 | 595.3479 | 0.0074789 | 2033 | Mitigation | 0.95 | 45 | 0 | esc | 0.00097009 | 1.2186e-08 | 0.00097009 | 1.2186e-08 | 0.0027911 | 3.2437e-06 | 0.010957 | 2.4608e-09
[120 empty] | 7.3.3.17.5 (Remote Grid) Updates to grid topology to minimize risk of ignition in HFTDs Remote GridWLDFRVegetation ContactAggregated | WLDFR | HFTD - Distribution - Tier 3 - 3QU CoRE ¦ 2QU LoRE | Non-Red Flag Warning - Large Fires | Vegetation Contact | Aggregated | 2034 | 1.2562e-05 | 595.3479 | 0.0074789 | 2034 | Mitigation | 0.95 | 45 | 0 | esc | 0.00097009 | 1.2186e-08 | 0.00097009 | 1.2186e-08 | 0.0027911 | 3.2437e-06 | 0.010957 | 2.4608e-09
[120 empty] | 7.3.3.17.5 (Remote Grid) Updates to grid topology to minimize risk of ignition in HFTDs Remote GridWLDFRVegetation ContactAggregated | WLDFR | HFTD - Distribution - Tier 3 - 3QU CoRE ¦ 2QU LoRE | Non-Red Flag Warning - Large Fires | Vegetation Contact | Aggregated | 2035 | 1.2562e-05 | 595.3479 | 0.0074789 | 2035 | Mitigation | 0.95 | 45 | 0 | esc | 0.00097009 | 1.2186e-08 | 0.00097009 | 1.2186e-08 | 0.0027911 | 3.2437e-06 | 0.010957 | 2.4608e-09
[120 empty] | 7.3.3.17.5 (Remote Grid) Updates to grid topology to minimize risk of ignition in HFTDs Remote GridWLDFRVegetation ContactAggregated | WLDFR | HFTD - Distribution - Tier 3 - 3QU CoRE ¦ 2QU LoRE | Non-Red Flag Warning - Large Fires | Vegetation Contact | Aggregated | 2036 | 1.2562e-05 | 595.3479 | 0.0074789 | 2036 | Mitigation | 0.95 | 45 | 0 | esc | 0.00097009 | 1.2186e-08 | 0.00097009 | 1.2186e-08 | 0.0027911 | 3.2437e-06 | 0.010957 | 2.4608e-09
[120 empty] | 7.3.3.17.5 (Remote Grid) Updates to grid topology to minimize risk of ignition in HFTDs Remote GridWLDFRVegetation ContactAggregated | WLDFR | HFTD - Distribution - Tier 3 - 3QU CoRE ¦ 2QU LoRE | Non-Red Flag Warning - Large Fires | Vegetation Contact | Aggregated | 2037 | 1.2562e-05 | 595.3479 | 0.0074789 | 2037 | Mitigation | 0.95 | 45 | 0 | esc | 0.00097009 | 1.2186e-08 | 0.00097009 | 1.2186e-08 | 0.0027911 | 3.2437e-06 | 0.010957 | 2.4608e-09
[120 empty] | 7.3.3.17.5 (Remote Grid) Updates to grid topology to minimize risk of ignition in HFTDs Remote GridWLDFRVegetation ContactAggregated | WLDFR | HFTD - Distribution - Tier 3 - 3QU CoRE ¦ 2QU LoRE | Non-Red Flag Warning - Large Fires | Vegetation Contact | Aggregated | 2038 | 1.2562e-05 | 595.3479 | 0.0074789 | 2038 | Mitigation | 0.95 | 45 | 0 | esc | 0.00097009 | 1.2186e-08 | 0.00097009 | 1.2186e-08 | 0 | 0 | 0.010957 | 2.4608e-09
[120 empty] | 7.3.3.17.5 (Remote Grid) Updates to grid topology to minimize risk of ignition in HFTDs Remote GridWLDFRVegetation ContactAggregated | WLDFR | HFTD - Distribution - Tier 3 - 3QU CoRE ¦ 2QU LoRE | Non-Red Flag Warning - Large Fires | Vegetation Contact | Aggregated | 2039 | 1.2562e-05 | 595.3479 | 0.0074789 | 2039 | Mitigation | 0.95 | 45 | 0 | esc | 0.00097009 | 1.2186e-08 | 0.00097009 | 1.2186e-08 | 0.0027911 | 9.1267e-08 | 0.010957 | 2.4608e-09
[120 empty] | 7.3.3.17.5 (Remote Grid) Updates to grid topology to minimize risk of ignition in HFTDs Remote GridWLDFRVegetation ContactAggregated | WLDFR | HFTD - Distribution - Tier 3 - 3QU CoRE ¦ 2QU LoRE | Non-Red Flag Warning - Large Fires | Vegetation Contact | Aggregated | 2040 | 1.2562e-05 | 595.3479 | 0.0074789 | 2040 | Mitigation | 0.95 | 45 | 0 | esc | 0.00097009 | 1.2186e-08 | 0.00097009 | 1.2186e-08 | 0.0027911 | 9.1267e-08 | 0.010957 | 2.4608e-09
[120 empty] | 7.3.3.17.5 (Remote Grid) Updates to grid topology to minimize risk of ignition in HFTDs Remote GridWLDFRVegetation ContactAggregated | WLDFR | HFTD - Distribution - Tier 3 - 3QU CoRE ¦ 2QU LoRE | Non-Red Flag Warning - Large Fires | Vegetation Contact | Aggregated | 2041 | 1.2562e-05 | 595.3479 | 0.0074789 | 2041 | Mitigation | 0.95 | 45 | 0 | esc | 0.00097009 | 1.2186e-08 | 0.00097009 | 1.2186e-08 | 0.0027911 | 9.1267e-08 | 0.010957 | 2.4608e-09
[120 empty] | 7.3.3.17.5 (Remote Grid) Updates to grid topology to minimize risk of ignition in HFTDs Remote GridWLDFRVegetation ContactAggregated | WLDFR | HFTD - Distribution - Tier 3 - 3QU CoRE ¦ 2QU LoRE | Non-Red Flag Warning - Large Fires | Vegetation Contact | Aggregated | 2042 | 1.2562e-05 | 595.3479 | 0.0074789 | 2042 | Mitigation | 0.95 | 45 | 0 | esc | 0.00097009 | 1.2186e-08 | 0.00097009 | 1.2186e-08 | 0.0027911 | 9.1267e-08 | 0.010957 | 2.4608e-09
[120 empty] | 7.3.3.17.5 (Remote Grid) Updates to grid topology to minimize risk of ignition in HFTDs Remote GridWLDFRVegetation ContactAggregated | WLDFR | HFTD - Distribution - Tier 3 - 3QU CoRE ¦ 2QU LoRE | Non-Red Flag Warning - Large Fires | Vegetation Contact | Aggregated | 2043 | 1.2562e-05 | 595.3479 | 0.0074789 | 2043 | Mitigation | 0.95 | 45 | 0 | esc | 0.00097009 | 1.2186e-08 | 0.00097009 | 1.2186e-08 | 0.0027911 | 9.1267e-08 | 0.010957 | 2.4608e-09
[120 empty] | 7.3.3.17.5 (Remote Grid) Updates to grid topology to minimize risk of ignition in HFTDs Remote GridWLDFRVegetation ContactAggregated | WLDFR | HFTD - Distribution - Tier 3 - 3QU CoRE ¦ 2QU LoRE | Non-Red Flag Warning - Large Fires | Vegetation Contact | Aggregated | 2044 | 1.2562e-05 | 595.3479 | 0.0074789 | 2044 | Mitigation | 0.95 | 45 | 0 | esc | 0.00097009 | 1.2186e-08 | 0.00097009 | 1.2186e-08 | 0.0027911 | 9.1267e-08 | 0.010957 | 2.4608e-09
[120 empty] | 7.3.3.17.5 (Remote Grid) Updates to grid topology to minimize risk of ignition in HFTDs Remote GridWLDFRVegetation ContactAggregated | WLDFR | HFTD - Distribution - Tier 3 - 3QU CoRE ¦ 2QU LoRE | Non-Red Flag Warning - Large Fires | Vegetation Contact | Aggregated | 2045 | 1.2562e-05 | 595.3479 | 0.0074789 | 2045 | Mitigation | 0.95 | 45 | 0 | esc | 0.00097009 | 1.2186e-08 | 0.00097009 | 1.2186e-08 | 0.0027911 | 9.1267e-08 | 0.010957 | 2.4608e-09
[120 empty] | 7.3.3.17.5 (Remote Grid) Updates to grid topology to minimize risk of ignition in HFTDs Remote GridWLDFRVegetation ContactAggregated | WLDFR | HFTD - Distribution - Tier 3 - 3QU CoRE ¦ 2QU LoRE | Non-Red Flag Warning - Large Fires | Vegetation Contact | Aggregated | 2046 | 1.2562e-05 | 595.3479 | 0.0074789 | 2046 | Mitigation | 0.95 | 45 | 0 | esc | 0.00097009 | 1.2186e-08 | 0.00097009 | 1.2186e-08 | 0.0027911 | 9.1267e-08 | 0.010957 | 2.4608e-09
[120 empty] | 7.3.3.17.5 (Remote Grid) Updates to grid topology to minimize risk of ignition in HFTDs Remote GridWLDFRVegetation ContactAggregated | WLDFR | HFTD - Distribution - Tier 3 - 3QU CoRE ¦ 2QU LoRE | Non-Red Flag Warning - Large Fires | Vegetation Contact | Aggregated | 2047 | 1.2562e-05 | 595.3479 | 0.0074789 | 2047 | Mitigation | 0.95 | 45 | 0 | esc | 0.00097009 | 1.2186e-08 | 0.00097009 | 1.2186e-08 | 0.0027911 | 9.1267e-08 | 0.010957 | 2.4608e-09
[120 empty] | 7.3.3.17.5 (Remote Grid) Updates to grid topology to minimize risk of ignition in HFTDs Remote GridWLDFRVegetation ContactAggregated | WLDFR | HFTD - Distribution - Tier 3 - 3QU CoRE ¦ 2QU LoRE | Non-Red Flag Warning - Large Fires | Vegetation Contact | Aggregated | 2048 | 1.2562e-05 | 595.3479 | 0.0074789 | 2048 | Mitigation | 0.95 | 45 | 0 | esc | 0.00097009 | 1.2186e-08 | 0.00097009 | 1.2186e-08 | 0.0027911 | 9.1267e-08 | 0.010957 | 2.4608e-09
[120 empty] | 7.3.3.17.5 (Remote Grid) Updates to grid topology to minimize risk of ignition in HFTDs Remote GridWLDFRVegetation ContactAggregated | WLDFR | HFTD - Distribution - Tier 3 - 3QU CoRE ¦ 2QU LoRE | Non-Red Flag Warning - Large Fires | Vegetation Contact | Aggregated | 2049 | 1.2562e-05 | 595.3479 | 0.0074789 | 2049 | Mitigation | 0.95 | 45 | 0 | esc | 0.00097009 | 1.2186e-08 | 0.00097009 | 1.2186e-08 | 0.0027911 | 9.1267e-08 | 0.010957 | 2.4608e-09
[120 empty] | 7.3.3.17.5 (Remote Grid) Updates to grid topology to minimize risk of ignition in HFTDs Remote GridWLDFRVegetation ContactAggregated | WLDFR | HFTD - Distribution - Tier 3 - 3QU CoRE ¦ 2QU LoRE | Non-Red Flag Warning - Large Fires | Vegetation Contact | Aggregated | 2050 | 1.2562e-05 | 595.3479 | 0.0074789 | 2050 | Mitigation | 0.95 | 45 | 0 | esc | 0.00097009 | 1.2186e-08 | 0.00097009 | 1.2186e-08 | 0.0027911 | 9.1267e-08 | 0.010957 | 2.4608e-09
[120 empty] | 7.3.3.17.5 (Remote Grid) Updates to grid topology to minimize risk of ignition in HFTDs Remote GridWLDFRVegetation ContactAggregated | WLDFR | HFTD - Distribution - Tier 3 - 3QU CoRE ¦ 2QU LoRE | Non-Red Flag Warning - Large Fires | Vegetation Contact | Aggregated | 2051 | 1.2562e-05 | 595.3479 | 0.0074789 | 2051 | Mitigation | 0.95 | 45 | 0 | esc | 0.00097009 | 1.2186e-08 | 0.00097009 | 1.2186e-08 | 0.0027911 | 9.1267e-08 | 0.010957 | 2.4608e-09
[120 empty] | 7.3.3.17.5 (Remote Grid) Updates to grid topology to minimize risk of ignition in HFTDs Remote GridWLDFRVegetation ContactAggregated | WLDFR | HFTD - Distribution - Tier 3 - 3QU CoRE ¦ 2QU LoRE | Non-Red Flag Warning - Large Fires | Vegetation Contact | Aggregated | 2052 | 1.2562e-05 | 595.3479 | 0.0074789 | 2052 | Mitigation | 0.95 | 45 | 0 | esc | 0.00097009 | 1.2186e-08 | 0.00097009 | 1.2186e-08 | 0.0027911 | 9.1267e-08 | 0.010957 | 2.4608e-09
[120 empty] | 7.3.3.17.5 (Remote Grid) Updates to grid topology to minimize risk of ignition in HFTDs Remote GridWLDFRVegetation ContactAggregated | WLDFR | HFTD - Distribution - Tier 3 - 3QU CoRE ¦ 2QU LoRE | Non-Red Flag Warning - Large Fires | Vegetation Contact | Aggregated | 2053 | 1.2562e-05 | 595.3479 | 0.0074789 | 2053 | Mitigation | 0.95 | 45 | 0 | esc | 0.00097009 | 1.2186e-08 | 0.00097009 | 1.2186e-08 | 0.0027911 | 9.1267e-08 | 0.010957 | 2.4608e-09
[120 empty] | 7.3.3.17.5 (Remote Grid) Updates to grid topology to minimize risk of ignition in HFTDs Remote GridWLDFRVegetation ContactAggregated | WLDFR | HFTD - Distribution - Tier 3 - 3QU CoRE ¦ 2QU LoRE | Non-Red Flag Warning - Large Fires | Vegetation Contact | Aggregated | 2054 | 1.2562e-05 | 595.3479 | 0.0074789 | 2054 | Mitigation | 0.95 | 45 | 0 | esc | 0.00097009 | 1.2186e-08 | 0.00097009 | 1.2186e-08 | 0.0027911 | 9.1267e-08 | 0.010957 | 2.4608e-09
[120 empty] | 7.3.3.17.5 (Remote Grid) Updates to grid topology to minimize risk of ignition in HFTDs Remote GridWLDFRVegetation ContactAggregated | WLDFR | HFTD - Distribution - Tier 3 - 3QU CoRE ¦ 2QU LoRE | Non-Red Flag Warning - Large Fires | Vegetation Contact | Aggregated | 2055 | 1.2562e-05 | 595.3479 | 0.0074789 | 2055 | Mitigation | 0.95 | 45 | 0 | esc | 0.00097009 | 1.2186e-08 | 0.00097009 | 1.2186e-08 | 0.0027911 | 9.1267e-08 | 0.010957 | 2.4608e-09
[120 empty] | 7.3.3.17.5 (Remote Grid) Updates to grid topology to minimize risk of ignition in HFTDs Remote GridWLDFRVegetation ContactAggregated | WLDFR | HFTD - Distribution - Tier 3 - 3QU CoRE ¦ 2QU LoRE | Non-Red Flag Warning - Large Fires | Vegetation Contact | Aggregated | 2056 | 1.2562e-05 | 595.3479 | 0.0074789 | 2056 | Mitigation | 0.95 | 45 | 0 | esc | 0.00097009 | 1.2186e-08 | 0.00097009 | 1.2186e-08 | 0.0027911 | 9.1267e-08 | 0 | 0
[120 empty] | 7.3.3.17.5 (Remote Grid) Updates to grid topology to minimize risk of ignition in HFTDs Remote GridWLDFRVegetation ContactAggregated | WLDFR | HFTD - Distribution - Tier 3 - 3QU CoRE ¦ 2QU LoRE | Non-Red Flag Warning - Large Fires | Vegetation Contact | Aggregated | 2057 | 1.2562e-05 | 595.3479 | 0.0074789 | 2057 | Mitigation | 0.95 | 45 | 0 | esc | 0.00097009 | 1.2186e-08 | 0.00097009 | 1.2186e-08 | 0.0027911 | 9.1267e-08 | 0 | 0
[120 empty] | 7.3.3.17.5 (Remote Grid) Updates to grid topology to minimize risk of ignition in HFTDs Remote GridWLDFRVegetation ContactAggregated | WLDFR | HFTD - Distribution - Tier 3 - 3QU CoRE ¦ 2QU LoRE | Non-Red Flag Warning - Large Fires | Vegetation Contact | Aggregated | 2058 | 1.2562e-05 | 595.3479 | 0.0074789 | 2058 | Mitigation | 0.95 | 45 | 0 | esc | 0.00097009 | 1.2186e-08 | 0.00097009 | 1.2186e-08 | 0.0027911 | 9.1267e-08 | 0.012004 | 3.2184e-11
[120 empty] | 7.3.3.17.5 (Remote Grid) Updates to grid topology to minimize risk of ignition in HFTDs Remote GridWLDFRVegetation ContactAggregated | WLDFR | HFTD - Distribution - Tier 3 - 3QU CoRE ¦ 2QU LoRE | Non-Red Flag Warning - Large Fires | Vegetation Contact | Aggregated | 2059 | 1.2562e-05 | 595.3479 | 0.0074789 | 2059 | Mitigation | 0.95 | 45 | 0 | esc | 0.00097009 | 1.2186e-08 | 0.00097009 | 1.2186e-08 | 0.0027911 | 9.1267e-08 | 0.012004 | 3.2184e-11
[120 empty] | 7.3.3.17.5 (Remote Grid) Updates to grid topology to minimize risk of ignition in HFTDs Remote GridWLDFRVegetation ContactAggregated | WLDFR | HFTD - Distribution - Tier 3 - 3QU CoRE ¦ 2QU LoRE | Non-Red Flag Warning - Large Fires | Vegetation Contact | Aggregated | 2060 | 1.2562e-05 | 595.3479 | 0.0074789 | 2060 | Mitigation | 0.95 | 45 | 0 | esc | 0.00097009 | 1.2186e-08 | 0.00097009 | 1.2186e-08 | 0.0027911 | 9.1267e-08 | 0.012004 | 3.2184e-11
[120 empty] | 7.3.3.17.5 (Remote Grid) Updates to grid topology to minimize risk of ignition in HFTDs Remote GridWLDFRVegetation ContactAggregated | WLDFR | HFTD - Distribution - Tier 3 - 3QU CoRE ¦ 2QU LoRE | Non-Red Flag Warning - Large Fires | Vegetation Contact | Aggregated | 2061 | 1.2562e-05 | 595.3479 | 0.0074789 | 2061 | Mitigation | 0.95 | 45 | 0 | esc | 0.00097009 | 1.2186e-08 | 0.00097009 | 1.2186e-08 | 0.0027911 | 9.1267e-08 | 0.012004 | 3.2184e-11
[120 empty] | 7.3.3.17.5 (Remote Grid) Updates to grid topology to minimize risk of ignition in HFTDs Remote GridWLDFRVegetation ContactAggregated | WLDFR | HFTD - Distribution - Tier 3 - 3QU CoRE ¦ 2QU LoRE | Non-Red Flag Warning - Large Fires | Vegetation Contact | Aggregated | 2062 | 1.2562e-05 | 595.3479 | 0.0074789 | 2062 | Mitigation | 0.95 | 45 | 0 | esc | 0.00097009 | 1.2186e-08 | 0.00097009 | 1.2186e-08 | 0.0027911 | 9.1267e-08 | 0.012004 | 3.2184e-11
[120 empty] | 7.3.3.17.5 (Remote Grid) Updates to grid topology to minimize risk of ignition in HFTDs Remote GridWLDFRVegetation ContactAggregated | WLDFR | HFTD - Distribution - Tier 3 - 3QU CoRE ¦ 2QU LoRE | Non-Red Flag Warning - Large Fires | Vegetation Contact | Aggregated | 2063 | 1.2562e-05 | 595.3479 | 0.0074789 | 2063 | Mitigation | 0.95 | 45 | 0 | esc | 0.00097009 | 1.2186e-08 | 0.00097009 | 1.2186e-08 | 0.0027911 | 9.1267e-08 | 0.012004 | 3.2184e-11
[120 empty] | 7.3.3.17.5 (Remote Grid) Updates to grid topology to minimize risk of ignition in HFTDs Remote GridWLDFRVegetation ContactAggregated | WLDFR | HFTD - Distribution - Tier 3 - 3QU CoRE ¦ 2QU LoRE | Non-Red Flag Warning - Large Fires | Vegetation Contact | Aggregated | 2064 | 1.2562e-05 | 595.3479 | 0.0074789 | 2064 | Mitigation | 0.95 | 45 | 0 | esc | 0.00097009 | 1.2186e-08 | 0.00097009 | 1.2186e-08 | 0.0027911 | 9.1267e-08 | 0.012004 | 3.2184e-11
[120 empty] | 7.3.3.17.5 (Remote Grid) Updates to grid topology to minimize risk of ignition in HFTDs Remote GridWLDFRVegetation ContactAggregated | WLDFR | HFTD - Distribution - Tier 3 - 3QU CoRE ¦ 2QU LoRE | Non-Red Flag Warning - Large Fires | Vegetation Contact | Aggregated | 2065 | 1.2562e-05 | 595.3479 | 0.0074789 | 2065 | Mitigation | 0.95 | 45 | 0 | esc | 0.00097009 | 1.2186e-08 | 0.00097009 | 1.2186e-08 | 0.0027911 | 9.1267e-08 | 0.012004 | 3.2184e-11
[120 empty] | 7.3.3.17.5 (Remote Grid) Updates to grid topology to minimize risk of ignition in HFTDs Remote GridWLDFRVegetation ContactAggregated | WLDFR | HFTD - Distribution - Tier 3 - 3QU CoRE ¦ 2QU LoRE | Non-Red Flag Warning - Large Fires | Vegetation Contact | Aggregated | 2066 | 1.2562e-05 | 595.3479 | 0.0074789 | 2066 | Mitigation | 0.95 | 45 | 0 | esc | 0.00097009 | 1.2186e-08 | 0.00097009 | 1.2186e-08 | 0.0027911 | 9.1267e-08 | 0.012004 | 3.2184e-11
[120 empty] | 7.3.3.17.5 (Remote Grid) Updates to grid topology to minimize risk of ignition in HFTDs Remote GridWLDFRVegetation ContactAggregated | WLDFR | HFTD - Distribution - Tier 3 - 3QU CoRE ¦ 2QU LoRE | Non-Red Flag Warning - Large Fires | Vegetation Contact | Aggregated | 2067 | 1.2562e-05 | 595.3479 | 0.0074789 | 2067 | Mitigation | 0.95 | 45 | 0 | esc | 0 | 0 | 0.00097009 | 1.2186e-08 | 0.0027911 | 9.1267e-08 | 0.012004 | 3.2184e-11
[120 empty] | 7.3.3.17.5 (Remote Grid) Updates to grid topology to minimize risk of ignition in HFTDs Remote GridWLDFRWire-to-wire contactAggregated | WLDFR | HFTD - Distribution - Tier 3 - 3QU CoRE ¦ 2QU LoRE | Non-Red Flag Warning - Large Fires | Wire-to-wire contact | Aggregated | 2022 | 3.5144e-07 | 595.3479 | 0.00020923 | 2022 | Mitigation | 0.95 | 45 | 0 | esc | 0.00097009 | 3.4092e-10 | 0 | 0 | 0.0027911 | 9.1267e-08 | 0.012004 | 3.2184e-11
[120 empty] | 7.3.3.17.5 (Remote Grid) Updates to grid topology to minimize risk of ignition in HFTDs Remote GridWLDFRWire-to-wire contactAggregated | WLDFR | HFTD - Distribution - Tier 3 - 3QU CoRE ¦ 2QU LoRE | Non-Red Flag Warning - Large Fires | Wire-to-wire contact | Aggregated | 2023 | 3.5144e-07 | 595.3479 | 0.00020923 | 2023 | Mitigation | 0.95 | 45 | 0 | esc | 0.00097009 | 3.4092e-10 | 0.00097009 | 3.4092e-10 | 0.0027911 | 9.1267e-08 | 0.012004 | 3.2184e-11
[120 empty] | 7.3.3.17.5 (Remote Grid) Updates to grid topology to minimize risk of ignition in HFTDs Remote GridWLDFRWire-to-wire contactAggregated | WLDFR | HFTD - Distribution - Tier 3 - 3QU CoRE ¦ 2QU LoRE | Non-Red Flag Warning - Large Fires | Wire-to-wire contact | Aggregated | 2024 | 3.5144e-07 | 595.3479 | 0.00020923 | 2024 | Mitigation | 0.95 | 45 | 0 | esc | 0.00097009 | 3.4092e-10 | 0.00097009 | 3.4092e-10 | 0.0027911 | 9.1267e-08 | 0.012004 | 3.2184e-11
[120 empty] | 7.3.3.17.5 (Remote Grid) Updates to grid topology to minimize risk of ignition in HFTDs Remote GridWLDFRWire-to-wire contactAggregated | WLDFR | HFTD - Distribution - Tier 3 - 3QU CoRE ¦ 2QU LoRE | Non-Red Flag Warning - Large Fires | Wire-to-wire contact | Aggregated | 2025 | 3.5144e-07 | 595.3479 | 0.00020923 | 2025 | Mitigation | 0.95 | 45 | 0 | esc | 0.00097009 | 3.4092e-10 | 0.00097009 | 3.4092e-10 | 0.0027911 | 9.1267e-08 | 0.012004 | 3.2184e-11
[120 empty] | 7.3.3.17.5 (Remote Grid) Updates to grid topology to minimize risk of ignition in HFTDs Remote GridWLDFRWire-to-wire contactAggregated | WLDFR | HFTD - Distribution - Tier 3 - 3QU CoRE ¦ 2QU LoRE | Non-Red Flag Warning - Large Fires | Wire-to-wire contact | Aggregated | 2026 | 3.5144e-07 | 595.3479 | 0.00020923 | 2026 | Mitigation | 0.95 | 45 | 0 | esc | 0.00097009 | 3.4092e-10 | 0.00097009 | 3.4092e-10 | 0.0027911 | 9.1267e-08 | 0.012004 | 3.2184e-11
[120 empty] | 7.3.3.17.5 (Remote Grid) Updates to grid topology to minimize risk of ignition in HFTDs Remote GridWLDFRWire-to-wire contactAggregated | WLDFR | HFTD - Distribution - Tier 3 - 3QU CoRE ¦ 2QU LoRE | Non-Red Flag Warning - Large Fires | Wire-to-wire contact | Aggregated | 2027 | 3.5144e-07 | 595.3479 | 0.00020923 | 2027 | Mitigation | 0.95 | 45 | 0 | esc | 0.00097009 | 3.4092e-10 | 0.00097009 | 3.4092e-10 | 0.0027911 | 9.1267e-08 | 0.012004 | 3.2184e-11
[120 empty] | 7.3.3.17.5 (Remote Grid) Updates to grid topology to minimize risk of ignition in HFTDs Remote GridWLDFRWire-to-wire contactAggregated | WLDFR | HFTD - Distribution - Tier 3 - 3QU CoRE ¦ 2QU LoRE | Non-Red Flag Warning - Large Fires | Wire-to-wire contact | Aggregated | 2028 | 3.5144e-07 | 595.3479 | 0.00020923 | 2028 | Mitigation | 0.95 | 45 | 0 | esc | 0.00097009 | 3.4092e-10 | 0.00097009 | 3.4092e-10 | 0.0027911 | 9.1267e-08 | 0.012004 | 3.2184e-11
[120 empty] | 7.3.3.17.5 (Remote Grid) Updates to grid topology to minimize risk of ignition in HFTDs Remote GridWLDFRWire-to-wire contactAggregated | WLDFR | HFTD - Distribution - Tier 3 - 3QU CoRE ¦ 2QU LoRE | Non-Red Flag Warning - Large Fires | Wire-to-wire contact | Aggregated | 2029 | 3.5144e-07 | 595.3479 | 0.00020923 | 2029 | Mitigation | 0.95 | 45 | 0 | esc | 0.00097009 | 3.4092e-10 | 0.00097009 | 3.4092e-10 | 0.0027911 | 9.1267e-08 | 0.012004 | 3.2184e-11
[120 empty] | 7.3.3.17.5 (Remote Grid) Updates to grid topology to minimize risk of ignition in HFTDs Remote GridWLDFRWire-to-wire contactAggregated | WLDFR | HFTD - Distribution - Tier 3 - 3QU CoRE ¦ 2QU LoRE | Non-Red Flag Warning - Large Fires | Wire-to-wire contact | Aggregated | 2030 | 3.5144e-07 | 595.3479 | 0.00020923 | 2030 | Mitigation | 0.95 | 45 | 0 | esc | 0.00097009 | 3.4092e-10 | 0.00097009 | 3.4092e-10 | 0.0027911 | 9.1267e-08 | 0.012004 | 3.2184e-11
[120 empty] | 7.3.3.17.5 (Remote Grid) Updates to grid topology to minimize risk of ignition in HFTDs Remote GridWLDFRWire-to-wire contactAggregated | WLDFR | HFTD - Distribution - Tier 3 - 3QU CoRE ¦ 2QU LoRE | Non-Red Flag Warning - Large Fires | Wire-to-wire contact | Aggregated | 2031 | 3.5144e-07 | 595.3479 | 0.00020923 | 2031 | Mitigation | 0.95 | 45 | 0 | esc | 0.00097009 | 3.4092e-10 | 0.00097009 | 3.4092e-10 | 0.0027911 | 9.1267e-08 | 0.012004 | 3.2184e-11
[120 empty] | 7.3.3.17.5 (Remote Grid) Updates to grid topology to minimize risk of ignition in HFTDs Remote GridWLDFRWire-to-wire contactAggregated | WLDFR | HFTD - Distribution - Tier 3 - 3QU CoRE ¦ 2QU LoRE | Non-Red Flag Warning - Large Fires | Wire-to-wire contact | Aggregated | 2032 | 3.5144e-07 | 595.3479 | 0.00020923 | 2032 | Mitigation | 0.95 | 45 | 0 | esc | 0.00097009 | 3.4092e-10 | 0.00097009 | 3.4092e-10 | 0.0027911 | 9.1267e-08 | 0.012004 | 3.2184e-11
[120 empty] | 7.3.3.17.5 (Remote Grid) Updates to grid topology to minimize risk of ignition in HFTDs Remote GridWLDFRWire-to-wire contactAggregated | WLDFR | HFTD - Distribution - Tier 3 - 3QU CoRE ¦ 2QU LoRE | Non-Red Flag Warning - Large Fires | Wire-to-wire contact | Aggregated | 2033 | 3.5144e-07 | 595.3479 | 0.00020923 | 2033 | Mitigation | 0.95 | 45 | 0 | esc | 0.00097009 | 3.4092e-10 | 0.00097009 | 3.4092e-10 | 0.0027911 | 9.1267e-08 | 0.012004 | 3.2184e-11
[120 empty] | 7.3.3.17.5 (Remote Grid) Updates to grid topology to minimize risk of ignition in HFTDs Remote GridWLDFRWire-to-wire contactAggregated | WLDFR | HFTD - Distribution - Tier 3 - 3QU CoRE ¦ 2QU LoRE | Non-Red Flag Warning - Large Fires | Wire-to-wire contact | Aggregated | 2034 | 3.5144e-07 | 595.3479 | 0.00020923 | 2034 | Mitigation | 0.95 | 45 | 0 | esc | 0.00097009 | 3.4092e-10 | 0.00097009 | 3.4092e-10 | 0.0027911 | 9.1267e-08 | 0.012004 | 3.2184e-11
[120 empty] | 7.3.3.17.5 (Remote Grid) Updates to grid topology to minimize risk of ignition in HFTDs Remote GridWLDFRWire-to-wire contactAggregated | WLDFR | HFTD - Distribution - Tier 3 - 3QU CoRE ¦ 2QU LoRE | Non-Red Flag Warning - Large Fires | Wire-to-wire contact | Aggregated | 2035 | 3.5144e-07 | 595.3479 | 0.00020923 | 2035 | Mitigation | 0.95 | 45 | 0 | esc | 0.00097009 | 3.4092e-10 | 0.00097009 | 3.4092e-10 | 0.0027911 | 9.1267e-08 | 0.012004 | 3.2184e-11
[120 empty] | 7.3.3.17.5 (Remote Grid) Updates to grid topology to minimize risk of ignition in HFTDs Remote GridWLDFRWire-to-wire contactAggregated | WLDFR | HFTD - Distribution - Tier 3 - 3QU CoRE ¦ 2QU LoRE | Non-Red Flag Warning - Large Fires | Wire-to-wire contact | Aggregated | 2036 | 3.5144e-07 | 595.3479 | 0.00020923 | 2036 | Mitigation | 0.95 | 45 | 0 | esc | 0.00097009 | 3.4092e-10 | 0.00097009 | 3.4092e-10 | 0.0027911 | 9.1267e-08 | 0.012004 | 3.2184e-11
[120 empty] | 7.3.3.17.5 (Remote Grid) Updates to grid topology to minimize risk of ignition in HFTDs Remote GridWLDFRWire-to-wire contactAggregated | WLDFR | HFTD - Distribution - Tier 3 - 3QU CoRE ¦ 2QU LoRE | Non-Red Flag Warning - Large Fires | Wire-to-wire contact | Aggregated | 2037 | 3.5144e-07 | 595.3479 | 0.00020923 | 2037 | Mitigation | 0.95 | 45 | 0 | esc | 0.00097009 | 3.4092e-10 | 0.00097009 | 3.4092e-10 | 0.0027911 | 9.1267e-08 | 0.012004 | 3.2184e-11
[120 empty] | 7.3.3.17.5 (Remote Grid) Updates to grid topology to minimize risk of ignition in HFTDs Remote GridWLDFRWire-to-wire contactAggregated | WLDFR | HFTD - Distribution - Tier 3 - 3QU CoRE ¦ 2QU LoRE | Non-Red Flag Warning - Large Fires | Wire-to-wire contact | Aggregated | 2038 | 3.5144e-07 | 595.3479 | 0.00020923 | 2038 | Mitigation | 0.95 | 45 | 0 | esc | 0.00097009 | 3.4092e-10 | 0.00097009 | 3.4092e-10 | 0.0027911 | 9.1267e-08 | 0.012004 | 3.2184e-11
[120 empty] | 7.3.3.17.5 (Remote Grid) Updates to grid topology to minimize risk of ignition in HFTDs Remote GridWLDFRWire-to-wire contactAggregated | WLDFR | HFTD - Distribution - Tier 3 - 3QU CoRE ¦ 2QU LoRE | Non-Red Flag Warning - Large Fires | Wire-to-wire contact | Aggregated | 2039 | 3.5144e-07 | 595.3479 | 0.00020923 | 2039 | Mitigation | 0.95 | 45 | 0 | esc | 0.00097009 | 3.4092e-10 | 0.00097009 | 3.4092e-10 | 0.0027911 | 9.1267e-08 | 0.012004 | 3.2184e-11
[120 empty] | 7.3.3.17.5 (Remote Grid) Updates to grid topology to minimize risk of ignition in HFTDs Remote GridWLDFRWire-to-wire contactAggregated | WLDFR | HFTD - Distribution - Tier 3 - 3QU CoRE ¦ 2QU LoRE | Non-Red Flag Warning - Large Fires | Wire-to-wire contact | Aggregated | 2040 | 3.5144e-07 | 595.3479 | 0.00020923 | 2040 | Mitigation | 0.95 | 45 | 0 | esc | 0.00097009 | 3.4092e-10 | 0.00097009 | 3.4092e-10 | 0.0027911 | 9.1267e-08 | 0.012004 | 3.2184e-11
[120 empty] | 7.3.3.17.5 (Remote Grid) Updates to grid topology to minimize risk of ignition in HFTDs Remote GridWLDFRWire-to-wire contactAggregated | WLDFR | HFTD - Distribution - Tier 3 - 3QU CoRE ¦ 2QU LoRE | Non-Red Flag Warning - Large Fires | Wire-to-wire contact | Aggregated | 2041 | 3.5144e-07 | 595.3479 | 0.00020923 | 2041 | Mitigation | 0.95 | 45 | 0 | esc | 0.00097009 | 3.4092e-10 | 0.00097009 | 3.4092e-10 | 0.0027911 | 9.1267e-08 | 0.012004 | 3.2184e-11
[120 empty] | 7.3.3.17.5 (Remote Grid) Updates to grid topology to minimize risk of ignition in HFTDs Remote GridWLDFRWire-to-wire contactAggregated | WLDFR | HFTD - Distribution - Tier 3 - 3QU CoRE ¦ 2QU LoRE | Non-Red Flag Warning - Large Fires | Wire-to-wire contact | Aggregated | 2042 | 3.5144e-07 | 595.3479 | 0.00020923 | 2042 | Mitigation | 0.95 | 45 | 0 | esc | 0.00097009 | 3.4092e-10 | 0.00097009 | 3.4092e-10 | 0 | 0 | 0 | 0
[120 empty] | 7.3.3.17.5 (Remote Grid) Updates to grid topology to minimize risk of ignition in HFTDs Remote GridWLDFRWire-to-wire contactAggregated | WLDFR | HFTD - Distribution - Tier 3 - 3QU CoRE ¦ 2QU LoRE | Non-Red Flag Warning - Large Fires | Wire-to-wire contact | Aggregated | 2043 | 3.5144e-07 | 595.3479 | 0.00020923 | 2043 | Mitigation | 0.95 | 45 | 0 | esc | 0.00097009 | 3.4092e-10 | 0.00097009 | 3.4092e-10 | 0.0027911 | 5.1437e-07 | 0 | 0
[120 empty] | 7.3.3.17.5 (Remote Grid) Updates to grid topology to minimize risk of ignition in HFTDs Remote GridWLDFRWire-to-wire contactAggregated | WLDFR | HFTD - Distribution - Tier 3 - 3QU CoRE ¦ 2QU LoRE | Non-Red Flag Warning - Large Fires | Wire-to-wire contact | Aggregated | 2044 | 3.5144e-07 | 595.3479 | 0.00020923 | 2044 | Mitigation | 0.95 | 45 | 0 | esc | 0.00097009 | 3.4092e-10 | 0.00097009 | 3.4092e-10 | 0.0027911 | 5.1437e-07 | 0.010025 | 6.8467e-11
[120 empty] | 7.3.3.17.5 (Remote Grid) Updates to grid topology to minimize risk of ignition in HFTDs Remote GridWLDFRWire-to-wire contactAggregated | WLDFR | HFTD - Distribution - Tier 3 - 3QU CoRE ¦ 2QU LoRE | Non-Red Flag Warning - Large Fires | Wire-to-wire contact | Aggregated | 2045 | 3.5144e-07 | 595.3479 | 0.00020923 | 2045 | Mitigation | 0.95 | 45 | 0 | esc | 0.00097009 | 3.4092e-10 | 0.00097009 | 3.4092e-10 | 0.0027911 | 5.1437e-07 | 0.010025 | 6.8467e-11
[120 empty] | 7.3.3.17.5 (Remote Grid) Updates to grid topology to minimize risk of ignition in HFTDs Remote GridWLDFRWire-to-wire contactAggregated | WLDFR | HFTD - Distribution - Tier 3 - 3QU CoRE ¦ 2QU LoRE | Non-Red Flag Warning - Large Fires | Wire-to-wire contact | Aggregated | 2046 | 3.5144e-07 | 595.3479 | 0.00020923 | 2046 | Mitigation | 0.95 | 45 | 0 | esc | 0.00097009 | 3.4092e-10 | 0.00097009 | 3.4092e-10 | 0.0027911 | 5.1437e-07 | 0.010025 | 6.8467e-11
[120 empty] | 7.3.3.17.5 (Remote Grid) Updates to grid topology to minimize risk of ignition in HFTDs Remote GridWLDFRWire-to-wire contactAggregated | WLDFR | HFTD - Distribution - Tier 3 - 3QU CoRE ¦ 2QU LoRE | Non-Red Flag Warning - Large Fires | Wire-to-wire contact | Aggregated | 2047 | 3.5144e-07 | 595.3479 | 0.00020923 | 2047 | Mitigation | 0.95 | 45 | 0 | esc | 0.00097009 | 3.4092e-10 | 0.00097009 | 3.4092e-10 | 0.0027911 | 5.1437e-07 | 0.010025 | 6.8467e-11
[120 empty] | 7.3.3.17.5 (Remote Grid) Updates to grid topology to minimize risk of ignition in HFTDs Remote GridWLDFRWire-to-wire contactAggregated | WLDFR | HFTD - Distribution - Tier 3 - 3QU CoRE ¦ 2QU LoRE | Non-Red Flag Warning - Large Fires | Wire-to-wire contact | Aggregated | 2048 | 3.5144e-07 | 595.3479 | 0.00020923 | 2048 | Mitigation | 0.95 | 45 | 0 | esc | 0.00097009 | 3.4092e-10 | 0.00097009 | 3.4092e-10 | 0.0027911 | 5.1437e-07 | 0.010025 | 6.8467e-11
[120 empty] | 7.3.3.17.5 (Remote Grid) Updates to grid topology to minimize risk of ignition in HFTDs Remote GridWLDFRWire-to-wire contactAggregated | WLDFR | HFTD - Distribution - Tier 3 - 3QU CoRE ¦ 2QU LoRE | Non-Red Flag Warning - Large Fires | Wire-to-wire contact | Aggregated | 2049 | 3.5144e-07 | 595.3479 | 0.00020923 | 2049 | Mitigation | 0.95 | 45 | 0 | esc | 0.00097009 | 3.4092e-10 | 0.00097009 | 3.4092e-10 | 0.0027911 | 5.1437e-07 | 0.010025 | 6.8467e-11
[120 empty] | 7.3.3.17.5 (Remote Grid) Updates to grid topology to minimize risk of ignition in HFTDs Remote GridWLDFRWire-to-wire contactAggregated | WLDFR | HFTD - Distribution - Tier 3 - 3QU CoRE ¦ 2QU LoRE | Non-Red Flag Warning - Large Fires | Wire-to-wire contact | Aggregated | 2050 | 3.5144e-07 | 595.3479 | 0.00020923 | 2050 | Mitigation | 0.95 | 45 | 0 | esc | 0.00097009 | 3.4092e-10 | 0.00097009 | 3.4092e-10 | 0.0027911 | 5.1437e-07 | 0.010025 | 6.8467e-11
[120 empty] | 7.3.3.17.5 (Remote Grid) Updates to grid topology to minimize risk of ignition in HFTDs Remote GridWLDFRWire-to-wire contactAggregated | WLDFR | HFTD - Distribution - Tier 3 - 3QU CoRE ¦ 2QU LoRE | Non-Red Flag Warning - Large Fires | Wire-to-wire contact | Aggregated | 2051 | 3.5144e-07 | 595.3479 | 0.00020923 | 2051 | Mitigation | 0.95 | 45 | 0 | esc | 0.00097009 | 3.4092e-10 | 0.00097009 | 3.4092e-10 | 0.0027911 | 5.1437e-07 | 0.010025 | 6.8467e-11
[120 empty] | 7.3.3.17.5 (Remote Grid) Updates to grid topology to minimize risk of ignition in HFTDs Remote GridWLDFRWire-to-wire contactAggregated | WLDFR | HFTD - Distribution - Tier 3 - 3QU CoRE ¦ 2QU LoRE | Non-Red Flag Warning - Large Fires | Wire-to-wire contact | Aggregated | 2052 | 3.5144e-07 | 595.3479 | 0.00020923 | 2052 | Mitigation | 0.95 | 45 | 0 | esc | 0.00097009 | 3.4092e-10 | 0.00097009 | 3.4092e-10 | 0.0027911 | 5.1437e-07 | 0.010025 | 6.8467e-11
[120 empty] | 7.3.3.17.5 (Remote Grid) Updates to grid topology to minimize risk of ignition in HFTDs Remote GridWLDFRWire-to-wire contactAggregated | WLDFR | HFTD - Distribution - Tier 3 - 3QU CoRE ¦ 2QU LoRE | Non-Red Flag Warning - Large Fires | Wire-to-wire contact | Aggregated | 2053 | 3.5144e-07 | 595.3479 | 0.00020923 | 2053 | Mitigation | 0.95 | 45 | 0 | esc | 0.00097009 | 3.4092e-10 | 0.00097009 | 3.4092e-10 | 0.0027911 | 5.1437e-07 | 0.010025 | 6.8467e-11
[120 empty] | 7.3.3.17.5 (Remote Grid) Updates to grid topology to minimize risk of ignition in HFTDs Remote GridWLDFRWire-to-wire contactAggregated | WLDFR | HFTD - Distribution - Tier 3 - 3QU CoRE ¦ 2QU LoRE | Non-Red Flag Warning - Large Fires | Wire-to-wire contact | Aggregated | 2054 | 3.5144e-07 | 595.3479 | 0.00020923 | 2054 | Mitigation | 0.95 | 45 | 0 | esc | 0.00097009 | 3.4092e-10 | 0.00097009 | 3.4092e-10 | 0.0027911 | 5.1437e-07 | 0.010025 | 6.8467e-11
[120 empty] | 7.3.3.17.5 (Remote Grid) Updates to grid topology to minimize risk of ignition in HFTDs Remote GridWLDFRWire-to-wire contactAggregated | WLDFR | HFTD - Distribution - Tier 3 - 3QU CoRE ¦ 2QU LoRE | Non-Red Flag Warning - Large Fires | Wire-to-wire contact | Aggregated | 2055 | 3.5144e-07 | 595.3479 | 0.00020923 | 2055 | Mitigation | 0.95 | 45 | 0 | esc | 0.00097009 | 3.4092e-10 | 0.00097009 | 3.4092e-10 | 0.0027911 | 5.1437e-07 | 0.010025 | 6.8467e-11
[120 empty] | 7.3.3.17.5 (Remote Grid) Updates to grid topology to minimize risk of ignition in HFTDs Remote GridWLDFRWire-to-wire contactAggregated | WLDFR | HFTD - Distribution - Tier 3 - 3QU CoRE ¦ 2QU LoRE | Non-Red Flag Warning - Large Fires | Wire-to-wire contact | Aggregated | 2056 | 3.5144e-07 | 595.3479 | 0.00020923 | 2056 | Mitigation | 0.95 | 45 | 0 | esc | 0.00097009 | 3.4092e-10 | 0.00097009 | 3.4092e-10 | 0.0027911 | 5.1437e-07 | 0.010025 | 6.8467e-11
[120 empty] | 7.3.3.17.5 (Remote Grid) Updates to grid topology to minimize risk of ignition in HFTDs Remote GridWLDFRWire-to-wire contactAggregated | WLDFR | HFTD - Distribution - Tier 3 - 3QU CoRE ¦ 2QU LoRE | Non-Red Flag Warning - Large Fires | Wire-to-wire contact | Aggregated | 2057 | 3.5144e-07 | 595.3479 | 0.00020923 | 2057 | Mitigation | 0.95 | 45 | 0 | esc | 0.00097009 | 3.4092e-10 | 0.00097009 | 3.4092e-10 | 0.0027911 | 5.1437e-07 | 0.010025 | 6.8467e-11
[120 empty] | 7.3.3.17.5 (Remote Grid) Updates to grid topology to minimize risk of ignition in HFTDs Remote GridWLDFRWire-to-wire contactAggregated | WLDFR | HFTD - Distribution - Tier 3 - 3QU CoRE ¦ 2QU LoRE | Non-Red Flag Warning - Large Fires | Wire-to-wire contact | Aggregated | 2058 | 3.5144e-07 | 595.3479 | 0.00020923 | 2058 | Mitigation | 0.95 | 45 | 0 | esc | 0.00097009 | 3.4092e-10 | 0.00097009 | 3.4092e-10 | 0.0027911 | 5.1437e-07 | 0.010025 | 6.8467e-11
[120 empty] | 7.3.3.17.5 (Remote Grid) Updates to grid topology to minimize risk of ignition in HFTDs Remote GridWLDFRWire-to-wire contactAggregated | WLDFR | HFTD - Distribution - Tier 3 - 3QU CoRE ¦ 2QU LoRE | Non-Red Flag Warning - Large Fires | Wire-to-wire contact | Aggregated | 2059 | 3.5144e-07 | 595.3479 | 0.00020923 | 2059 | Mitigation | 0.95 | 45 | 0 | esc | 0.00097009 | 3.4092e-10 | 0.00097009 | 3.4092e-10 | 0.0027911 | 5.1437e-07 | 0.010025 | 6.8467e-11
[120 empty] | 7.3.3.17.5 (Remote Grid) Updates to grid topology to minimize risk of ignition in HFTDs Remote GridWLDFRWire-to-wire contactAggregated | WLDFR | HFTD - Distribution - Tier 3 - 3QU CoRE ¦ 2QU LoRE | Non-Red Flag Warning - Large Fires | Wire-to-wire contact | Aggregated | 2060 | 3.5144e-07 | 595.3479 | 0.00020923 | 2060 | Mitigation | 0.95 | 45 | 0 | esc | 0.00097009 | 3.4092e-10 | 0.00097009 | 3.4092e-10 | 0.0027911 | 5.1437e-07 | 0.010025 | 6.8467e-11
[120 empty] | 7.3.3.17.5 (Remote Grid) Updates to grid topology to minimize risk of ignition in HFTDs Remote GridWLDFRWire-to-wire contactAggregated | WLDFR | HFTD - Distribution - Tier 3 - 3QU CoRE ¦ 2QU LoRE | Non-Red Flag Warning - Large Fires | Wire-to-wire contact | Aggregated | 2061 | 3.5144e-07 | 595.3479 | 0.00020923 | 2061 | Mitigation | 0.95 | 45 | 0 | esc | 0.00097009 | 3.4092e-10 | 0.00097009 | 3.4092e-10 | 0.0027911 | 5.1437e-07 | 0.010025 | 6.8467e-11
[120 empty] | 7.3.3.17.5 (Remote Grid) Updates to grid topology to minimize risk of ignition in HFTDs Remote GridWLDFRWire-to-wire contactAggregated | WLDFR | HFTD - Distribution - Tier 3 - 3QU CoRE ¦ 2QU LoRE | Non-Red Flag Warning - Large Fires | Wire-to-wire contact | Aggregated | 2062 | 3.5144e-07 | 595.3479 | 0.00020923 | 2062 | Mitigation | 0.95 | 45 | 0 | esc | 0.00097009 | 3.4092e-10 | 0.00097009 | 3.4092e-10 | 0.0027911 | 5.1437e-07 | 0.010025 | 6.8467e-11
[120 empty] | 7.3.3.17.5 (Remote Grid) Updates to grid topology to minimize risk of ignition in HFTDs Remote GridWLDFRWire-to-wire contactAggregated | WLDFR | HFTD - Distribution - Tier 3 - 3QU CoRE ¦ 2QU LoRE | Non-Red Flag Warning - Large Fires | Wire-to-wire contact | Aggregated | 2063 | 3.5144e-07 | 595.3479 | 0.00020923 | 2063 | Mitigation | 0.95 | 45 | 0 | esc | 0.00097009 | 3.4092e-10 | 0.00097009 | 3.4092e-10 | 0.0027911 | 5.1437e-07 | 0.010025 | 6.8467e-11
[120 empty] | 7.3.3.17.5 (Remote Grid) Updates to grid topology to minimize risk of ignition in HFTDs Remote GridWLDFRWire-to-wire contactAggregated | WLDFR | HFTD - Distribution - Tier 3 - 3QU CoRE ¦ 2QU LoRE | Non-Red Flag Warning - Large Fires | Wire-to-wire contact | Aggregated | 2064 | 3.5144e-07 | 595.3479 | 0.00020923 | 2064 | Mitigation | 0.95 | 45 | 0 | esc | 0.00097009 | 3.4092e-10 | 0.00097009 | 3.4092e-10 | 0.0027911 | 5.1437e-07 | 0.010025 | 6.8467e-11
[120 empty] | 7.3.3.17.5 (Remote Grid) Updates to grid topology to minimize risk of ignition in HFTDs Remote GridWLDFRWire-to-wire contactAggregated | WLDFR | HFTD - Distribution - Tier 3 - 3QU CoRE ¦ 2QU LoRE | Non-Red Flag Warning - Large Fires | Wire-to-wire contact | Aggregated | 2065 | 3.5144e-07 | 595.3479 | 0.00020923 | 2065 | Mitigation | 0.95 | 45 | 0 | esc | 0.00097009 | 3.4092e-10 | 0.00097009 | 3.4092e-10 | 0.0027911 | 5.1437e-07 | 0.010025 | 6.8467e-11
[120 empty] | 7.3.3.17.5 (Remote Grid) Updates to grid topology to minimize risk of ignition in HFTDs Remote GridWLDFRWire-to-wire contactAggregated | WLDFR | HFTD - Distribution - Tier 3 - 3QU CoRE ¦ 2QU LoRE | Non-Red Flag Warning - Large Fires | Wire-to-wire contact | Aggregated | 2066 | 3.5144e-07 | 595.3479 | 0.00020923 | 2066 | Mitigation | 0.95 | 45 | 0 | esc | 0.00097009 | 3.4092e-10 | 0.00097009 | 3.4092e-10 | 0.0027911 | 5.1437e-07 | 0.010025 | 6.8467e-11
[120 empty] | 7.3.3.17.5 (Remote Grid) Updates to grid topology to minimize risk of ignition in HFTDs Remote GridWLDFRWire-to-wire contactAggregated | WLDFR | HFTD - Distribution - Tier 3 - 3QU CoRE ¦ 2QU LoRE | Non-Red Flag Warning - Large Fires | Wire-to-wire contact | Aggregated | 2067 | 3.5144e-07 | 595.3479 | 0.00020923 | 2067 | Mitigation | 0.95 | 45 | 0 | esc | 0 | 0 | 0.00097009 | 3.4092e-10 | 0.0027911 | 5.1437e-07 | 0.010025 | 6.8467e-11
[120 empty] | 7.3.3.17.5 (Remote Grid) Updates to grid topology to minimize risk of ignition in HFTDs Remote GridWLDFRContact from objectAggregated | WLDFR | HFTD - Distribution - Tier 3 - 3QU CoRE ¦ 2QU LoRE | Non-Red Flag Warning - Small Fires | Contact from object | Aggregated | 2022 | 0.00056587 | 595.3479 | 0.33689 | 2022 | Mitigation | 0.95 | 45 | 0 | esc | 0.00097009 | 5.4895e-07 | 0 | 0 | 0.0027911 | 5.1437e-07 | 0.010025 | 6.8467e-11
[120 empty] | 7.3.3.17.5 (Remote Grid) Updates to grid topology to minimize risk of ignition in HFTDs Remote GridWLDFRContact from objectAggregated | WLDFR | HFTD - Distribution - Tier 3 - 3QU CoRE ¦ 2QU LoRE | Non-Red Flag Warning - Small Fires | Contact from object | Aggregated | 2023 | 0.00056587 | 595.3479 | 0.33689 | 2023 | Mitigation | 0.95 | 45 | 0 | esc | 0.00097009 | 5.4895e-07 | 0.00097009 | 5.4895e-07 | 0.0027911 | 5.1437e-07 | 0.010025 | 6.8467e-11
[120 empty] | 7.3.3.17.5 (Remote Grid) Updates to grid topology to minimize risk of ignition in HFTDs Remote GridWLDFRContact from objectAggregated | WLDFR | HFTD - Distribution - Tier 3 - 3QU CoRE ¦ 2QU LoRE | Non-Red Flag Warning - Small Fires | Contact from object | Aggregated | 2024 | 0.00056587 | 595.3479 | 0.33689 | 2024 | Mitigation | 0.95 | 45 | 0 | esc | 0.00097009 | 5.4895e-07 | 0.00097009 | 5.4895e-07 | 0.0027911 | 5.1437e-07 | 0.010025 | 6.8467e-11
[120 empty] | 7.3.3.17.5 (Remote Grid) Updates to grid topology to minimize risk of ignition in HFTDs Remote GridWLDFRContact from objectAggregated | WLDFR | HFTD - Distribution - Tier 3 - 3QU CoRE ¦ 2QU LoRE | Non-Red Flag Warning - Small Fires | Contact from object | Aggregated | 2025 | 0.00056587 | 595.3479 | 0.33689 | 2025 | Mitigation | 0.95 | 45 | 0 | esc | 0.00097009 | 5.4895e-07 | 0.00097009 | 5.4895e-07 | 0.0027911 | 5.1437e-07 | 0.010025 | 6.8467e-11
[120 empty] | 7.3.3.17.5 (Remote Grid) Updates to grid topology to minimize risk of ignition in HFTDs Remote GridWLDFRContact from objectAggregated | WLDFR | HFTD - Distribution - Tier 3 - 3QU CoRE ¦ 2QU LoRE | Non-Red Flag Warning - Small Fires | Contact from object | Aggregated | 2026 | 0.00056587 | 595.3479 | 0.33689 | 2026 | Mitigation | 0.95 | 45 | 0 | esc | 0.00097009 | 5.4895e-07 | 0.00097009 | 5.4895e-07 | 0.0027911 | 5.1437e-07 | 0.010025 | 6.8467e-11
[120 empty] | 7.3.3.17.5 (Remote Grid) Updates to grid topology to minimize risk of ignition in HFTDs Remote GridWLDFRContact from objectAggregated | WLDFR | HFTD - Distribution - Tier 3 - 3QU CoRE ¦ 2QU LoRE | Non-Red Flag Warning - Small Fires | Contact from object | Aggregated | 2027 | 0.00056587 | 595.3479 | 0.33689 | 2027 | Mitigation | 0.95 | 45 | 0 | esc | 0.00097009 | 5.4895e-07 | 0.00097009 | 5.4895e-07 | 0.0027911 | 5.1437e-07 | 0.010025 | 6.8467e-11
[120 empty] | 7.3.3.17.5 (Remote Grid) Updates to grid topology to minimize risk of ignition in HFTDs Remote GridWLDFRContact from objectAggregated | WLDFR | HFTD - Distribution - Tier 3 - 3QU CoRE ¦ 2QU LoRE | Non-Red Flag Warning - Small Fires | Contact from object | Aggregated | 2028 | 0.00056587 | 595.3479 | 0.33689 | 2028 | Mitigation | 0.95 | 45 | 0 | esc | 0.00097009 | 5.4895e-07 | 0.00097009 | 5.4895e-07 | 0.0027911 | 5.1437e-07 | 0 | 0
[120 empty] | 7.3.3.17.5 (Remote Grid) Updates to grid topology to minimize risk of ignition in HFTDs Remote GridWLDFRContact from objectAggregated | WLDFR | HFTD - Distribution - Tier 3 - 3QU CoRE ¦ 2QU LoRE | Non-Red Flag Warning - Small Fires | Contact from object | Aggregated | 2029 | 0.00056587 | 595.3479 | 0.33689 | 2029 | Mitigation | 0.95 | 45 | 0 | esc | 0.00097009 | 5.4895e-07 | 0.00097009 | 5.4895e-07 | 0.0027911 | 5.1437e-07 | 0 | 0
[120 empty] | 7.3.3.17.5 (Remote Grid) Updates to grid topology to minimize risk of ignition in HFTDs Remote GridWLDFRContact from objectAggregated | WLDFR | HFTD - Distribution - Tier 3 - 3QU CoRE ¦ 2QU LoRE | Non-Red Flag Warning - Small Fires | Contact from object | Aggregated | 2030 | 0.00056587 | 595.3479 | 0.33689 | 2030 | Mitigation | 0.95 | 45 | 0 | esc | 0.00097009 | 5.4895e-07 | 0.00097009 | 5.4895e-07 | 0.0027911 | 5.1437e-07 | 0.0094681 | 2.2074e-10
[120 empty] | 7.3.3.17.5 (Remote Grid) Updates to grid topology to minimize risk of ignition in HFTDs Remote GridWLDFRContact from objectAggregated | WLDFR | HFTD - Distribution - Tier 3 - 3QU CoRE ¦ 2QU LoRE | Non-Red Flag Warning - Small Fires | Contact from object | Aggregated | 2031 | 0.00056587 | 595.3479 | 0.33689 | 2031 | Mitigation | 0.95 | 45 | 0 | esc | 0.00097009 | 5.4895e-07 | 0.00097009 | 5.4895e-07 | 0.0027911 | 5.1437e-07 | 0.0094681 | 2.2074e-10
[120 empty] | 7.3.3.17.5 (Remote Grid) Updates to grid topology to minimize risk of ignition in HFTDs Remote GridWLDFRContact from objectAggregated | WLDFR | HFTD - Distribution - Tier 3 - 3QU CoRE ¦ 2QU LoRE | Non-Red Flag Warning - Small Fires | Contact from object | Aggregated | 2032 | 0.00056587 | 595.3479 | 0.33689 | 2032 | Mitigation | 0.95 | 45 | 0 | esc | 0.00097009 | 5.4895e-07 | 0.00097009 | 5.4895e-07 | 0.0027911 | 5.1437e-07 | 0.0094681 | 2.2074e-10
[120 empty] | 7.3.3.17.5 (Remote Grid) Updates to grid topology to minimize risk of ignition in HFTDs Remote GridWLDFRContact from objectAggregated | WLDFR | HFTD - Distribution - Tier 3 - 3QU CoRE ¦ 2QU LoRE | Non-Red Flag Warning - Small Fires | Contact from object | Aggregated | 2033 | 0.00056587 | 595.3479 | 0.33689 | 2033 | Mitigation | 0.95 | 45 | 0 | esc | 0.00097009 | 5.4895e-07 | 0.00097009 | 5.4895e-07 | 0.0027911 | 5.1437e-07 | 0.0094681 | 2.2074e-10
[120 empty] | 7.3.3.17.5 (Remote Grid) Updates to grid topology to minimize risk of ignition in HFTDs Remote GridWLDFRContact from objectAggregated | WLDFR | HFTD - Distribution - Tier 3 - 3QU CoRE ¦ 2QU LoRE | Non-Red Flag Warning - Small Fires | Contact from object | Aggregated | 2034 | 0.00056587 | 595.3479 | 0.33689 | 2034 | Mitigation | 0.95 | 45 | 0 | esc | 0.00097009 | 5.4895e-07 | 0.00097009 | 5.4895e-07 | 0.0027911 | 5.1437e-07 | 0.0094681 | 2.2074e-10
[120 empty] | 7.3.3.17.5 (Remote Grid) Updates to grid topology to minimize risk of ignition in HFTDs Remote GridWLDFRContact from objectAggregated | WLDFR | HFTD - Distribution - Tier 3 - 3QU CoRE ¦ 2QU LoRE | Non-Red Flag Warning - Small Fires | Contact from object | Aggregated | 2035 | 0.00056587 | 595.3479 | 0.33689 | 2035 | Mitigation | 0.95 | 45 | 0 | esc | 0.00097009 | 5.4895e-07 | 0.00097009 | 5.4895e-07 | 0.0027911 | 5.1437e-07 | 0.0094681 | 2.2074e-10
[120 empty] | 7.3.3.17.5 (Remote Grid) Updates to grid topology to minimize risk of ignition in HFTDs Remote GridWLDFRContact from objectAggregated | WLDFR | HFTD - Distribution - Tier 3 - 3QU CoRE ¦ 2QU LoRE | Non-Red Flag Warning - Small Fires | Contact from object | Aggregated | 2036 | 0.00056587 | 595.3479 | 0.33689 | 2036 | Mitigation | 0.95 | 45 | 0 | esc | 0.00097009 | 5.4895e-07 | 0.00097009 | 5.4895e-07 | 0.0027911 | 5.1437e-07 | 0.0094681 | 2.2074e-10
[120 empty] | 7.3.3.17.5 (Remote Grid) Updates to grid topology to minimize risk of ignition in HFTDs Remote GridWLDFRContact from objectAggregated | WLDFR | HFTD - Distribution - Tier 3 - 3QU CoRE ¦ 2QU LoRE | Non-Red Flag Warning - Small Fires | Contact from object | Aggregated | 2037 | 0.00056587 | 595.3479 | 0.33689 | 2037 | Mitigation | 0.95 | 45 | 0 | esc | 0.00097009 | 5.4895e-07 | 0.00097009 | 5.4895e-07 | 0.0027911 | 5.1437e-07 | 0.0094681 | 2.2074e-10
[120 empty] | 7.3.3.17.5 (Remote Grid) Updates to grid topology to minimize risk of ignition in HFTDs Remote GridWLDFRContact from objectAggregated | WLDFR | HFTD - Distribution - Tier 3 - 3QU CoRE ¦ 2QU LoRE | Non-Red Flag Warning - Small Fires | Contact from object | Aggregated | 2038 | 0.00056587 | 595.3479 | 0.33689 | 2038 | Mitigation | 0.95 | 45 | 0 | esc | 0.00097009 | 5.4895e-07 | 0.00097009 | 5.4895e-07 | 0.0027911 | 5.1437e-07 | 0.0094681 | 2.2074e-10
[120 empty] | 7.3.3.17.5 (Remote Grid) Updates to grid topology to minimize risk of ignition in HFTDs Remote GridWLDFRContact from objectAggregated | WLDFR | HFTD - Distribution - Tier 3 - 3QU CoRE ¦ 2QU LoRE | Non-Red Flag Warning - Small Fires | Contact from object | Aggregated | 2039 | 0.00056587 | 595.3479 | 0.33689 | 2039 | Mitigation | 0.95 | 45 | 0 | esc | 0.00097009 | 5.4895e-07 | 0.00097009 | 5.4895e-07 | 0.0027911 | 5.1437e-07 | 0.0094681 | 2.2074e-10
[120 empty] | 7.3.3.17.5 (Remote Grid) Updates to grid topology to minimize risk of ignition in HFTDs Remote GridWLDFRContact from objectAggregated | WLDFR | HFTD - Distribution - Tier 3 - 3QU CoRE ¦ 2QU LoRE | Non-Red Flag Warning - Small Fires | Contact from object | Aggregated | 2040 | 0.00056587 | 595.3479 | 0.33689 | 2040 | Mitigation | 0.95 | 45 | 0 | esc | 0.00097009 | 5.4895e-07 | 0.00097009 | 5.4895e-07 | 0.0027911 | 5.1437e-07 | 0.0094681 | 2.2074e-10
[120 empty] | 7.3.3.17.5 (Remote Grid) Updates to grid topology to minimize risk of ignition in HFTDs Remote GridWLDFRContact from objectAggregated | WLDFR | HFTD - Distribution - Tier 3 - 3QU CoRE ¦ 2QU LoRE | Non-Red Flag Warning - Small Fires | Contact from object | Aggregated | 2041 | 0.00056587 | 595.3479 | 0.33689 | 2041 | Mitigation | 0.95 | 45 | 0 | esc | 0.00097009 | 5.4895e-07 | 0.00097009 | 5.4895e-07 | 0.0027911 | 5.1437e-07 | 0.0094681 | 2.2074e-10
[120 empty] | 7.3.3.17.5 (Remote Grid) Updates to grid topology to minimize risk of ignition in HFTDs Remote GridWLDFRContact from objectAggregated | WLDFR | HFTD - Distribution - Tier 3 - 3QU CoRE ¦ 2QU LoRE | Non-Red Flag Warning - Small Fires | Contact from object | Aggregated | 2042 | 0.00056587 | 595.3479 | 0.33689 | 2042 | Mitigation | 0.95 | 45 | 0 | esc | 0.00097009 | 5.4895e-07 | 0.00097009 | 5.4895e-07 | 0.0027911 | 5.1437e-07 | 0.0094681 | 2.2074e-10
[120 empty] | 7.3.3.17.5 (Remote Grid) Updates to grid topology to minimize risk of ignition in HFTDs Remote GridWLDFRContact from objectAggregated | WLDFR | HFTD - Distribution - Tier 3 - 3QU CoRE ¦ 2QU LoRE | Non-Red Flag Warning - Small Fires | Contact from object | Aggregated | 2043 | 0.00056587 | 595.3479 | 0.33689 | 2043 | Mitigation | 0.95 | 45 | 0 | esc | 0.00097009 | 5.4895e-07 | 0.00097009 | 5.4895e-07 | 0.0027911 | 5.1437e-07 | 0.0094681 | 2.2074e-10
[120 empty] | 7.3.3.17.5 (Remote Grid) Updates to grid topology to minimize risk of ignition in HFTDs Remote GridWLDFRContact from objectAggregated | WLDFR | HFTD - Distribution - Tier 3 - 3QU CoRE ¦ 2QU LoRE | Non-Red Flag Warning - Small Fires | Contact from object | Aggregated | 2044 | 0.00056587 | 595.3479 | 0.33689 | 2044 | Mitigation | 0.95 | 45 | 0 | esc | 0.00097009 | 5.4895e-07 | 0.00097009 | 5.4895e-07 | 0.0027911 | 5.1437e-07 | 0.0094681 | 2.2074e-10
[120 empty] | 7.3.3.17.5 (Remote Grid) Updates to grid topology to minimize risk of ignition in HFTDs Remote GridWLDFRContact from objectAggregated | WLDFR | HFTD - Distribution - Tier 3 - 3QU CoRE ¦ 2QU LoRE | Non-Red Flag Warning - Small Fires | Contact from object | Aggregated | 2045 | 0.00056587 | 595.3479 | 0.33689 | 2045 | Mitigation | 0.95 | 45 | 0 | esc | 0.00097009 | 5.4895e-07 | 0.00097009 | 5.4895e-07 | 0.0027911 | 5.1437e-07 | 0.0094681 | 2.2074e-10
[120 empty] | 7.3.3.17.5 (Remote Grid) Updates to grid topology to minimize risk of ignition in HFTDs Remote GridWLDFRContact from objectAggregated | WLDFR | HFTD - Distribution - Tier 3 - 3QU CoRE ¦ 2QU LoRE | Non-Red Flag Warning - Small Fires | Contact from object | Aggregated | 2046 | 0.00056587 | 595.3479 | 0.33689 | 2046 | Mitigation | 0.95 | 45 | 0 | esc | 0.00097009 | 5.4895e-07 | 0.00097009 | 5.4895e-07 | 0 | 0 | 0.0094681 | 2.2074e-10
[120 empty] | 7.3.3.17.5 (Remote Grid) Updates to grid topology to minimize risk of ignition in HFTDs Remote GridWLDFRContact from objectAggregated | WLDFR | HFTD - Distribution - Tier 3 - 3QU CoRE ¦ 2QU LoRE | Non-Red Flag Warning - Small Fires | Contact from object | Aggregated | 2047 | 0.00056587 | 595.3479 | 0.33689 | 2047 | Mitigation | 0.95 | 45 | 0 | esc | 0.00097009 | 5.4895e-07 | 0.00097009 | 5.4895e-07 | 0.0027911 | 4.9643e-08 | 0.0094681 | 2.2074e-10
[120 empty] | 7.3.3.17.5 (Remote Grid) Updates to grid topology to minimize risk of ignition in HFTDs Remote GridWLDFRContact from objectAggregated | WLDFR | HFTD - Distribution - Tier 3 - 3QU CoRE ¦ 2QU LoRE | Non-Red Flag Warning - Small Fires | Contact from object | Aggregated | 2048 | 0.00056587 | 595.3479 | 0.33689 | 2048 | Mitigation | 0.95 | 45 | 0 | esc | 0.00097009 | 5.4895e-07 | 0.00097009 | 5.4895e-07 | 0.0027911 | 4.9643e-08 | 0.0094681 | 2.2074e-10
[120 empty] | 7.3.3.17.5 (Remote Grid) Updates to grid topology to minimize risk of ignition in HFTDs Remote GridWLDFRContact from objectAggregated | WLDFR | HFTD - Distribution - Tier 3 - 3QU CoRE ¦ 2QU LoRE | Non-Red Flag Warning - Small Fires | Contact from object | Aggregated | 2049 | 0.00056587 | 595.3479 | 0.33689 | 2049 | Mitigation | 0.95 | 45 | 0 | esc | 0.00097009 | 5.4895e-07 | 0.00097009 | 5.4895e-07 | 0.0027911 | 4.9643e-08 | 0.0094681 | 2.2074e-10
[120 empty] | 7.3.3.17.5 (Remote Grid) Updates to grid topology to minimize risk of ignition in HFTDs Remote GridWLDFRContact from objectAggregated | WLDFR | HFTD - Distribution - Tier 3 - 3QU CoRE ¦ 2QU LoRE | Non-Red Flag Warning - Small Fires | Contact from object | Aggregated | 2050 | 0.00056587 | 595.3479 | 0.33689 | 2050 | Mitigation | 0.95 | 45 | 0 | esc | 0.00097009 | 5.4895e-07 | 0.00097009 | 5.4895e-07 | 0.0027911 | 4.9643e-08 | 0.0094681 | 2.2074e-10
[120 empty] | 7.3.3.17.5 (Remote Grid) Updates to grid topology to minimize risk of ignition in HFTDs Remote GridWLDFRContact from objectAggregated | WLDFR | HFTD - Distribution - Tier 3 - 3QU CoRE ¦ 2QU LoRE | Non-Red Flag Warning - Small Fires | Contact from object | Aggregated | 2051 | 0.00056587 | 595.3479 | 0.33689 | 2051 | Mitigation | 0.95 | 45 | 0 | esc | 0.00097009 | 5.4895e-07 | 0.00097009 | 5.4895e-07 | 0.0027911 | 4.9643e-08 | 0.0094681 | 2.2074e-10
[120 empty] | 7.3.3.17.5 (Remote Grid) Updates to grid topology to minimize risk of ignition in HFTDs Remote GridWLDFRContact from objectAggregated | WLDFR | HFTD - Distribution - Tier 3 - 3QU CoRE ¦ 2QU LoRE | Non-Red Flag Warning - Small Fires | Contact from object | Aggregated | 2052 | 0.00056587 | 595.3479 | 0.33689 | 2052 | Mitigation | 0.95 | 45 | 0 | esc | 0.00097009 | 5.4895e-07 | 0.00097009 | 5.4895e-07 | 0.0027911 | 4.9643e-08 | 0.0094681 | 2.2074e-10
[120 empty] | 7.3.3.17.5 (Remote Grid) Updates to grid topology to minimize risk of ignition in HFTDs Remote GridWLDFRContact from objectAggregated | WLDFR | HFTD - Distribution - Tier 3 - 3QU CoRE ¦ 2QU LoRE | Non-Red Flag Warning - Small Fires | Contact from object | Aggregated | 2053 | 0.00056587 | 595.3479 | 0.33689 | 2053 | Mitigation | 0.95 | 45 | 0 | esc | 0.00097009 | 5.4895e-07 | 0.00097009 | 5.4895e-07 | 0.0027911 | 4.9643e-08 | 0.0094681 | 2.2074e-10
[120 empty] | 7.3.3.17.5 (Remote Grid) Updates to grid topology to minimize risk of ignition in HFTDs Remote GridWLDFRContact from objectAggregated | WLDFR | HFTD - Distribution - Tier 3 - 3QU CoRE ¦ 2QU LoRE | Non-Red Flag Warning - Small Fires | Contact from object | Aggregated | 2054 | 0.00056587 | 595.3479 | 0.33689 | 2054 | Mitigation | 0.95 | 45 | 0 | esc | 0.00097009 | 5.4895e-07 | 0.00097009 | 5.4895e-07 | 0.0027911 | 4.9643e-08 | 0.0094681 | 2.2074e-10
[120 empty] | 7.3.3.17.5 (Remote Grid) Updates to grid topology to minimize risk of ignition in HFTDs Remote GridWLDFRContact from objectAggregated | WLDFR | HFTD - Distribution - Tier 3 - 3QU CoRE ¦ 2QU LoRE | Non-Red Flag Warning - Small Fires | Contact from object | Aggregated | 2055 | 0.00056587 | 595.3479 | 0.33689 | 2055 | Mitigation | 0.95 | 45 | 0 | esc | 0.00097009 | 5.4895e-07 | 0.00097009 | 5.4895e-07 | 0.0027911 | 4.9643e-08 | 0.0094681 | 2.2074e-10
[120 empty] | 7.3.3.17.5 (Remote Grid) Updates to grid topology to minimize risk of ignition in HFTDs Remote GridWLDFRContact from objectAggregated | WLDFR | HFTD - Distribution - Tier 3 - 3QU CoRE ¦ 2QU LoRE | Non-Red Flag Warning - Small Fires | Contact from object | Aggregated | 2056 | 0.00056587 | 595.3479 | 0.33689 | 2056 | Mitigation | 0.95 | 45 | 0 | esc | 0.00097009 | 5.4895e-07 | 0.00097009 | 5.4895e-07 | 0.0027911 | 4.9643e-08 | 0.0094681 | 2.2074e-10
[120 empty] | 7.3.3.17.5 (Remote Grid) Updates to grid topology to minimize risk of ignition in HFTDs Remote GridWLDFRContact from objectAggregated | WLDFR | HFTD - Distribution - Tier 3 - 3QU CoRE ¦ 2QU LoRE | Non-Red Flag Warning - Small Fires | Contact from object | Aggregated | 2057 | 0.00056587 | 595.3479 | 0.33689 | 2057 | Mitigation | 0.95 | 45 | 0 | esc | 0.00097009 | 5.4895e-07 | 0.00097009 | 5.4895e-07 | 0.0027911 | 4.9643e-08 | 0.0094681 | 2.2074e-10
[120 empty] | 7.3.3.17.5 (Remote Grid) Updates to grid topology to minimize risk of ignition in HFTDs Remote GridWLDFRContact from objectAggregated | WLDFR | HFTD - Distribution - Tier 3 - 3QU CoRE ¦ 2QU LoRE | Non-Red Flag Warning - Small Fires | Contact from object | Aggregated | 2058 | 0.00056587 | 595.3479 | 0.33689 | 2058 | Mitigation | 0.95 | 45 | 0 | esc | 0.00097009 | 5.4895e-07 | 0.00097009 | 5.4895e-07 | 0.0027911 | 4.9643e-08 | 0.0094681 | 2.2074e-10
[120 empty] | 7.3.3.17.5 (Remote Grid) Updates to grid topology to minimize risk of ignition in HFTDs Remote GridWLDFRContact from objectAggregated | WLDFR | HFTD - Distribution - Tier 3 - 3QU CoRE ¦ 2QU LoRE | Non-Red Flag Warning - Small Fires | Contact from object | Aggregated | 2059 | 0.00056587 | 595.3479 | 0.33689 | 2059 | Mitigation | 0.95 | 45 | 0 | esc | 0.00097009 | 5.4895e-07 | 0.00097009 | 5.4895e-07 | 0.0027911 | 4.9643e-08 | 0.0094681 | 2.2074e-10
[120 empty] | 7.3.3.17.5 (Remote Grid) Updates to grid topology to minimize risk of ignition in HFTDs Remote GridWLDFRContact from objectAggregated | WLDFR | HFTD - Distribution - Tier 3 - 3QU CoRE ¦ 2QU LoRE | Non-Red Flag Warning - Small Fires | Contact from object | Aggregated | 2060 | 0.00056587 | 595.3479 | 0.33689 | 2060 | Mitigation | 0.95 | 45 | 0 | esc | 0.00097009 | 5.4895e-07 | 0.00097009 | 5.4895e-07 | 0.0027911 | 4.9643e-08 | 0 | 0
[120 empty] | 7.3.3.17.5 (Remote Grid) Updates to grid topology to minimize risk of ignition in HFTDs Remote GridWLDFRContact from objectAggregated | WLDFR | HFTD - Distribution - Tier 3 - 3QU CoRE ¦ 2QU LoRE | Non-Red Flag Warning - Small Fires | Contact from object | Aggregated | 2061 | 0.00056587 | 595.3479 | 0.33689 | 2061 | Mitigation | 0.95 | 45 | 0 | esc | 0.00097009 | 5.4895e-07 | 0.00097009 | 5.4895e-07 | 0.0027911 | 4.9643e-08 | 0 | 0
[120 empty] | 7.3.3.17.5 (Remote Grid) Updates to grid topology to minimize risk of ignition in HFTDs Remote GridWLDFRContact from objectAggregated | WLDFR | HFTD - Distribution - Tier 3 - 3QU CoRE ¦ 2QU LoRE | Non-Red Flag Warning - Small Fires | Contact from object | Aggregated | 2062 | 0.00056587 | 595.3479 | 0.33689 | 2062 | Mitigation | 0.95 | 45 | 0 | esc | 0.00097009 | 5.4895e-07 | 0.00097009 | 5.4895e-07 | 0.0027911 | 4.9643e-08 | 0.010598 | 1.1347e-11
[120 empty] | 7.3.3.17.5 (Remote Grid) Updates to grid topology to minimize risk of ignition in HFTDs Remote GridWLDFRContact from objectAggregated | WLDFR | HFTD - Distribution - Tier 3 - 3QU CoRE ¦ 2QU LoRE | Non-Red Flag Warning - Small Fires | Contact from object | Aggregated | 2063 | 0.00056587 | 595.3479 | 0.33689 | 2063 | Mitigation | 0.95 | 45 | 0 | esc | 0.00097009 | 5.4895e-07 | 0.00097009 | 5.4895e-07 | 0.0027911 | 4.9643e-08 | 0.010598 | 1.1347e-11
[120 empty] | 7.3.3.17.5 (Remote Grid) Updates to grid topology to minimize risk of ignition in HFTDs Remote GridWLDFRContact from objectAggregated | WLDFR | HFTD - Distribution - Tier 3 - 3QU CoRE ¦ 2QU LoRE | Non-Red Flag Warning - Small Fires | Contact from object | Aggregated | 2064 | 0.00056587 | 595.3479 | 0.33689 | 2064 | Mitigation | 0.95 | 45 | 0 | esc | 0.00097009 | 5.4895e-07 | 0.00097009 | 5.4895e-07 | 0.0027911 | 4.9643e-08 | 0.010598 | 1.1347e-11
[120 empty] | 7.3.3.17.5 (Remote Grid) Updates to grid topology to minimize risk of ignition in HFTDs Remote GridWLDFRContact from objectAggregated | WLDFR | HFTD - Distribution - Tier 3 - 3QU CoRE ¦ 2QU LoRE | Non-Red Flag Warning - Small Fires | Contact from object | Aggregated | 2065 | 0.00056587 | 595.3479 | 0.33689 | 2065 | Mitigation | 0.95 | 45 | 0 | esc | 0.00097009 | 5.4895e-07 | 0.00097009 | 5.4895e-07 | 0.0027911 | 4.9643e-08 | 0.010598 | 1.1347e-11
[120 empty] | 7.3.3.17.5 (Remote Grid) Updates to grid topology to minimize risk of ignition in HFTDs Remote GridWLDFRContact from objectAggregated | WLDFR | HFTD - Distribution - Tier 3 - 3QU CoRE ¦ 2QU LoRE | Non-Red Flag Warning - Small Fires | Contact from object | Aggregated | 2066 | 0.00056587 | 595.3479 | 0.33689 | 2066 | Mitigation | 0.95 | 45 | 0 | esc | 0.00097009 | 5.4895e-07 | 0.00097009 | 5.4895e-07 | 0.0027911 | 4.9643e-08 | 0.010598 | 1.1347e-11
[120 empty] | 7.3.3.17.5 (Remote Grid) Updates to grid topology to minimize risk of ignition in HFTDs Remote GridWLDFRContact from objectAggregated | WLDFR | HFTD - Distribution - Tier 3 - 3QU CoRE ¦ 2QU LoRE | Non-Red Flag Warning - Small Fires | Contact from object | Aggregated | 2067 | 0.00056587 | 595.3479 | 0.33689 | 2067 | Mitigation | 0.95 | 45 | 0 | esc | 0 | 0 | 0.00097009 | 5.4895e-07 | 0.0027911 | 4.9643e-08 | 0.010598 | 1.1347e-11
[120 empty] | 7.3.3.17.5 (Remote Grid) Updates to grid topology to minimize risk of ignition in HFTDs Remote GridWLDFRContaminationAggregated | WLDFR | HFTD - Distribution - Tier 3 - 3QU CoRE ¦ 2QU LoRE | Non-Red Flag Warning - Small Fires | Contamination | Aggregated | 2022 | 2.1497e-05 | 595.3479 | 0.012798 | 2022 | Mitigation | 0.95 | 45 | 0 | esc | 0.00097009 | 2.0854e-08 | 0 | 0 | 0.0027911 | 4.9643e-08 | 0.010598 | 1.1347e-11
[120 empty] | 7.3.3.17.5 (Remote Grid) Updates to grid topology to minimize risk of ignition in HFTDs Remote GridWLDFRContaminationAggregated | WLDFR | HFTD - Distribution - Tier 3 - 3QU CoRE ¦ 2QU LoRE | Non-Red Flag Warning - Small Fires | Contamination | Aggregated | 2023 | 2.1497e-05 | 595.3479 | 0.012798 | 2023 | Mitigation | 0.95 | 45 | 0 | esc | 0.00097009 | 2.0854e-08 | 0.00097009 | 2.0854e-08 | 0.0027911 | 4.9643e-08 | 0.010598 | 1.1347e-11
[120 empty] | 7.3.3.17.5 (Remote Grid) Updates to grid topology to minimize risk of ignition in HFTDs Remote GridWLDFRContaminationAggregated | WLDFR | HFTD - Distribution - Tier 3 - 3QU CoRE ¦ 2QU LoRE | Non-Red Flag Warning - Small Fires | Contamination | Aggregated | 2024 | 2.1497e-05 | 595.3479 | 0.012798 | 2024 | Mitigation | 0.95 | 45 | 0 | esc | 0.00097009 | 2.0854e-08 | 0.00097009 | 2.0854e-08 | 0.0027911 | 4.9643e-08 | 0.010598 | 1.1347e-11
[120 empty] | 7.3.3.17.5 (Remote Grid) Updates to grid topology to minimize risk of ignition in HFTDs Remote GridWLDFRContaminationAggregated | WLDFR | HFTD - Distribution - Tier 3 - 3QU CoRE ¦ 2QU LoRE | Non-Red Flag Warning - Small Fires | Contamination | Aggregated | 2025 | 2.1497e-05 | 595.3479 | 0.012798 | 2025 | Mitigation | 0.95 | 45 | 0 | esc | 0.00097009 | 2.0854e-08 | 0.00097009 | 2.0854e-08 | 0.0027911 | 4.9643e-08 | 0.010598 | 1.1347e-11
[120 empty] | 7.3.3.17.5 (Remote Grid) Updates to grid topology to minimize risk of ignition in HFTDs Remote GridWLDFRContaminationAggregated | WLDFR | HFTD - Distribution - Tier 3 - 3QU CoRE ¦ 2QU LoRE | Non-Red Flag Warning - Small Fires | Contamination | Aggregated | 2026 | 2.1497e-05 | 595.3479 | 0.012798 | 2026 | Mitigation | 0.95 | 45 | 0 | esc | 0.00097009 | 2.0854e-08 | 0.00097009 | 2.0854e-08 | 0.0027911 | 4.9643e-08 | 0.010598 | 1.1347e-11
[120 empty] | 7.3.3.17.5 (Remote Grid) Updates to grid topology to minimize risk of ignition in HFTDs Remote GridWLDFRContaminationAggregated | WLDFR | HFTD - Distribution - Tier 3 - 3QU CoRE ¦ 2QU LoRE | Non-Red Flag Warning - Small Fires | Contamination | Aggregated | 2027 | 2.1497e-05 | 595.3479 | 0.012798 | 2027 | Mitigation | 0.95 | 45 | 0 | esc | 0.00097009 | 2.0854e-08 | 0.00097009 | 2.0854e-08 | 0.0027911 | 4.9643e-08 | 0.010598 | 1.1347e-11
[120 empty] | 7.3.3.17.5 (Remote Grid) Updates to grid topology to minimize risk of ignition in HFTDs Remote GridWLDFRContaminationAggregated | WLDFR | HFTD - Distribution - Tier 3 - 3QU CoRE ¦ 2QU LoRE | Non-Red Flag Warning - Small Fires | Contamination | Aggregated | 2028 | 2.1497e-05 | 595.3479 | 0.012798 | 2028 | Mitigation | 0.95 | 45 | 0 | esc | 0.00097009 | 2.0854e-08 | 0.00097009 | 2.0854e-08 | 0.0027911 | 4.9643e-08 | 0.010598 | 1.1347e-11
[120 empty] | 7.3.3.17.5 (Remote Grid) Updates to grid topology to minimize risk of ignition in HFTDs Remote GridWLDFRContaminationAggregated | WLDFR | HFTD - Distribution - Tier 3 - 3QU CoRE ¦ 2QU LoRE | Non-Red Flag Warning - Small Fires | Contamination | Aggregated | 2029 | 2.1497e-05 | 595.3479 | 0.012798 | 2029 | Mitigation | 0.95 | 45 | 0 | esc | 0.00097009 | 2.0854e-08 | 0.00097009 | 2.0854e-08 | 0.0027911 | 4.9643e-08 | 0.010598 | 1.1347e-11
[120 empty] | 7.3.3.17.5 (Remote Grid) Updates to grid topology to minimize risk of ignition in HFTDs Remote GridWLDFRContaminationAggregated | WLDFR | HFTD - Distribution - Tier 3 - 3QU CoRE ¦ 2QU LoRE | Non-Red Flag Warning - Small Fires | Contamination | Aggregated | 2030 | 2.1497e-05 | 595.3479 | 0.012798 | 2030 | Mitigation | 0.95 | 45 | 0 | esc | 0.00097009 | 2.0854e-08 | 0.00097009 | 2.0854e-08 | 0.0027911 | 4.9643e-08 | 0.010598 | 1.1347e-11
[120 empty] | 7.3.3.17.5 (Remote Grid) Updates to grid topology to minimize risk of ignition in HFTDs Remote GridWLDFRContaminationAggregated | WLDFR | HFTD - Distribution - Tier 3 - 3QU CoRE ¦ 2QU LoRE | Non-Red Flag Warning - Small Fires | Contamination | Aggregated | 2031 | 2.1497e-05 | 595.3479 | 0.012798 | 2031 | Mitigation | 0.95 | 45 | 0 | esc | 0.00097009 | 2.0854e-08 | 0.00097009 | 2.0854e-08 | 0.0027911 | 4.9643e-08 | 0.010598 | 1.1347e-11
[120 empty] | 7.3.3.17.5 (Remote Grid) Updates to grid topology to minimize risk of ignition in HFTDs Remote GridWLDFRContaminationAggregated | WLDFR | HFTD - Distribution - Tier 3 - 3QU CoRE ¦ 2QU LoRE | Non-Red Flag Warning - Small Fires | Contamination | Aggregated | 2032 | 2.1497e-05 | 595.3479 | 0.012798 | 2032 | Mitigation | 0.95 | 45 | 0 | esc | 0.00097009 | 2.0854e-08 | 0.00097009 | 2.0854e-08 | 0.0027911 | 4.9643e-08 | 0.010598 | 1.1347e-11
[120 empty] | 7.3.3.17.5 (Remote Grid) Updates to grid topology to minimize risk of ignition in HFTDs Remote GridWLDFRContaminationAggregated | WLDFR | HFTD - Distribution - Tier 3 - 3QU CoRE ¦ 2QU LoRE | Non-Red Flag Warning - Small Fires | Contamination | Aggregated | 2033 | 2.1497e-05 | 595.3479 | 0.012798 | 2033 | Mitigation | 0.95 | 45 | 0 | esc | 0.00097009 | 2.0854e-08 | 0.00097009 | 2.0854e-08 | 0.0027911 | 4.9643e-08 | 0.010598 | 1.1347e-11
[120 empty] | 7.3.3.17.5 (Remote Grid) Updates to grid topology to minimize risk of ignition in HFTDs Remote GridWLDFRContaminationAggregated | WLDFR | HFTD - Distribution - Tier 3 - 3QU CoRE ¦ 2QU LoRE | Non-Red Flag Warning - Small Fires | Contamination | Aggregated | 2034 | 2.1497e-05 | 595.3479 | 0.012798 | 2034 | Mitigation | 0.95 | 45 | 0 | esc | 0.00097009 | 2.0854e-08 | 0.00097009 | 2.0854e-08 | 0.0027911 | 4.9643e-08 | 0.010598 | 1.1347e-11
[120 empty] | 7.3.3.17.5 (Remote Grid) Updates to grid topology to minimize risk of ignition in HFTDs Remote GridWLDFRContaminationAggregated | WLDFR | HFTD - Distribution - Tier 3 - 3QU CoRE ¦ 2QU LoRE | Non-Red Flag Warning - Small Fires | Contamination | Aggregated | 2035 | 2.1497e-05 | 595.3479 | 0.012798 | 2035 | Mitigation | 0.95 | 45 | 0 | esc | 0.00097009 | 2.0854e-08 | 0.00097009 | 2.0854e-08 | 0.0027911 | 4.9643e-08 | 0.010598 | 1.1347e-11
[120 empty] | 7.3.3.17.5 (Remote Grid) Updates to grid topology to minimize risk of ignition in HFTDs Remote GridWLDFRContaminationAggregated | WLDFR | HFTD - Distribution - Tier 3 - 3QU CoRE ¦ 2QU LoRE | Non-Red Flag Warning - Small Fires | Contamination | Aggregated | 2036 | 2.1497e-05 | 595.3479 | 0.012798 | 2036 | Mitigation | 0.95 | 45 | 0 | esc | 0.00097009 | 2.0854e-08 | 0.00097009 | 2.0854e-08 | 0.0027911 | 4.9643e-08 | 0.010598 | 1.1347e-11
[120 empty] | 7.3.3.17.5 (Remote Grid) Updates to grid topology to minimize risk of ignition in HFTDs Remote GridWLDFRContaminationAggregated | WLDFR | HFTD - Distribution - Tier 3 - 3QU CoRE ¦ 2QU LoRE | Non-Red Flag Warning - Small Fires | Contamination | Aggregated | 2037 | 2.1497e-05 | 595.3479 | 0.012798 | 2037 | Mitigation | 0.95 | 45 | 0 | esc | 0.00097009 | 2.0854e-08 | 0.00097009 | 2.0854e-08 | 0.0027911 | 4.9643e-08 | 0.010598 | 1.1347e-11
[120 empty] | 7.3.3.17.5 (Remote Grid) Updates to grid topology to minimize risk of ignition in HFTDs Remote GridWLDFRContaminationAggregated | WLDFR | HFTD - Distribution - Tier 3 - 3QU CoRE ¦ 2QU LoRE | Non-Red Flag Warning - Small Fires | Contamination | Aggregated | 2038 | 2.1497e-05 | 595.3479 | 0.012798 | 2038 | Mitigation | 0.95 | 45 | 0 | esc | 0.00097009 | 2.0854e-08 | 0.00097009 | 2.0854e-08 | 0.0027911 | 4.9643e-08 | 0.010598 | 1.1347e-11
[120 empty] | 7.3.3.17.5 (Remote Grid) Updates to grid topology to minimize risk of ignition in HFTDs Remote GridWLDFRContaminationAggregated | WLDFR | HFTD - Distribution - Tier 3 - 3QU CoRE ¦ 2QU LoRE | Non-Red Flag Warning - Small Fires | Contamination | Aggregated | 2039 | 2.1497e-05 | 595.3479 | 0.012798 | 2039 | Mitigation | 0.95 | 45 | 0 | esc | 0.00097009 | 2.0854e-08 | 0.00097009 | 2.0854e-08 | 0.0027911 | 4.9643e-08 | 0.010598 | 1.1347e-11
[120 empty] | 7.3.3.17.5 (Remote Grid) Updates to grid topology to minimize risk of ignition in HFTDs Remote GridWLDFRContaminationAggregated | WLDFR | HFTD - Distribution - Tier 3 - 3QU CoRE ¦ 2QU LoRE | Non-Red Flag Warning - Small Fires | Contamination | Aggregated | 2040 | 2.1497e-05 | 595.3479 | 0.012798 | 2040 | Mitigation | 0.95 | 45 | 0 | esc | 0.00097009 | 2.0854e-08 | 0.00097009 | 2.0854e-08 | 0.0027911 | 4.9643e-08 | 0.010598 | 1.1347e-11
[120 empty] | 7.3.3.17.5 (Remote Grid) Updates to grid topology to minimize risk of ignition in HFTDs Remote GridWLDFRContaminationAggregated | WLDFR | HFTD - Distribution - Tier 3 - 3QU CoRE ¦ 2QU LoRE | Non-Red Flag Warning - Small Fires | Contamination | Aggregated | 2041 | 2.1497e-05 | 595.3479 | 0.012798 | 2041 | Mitigation | 0.95 | 45 | 0 | esc | 0.00097009 | 2.0854e-08 | 0.00097009 | 2.0854e-08 | 0.0027911 | 4.9643e-08 | 0.010598 | 1.1347e-11
[120 empty] | 7.3.3.17.5 (Remote Grid) Updates to grid topology to minimize risk of ignition in HFTDs Remote GridWLDFRContaminationAggregated | WLDFR | HFTD - Distribution - Tier 3 - 3QU CoRE ¦ 2QU LoRE | Non-Red Flag Warning - Small Fires | Contamination | Aggregated | 2042 | 2.1497e-05 | 595.3479 | 0.012798 | 2042 | Mitigation | 0.95 | 45 | 0 | esc | 0.00097009 | 2.0854e-08 | 0.00097009 | 2.0854e-08 | 0.0027911 | 4.9643e-08 | 0.010598 | 1.1347e-11
[120 empty] | 7.3.3.17.5 (Remote Grid) Updates to grid topology to minimize risk of ignition in HFTDs Remote GridWLDFRContaminationAggregated | WLDFR | HFTD - Distribution - Tier 3 - 3QU CoRE ¦ 2QU LoRE | Non-Red Flag Warning - Small Fires | Contamination | Aggregated | 2043 | 2.1497e-05 | 595.3479 | 0.012798 | 2043 | Mitigation | 0.95 | 45 | 0 | esc | 0.00097009 | 2.0854e-08 | 0.00097009 | 2.0854e-08 | 0.0027911 | 4.9643e-08 | 0.010598 | 1.1347e-11
[120 empty] | 7.3.3.17.5 (Remote Grid) Updates to grid topology to minimize risk of ignition in HFTDs Remote GridWLDFRContaminationAggregated | WLDFR | HFTD - Distribution - Tier 3 - 3QU CoRE ¦ 2QU LoRE | Non-Red Flag Warning - Small Fires | Contamination | Aggregated | 2044 | 2.1497e-05 | 595.3479 | 0.012798 | 2044 | Mitigation | 0.95 | 45 | 0 | esc | 0.00097009 | 2.0854e-08 | 0.00097009 | 2.0854e-08 | 0.0027911 | 4.9643e-08 | 0.010598 | 1.1347e-11
[120 empty] | 7.3.3.17.5 (Remote Grid) Updates to grid topology to minimize risk of ignition in HFTDs Remote GridWLDFRContaminationAggregated | WLDFR | HFTD - Distribution - Tier 3 - 3QU CoRE ¦ 2QU LoRE | Non-Red Flag Warning - Small Fires | Contamination | Aggregated | 2045 | 2.1497e-05 | 595.3479 | 0.012798 | 2045 | Mitigation | 0.95 | 45 | 0 | esc | 0.00097009 | 2.0854e-08 | 0.00097009 | 2.0854e-08 | 0.0027911 | 4.9643e-08 | 0.010598 | 1.1347e-11
[120 empty] | 7.3.3.17.5 (Remote Grid) Updates to grid topology to minimize risk of ignition in HFTDs Remote GridWLDFRContaminationAggregated | WLDFR | HFTD - Distribution - Tier 3 - 3QU CoRE ¦ 2QU LoRE | Non-Red Flag Warning - Small Fires | Contamination | Aggregated | 2046 | 2.1497e-05 | 595.3479 | 0.012798 | 2046 | Mitigation | 0.95 | 45 | 0 | esc | 0.00097009 | 2.0854e-08 | 0.00097009 | 2.0854e-08 | 0.0027911 | 4.9643e-08 | 0 | 0
[120 empty] | 7.3.3.17.5 (Remote Grid) Updates to grid topology to minimize risk of ignition in HFTDs Remote GridWLDFRContaminationAggregated | WLDFR | HFTD - Distribution - Tier 3 - 3QU CoRE ¦ 2QU LoRE | Non-Red Flag Warning - Small Fires | Contamination | Aggregated | 2047 | 2.1497e-05 | 595.3479 | 0.012798 | 2047 | Mitigation | 0.95 | 45 | 0 | esc | 0.00097009 | 2.0854e-08 | 0.00097009 | 2.0854e-08 | 0.0027911 | 4.9643e-08 | 0 | 0
[120 empty] | 7.3.3.17.5 (Remote Grid) Updates to grid topology to minimize risk of ignition in HFTDs Remote GridWLDFRContaminationAggregated | WLDFR | HFTD - Distribution - Tier 3 - 3QU CoRE ¦ 2QU LoRE | Non-Red Flag Warning - Small Fires | Contamination | Aggregated | 2048 | 2.1497e-05 | 595.3479 | 0.012798 | 2048 | Mitigation | 0.95 | 45 | 0 | esc | 0.00097009 | 2.0854e-08 | 0.00097009 | 2.0854e-08 | 0.0027911 | 4.9643e-08 | 0.0087991 | 4.1922e-10
[120 empty] | 7.3.3.17.5 (Remote Grid) Updates to grid topology to minimize risk of ignition in HFTDs Remote GridWLDFRContaminationAggregated | WLDFR | HFTD - Distribution - Tier 3 - 3QU CoRE ¦ 2QU LoRE | Non-Red Flag Warning - Small Fires | Contamination | Aggregated | 2049 | 2.1497e-05 | 595.3479 | 0.012798 | 2049 | Mitigation | 0.95 | 45 | 0 | esc | 0.00097009 | 2.0854e-08 | 0.00097009 | 2.0854e-08 | 0.0027911 | 4.9643e-08 | 0.0087991 | 4.1922e-10
[120 empty] | 7.3.3.17.5 (Remote Grid) Updates to grid topology to minimize risk of ignition in HFTDs Remote GridWLDFRContaminationAggregated | WLDFR | HFTD - Distribution - Tier 3 - 3QU CoRE ¦ 2QU LoRE | Non-Red Flag Warning - Small Fires | Contamination | Aggregated | 2050 | 2.1497e-05 | 595.3479 | 0.012798 | 2050 | Mitigation | 0.95 | 45 | 0 | esc | 0.00097009 | 2.0854e-08 | 0.00097009 | 2.0854e-08 | 0 | 0 | 0.0087991 | 4.1922e-10
[120 empty] | 7.3.3.17.5 (Remote Grid) Updates to grid topology to minimize risk of ignition in HFTDs Remote GridWLDFRContaminationAggregated | WLDFR | HFTD - Distribution - Tier 3 - 3QU CoRE ¦ 2QU LoRE | Non-Red Flag Warning - Small Fires | Contamination | Aggregated | 2051 | 2.1497e-05 | 595.3479 | 0.012798 | 2051 | Mitigation | 0.95 | 45 | 0 | esc | 0.00097009 | 2.0854e-08 | 0.00097009 | 2.0854e-08 | 0.0027911 | 5.0547e-06 | 0.0087991 | 4.1922e-10
[120 empty] | 7.3.3.17.5 (Remote Grid) Updates to grid topology to minimize risk of ignition in HFTDs Remote GridWLDFRContaminationAggregated | WLDFR | HFTD - Distribution - Tier 3 - 3QU CoRE ¦ 2QU LoRE | Non-Red Flag Warning - Small Fires | Contamination | Aggregated | 2052 | 2.1497e-05 | 595.3479 | 0.012798 | 2052 | Mitigation | 0.95 | 45 | 0 | esc | 0.00097009 | 2.0854e-08 | 0.00097009 | 2.0854e-08 | 0.0027911 | 5.0547e-06 | 0.0087991 | 4.1922e-10
[120 empty] | 7.3.3.17.5 (Remote Grid) Updates to grid topology to minimize risk of ignition in HFTDs Remote GridWLDFRContaminationAggregated | WLDFR | HFTD - Distribution - Tier 3 - 3QU CoRE ¦ 2QU LoRE | Non-Red Flag Warning - Small Fires | Contamination | Aggregated | 2053 | 2.1497e-05 | 595.3479 | 0.012798 | 2053 | Mitigation | 0.95 | 45 | 0 | esc | 0.00097009 | 2.0854e-08 | 0.00097009 | 2.0854e-08 | 0.0027911 | 5.0547e-06 | 0.0087991 | 4.1922e-10
[120 empty] | 7.3.3.17.5 (Remote Grid) Updates to grid topology to minimize risk of ignition in HFTDs Remote GridWLDFRContaminationAggregated | WLDFR | HFTD - Distribution - Tier 3 - 3QU CoRE ¦ 2QU LoRE | Non-Red Flag Warning - Small Fires | Contamination | Aggregated | 2054 | 2.1497e-05 | 595.3479 | 0.012798 | 2054 | Mitigation | 0.95 | 45 | 0 | esc | 0.00097009 | 2.0854e-08 | 0.00097009 | 2.0854e-08 | 0.0027911 | 5.0547e-06 | 0.0087991 | 4.1922e-10
[120 empty] | 7.3.3.17.5 (Remote Grid) Updates to grid topology to minimize risk of ignition in HFTDs Remote GridWLDFRContaminationAggregated | WLDFR | HFTD - Distribution - Tier 3 - 3QU CoRE ¦ 2QU LoRE | Non-Red Flag Warning - Small Fires | Contamination | Aggregated | 2055 | 2.1497e-05 | 595.3479 | 0.012798 | 2055 | Mitigation | 0.95 | 45 | 0 | esc | 0.00097009 | 2.0854e-08 | 0.00097009 | 2.0854e-08 | 0.0027911 | 5.0547e-06 | 0.0087991 | 4.1922e-10
[120 empty] | 7.3.3.17.5 (Remote Grid) Updates to grid topology to minimize risk of ignition in HFTDs Remote GridWLDFRContaminationAggregated | WLDFR | HFTD - Distribution - Tier 3 - 3QU CoRE ¦ 2QU LoRE | Non-Red Flag Warning - Small Fires | Contamination | Aggregated | 2056 | 2.1497e-05 | 595.3479 | 0.012798 | 2056 | Mitigation | 0.95 | 45 | 0 | esc | 0.00097009 | 2.0854e-08 | 0.00097009 | 2.0854e-08 | 0.0027911 | 5.0547e-06 | 0.0087991 | 4.1922e-10
[120 empty] | 7.3.3.17.5 (Remote Grid) Updates to grid topology to minimize risk of ignition in HFTDs Remote GridWLDFRContaminationAggregated | WLDFR | HFTD - Distribution - Tier 3 - 3QU CoRE ¦ 2QU LoRE | Non-Red Flag Warning - Small Fires | Contamination | Aggregated | 2057 | 2.1497e-05 | 595.3479 | 0.012798 | 2057 | Mitigation | 0.95 | 45 | 0 | esc | 0.00097009 | 2.0854e-08 | 0.00097009 | 2.0854e-08 | 0.0027911 | 5.0547e-06 | 0.0087991 | 4.1922e-10
[120 empty] | 7.3.3.17.5 (Remote Grid) Updates to grid topology to minimize risk of ignition in HFTDs Remote GridWLDFRContaminationAggregated | WLDFR | HFTD - Distribution - Tier 3 - 3QU CoRE ¦ 2QU LoRE | Non-Red Flag Warning - Small Fires | Contamination | Aggregated | 2058 | 2.1497e-05 | 595.3479 | 0.012798 | 2058 | Mitigation | 0.95 | 45 | 0 | esc | 0.00097009 | 2.0854e-08 | 0.00097009 | 2.0854e-08 | 0.0027911 | 5.0547e-06 | 0.0087991 | 4.1922e-10
[120 empty] | 7.3.3.17.5 (Remote Grid) Updates to grid topology to minimize risk of ignition in HFTDs Remote GridWLDFRContaminationAggregated | WLDFR | HFTD - Distribution - Tier 3 - 3QU CoRE ¦ 2QU LoRE | Non-Red Flag Warning - Small Fires | Contamination | Aggregated | 2059 | 2.1497e-05 | 595.3479 | 0.012798 | 2059 | Mitigation | 0.95 | 45 | 0 | esc | 0.00097009 | 2.0854e-08 | 0.00097009 | 2.0854e-08 | 0.0027911 | 5.0547e-06 | 0.0087991 | 4.1922e-10
[120 empty] | 7.3.3.17.5 (Remote Grid) Updates to grid topology to minimize risk of ignition in HFTDs Remote GridWLDFRContaminationAggregated | WLDFR | HFTD - Distribution - Tier 3 - 3QU CoRE ¦ 2QU LoRE | Non-Red Flag Warning - Small Fires | Contamination | Aggregated | 2060 | 2.1497e-05 | 595.3479 | 0.012798 | 2060 | Mitigation | 0.95 | 45 | 0 | esc | 0.00097009 | 2.0854e-08 | 0.00097009 | 2.0854e-08 | 0.0027911 | 5.0547e-06 | 0.0087991 | 4.1922e-10
[120 empty] | 7.3.3.17.5 (Remote Grid) Updates to grid topology to minimize risk of ignition in HFTDs Remote GridWLDFRContaminationAggregated | WLDFR | HFTD - Distribution - Tier 3 - 3QU CoRE ¦ 2QU LoRE | Non-Red Flag Warning - Small Fires | Contamination | Aggregated | 2061 | 2.1497e-05 | 595.3479 | 0.012798 | 2061 | Mitigation | 0.95 | 45 | 0 | esc | 0.00097009 | 2.0854e-08 | 0.00097009 | 2.0854e-08 | 0.0027911 | 5.0547e-06 | 0.0087991 | 4.1922e-10
[120 empty] | 7.3.3.17.5 (Remote Grid) Updates to grid topology to minimize risk of ignition in HFTDs Remote GridWLDFRContaminationAggregated | WLDFR | HFTD - Distribution - Tier 3 - 3QU CoRE ¦ 2QU LoRE | Non-Red Flag Warning - Small Fires | Contamination | Aggregated | 2062 | 2.1497e-05 | 595.3479 | 0.012798 | 2062 | Mitigation | 0.95 | 45 | 0 | esc | 0.00097009 | 2.0854e-08 | 0.00097009 | 2.0854e-08 | 0.0027911 | 5.0547e-06 | 0.0087991 | 4.1922e-10
[120 empty] | 7.3.3.17.5 (Remote Grid) Updates to grid topology to minimize risk of ignition in HFTDs Remote GridWLDFRContaminationAggregated | WLDFR | HFTD - Distribution - Tier 3 - 3QU CoRE ¦ 2QU LoRE | Non-Red Flag Warning - Small Fires | Contamination | Aggregated | 2063 | 2.1497e-05 | 595.3479 | 0.012798 | 2063 | Mitigation | 0.95 | 45 | 0 | esc | 0.00097009 | 2.0854e-08 | 0.00097009 | 2.0854e-08 | 0.0027911 | 5.0547e-06 | 0.0087991 | 4.1922e-10
[120 empty] | 7.3.3.17.5 (Remote Grid) Updates to grid topology to minimize risk of ignition in HFTDs Remote GridWLDFRContaminationAggregated | WLDFR | HFTD - Distribution - Tier 3 - 3QU CoRE ¦ 2QU LoRE | Non-Red Flag Warning - Small Fires | Contamination | Aggregated | 2064 | 2.1497e-05 | 595.3479 | 0.012798 | 2064 | Mitigation | 0.95 | 45 | 0 | esc | 0.00097009 | 2.0854e-08 | 0.00097009 | 2.0854e-08 | 0.0027911 | 5.0547e-06 | 0.0087991 | 4.1922e-10
[120 empty] | 7.3.3.17.5 (Remote Grid) Updates to grid topology to minimize risk of ignition in HFTDs Remote GridWLDFRContaminationAggregated | WLDFR | HFTD - Distribution - Tier 3 - 3QU CoRE ¦ 2QU LoRE | Non-Red Flag Warning - Small Fires | Contamination | Aggregated | 2065 | 2.1497e-05 | 595.3479 | 0.012798 | 2065 | Mitigation | 0.95 | 45 | 0 | esc | 0.00097009 | 2.0854e-08 | 0.00097009 | 2.0854e-08 | 0.0027911 | 5.0547e-06 | 0.0087991 | 4.1922e-10
[120 empty] | 7.3.3.17.5 (Remote Grid) Updates to grid topology to minimize risk of ignition in HFTDs Remote GridWLDFRContaminationAggregated | WLDFR | HFTD - Distribution - Tier 3 - 3QU CoRE ¦ 2QU LoRE | Non-Red Flag Warning - Small Fires | Contamination | Aggregated | 2066 | 2.1497e-05 | 595.3479 | 0.012798 | 2066 | Mitigation | 0.95 | 45 | 0 | esc | 0.00097009 | 2.0854e-08 | 0.00097009 | 2.0854e-08 | 0.0027911 | 5.0547e-06 | 0.0087991 | 4.1922e-10
[120 empty] | 7.3.3.17.5 (Remote Grid) Updates to grid topology to minimize risk of ignition in HFTDs Remote GridWLDFRContaminationAggregated | WLDFR | HFTD - Distribution - Tier 3 - 3QU CoRE ¦ 2QU LoRE | Non-Red Flag Warning - Small Fires | Contamination | Aggregated | 2067 | 2.1497e-05 | 595.3479 | 0.012798 | 2067 | Mitigation | 0.95 | 45 | 0 | esc | 0 | 0 | 0.00097009 | 2.0854e-08 | 0.0027911 | 5.0547e-06 | 0.0087991 | 4.1922e-10
[120 empty] | 7.3.3.17.5 (Remote Grid) Updates to grid topology to minimize risk of ignition in HFTDs Remote GridWLDFREquipment / facility failureAggregated | WLDFR | HFTD - Distribution - Tier 3 - 3QU CoRE ¦ 2QU LoRE | Non-Red Flag Warning - Small Fires | Equipment / facility failure | Aggregated | 2022 | 0.00079599 | 595.3479 | 0.47389 | 2022 | Mitigation | 0.95 | 45 | 0 | esc | 0.00097009 | 7.7218e-07 | 0 | 0 | 0.0027911 | 5.0547e-06 | 0.0087991 | 4.1922e-10
[120 empty] | 7.3.3.17.5 (Remote Grid) Updates to grid topology to minimize risk of ignition in HFTDs Remote GridWLDFREquipment / facility failureAggregated | WLDFR | HFTD - Distribution - Tier 3 - 3QU CoRE ¦ 2QU LoRE | Non-Red Flag Warning - Small Fires | Equipment / facility failure | Aggregated | 2023 | 0.00079599 | 595.3479 | 0.47389 | 2023 | Mitigation | 0.95 | 45 | 0 | esc | 0.00097009 | 7.7218e-07 | 0.00097009 | 7.7218e-07 | 0.0027911 | 5.0547e-06 | 0.0087991 | 4.1922e-10
[120 empty] | 7.3.3.17.5 (Remote Grid) Updates to grid topology to minimize risk of ignition in HFTDs Remote GridWLDFREquipment / facility failureAggregated | WLDFR | HFTD - Distribution - Tier 3 - 3QU CoRE ¦ 2QU LoRE | Non-Red Flag Warning - Small Fires | Equipment / facility failure | Aggregated | 2024 | 0.00079599 | 595.3479 | 0.47389 | 2024 | Mitigation | 0.95 | 45 | 0 | esc | 0.00097009 | 7.7218e-07 | 0.00097009 | 7.7218e-07 | 0.0027911 | 5.0547e-06 | 0.0087991 | 4.1922e-10
[120 empty] | 7.3.3.17.5 (Remote Grid) Updates to grid topology to minimize risk of ignition in HFTDs Remote GridWLDFREquipment / facility failureAggregated | WLDFR | HFTD - Distribution - Tier 3 - 3QU CoRE ¦ 2QU LoRE | Non-Red Flag Warning - Small Fires | Equipment / facility failure | Aggregated | 2025 | 0.00079599 | 595.3479 | 0.47389 | 2025 | Mitigation | 0.95 | 45 | 0 | esc | 0.00097009 | 7.7218e-07 | 0.00097009 | 7.7218e-07 | 0.0027911 | 5.0547e-06 | 0.0087991 | 4.1922e-10
[120 empty] | 7.3.3.17.5 (Remote Grid) Updates to grid topology to minimize risk of ignition in HFTDs Remote GridWLDFREquipment / facility failureAggregated | WLDFR | HFTD - Distribution - Tier 3 - 3QU CoRE ¦ 2QU LoRE | Non-Red Flag Warning - Small Fires | Equipment / facility failure | Aggregated | 2026 | 0.00079599 | 595.3479 | 0.47389 | 2026 | Mitigation | 0.95 | 45 | 0 | esc | 0.00097009 | 7.7218e-07 | 0.00097009 | 7.7218e-07 | 0.0027911 | 5.0547e-06 | 0.0087991 | 4.1922e-10
[120 empty] | 7.3.3.17.5 (Remote Grid) Updates to grid topology to minimize risk of ignition in HFTDs Remote GridWLDFREquipment / facility failureAggregated | WLDFR | HFTD - Distribution - Tier 3 - 3QU CoRE ¦ 2QU LoRE | Non-Red Flag Warning - Small Fires | Equipment / facility failure | Aggregated | 2027 | 0.00079599 | 595.3479 | 0.47389 | 2027 | Mitigation | 0.95 | 45 | 0 | esc | 0.00097009 | 7.7218e-07 | 0.00097009 | 7.7218e-07 | 0.0027911 | 5.0547e-06 | 0.0087991 | 4.1922e-10
[120 empty] | 7.3.3.17.5 (Remote Grid) Updates to grid topology to minimize risk of ignition in HFTDs Remote GridWLDFREquipment / facility failureAggregated | WLDFR | HFTD - Distribution - Tier 3 - 3QU CoRE ¦ 2QU LoRE | Non-Red Flag Warning - Small Fires | Equipment / facility failure | Aggregated | 2028 | 0.00079599 | 595.3479 | 0.47389 | 2028 | Mitigation | 0.95 | 45 | 0 | esc | 0.00097009 | 7.7218e-07 | 0.00097009 | 7.7218e-07 | 0.0027911 | 5.0547e-06 | 0.0087991 | 4.1922e-10
[120 empty] | 7.3.3.17.5 (Remote Grid) Updates to grid topology to minimize risk of ignition in HFTDs Remote GridWLDFREquipment / facility failureAggregated | WLDFR | HFTD - Distribution - Tier 3 - 3QU CoRE ¦ 2QU LoRE | Non-Red Flag Warning - Small Fires | Equipment / facility failure | Aggregated | 2029 | 0.00079599 | 595.3479 | 0.47389 | 2029 | Mitigation | 0.95 | 45 | 0 | esc | 0.00097009 | 7.7218e-07 | 0.00097009 | 7.7218e-07 | 0.0027911 | 5.0547e-06 | 0.0087991 | 4.1922e-10
[120 empty] | 7.3.3.17.5 (Remote Grid) Updates to grid topology to minimize risk of ignition in HFTDs Remote GridWLDFREquipment / facility failureAggregated | WLDFR | HFTD - Distribution - Tier 3 - 3QU CoRE ¦ 2QU LoRE | Non-Red Flag Warning - Small Fires | Equipment / facility failure | Aggregated | 2030 | 0.00079599 | 595.3479 | 0.47389 | 2030 | Mitigation | 0.95 | 45 | 0 | esc | 0.00097009 | 7.7218e-07 | 0.00097009 | 7.7218e-07 | 0.0027911 | 5.0547e-06 | 0.0087991 | 4.1922e-10
[120 empty] | 7.3.3.17.5 (Remote Grid) Updates to grid topology to minimize risk of ignition in HFTDs Remote GridWLDFREquipment / facility failureAggregated | WLDFR | HFTD - Distribution - Tier 3 - 3QU CoRE ¦ 2QU LoRE | Non-Red Flag Warning - Small Fires | Equipment / facility failure | Aggregated | 2031 | 0.00079599 | 595.3479 | 0.47389 | 2031 | Mitigation | 0.95 | 45 | 0 | esc | 0.00097009 | 7.7218e-07 | 0.00097009 | 7.7218e-07 | 0.0027911 | 5.0547e-06 | 0.0087991 | 4.1922e-10
[120 empty] | 7.3.3.17.5 (Remote Grid) Updates to grid topology to minimize risk of ignition in HFTDs Remote GridWLDFREquipment / facility failureAggregated | WLDFR | HFTD - Distribution - Tier 3 - 3QU CoRE ¦ 2QU LoRE | Non-Red Flag Warning - Small Fires | Equipment / facility failure | Aggregated | 2032 | 0.00079599 | 595.3479 | 0.47389 | 2032 | Mitigation | 0.95 | 45 | 0 | esc | 0.00097009 | 7.7218e-07 | 0.00097009 | 7.7218e-07 | 0.0027911 | 5.0547e-06 | 0 | 0
[120 empty] | 7.3.3.17.5 (Remote Grid) Updates to grid topology to minimize risk of ignition in HFTDs Remote GridWLDFREquipment / facility failureAggregated | WLDFR | HFTD - Distribution - Tier 3 - 3QU CoRE ¦ 2QU LoRE | Non-Red Flag Warning - Small Fires | Equipment / facility failure | Aggregated | 2033 | 0.00079599 | 595.3479 | 0.47389 | 2033 | Mitigation | 0.95 | 45 | 0 | esc | 0.00097009 | 7.7218e-07 | 0.00097009 | 7.7218e-07 | 0.0027911 | 5.0547e-06 | 0 | 0
[120 empty] | 7.3.3.17.5 (Remote Grid) Updates to grid topology to minimize risk of ignition in HFTDs Remote GridWLDFREquipment / facility failureAggregated | WLDFR | HFTD - Distribution - Tier 3 - 3QU CoRE ¦ 2QU LoRE | Non-Red Flag Warning - Small Fires | Equipment / facility failure | Aggregated | 2034 | 0.00079599 | 595.3479 | 0.47389 | 2034 | Mitigation | 0.95 | 45 | 0 | esc | 0.00097009 | 7.7218e-07 | 0.00097009 | 7.7218e-07 | 0.0027911 | 5.0547e-06 | 0.00988 | 2.4506e-10
[120 empty] | 7.3.3.17.5 (Remote Grid) Updates to grid topology to minimize risk of ignition in HFTDs Remote GridWLDFREquipment / facility failureAggregated | WLDFR | HFTD - Distribution - Tier 3 - 3QU CoRE ¦ 2QU LoRE | Non-Red Flag Warning - Small Fires | Equipment / facility failure | Aggregated | 2035 | 0.00079599 | 595.3479 | 0.47389 | 2035 | Mitigation | 0.95 | 45 | 0 | esc | 0.00097009 | 7.7218e-07 | 0.00097009 | 7.7218e-07 | 0.0027911 | 5.0547e-06 | 0.00988 | 2.4506e-10
[120 empty] | 7.3.3.17.5 (Remote Grid) Updates to grid topology to minimize risk of ignition in HFTDs Remote GridWLDFREquipment / facility failureAggregated | WLDFR | HFTD - Distribution - Tier 3 - 3QU CoRE ¦ 2QU LoRE | Non-Red Flag Warning - Small Fires | Equipment / facility failure | Aggregated | 2036 | 0.00079599 | 595.3479 | 0.47389 | 2036 | Mitigation | 0.95 | 45 | 0 | esc | 0.00097009 | 7.7218e-07 | 0.00097009 | 7.7218e-07 | 0.0027911 | 5.0547e-06 | 0.00988 | 2.4506e-10
[120 empty] | 7.3.3.17.5 (Remote Grid) Updates to grid topology to minimize risk of ignition in HFTDs Remote GridWLDFREquipment / facility failureAggregated | WLDFR | HFTD - Distribution - Tier 3 - 3QU CoRE ¦ 2QU LoRE | Non-Red Flag Warning - Small Fires | Equipment / facility failure | Aggregated | 2037 | 0.00079599 | 595.3479 | 0.47389 | 2037 | Mitigation | 0.95 | 45 | 0 | esc | 0.00097009 | 7.7218e-07 | 0.00097009 | 7.7218e-07 | 0.0027911 | 5.0547e-06 | 0.00988 | 2.4506e-10
[120 empty] | 7.3.3.17.5 (Remote Grid) Updates to grid topology to minimize risk of ignition in HFTDs Remote GridWLDFREquipment / facility failureAggregated | WLDFR | HFTD - Distribution - Tier 3 - 3QU CoRE ¦ 2QU LoRE | Non-Red Flag Warning - Small Fires | Equipment / facility failure | Aggregated | 2038 | 0.00079599 | 595.3479 | 0.47389 | 2038 | Mitigation | 0.95 | 45 | 0 | esc | 0.00097009 | 7.7218e-07 | 0.00097009 | 7.7218e-07 | 0.0027911 | 5.0547e-06 | 0.00988 | 2.4506e-10
[120 empty] | 7.3.3.17.5 (Remote Grid) Updates to grid topology to minimize risk of ignition in HFTDs Remote GridWLDFREquipment / facility failureAggregated | WLDFR | HFTD - Distribution - Tier 3 - 3QU CoRE ¦ 2QU LoRE | Non-Red Flag Warning - Small Fires | Equipment / facility failure | Aggregated | 2039 | 0.00079599 | 595.3479 | 0.47389 | 2039 | Mitigation | 0.95 | 45 | 0 | esc | 0.00097009 | 7.7218e-07 | 0.00097009 | 7.7218e-07 | 0.0027911 | 5.0547e-06 | 0.00988 | 2.4506e-10
[120 empty] | 7.3.3.17.5 (Remote Grid) Updates to grid topology to minimize risk of ignition in HFTDs Remote GridWLDFREquipment / facility failureAggregated | WLDFR | HFTD - Distribution - Tier 3 - 3QU CoRE ¦ 2QU LoRE | Non-Red Flag Warning - Small Fires | Equipment / facility failure | Aggregated | 2040 | 0.00079599 | 595.3479 | 0.47389 | 2040 | Mitigation | 0.95 | 45 | 0 | esc | 0.00097009 | 7.7218e-07 | 0.00097009 | 7.7218e-07 | 0.0027911 | 5.0547e-06 | 0.00988 | 2.4506e-10
[120 empty] | 7.3.3.17.5 (Remote Grid) Updates to grid topology to minimize risk of ignition in HFTDs Remote GridWLDFREquipment / facility failureAggregated | WLDFR | HFTD - Distribution - Tier 3 - 3QU CoRE ¦ 2QU LoRE | Non-Red Flag Warning - Small Fires | Equipment / facility failure | Aggregated | 2041 | 0.00079599 | 595.3479 | 0.47389 | 2041 | Mitigation | 0.95 | 45 | 0 | esc | 0.00097009 | 7.7218e-07 | 0.00097009 | 7.7218e-07 | 0.0027911 | 5.0547e-06 | 0.00988 | 2.4506e-10
[120 empty] | 7.3.3.17.5 (Remote Grid) Updates to grid topology to minimize risk of ignition in HFTDs Remote GridWLDFREquipment / facility failureAggregated | WLDFR | HFTD - Distribution - Tier 3 - 3QU CoRE ¦ 2QU LoRE | Non-Red Flag Warning - Small Fires | Equipment / facility failure | Aggregated | 2042 | 0.00079599 | 595.3479 | 0.47389 | 2042 | Mitigation | 0.95 | 45 | 0 | esc | 0.00097009 | 7.7218e-07 | 0.00097009 | 7.7218e-07 | 0.0027911 | 5.0547e-06 | 0.00988 | 2.4506e-10
[120 empty] | 7.3.3.17.5 (Remote Grid) Updates to grid topology to minimize risk of ignition in HFTDs Remote GridWLDFREquipment / facility failureAggregated | WLDFR | HFTD - Distribution - Tier 3 - 3QU CoRE ¦ 2QU LoRE | Non-Red Flag Warning - Small Fires | Equipment / facility failure | Aggregated | 2043 | 0.00079599 | 595.3479 | 0.47389 | 2043 | Mitigation | 0.95 | 45 | 0 | esc | 0.00097009 | 7.7218e-07 | 0.00097009 | 7.7218e-07 | 0.0027911 | 5.0547e-06 | 0.00988 | 2.4506e-10
[120 empty] | 7.3.3.17.5 (Remote Grid) Updates to grid topology to minimize risk of ignition in HFTDs Remote GridWLDFREquipment / facility failureAggregated | WLDFR | HFTD - Distribution - Tier 3 - 3QU CoRE ¦ 2QU LoRE | Non-Red Flag Warning - Small Fires | Equipment / facility failure | Aggregated | 2044 | 0.00079599 | 595.3479 | 0.47389 | 2044 | Mitigation | 0.95 | 45 | 0 | esc | 0.00097009 | 7.7218e-07 | 0.00097009 | 7.7218e-07 | 0.0027911 | 5.0547e-06 | 0.00988 | 2.4506e-10
[120 empty] | 7.3.3.17.5 (Remote Grid) Updates to grid topology to minimize risk of ignition in HFTDs Remote GridWLDFREquipment / facility failureAggregated | WLDFR | HFTD - Distribution - Tier 3 - 3QU CoRE ¦ 2QU LoRE | Non-Red Flag Warning - Small Fires | Equipment / facility failure | Aggregated | 2045 | 0.00079599 | 595.3479 | 0.47389 | 2045 | Mitigation | 0.95 | 45 | 0 | esc | 0.00097009 | 7.7218e-07 | 0.00097009 | 7.7218e-07 | 0.0027911 | 5.0547e-06 | 0.00988 | 2.4506e-10
[120 empty] | 7.3.3.17.5 (Remote Grid) Updates to grid topology to minimize risk of ignition in HFTDs Remote GridWLDFREquipment / facility failureAggregated | WLDFR | HFTD - Distribution - Tier 3 - 3QU CoRE ¦ 2QU LoRE | Non-Red Flag Warning - Small Fires | Equipment / facility failure | Aggregated | 2046 | 0.00079599 | 595.3479 | 0.47389 | 2046 | Mitigation | 0.95 | 45 | 0 | esc | 0.00097009 | 7.7218e-07 | 0.00097009 | 7.7218e-07 | 0.0027911 | 5.0547e-06 | 0.00988 | 2.4506e-10
[120 empty] | 7.3.3.17.5 (Remote Grid) Updates to grid topology to minimize risk of ignition in HFTDs Remote GridWLDFREquipment / facility failureAggregated | WLDFR | HFTD - Distribution - Tier 3 - 3QU CoRE ¦ 2QU LoRE | Non-Red Flag Warning - Small Fires | Equipment / facility failure | Aggregated | 2047 | 0.00079599 | 595.3479 | 0.47389 | 2047 | Mitigation | 0.95 | 45 | 0 | esc | 0.00097009 | 7.7218e-07 | 0.00097009 | 7.7218e-07 | 0.0027911 | 5.0547e-06 | 0.00988 | 2.4506e-10
[120 empty] | 7.3.3.17.5 (Remote Grid) Updates to grid topology to minimize risk of ignition in HFTDs Remote GridWLDFREquipment / facility failureAggregated | WLDFR | HFTD - Distribution - Tier 3 - 3QU CoRE ¦ 2QU LoRE | Non-Red Flag Warning - Small Fires | Equipment / facility failure | Aggregated | 2048 | 0.00079599 | 595.3479 | 0.47389 | 2048 | Mitigation | 0.95 | 45 | 0 | esc | 0.00097009 | 7.7218e-07 | 0.00097009 | 7.7218e-07 | 0.0027911 | 5.0547e-06 | 0.00988 | 2.4506e-10
[120 empty] | 7.3.3.17.5 (Remote Grid) Updates to grid topology to minimize risk of ignition in HFTDs Remote GridWLDFREquipment / facility failureAggregated | WLDFR | HFTD - Distribution - Tier 3 - 3QU CoRE ¦ 2QU LoRE | Non-Red Flag Warning - Small Fires | Equipment / facility failure | Aggregated | 2049 | 0.00079599 | 595.3479 | 0.47389 | 2049 | Mitigation | 0.95 | 45 | 0 | esc | 0.00097009 | 7.7218e-07 | 0.00097009 | 7.7218e-07 | 0.0027911 | 5.0547e-06 | 0.00988 | 2.4506e-10
[120 empty] | 7.3.3.17.5 (Remote Grid) Updates to grid topology to minimize risk of ignition in HFTDs Remote GridWLDFREquipment / facility failureAggregated | WLDFR | HFTD - Distribution - Tier 3 - 3QU CoRE ¦ 2QU LoRE | Non-Red Flag Warning - Small Fires | Equipment / facility failure | Aggregated | 2050 | 0.00079599 | 595.3479 | 0.47389 | 2050 | Mitigation | 0.95 | 45 | 0 | esc | 0.00097009 | 7.7218e-07 | 0.00097009 | 7.7218e-07 | 0.0027911 | 5.0547e-06 | 0.00988 | 2.4506e-10
[120 empty] | 7.3.3.17.5 (Remote Grid) Updates to grid topology to minimize risk of ignition in HFTDs Remote GridWLDFREquipment / facility failureAggregated | WLDFR | HFTD - Distribution - Tier 3 - 3QU CoRE ¦ 2QU LoRE | Non-Red Flag Warning - Small Fires | Equipment / facility failure | Aggregated | 2051 | 0.00079599 | 595.3479 | 0.47389 | 2051 | Mitigation | 0.95 | 45 | 0 | esc | 0.00097009 | 7.7218e-07 | 0.00097009 | 7.7218e-07 | 0.0027911 | 5.0547e-06 | 0.00988 | 2.4506e-10
[120 empty] | 7.3.3.17.5 (Remote Grid) Updates to grid topology to minimize risk of ignition in HFTDs Remote GridWLDFREquipment / facility failureAggregated | WLDFR | HFTD - Distribution - Tier 3 - 3QU CoRE ¦ 2QU LoRE | Non-Red Flag Warning - Small Fires | Equipment / facility failure | Aggregated | 2052 | 0.00079599 | 595.3479 | 0.47389 | 2052 | Mitigation | 0.95 | 45 | 0 | esc | 0.00097009 | 7.7218e-07 | 0.00097009 | 7.7218e-07 | 0.0027911 | 5.0547e-06 | 0.00988 | 2.4506e-10
[120 empty] | 7.3.3.17.5 (Remote Grid) Updates to grid topology to minimize risk of ignition in HFTDs Remote GridWLDFREquipment / facility failureAggregated | WLDFR | HFTD - Distribution - Tier 3 - 3QU CoRE ¦ 2QU LoRE | Non-Red Flag Warning - Small Fires | Equipment / facility failure | Aggregated | 2053 | 0.00079599 | 595.3479 | 0.47389 | 2053 | Mitigation | 0.95 | 45 | 0 | esc | 0.00097009 | 7.7218e-07 | 0.00097009 | 7.7218e-07 | 0.0027911 | 5.0547e-06 | 0.00988 | 2.4506e-10
[120 empty] | 7.3.3.17.5 (Remote Grid) Updates to grid topology to minimize risk of ignition in HFTDs Remote GridWLDFREquipment / facility failureAggregated | WLDFR | HFTD - Distribution - Tier 3 - 3QU CoRE ¦ 2QU LoRE | Non-Red Flag Warning - Small Fires | Equipment / facility failure | Aggregated | 2054 | 0.00079599 | 595.3479 | 0.47389 | 2054 | Mitigation | 0.95 | 45 | 0 | esc | 0.00097009 | 7.7218e-07 | 0.00097009 | 7.7218e-07 | 0 | 0 | 0.00988 | 2.4506e-10
[120 empty] | 7.3.3.17.5 (Remote Grid) Updates to grid topology to minimize risk of ignition in HFTDs Remote GridWLDFREquipment / facility failureAggregated | WLDFR | HFTD - Distribution - Tier 3 - 3QU CoRE ¦ 2QU LoRE | Non-Red Flag Warning - Small Fires | Equipment / facility failure | Aggregated | 2055 | 0.00079599 | 595.3479 | 0.47389 | 2055 | Mitigation | 0.95 | 45 | 0 | esc | 0.00097009 | 7.7218e-07 | 0.00097009 | 7.7218e-07 | 0.0027911 | 5.1404e-07 | 0.00988 | 2.4506e-10
[120 empty] | 7.3.3.17.5 (Remote Grid) Updates to grid topology to minimize risk of ignition in HFTDs Remote GridWLDFREquipment / facility failureAggregated | WLDFR | HFTD - Distribution - Tier 3 - 3QU CoRE ¦ 2QU LoRE | Non-Red Flag Warning - Small Fires | Equipment / facility failure | Aggregated | 2056 | 0.00079599 | 595.3479 | 0.47389 | 2056 | Mitigation | 0.95 | 45 | 0 | esc | 0.00097009 | 7.7218e-07 | 0.00097009 | 7.7218e-07 | 0.0027911 | 5.1404e-07 | 0.00988 | 2.4506e-10
[120 empty] | 7.3.3.17.5 (Remote Grid) Updates to grid topology to minimize risk of ignition in HFTDs Remote GridWLDFREquipment / facility failureAggregated | WLDFR | HFTD - Distribution - Tier 3 - 3QU CoRE ¦ 2QU LoRE | Non-Red Flag Warning - Small Fires | Equipment / facility failure | Aggregated | 2057 | 0.00079599 | 595.3479 | 0.47389 | 2057 | Mitigation | 0.95 | 45 | 0 | esc | 0.00097009 | 7.7218e-07 | 0.00097009 | 7.7218e-07 | 0.0027911 | 5.1404e-07 | 0.00988 | 2.4506e-10
[120 empty] | 7.3.3.17.5 (Remote Grid) Updates to grid topology to minimize risk of ignition in HFTDs Remote GridWLDFREquipment / facility failureAggregated | WLDFR | HFTD - Distribution - Tier 3 - 3QU CoRE ¦ 2QU LoRE | Non-Red Flag Warning - Small Fires | Equipment / facility failure | Aggregated | 2058 | 0.00079599 | 595.3479 | 0.47389 | 2058 | Mitigation | 0.95 | 45 | 0 | esc | 0.00097009 | 7.7218e-07 | 0.00097009 | 7.7218e-07 | 0.0027911 | 5.1404e-07 | 0.00988 | 2.4506e-10
[120 empty] | 7.3.3.17.5 (Remote Grid) Updates to grid topology to minimize risk of ignition in HFTDs Remote GridWLDFREquipment / facility failureAggregated | WLDFR | HFTD - Distribution - Tier 3 - 3QU CoRE ¦ 2QU LoRE | Non-Red Flag Warning - Small Fires | Equipment / facility failure | Aggregated | 2059 | 0.00079599 | 595.3479 | 0.47389 | 2059 | Mitigation | 0.95 | 45 | 0 | esc | 0.00097009 | 7.7218e-07 | 0.00097009 | 7.7218e-07 | 0.0027911 | 5.1404e-07 | 0.00988 | 2.4506e-10
[120 empty] | 7.3.3.17.5 (Remote Grid) Updates to grid topology to minimize risk of ignition in HFTDs Remote GridWLDFREquipment / facility failureAggregated | WLDFR | HFTD - Distribution - Tier 3 - 3QU CoRE ¦ 2QU LoRE | Non-Red Flag Warning - Small Fires | Equipment / facility failure | Aggregated | 2060 | 0.00079599 | 595.3479 | 0.47389 | 2060 | Mitigation | 0.95 | 45 | 0 | esc | 0.00097009 | 7.7218e-07 | 0.00097009 | 7.7218e-07 | 0.0027911 | 5.1404e-07 | 0.00988 | 2.4506e-10
[120 empty] | 7.3.3.17.5 (Remote Grid) Updates to grid topology to minimize risk of ignition in HFTDs Remote GridWLDFREquipment / facility failureAggregated | WLDFR | HFTD - Distribution - Tier 3 - 3QU CoRE ¦ 2QU LoRE | Non-Red Flag Warning - Small Fires | Equipment / facility failure | Aggregated | 2061 | 0.00079599 | 595.3479 | 0.47389 | 2061 | Mitigation | 0.95 | 45 | 0 | esc | 0.00097009 | 7.7218e-07 | 0.00097009 | 7.7218e-07 | 0.0027911 | 5.1404e-07 | 0.00988 | 2.4506e-10
[120 empty] | 7.3.3.17.5 (Remote Grid) Updates to grid topology to minimize risk of ignition in HFTDs Remote GridWLDFREquipment / facility failureAggregated | WLDFR | HFTD - Distribution - Tier 3 - 3QU CoRE ¦ 2QU LoRE | Non-Red Flag Warning - Small Fires | Equipment / facility failure | Aggregated | 2062 | 0.00079599 | 595.3479 | 0.47389 | 2062 | Mitigation | 0.95 | 45 | 0 | esc | 0.00097009 | 7.7218e-07 | 0.00097009 | 7.7218e-07 | 0.0027911 | 5.1404e-07 | 0.00988 | 2.4506e-10
[120 empty] | 7.3.3.17.5 (Remote Grid) Updates to grid topology to minimize risk of ignition in HFTDs Remote GridWLDFREquipment / facility failureAggregated | WLDFR | HFTD - Distribution - Tier 3 - 3QU CoRE ¦ 2QU LoRE | Non-Red Flag Warning - Small Fires | Equipment / facility failure | Aggregated | 2063 | 0.00079599 | 595.3479 | 0.47389 | 2063 | Mitigation | 0.95 | 45 | 0 | esc | 0.00097009 | 7.7218e-07 | 0.00097009 | 7.7218e-07 | 0.0027911 | 5.1404e-07 | 0.00988 | 2.4506e-10
[120 empty] | 7.3.3.17.5 (Remote Grid) Updates to grid topology to minimize risk of ignition in HFTDs Remote GridWLDFREquipment / facility failureAggregated | WLDFR | HFTD - Distribution - Tier 3 - 3QU CoRE ¦ 2QU LoRE | Non-Red Flag Warning - Small Fires | Equipment / facility failure | Aggregated | 2064 | 0.00079599 | 595.3479 | 0.47389 | 2064 | Mitigation | 0.95 | 45 | 0 | esc | 0.00097009 | 7.7218e-07 | 0.00097009 | 7.7218e-07 | 0.0027911 | 5.1404e-07 | 0 | 0
[120 empty] | 7.3.3.17.5 (Remote Grid) Updates to grid topology to minimize risk of ignition in HFTDs Remote GridWLDFREquipment / facility failureAggregated | WLDFR | HFTD - Distribution - Tier 3 - 3QU CoRE ¦ 2QU LoRE | Non-Red Flag Warning - Small Fires | Equipment / facility failure | Aggregated | 2065 | 0.00079599 | 595.3479 | 0.47389 | 2065 | Mitigation | 0.95 | 45 | 0 | esc | 0.00097009 | 7.7218e-07 | 0.00097009 | 7.7218e-07 | 0.0027911 | 5.1404e-07 | 0 | 0
[120 empty] | 7.3.3.17.5 (Remote Grid) Updates to grid topology to minimize risk of ignition in HFTDs Remote GridWLDFREquipment / facility failureAggregated | WLDFR | HFTD - Distribution - Tier 3 - 3QU CoRE ¦ 2QU LoRE | Non-Red Flag Warning - Small Fires | Equipment / facility failure | Aggregated | 2066 | 0.00079599 | 595.3479 | 0.47389 | 2066 | Mitigation | 0.95 | 45 | 0 | esc | 0.00097009 | 7.7218e-07 | 0.00097009 | 7.7218e-07 | 0.0027911 | 5.1404e-07 | 0.0085129 | 2.4151e-10
[120 empty] | 7.3.3.17.5 (Remote Grid) Updates to grid topology to minimize risk of ignition in HFTDs Remote GridWLDFREquipment / facility failureAggregated | WLDFR | HFTD - Distribution - Tier 3 - 3QU CoRE ¦ 2QU LoRE | Non-Red Flag Warning - Small Fires | Equipment / facility failure | Aggregated | 2067 | 0.00079599 | 595.3479 | 0.47389 | 2067 | Mitigation | 0.95 | 45 | 0 | esc | 0 | 0 | 0.00097009 | 7.7218e-07 | 0.0027911 | 5.1404e-07 | 0.0085129 | 2.4151e-10
[120 empty] | 7.3.3.17.5 (Remote Grid) Updates to grid topology to minimize risk of ignition in HFTDs Remote GridWLDFRVegetation ContactAggregated | WLDFR | HFTD - Distribution - Tier 3 - 3QU CoRE ¦ 2QU LoRE | Non-Red Flag Warning - Small Fires | Vegetation Contact | Aggregated | 2022 | 0.0038079 | 595.3479 | 2.267 | 2022 | Mitigation | 0.95 | 45 | 0 | esc | 0.00097009 | 3.6939e-06 | 0 | 0 | 0.0027911 | 5.1404e-07 | 0.0085129 | 2.4151e-10
[120 empty] | 7.3.3.17.5 (Remote Grid) Updates to grid topology to minimize risk of ignition in HFTDs Remote GridWLDFRVegetation ContactAggregated | WLDFR | HFTD - Distribution - Tier 3 - 3QU CoRE ¦ 2QU LoRE | Non-Red Flag Warning - Small Fires | Vegetation Contact | Aggregated | 2023 | 0.0038079 | 595.3479 | 2.267 | 2023 | Mitigation | 0.95 | 45 | 0 | esc | 0.00097009 | 3.6939e-06 | 0.00097009 | 3.6939e-06 | 0.0027911 | 5.1404e-07 | 0.0085129 | 2.4151e-10
[120 empty] | 7.3.3.17.5 (Remote Grid) Updates to grid topology to minimize risk of ignition in HFTDs Remote GridWLDFRVegetation ContactAggregated | WLDFR | HFTD - Distribution - Tier 3 - 3QU CoRE ¦ 2QU LoRE | Non-Red Flag Warning - Small Fires | Vegetation Contact | Aggregated | 2024 | 0.0038079 | 595.3479 | 2.267 | 2024 | Mitigation | 0.95 | 45 | 0 | esc | 0.00097009 | 3.6939e-06 | 0.00097009 | 3.6939e-06 | 0.0027911 | 5.1404e-07 | 0.0085129 | 2.4151e-10
[120 empty] | 7.3.3.17.5 (Remote Grid) Updates to grid topology to minimize risk of ignition in HFTDs Remote GridWLDFRVegetation ContactAggregated | WLDFR | HFTD - Distribution - Tier 3 - 3QU CoRE ¦ 2QU LoRE | Non-Red Flag Warning - Small Fires | Vegetation Contact | Aggregated | 2025 | 0.0038079 | 595.3479 | 2.267 | 2025 | Mitigation | 0.95 | 45 | 0 | esc | 0.00097009 | 3.6939e-06 | 0.00097009 | 3.6939e-06 | 0.0027911 | 5.1404e-07 | 0.0085129 | 2.4151e-10
[120 empty] | 7.3.3.17.5 (Remote Grid) Updates to grid topology to minimize risk of ignition in HFTDs Remote GridWLDFRVegetation ContactAggregated | WLDFR | HFTD - Distribution - Tier 3 - 3QU CoRE ¦ 2QU LoRE | Non-Red Flag Warning - Small Fires | Vegetation Contact | Aggregated | 2026 | 0.0038079 | 595.3479 | 2.267 | 2026 | Mitigation | 0.95 | 45 | 0 | esc | 0.00097009 | 3.6939e-06 | 0.00097009 | 3.6939e-06 | 0.0027911 | 5.1404e-07 | 0.0085129 | 2.4151e-10
[120 empty] | 7.3.3.17.5 (Remote Grid) Updates to grid topology to minimize risk of ignition in HFTDs Remote GridWLDFRVegetation ContactAggregated | WLDFR | HFTD - Distribution - Tier 3 - 3QU CoRE ¦ 2QU LoRE | Non-Red Flag Warning - Small Fires | Vegetation Contact | Aggregated | 2027 | 0.0038079 | 595.3479 | 2.267 | 2027 | Mitigation | 0.95 | 45 | 0 | esc | 0.00097009 | 3.6939e-06 | 0.00097009 | 3.6939e-06 | 0.0027911 | 5.1404e-07 | 0.0085129 | 2.4151e-10
[120 empty] | 7.3.3.17.5 (Remote Grid) Updates to grid topology to minimize risk of ignition in HFTDs Remote GridWLDFRVegetation ContactAggregated | WLDFR | HFTD - Distribution - Tier 3 - 3QU CoRE ¦ 2QU LoRE | Non-Red Flag Warning - Small Fires | Vegetation Contact | Aggregated | 2028 | 0.0038079 | 595.3479 | 2.267 | 2028 | Mitigation | 0.95 | 45 | 0 | esc | 0.00097009 | 3.6939e-06 | 0.00097009 | 3.6939e-06 | 0.0027911 | 5.1404e-07 | 0.0085129 | 2.4151e-10
[120 empty] | 7.3.3.17.5 (Remote Grid) Updates to grid topology to minimize risk of ignition in HFTDs Remote GridWLDFRVegetation ContactAggregated | WLDFR | HFTD - Distribution - Tier 3 - 3QU CoRE ¦ 2QU LoRE | Non-Red Flag Warning - Small Fires | Vegetation Contact | Aggregated | 2029 | 0.0038079 | 595.3479 | 2.267 | 2029 | Mitigation | 0.95 | 45 | 0 | esc | 0.00097009 | 3.6939e-06 | 0.00097009 | 3.6939e-06 | 0.0027911 | 5.1404e-07 | 0.0085129 | 2.4151e-10
[120 empty] | 7.3.3.17.5 (Remote Grid) Updates to grid topology to minimize risk of ignition in HFTDs Remote GridWLDFRVegetation ContactAggregated | WLDFR | HFTD - Distribution - Tier 3 - 3QU CoRE ¦ 2QU LoRE | Non-Red Flag Warning - Small Fires | Vegetation Contact | Aggregated | 2030 | 0.0038079 | 595.3479 | 2.267 | 2030 | Mitigation | 0.95 | 45 | 0 | esc | 0.00097009 | 3.6939e-06 | 0.00097009 | 3.6939e-06 | 0.0027911 | 5.1404e-07 | 0.0085129 | 2.4151e-10
[120 empty] | 7.3.3.17.5 (Remote Grid) Updates to grid topology to minimize risk of ignition in HFTDs Remote GridWLDFRVegetation ContactAggregated | WLDFR | HFTD - Distribution - Tier 3 - 3QU CoRE ¦ 2QU LoRE | Non-Red Flag Warning - Small Fires | Vegetation Contact | Aggregated | 2031 | 0.0038079 | 595.3479 | 2.267 | 2031 | Mitigation | 0.95 | 45 | 0 | esc | 0.00097009 | 3.6939e-06 | 0.00097009 | 3.6939e-06 | 0.0027911 | 5.1404e-07 | 0.0085129 | 2.4151e-10
[120 empty] | 7.3.3.17.5 (Remote Grid) Updates to grid topology to minimize risk of ignition in HFTDs Remote GridWLDFRVegetation ContactAggregated | WLDFR | HFTD - Distribution - Tier 3 - 3QU CoRE ¦ 2QU LoRE | Non-Red Flag Warning - Small Fires | Vegetation Contact | Aggregated | 2032 | 0.0038079 | 595.3479 | 2.267 | 2032 | Mitigation | 0.95 | 45 | 0 | esc | 0.00097009 | 3.6939e-06 | 0.00097009 | 3.6939e-06 | 0.0027911 | 5.1404e-07 | 0.0085129 | 2.4151e-10
[120 empty] | 7.3.3.17.5 (Remote Grid) Updates to grid topology to minimize risk of ignition in HFTDs Remote GridWLDFRVegetation ContactAggregated | WLDFR | HFTD - Distribution - Tier 3 - 3QU CoRE ¦ 2QU LoRE | Non-Red Flag Warning - Small Fires | Vegetation Contact | Aggregated | 2033 | 0.0038079 | 595.3479 | 2.267 | 2033 | Mitigation | 0.95 | 45 | 0 | esc | 0.00097009 | 3.6939e-06 | 0.00097009 | 3.6939e-06 | 0.0027911 | 5.1404e-07 | 0.0085129 | 2.4151e-10
[120 empty] | 7.3.3.17.5 (Remote Grid) Updates to grid topology to minimize risk of ignition in HFTDs Remote GridWLDFRVegetation ContactAggregated | WLDFR | HFTD - Distribution - Tier 3 - 3QU CoRE ¦ 2QU LoRE | Non-Red Flag Warning - Small Fires | Vegetation Contact | Aggregated | 2034 | 0.0038079 | 595.3479 | 2.267 | 2034 | Mitigation | 0.95 | 45 | 0 | esc | 0.00097009 | 3.6939e-06 | 0.00097009 | 3.6939e-06 | 0.0027911 | 5.1404e-07 | 0.0085129 | 2.4151e-10
[120 empty] | 7.3.3.17.5 (Remote Grid) Updates to grid topology to minimize risk of ignition in HFTDs Remote GridWLDFRVegetation ContactAggregated | WLDFR | HFTD - Distribution - Tier 3 - 3QU CoRE ¦ 2QU LoRE | Non-Red Flag Warning - Small Fires | Vegetation Contact | Aggregated | 2035 | 0.0038079 | 595.3479 | 2.267 | 2035 | Mitigation | 0.95 | 45 | 0 | esc | 0.00097009 | 3.6939e-06 | 0.00097009 | 3.6939e-06 | 0.0027911 | 5.1404e-07 | 0.0085129 | 2.4151e-10
[120 empty] | 7.3.3.17.5 (Remote Grid) Updates to grid topology to minimize risk of ignition in HFTDs Remote GridWLDFRVegetation ContactAggregated | WLDFR | HFTD - Distribution - Tier 3 - 3QU CoRE ¦ 2QU LoRE | Non-Red Flag Warning - Small Fires | Vegetation Contact | Aggregated | 2036 | 0.0038079 | 595.3479 | 2.267 | 2036 | Mitigation | 0.95 | 45 | 0 | esc | 0.00097009 | 3.6939e-06 | 0.00097009 | 3.6939e-06 | 0.0027911 | 5.1404e-07 | 0.0085129 | 2.4151e-10
[120 empty] | 7.3.3.17.5 (Remote Grid) Updates to grid topology to minimize risk of ignition in HFTDs Remote GridWLDFRVegetation ContactAggregated | WLDFR | HFTD - Distribution - Tier 3 - 3QU CoRE ¦ 2QU LoRE | Non-Red Flag Warning - Small Fires | Vegetation Contact | Aggregated | 2037 | 0.0038079 | 595.3479 | 2.267 | 2037 | Mitigation | 0.95 | 45 | 0 | esc | 0.00097009 | 3.6939e-06 | 0.00097009 | 3.6939e-06 | 0.0027911 | 5.1404e-07 | 0.0085129 | 2.4151e-10
[120 empty] | 7.3.3.17.5 (Remote Grid) Updates to grid topology to minimize risk of ignition in HFTDs Remote GridWLDFRVegetation ContactAggregated | WLDFR | HFTD - Distribution - Tier 3 - 3QU CoRE ¦ 2QU LoRE | Non-Red Flag Warning - Small Fires | Vegetation Contact | Aggregated | 2038 | 0.0038079 | 595.3479 | 2.267 | 2038 | Mitigation | 0.95 | 45 | 0 | esc | 0.00097009 | 3.6939e-06 | 0.00097009 | 3.6939e-06 | 0.0027911 | 5.1404e-07 | 0.0085129 | 2.4151e-10
[120 empty] | 7.3.3.17.5 (Remote Grid) Updates to grid topology to minimize risk of ignition in HFTDs Remote GridWLDFRVegetation ContactAggregated | WLDFR | HFTD - Distribution - Tier 3 - 3QU CoRE ¦ 2QU LoRE | Non-Red Flag Warning - Small Fires | Vegetation Contact | Aggregated | 2039 | 0.0038079 | 595.3479 | 2.267 | 2039 | Mitigation | 0.95 | 45 | 0 | esc | 0.00097009 | 3.6939e-06 | 0.00097009 | 3.6939e-06 | 0.0027911 | 5.1404e-07 | 0.0085129 | 2.4151e-10
[120 empty] | 7.3.3.17.5 (Remote Grid) Updates to grid topology to minimize risk of ignition in HFTDs Remote GridWLDFRVegetation ContactAggregated | WLDFR | HFTD - Distribution - Tier 3 - 3QU CoRE ¦ 2QU LoRE | Non-Red Flag Warning - Small Fires | Vegetation Contact | Aggregated | 2040 | 0.0038079 | 595.3479 | 2.267 | 2040 | Mitigation | 0.95 | 45 | 0 | esc | 0.00097009 | 3.6939e-06 | 0.00097009 | 3.6939e-06 | 0.0027911 | 5.1404e-07 | 0.0085129 | 2.4151e-10
[120 empty] | 7.3.3.17.5 (Remote Grid) Updates to grid topology to minimize risk of ignition in HFTDs Remote GridWLDFRVegetation ContactAggregated | WLDFR | HFTD - Distribution - Tier 3 - 3QU CoRE ¦ 2QU LoRE | Non-Red Flag Warning - Small Fires | Vegetation Contact | Aggregated | 2041 | 0.0038079 | 595.3479 | 2.267 | 2041 | Mitigation | 0.95 | 45 | 0 | esc | 0.00097009 | 3.6939e-06 | 0.00097009 | 3.6939e-06 | 0.0027911 | 5.1404e-07 | 0.0085129 | 2.4151e-10
[120 empty] | 7.3.3.17.5 (Remote Grid) Updates to grid topology to minimize risk of ignition in HFTDs Remote GridWLDFRVegetation ContactAggregated | WLDFR | HFTD - Distribution - Tier 3 - 3QU CoRE ¦ 2QU LoRE | Non-Red Flag Warning - Small Fires | Vegetation Contact | Aggregated | 2042 | 0.0038079 | 595.3479 | 2.267 | 2042 | Mitigation | 0.95 | 45 | 0 | esc | 0.00097009 | 3.6939e-06 | 0.00097009 | 3.6939e-06 | 0.0027911 | 5.1404e-07 | 0.0085129 | 2.4151e-10
[120 empty] | 7.3.3.17.5 (Remote Grid) Updates to grid topology to minimize risk of ignition in HFTDs Remote GridWLDFRVegetation ContactAggregated | WLDFR | HFTD - Distribution - Tier 3 - 3QU CoRE ¦ 2QU LoRE | Non-Red Flag Warning - Small Fires | Vegetation Contact | Aggregated | 2043 | 0.0038079 | 595.3479 | 2.267 | 2043 | Mitigation | 0.95 | 45 | 0 | esc | 0.00097009 | 3.6939e-06 | 0.00097009 | 3.6939e-06 | 0.0027911 | 5.1404e-07 | 0.0085129 | 2.4151e-10
[120 empty] | 7.3.3.17.5 (Remote Grid) Updates to grid topology to minimize risk of ignition in HFTDs Remote GridWLDFRVegetation ContactAggregated | WLDFR | HFTD - Distribution - Tier 3 - 3QU CoRE ¦ 2QU LoRE | Non-Red Flag Warning - Small Fires | Vegetation Contact | Aggregated | 2044 | 0.0038079 | 595.3479 | 2.267 | 2044 | Mitigation | 0.95 | 45 | 0 | esc | 0.00097009 | 3.6939e-06 | 0.00097009 | 3.6939e-06 | 0.0027911 | 5.1404e-07 | 0.0085129 | 2.4151e-10
[120 empty] | 7.3.3.17.5 (Remote Grid) Updates to grid topology to minimize risk of ignition in HFTDs Remote GridWLDFRVegetation ContactAggregated | WLDFR | HFTD - Distribution - Tier 3 - 3QU CoRE ¦ 2QU LoRE | Non-Red Flag Warning - Small Fires | Vegetation Contact | Aggregated | 2045 | 0.0038079 | 595.3479 | 2.267 | 2045 | Mitigation | 0.95 | 45 | 0 | esc | 0.00097009 | 3.6939e-06 | 0.00097009 | 3.6939e-06 | 0.0027911 | 5.1404e-07 | 0.0085129 | 2.4151e-10
[120 empty] | 7.3.3.17.5 (Remote Grid) Updates to grid topology to minimize risk of ignition in HFTDs Remote GridWLDFRVegetation ContactAggregated | WLDFR | HFTD - Distribution - Tier 3 - 3QU CoRE ¦ 2QU LoRE | Non-Red Flag Warning - Small Fires | Vegetation Contact | Aggregated | 2046 | 0.0038079 | 595.3479 | 2.267 | 2046 | Mitigation | 0.95 | 45 | 0 | esc | 0.00097009 | 3.6939e-06 | 0.00097009 | 3.6939e-06 | 0.0027911 | 5.1404e-07 | 0.0085129 | 2.4151e-10
[120 empty] | 7.3.3.17.5 (Remote Grid) Updates to grid topology to minimize risk of ignition in HFTDs Remote GridWLDFRVegetation ContactAggregated | WLDFR | HFTD - Distribution - Tier 3 - 3QU CoRE ¦ 2QU LoRE | Non-Red Flag Warning - Small Fires | Vegetation Contact | Aggregated | 2047 | 0.0038079 | 595.3479 | 2.267 | 2047 | Mitigation | 0.95 | 45 | 0 | esc | 0.00097009 | 3.6939e-06 | 0.00097009 | 3.6939e-06 | 0.0027911 | 5.1404e-07 | 0.0085129 | 2.4151e-10
[120 empty] | 7.3.3.17.5 (Remote Grid) Updates to grid topology to minimize risk of ignition in HFTDs Remote GridWLDFRVegetation ContactAggregated | WLDFR | HFTD - Distribution - Tier 3 - 3QU CoRE ¦ 2QU LoRE | Non-Red Flag Warning - Small Fires | Vegetation Contact | Aggregated | 2048 | 0.0038079 | 595.3479 | 2.267 | 2048 | Mitigation | 0.95 | 45 | 0 | esc | 0.00097009 | 3.6939e-06 | 0.00097009 | 3.6939e-06 | 0.0027911 | 5.1404e-07 | 0.0085129 | 2.4151e-10
[120 empty] | 7.3.3.17.5 (Remote Grid) Updates to grid topology to minimize risk of ignition in HFTDs Remote GridWLDFRVegetation ContactAggregated | WLDFR | HFTD - Distribution - Tier 3 - 3QU CoRE ¦ 2QU LoRE | Non-Red Flag Warning - Small Fires | Vegetation Contact | Aggregated | 2049 | 0.0038079 | 595.3479 | 2.267 | 2049 | Mitigation | 0.95 | 45 | 0 | esc | 0.00097009 | 3.6939e-06 | 0.00097009 | 3.6939e-06 | 0.0027911 | 5.1404e-07 | 0.0085129 | 2.4151e-10
[120 empty] | 7.3.3.17.5 (Remote Grid) Updates to grid topology to minimize risk of ignition in HFTDs Remote GridWLDFRVegetation ContactAggregated | WLDFR | HFTD - Distribution - Tier 3 - 3QU CoRE ¦ 2QU LoRE | Non-Red Flag Warning - Small Fires | Vegetation Contact | Aggregated | 2050 | 0.0038079 | 595.3479 | 2.267 | 2050 | Mitigation | 0.95 | 45 | 0 | esc | 0.00097009 | 3.6939e-06 | 0.00097009 | 3.6939e-06 | 0.0027911 | 5.1404e-07 | 0 | 0
[120 empty] | 7.3.3.17.5 (Remote Grid) Updates to grid topology to minimize risk of ignition in HFTDs Remote GridWLDFRVegetation ContactAggregated | WLDFR | HFTD - Distribution - Tier 3 - 3QU CoRE ¦ 2QU LoRE | Non-Red Flag Warning - Small Fires | Vegetation Contact | Aggregated | 2051 | 0.0038079 | 595.3479 | 2.267 | 2051 | Mitigation | 0.95 | 45 | 0 | esc | 0.00097009 | 3.6939e-06 | 0.00097009 | 3.6939e-06 | 0.0027911 | 5.1404e-07 | 0 | 0
[120 empty] | 7.3.3.17.5 (Remote Grid) Updates to grid topology to minimize risk of ignition in HFTDs Remote GridWLDFRVegetation ContactAggregated | WLDFR | HFTD - Distribution - Tier 3 - 3QU CoRE ¦ 2QU LoRE | Non-Red Flag Warning - Small Fires | Vegetation Contact | Aggregated | 2052 | 0.0038079 | 595.3479 | 2.267 | 2052 | Mitigation | 0.95 | 45 | 0 | esc | 0.00097009 | 3.6939e-06 | 0.00097009 | 3.6939e-06 | 0.0027911 | 5.1404e-07 | 0.0093087 | 1.5556e-09
[120 empty] | 7.3.3.17.5 (Remote Grid) Updates to grid topology to minimize risk of ignition in HFTDs Remote GridWLDFRVegetation ContactAggregated | WLDFR | HFTD - Distribution - Tier 3 - 3QU CoRE ¦ 2QU LoRE | Non-Red Flag Warning - Small Fires | Vegetation Contact | Aggregated | 2053 | 0.0038079 | 595.3479 | 2.267 | 2053 | Mitigation | 0.95 | 45 | 0 | esc | 0.00097009 | 3.6939e-06 | 0.00097009 | 3.6939e-06 | 0.0027911 | 5.1404e-07 | 0.0093087 | 1.5556e-09
[120 empty] | 7.3.3.17.5 (Remote Grid) Updates to grid topology to minimize risk of ignition in HFTDs Remote GridWLDFRVegetation ContactAggregated | WLDFR | HFTD - Distribution - Tier 3 - 3QU CoRE ¦ 2QU LoRE | Non-Red Flag Warning - Small Fires | Vegetation Contact | Aggregated | 2054 | 0.0038079 | 595.3479 | 2.267 | 2054 | Mitigation | 0.95 | 45 | 0 | esc | 0.00097009 | 3.6939e-06 | 0.00097009 | 3.6939e-06 | 0.0027911 | 5.1404e-07 | 0.0093087 | 1.5556e-09
[120 empty] | 7.3.3.17.5 (Remote Grid) Updates to grid topology to minimize risk of ignition in HFTDs Remote GridWLDFRVegetation ContactAggregated | WLDFR | HFTD - Distribution - Tier 3 - 3QU CoRE ¦ 2QU LoRE | Non-Red Flag Warning - Small Fires | Vegetation Contact | Aggregated | 2055 | 0.0038079 | 595.3479 | 2.267 | 2055 | Mitigation | 0.95 | 45 | 0 | esc | 0.00097009 | 3.6939e-06 | 0.00097009 | 3.6939e-06 | 0.0027911 | 5.1404e-07 | 0.0093087 | 1.5556e-09
[120 empty] | 7.3.3.17.5 (Remote Grid) Updates to grid topology to minimize risk of ignition in HFTDs Remote GridWLDFRVegetation ContactAggregated | WLDFR | HFTD - Distribution - Tier 3 - 3QU CoRE ¦ 2QU LoRE | Non-Red Flag Warning - Small Fires | Vegetation Contact | Aggregated | 2056 | 0.0038079 | 595.3479 | 2.267 | 2056 | Mitigation | 0.95 | 45 | 0 | esc | 0.00097009 | 3.6939e-06 | 0.00097009 | 3.6939e-06 | 0.0027911 | 5.1404e-07 | 0.0093087 | 1.5556e-09
[120 empty] | 7.3.3.17.5 (Remote Grid) Updates to grid topology to minimize risk of ignition in HFTDs Remote GridWLDFRVegetation ContactAggregated | WLDFR | HFTD - Distribution - Tier 3 - 3QU CoRE ¦ 2QU LoRE | Non-Red Flag Warning - Small Fires | Vegetation Contact | Aggregated | 2057 | 0.0038079 | 595.3479 | 2.267 | 2057 | Mitigation | 0.95 | 45 | 0 | esc | 0.00097009 | 3.6939e-06 | 0.00097009 | 3.6939e-06 | 0.0027911 | 5.1404e-07 | 0.0093087 | 1.5556e-09
[120 empty] | 7.3.3.17.5 (Remote Grid) Updates to grid topology to minimize risk of ignition in HFTDs Remote GridWLDFRVegetation ContactAggregated | WLDFR | HFTD - Distribution - Tier 3 - 3QU CoRE ¦ 2QU LoRE | Non-Red Flag Warning - Small Fires | Vegetation Contact | Aggregated | 2058 | 0.0038079 | 595.3479 | 2.267 | 2058 | Mitigation | 0.95 | 45 | 0 | esc | 0.00097009 | 3.6939e-06 | 0.00097009 | 3.6939e-06 | 0 | 0 | 0.0093087 | 1.5556e-09
[120 empty] | 7.3.3.17.5 (Remote Grid) Updates to grid topology to minimize risk of ignition in HFTDs Remote GridWLDFRVegetation ContactAggregated | WLDFR | HFTD - Distribution - Tier 3 - 3QU CoRE ¦ 2QU LoRE | Non-Red Flag Warning - Small Fires | Vegetation Contact | Aggregated | 2059 | 0.0038079 | 595.3479 | 2.267 | 2059 | Mitigation | 0.95 | 45 | 0 | esc | 0.00097009 | 3.6939e-06 | 0.00097009 | 3.6939e-06 | 0.0027911 | 1.3931e-09 | 0.0093087 | 1.5556e-09
[120 empty] | 7.3.3.17.5 (Remote Grid) Updates to grid topology to minimize risk of ignition in HFTDs Remote GridWLDFRVegetation ContactAggregated | WLDFR | HFTD - Distribution - Tier 3 - 3QU CoRE ¦ 2QU LoRE | Non-Red Flag Warning - Small Fires | Vegetation Contact | Aggregated | 2060 | 0.0038079 | 595.3479 | 2.267 | 2060 | Mitigation | 0.95 | 45 | 0 | esc | 0.00097009 | 3.6939e-06 | 0.00097009 | 3.6939e-06 | 0.0027911 | 1.3931e-09 | 0.0093087 | 1.5556e-09
[120 empty] | 7.3.3.17.5 (Remote Grid) Updates to grid topology to minimize risk of ignition in HFTDs Remote GridWLDFRVegetation ContactAggregated | WLDFR | HFTD - Distribution - Tier 3 - 3QU CoRE ¦ 2QU LoRE | Non-Red Flag Warning - Small Fires | Vegetation Contact | Aggregated | 2061 | 0.0038079 | 595.3479 | 2.267 | 2061 | Mitigation | 0.95 | 45 | 0 | esc | 0.00097009 | 3.6939e-06 | 0.00097009 | 3.6939e-06 | 0.0027911 | 1.3931e-09 | 0.0093087 | 1.5556e-09
[120 empty] | 7.3.3.17.5 (Remote Grid) Updates to grid topology to minimize risk of ignition in HFTDs Remote GridWLDFRVegetation ContactAggregated | WLDFR | HFTD - Distribution - Tier 3 - 3QU CoRE ¦ 2QU LoRE | Non-Red Flag Warning - Small Fires | Vegetation Contact | Aggregated | 2062 | 0.0038079 | 595.3479 | 2.267 | 2062 | Mitigation | 0.95 | 45 | 0 | esc | 0.00097009 | 3.6939e-06 | 0.00097009 | 3.6939e-06 | 0.0027911 | 1.3931e-09 | 0.0093087 | 1.5556e-09
[120 empty] | 7.3.3.17.5 (Remote Grid) Updates to grid topology to minimize risk of ignition in HFTDs Remote GridWLDFRVegetation ContactAggregated | WLDFR | HFTD - Distribution - Tier 3 - 3QU CoRE ¦ 2QU LoRE | Non-Red Flag Warning - Small Fires | Vegetation Contact | Aggregated | 2063 | 0.0038079 | 595.3479 | 2.267 | 2063 | Mitigation | 0.95 | 45 | 0 | esc | 0.00097009 | 3.6939e-06 | 0.00097009 | 3.6939e-06 | 0.0027911 | 1.3931e-09 | 0.0093087 | 1.5556e-09
[120 empty] | 7.3.3.17.5 (Remote Grid) Updates to grid topology to minimize risk of ignition in HFTDs Remote GridWLDFRVegetation ContactAggregated | WLDFR | HFTD - Distribution - Tier 3 - 3QU CoRE ¦ 2QU LoRE | Non-Red Flag Warning - Small Fires | Vegetation Contact | Aggregated | 2064 | 0.0038079 | 595.3479 | 2.267 | 2064 | Mitigation | 0.95 | 45 | 0 | esc | 0.00097009 | 3.6939e-06 | 0.00097009 | 3.6939e-06 | 0.0027911 | 1.3931e-09 | 0.0093087 | 1.5556e-09
[120 empty] | 7.3.3.17.5 (Remote Grid) Updates to grid topology to minimize risk of ignition in HFTDs Remote GridWLDFRVegetation ContactAggregated | WLDFR | HFTD - Distribution - Tier 3 - 3QU CoRE ¦ 2QU LoRE | Non-Red Flag Warning - Small Fires | Vegetation Contact | Aggregated | 2065 | 0.0038079 | 595.3479 | 2.267 | 2065 | Mitigation | 0.95 | 45 | 0 | esc | 0.00097009 | 3.6939e-06 | 0.00097009 | 3.6939e-06 | 0.0027911 | 1.3931e-09 | 0.0093087 | 1.5556e-09
[120 empty] | 7.3.3.17.5 (Remote Grid) Updates to grid topology to minimize risk of ignition in HFTDs Remote GridWLDFRVegetation ContactAggregated | WLDFR | HFTD - Distribution - Tier 3 - 3QU CoRE ¦ 2QU LoRE | Non-Red Flag Warning - Small Fires | Vegetation Contact | Aggregated | 2066 | 0.0038079 | 595.3479 | 2.267 | 2066 | Mitigation | 0.95 | 45 | 0 | esc | 0.00097009 | 3.6939e-06 | 0.00097009 | 3.6939e-06 | 0.0027911 | 1.3931e-09 | 0.0093087 | 1.5556e-09
[120 empty] | 7.3.3.17.5 (Remote Grid) Updates to grid topology to minimize risk of ignition in HFTDs Remote GridWLDFRVegetation ContactAggregated | WLDFR | HFTD - Distribution - Tier 3 - 3QU CoRE ¦ 2QU LoRE | Non-Red Flag Warning - Small Fires | Vegetation Contact | Aggregated | 2067 | 0.0038079 | 595.3479 | 2.267 | 2067 | Mitigation | 0.95 | 45 | 0 | esc | 0 | 0 | 0.00097009 | 3.6939e-06 | 0.0027911 | 1.3931e-09 | 0.0093087 | 1.5556e-09
[120 empty] | 7.3.3.17.5 (Remote Grid) Updates to grid topology to minimize risk of ignition in HFTDs Remote GridWLDFRWire-to-wire contactAggregated | WLDFR | HFTD - Distribution - Tier 3 - 3QU CoRE ¦ 2QU LoRE | Non-Red Flag Warning - Small Fires | Wire-to-wire contact | Aggregated | 2022 | 7.3866e-05 | 595.3479 | 0.043976 | 2022 | Mitigation | 0.95 | 45 | 0 | esc | 0.00097009 | 7.1656e-08 | 0 | 0 | 0.0027911 | 1.3931e-09 | 0.0093087 | 1.5556e-09
[120 empty] | 7.3.3.17.5 (Remote Grid) Updates to grid topology to minimize risk of ignition in HFTDs Remote GridWLDFRWire-to-wire contactAggregated | WLDFR | HFTD - Distribution - Tier 3 - 3QU CoRE ¦ 2QU LoRE | Non-Red Flag Warning - Small Fires | Wire-to-wire contact | Aggregated | 2023 | 7.3866e-05 | 595.3479 | 0.043976 | 2023 | Mitigation | 0.95 | 45 | 0 | esc | 0.00097009 | 7.1656e-08 | 0.00097009 | 7.1656e-08 | 0.0027911 | 1.3931e-09 | 0.0093087 | 1.5556e-09
[120 empty] | 7.3.3.17.5 (Remote Grid) Updates to grid topology to minimize risk of ignition in HFTDs Remote GridWLDFRWire-to-wire contactAggregated | WLDFR | HFTD - Distribution - Tier 3 - 3QU CoRE ¦ 2QU LoRE | Non-Red Flag Warning - Small Fires | Wire-to-wire contact | Aggregated | 2024 | 7.3866e-05 | 595.3479 | 0.043976 | 2024 | Mitigation | 0.95 | 45 | 0 | esc | 0.00097009 | 7.1656e-08 | 0.00097009 | 7.1656e-08 | 0.0027911 | 1.3931e-09 | 0.0093087 | 1.5556e-09
[120 empty] | 7.3.3.17.5 (Remote Grid) Updates to grid topology to minimize risk of ignition in HFTDs Remote GridWLDFRWire-to-wire contactAggregated | WLDFR | HFTD - Distribution - Tier 3 - 3QU CoRE ¦ 2QU LoRE | Non-Red Flag Warning - Small Fires | Wire-to-wire contact | Aggregated | 2025 | 7.3866e-05 | 595.3479 | 0.043976 | 2025 | Mitigation | 0.95 | 45 | 0 | esc | 0.00097009 | 7.1656e-08 | 0.00097009 | 7.1656e-08 | 0.0027911 | 1.3931e-09 | 0.0093087 | 1.5556e-09
[120 empty] | 7.3.3.17.5 (Remote Grid) Updates to grid topology to minimize risk of ignition in HFTDs Remote GridWLDFRWire-to-wire contactAggregated | WLDFR | HFTD - Distribution - Tier 3 - 3QU CoRE ¦ 2QU LoRE | Non-Red Flag Warning - Small Fires | Wire-to-wire contact | Aggregated | 2026 | 7.3866e-05 | 595.3479 | 0.043976 | 2026 | Mitigation | 0.95 | 45 | 0 | esc | 0.00097009 | 7.1656e-08 | 0.00097009 | 7.1656e-08 | 0.0027911 | 1.3931e-09 | 0.0093087 | 1.5556e-09
[120 empty] | 7.3.3.17.5 (Remote Grid) Updates to grid topology to minimize risk of ignition in HFTDs Remote GridWLDFRWire-to-wire contactAggregated | WLDFR | HFTD - Distribution - Tier 3 - 3QU CoRE ¦ 2QU LoRE | Non-Red Flag Warning - Small Fires | Wire-to-wire contact | Aggregated | 2027 | 7.3866e-05 | 595.3479 | 0.043976 | 2027 | Mitigation | 0.95 | 45 | 0 | esc | 0.00097009 | 7.1656e-08 | 0.00097009 | 7.1656e-08 | 0.0027911 | 1.3931e-09 | 0.0093087 | 1.5556e-09
[120 empty] | 7.3.3.17.5 (Remote Grid) Updates to grid topology to minimize risk of ignition in HFTDs Remote GridWLDFRWire-to-wire contactAggregated | WLDFR | HFTD - Distribution - Tier 3 - 3QU CoRE ¦ 2QU LoRE | Non-Red Flag Warning - Small Fires | Wire-to-wire contact | Aggregated | 2028 | 7.3866e-05 | 595.3479 | 0.043976 | 2028 | Mitigation | 0.95 | 45 | 0 | esc | 0.00097009 | 7.1656e-08 | 0.00097009 | 7.1656e-08 | 0.0027911 | 1.3931e-09 | 0.0093087 | 1.5556e-09
[120 empty] | 7.3.3.17.5 (Remote Grid) Updates to grid topology to minimize risk of ignition in HFTDs Remote GridWLDFRWire-to-wire contactAggregated | WLDFR | HFTD - Distribution - Tier 3 - 3QU CoRE ¦ 2QU LoRE | Non-Red Flag Warning - Small Fires | Wire-to-wire contact | Aggregated | 2029 | 7.3866e-05 | 595.3479 | 0.043976 | 2029 | Mitigation | 0.95 | 45 | 0 | esc | 0.00097009 | 7.1656e-08 | 0.00097009 | 7.1656e-08 | 0.0027911 | 1.3931e-09 | 0.0093087 | 1.5556e-09
[120 empty] | 7.3.3.17.5 (Remote Grid) Updates to grid topology to minimize risk of ignition in HFTDs Remote GridWLDFRWire-to-wire contactAggregated | WLDFR | HFTD - Distribution - Tier 3 - 3QU CoRE ¦ 2QU LoRE | Non-Red Flag Warning - Small Fires | Wire-to-wire contact | Aggregated | 2030 | 7.3866e-05 | 595.3479 | 0.043976 | 2030 | Mitigation | 0.95 | 45 | 0 | esc | 0.00097009 | 7.1656e-08 | 0.00097009 | 7.1656e-08 | 0.0027911 | 1.3931e-09 | 0.0093087 | 1.5556e-09
[120 empty] | 7.3.3.17.5 (Remote Grid) Updates to grid topology to minimize risk of ignition in HFTDs Remote GridWLDFRWire-to-wire contactAggregated | WLDFR | HFTD - Distribution - Tier 3 - 3QU CoRE ¦ 2QU LoRE | Non-Red Flag Warning - Small Fires | Wire-to-wire contact | Aggregated | 2031 | 7.3866e-05 | 595.3479 | 0.043976 | 2031 | Mitigation | 0.95 | 45 | 0 | esc | 0.00097009 | 7.1656e-08 | 0.00097009 | 7.1656e-08 | 0.0027911 | 1.3931e-09 | 0.0093087 | 1.5556e-09
[120 empty] | 7.3.3.17.5 (Remote Grid) Updates to grid topology to minimize risk of ignition in HFTDs Remote GridWLDFRWire-to-wire contactAggregated | WLDFR | HFTD - Distribution - Tier 3 - 3QU CoRE ¦ 2QU LoRE | Non-Red Flag Warning - Small Fires | Wire-to-wire contact | Aggregated | 2032 | 7.3866e-05 | 595.3479 | 0.043976 | 2032 | Mitigation | 0.95 | 45 | 0 | esc | 0.00097009 | 7.1656e-08 | 0.00097009 | 7.1656e-08 | 0.0027911 | 1.3931e-09 | 0.0093087 | 1.5556e-09
[120 empty] | 7.3.3.17.5 (Remote Grid) Updates to grid topology to minimize risk of ignition in HFTDs Remote GridWLDFRWire-to-wire contactAggregated | WLDFR | HFTD - Distribution - Tier 3 - 3QU CoRE ¦ 2QU LoRE | Non-Red Flag Warning - Small Fires | Wire-to-wire contact | Aggregated | 2033 | 7.3866e-05 | 595.3479 | 0.043976 | 2033 | Mitigation | 0.95 | 45 | 0 | esc | 0.00097009 | 7.1656e-08 | 0.00097009 | 7.1656e-08 | 0.0027911 | 1.3931e-09 | 0.0093087 | 1.5556e-09
[120 empty] | 7.3.3.17.5 (Remote Grid) Updates to grid topology to minimize risk of ignition in HFTDs Remote GridWLDFRWire-to-wire contactAggregated | WLDFR | HFTD - Distribution - Tier 3 - 3QU CoRE ¦ 2QU LoRE | Non-Red Flag Warning - Small Fires | Wire-to-wire contact | Aggregated | 2034 | 7.3866e-05 | 595.3479 | 0.043976 | 2034 | Mitigation | 0.95 | 45 | 0 | esc | 0.00097009 | 7.1656e-08 | 0.00097009 | 7.1656e-08 | 0.0027911 | 1.3931e-09 | 0.0093087 | 1.5556e-09
[120 empty] | 7.3.3.17.5 (Remote Grid) Updates to grid topology to minimize risk of ignition in HFTDs Remote GridWLDFRWire-to-wire contactAggregated | WLDFR | HFTD - Distribution - Tier 3 - 3QU CoRE ¦ 2QU LoRE | Non-Red Flag Warning - Small Fires | Wire-to-wire contact | Aggregated | 2035 | 7.3866e-05 | 595.3479 | 0.043976 | 2035 | Mitigation | 0.95 | 45 | 0 | esc | 0.00097009 | 7.1656e-08 | 0.00097009 | 7.1656e-08 | 0.0027911 | 1.3931e-09 | 0.0093087 | 1.5556e-09
[120 empty] | 7.3.3.17.5 (Remote Grid) Updates to grid topology to minimize risk of ignition in HFTDs Remote GridWLDFRWire-to-wire contactAggregated | WLDFR | HFTD - Distribution - Tier 3 - 3QU CoRE ¦ 2QU LoRE | Non-Red Flag Warning - Small Fires | Wire-to-wire contact | Aggregated | 2036 | 7.3866e-05 | 595.3479 | 0.043976 | 2036 | Mitigation | 0.95 | 45 | 0 | esc | 0.00097009 | 7.1656e-08 | 0.00097009 | 7.1656e-08 | 0.0027911 | 1.3931e-09 | 0 | 0
[120 empty] | 7.3.3.17.5 (Remote Grid) Updates to grid topology to minimize risk of ignition in HFTDs Remote GridWLDFRWire-to-wire contactAggregated | WLDFR | HFTD - Distribution - Tier 3 - 3QU CoRE ¦ 2QU LoRE | Non-Red Flag Warning - Small Fires | Wire-to-wire contact | Aggregated | 2037 | 7.3866e-05 | 595.3479 | 0.043976 | 2037 | Mitigation | 0.95 | 45 | 0 | esc | 0.00097009 | 7.1656e-08 | 0.00097009 | 7.1656e-08 | 0.0027911 | 1.3931e-09 | 0 | 0
[120 empty] | 7.3.3.17.5 (Remote Grid) Updates to grid topology to minimize risk of ignition in HFTDs Remote GridWLDFRWire-to-wire contactAggregated | WLDFR | HFTD - Distribution - Tier 3 - 3QU CoRE ¦ 2QU LoRE | Non-Red Flag Warning - Small Fires | Wire-to-wire contact | Aggregated | 2038 | 7.3866e-05 | 595.3479 | 0.043976 | 2038 | Mitigation | 0.95 | 45 | 0 | esc | 0.00097009 | 7.1656e-08 | 0.00097009 | 7.1656e-08 | 0.0027911 | 1.3931e-09 | 0.0083522 | 2.9293e-10
[120 empty] | 7.3.3.17.5 (Remote Grid) Updates to grid topology to minimize risk of ignition in HFTDs Remote GridWLDFRWire-to-wire contactAggregated | WLDFR | HFTD - Distribution - Tier 3 - 3QU CoRE ¦ 2QU LoRE | Non-Red Flag Warning - Small Fires | Wire-to-wire contact | Aggregated | 2039 | 7.3866e-05 | 595.3479 | 0.043976 | 2039 | Mitigation | 0.95 | 45 | 0 | esc | 0.00097009 | 7.1656e-08 | 0.00097009 | 7.1656e-08 | 0.0027911 | 1.3931e-09 | 0.0083522 | 2.9293e-10
[120 empty] | 7.3.3.17.5 (Remote Grid) Updates to grid topology to minimize risk of ignition in HFTDs Remote GridWLDFRWire-to-wire contactAggregated | WLDFR | HFTD - Distribution - Tier 3 - 3QU CoRE ¦ 2QU LoRE | Non-Red Flag Warning - Small Fires | Wire-to-wire contact | Aggregated | 2040 | 7.3866e-05 | 595.3479 | 0.043976 | 2040 | Mitigation | 0.95 | 45 | 0 | esc | 0.00097009 | 7.1656e-08 | 0.00097009 | 7.1656e-08 | 0.0027911 | 1.3931e-09 | 0.0083522 | 2.9293e-10
[120 empty] | 7.3.3.17.5 (Remote Grid) Updates to grid topology to minimize risk of ignition in HFTDs Remote GridWLDFRWire-to-wire contactAggregated | WLDFR | HFTD - Distribution - Tier 3 - 3QU CoRE ¦ 2QU LoRE | Non-Red Flag Warning - Small Fires | Wire-to-wire contact | Aggregated | 2041 | 7.3866e-05 | 595.3479 | 0.043976 | 2041 | Mitigation | 0.95 | 45 | 0 | esc | 0.00097009 | 7.1656e-08 | 0.00097009 | 7.1656e-08 | 0.0027911 | 1.3931e-09 | 0.0083522 | 2.9293e-10
[120 empty] | 7.3.3.17.5 (Remote Grid) Updates to grid topology to minimize risk of ignition in HFTDs Remote GridWLDFRWire-to-wire contactAggregated | WLDFR | HFTD - Distribution - Tier 3 - 3QU CoRE ¦ 2QU LoRE | Non-Red Flag Warning - Small Fires | Wire-to-wire contact | Aggregated | 2042 | 7.3866e-05 | 595.3479 | 0.043976 | 2042 | Mitigation | 0.95 | 45 | 0 | esc | 0.00097009 | 7.1656e-08 | 0.00097009 | 7.1656e-08 | 0.0027911 | 1.3931e-09 | 0.0083522 | 2.9293e-10
[120 empty] | 7.3.3.17.5 (Remote Grid) Updates to grid topology to minimize risk of ignition in HFTDs Remote GridWLDFRWire-to-wire contactAggregated | WLDFR | HFTD - Distribution - Tier 3 - 3QU CoRE ¦ 2QU LoRE | Non-Red Flag Warning - Small Fires | Wire-to-wire contact | Aggregated | 2043 | 7.3866e-05 | 595.3479 | 0.043976 | 2043 | Mitigation | 0.95 | 45 | 0 | esc | 0.00097009 | 7.1656e-08 | 0.00097009 | 7.1656e-08 | 0.0027911 | 1.3931e-09 | 0.0083522 | 2.9293e-10
[120 empty] | 7.3.3.17.5 (Remote Grid) Updates to grid topology to minimize risk of ignition in HFTDs Remote GridWLDFRWire-to-wire contactAggregated | WLDFR | HFTD - Distribution - Tier 3 - 3QU CoRE ¦ 2QU LoRE | Non-Red Flag Warning - Small Fires | Wire-to-wire contact | Aggregated | 2044 | 7.3866e-05 | 595.3479 | 0.043976 | 2044 | Mitigation | 0.95 | 45 | 0 | esc | 0.00097009 | 7.1656e-08 | 0.00097009 | 7.1656e-08 | 0.0027911 | 1.3931e-09 | 0.0083522 | 2.9293e-10
[120 empty] | 7.3.3.17.5 (Remote Grid) Updates to grid topology to minimize risk of ignition in HFTDs Remote GridWLDFRWire-to-wire contactAggregated | WLDFR | HFTD - Distribution - Tier 3 - 3QU CoRE ¦ 2QU LoRE | Non-Red Flag Warning - Small Fires | Wire-to-wire contact | Aggregated | 2045 | 7.3866e-05 | 595.3479 | 0.043976 | 2045 | Mitigation | 0.95 | 45 | 0 | esc | 0.00097009 | 7.1656e-08 | 0.00097009 | 7.1656e-08 | 0.0027911 | 1.3931e-09 | 0.0083522 | 2.9293e-10
[120 empty] | 7.3.3.17.5 (Remote Grid) Updates to grid topology to minimize risk of ignition in HFTDs Remote GridWLDFRWire-to-wire contactAggregated | WLDFR | HFTD - Distribution - Tier 3 - 3QU CoRE ¦ 2QU LoRE | Non-Red Flag Warning - Small Fires | Wire-to-wire contact | Aggregated | 2046 | 7.3866e-05 | 595.3479 | 0.043976 | 2046 | Mitigation | 0.95 | 45 | 0 | esc | 0.00097009 | 7.1656e-08 | 0.00097009 | 7.1656e-08 | 0.0027911 | 1.3931e-09 | 0.0083522 | 2.9293e-10
[120 empty] | 7.3.3.17.5 (Remote Grid) Updates to grid topology to minimize risk of ignition in HFTDs Remote GridWLDFRWire-to-wire contactAggregated | WLDFR | HFTD - Distribution - Tier 3 - 3QU CoRE ¦ 2QU LoRE | Non-Red Flag Warning - Small Fires | Wire-to-wire contact | Aggregated | 2047 | 7.3866e-05 | 595.3479 | 0.043976 | 2047 | Mitigation | 0.95 | 45 | 0 | esc | 0.00097009 | 7.1656e-08 | 0.00097009 | 7.1656e-08 | 0.0027911 | 1.3931e-09 | 0.0083522 | 2.9293e-10
[120 empty] | 7.3.3.17.5 (Remote Grid) Updates to grid topology to minimize risk of ignition in HFTDs Remote GridWLDFRWire-to-wire contactAggregated | WLDFR | HFTD - Distribution - Tier 3 - 3QU CoRE ¦ 2QU LoRE | Non-Red Flag Warning - Small Fires | Wire-to-wire contact | Aggregated | 2048 | 7.3866e-05 | 595.3479 | 0.043976 | 2048 | Mitigation | 0.95 | 45 | 0 | esc | 0.00097009 | 7.1656e-08 | 0.00097009 | 7.1656e-08 | 0.0027911 | 1.3931e-09 | 0.0083522 | 2.9293e-10
[120 empty] | 7.3.3.17.5 (Remote Grid) Updates to grid topology to minimize risk of ignition in HFTDs Remote GridWLDFRWire-to-wire contactAggregated | WLDFR | HFTD - Distribution - Tier 3 - 3QU CoRE ¦ 2QU LoRE | Non-Red Flag Warning - Small Fires | Wire-to-wire contact | Aggregated | 2049 | 7.3866e-05 | 595.3479 | 0.043976 | 2049 | Mitigation | 0.95 | 45 | 0 | esc | 0.00097009 | 7.1656e-08 | 0.00097009 | 7.1656e-08 | 0.0027911 | 1.3931e-09 | 0.0083522 | 2.9293e-10
[120 empty] | 7.3.3.17.5 (Remote Grid) Updates to grid topology to minimize risk of ignition in HFTDs Remote GridWLDFRWire-to-wire contactAggregated | WLDFR | HFTD - Distribution - Tier 3 - 3QU CoRE ¦ 2QU LoRE | Non-Red Flag Warning - Small Fires | Wire-to-wire contact | Aggregated | 2050 | 7.3866e-05 | 595.3479 | 0.043976 | 2050 | Mitigation | 0.95 | 45 | 0 | esc | 0.00097009 | 7.1656e-08 | 0.00097009 | 7.1656e-08 | 0.0027911 | 1.3931e-09 | 0.0083522 | 2.9293e-10
[120 empty] | 7.3.3.17.5 (Remote Grid) Updates to grid topology to minimize risk of ignition in HFTDs Remote GridWLDFRWire-to-wire contactAggregated | WLDFR | HFTD - Distribution - Tier 3 - 3QU CoRE ¦ 2QU LoRE | Non-Red Flag Warning - Small Fires | Wire-to-wire contact | Aggregated | 2051 | 7.3866e-05 | 595.3479 | 0.043976 | 2051 | Mitigation | 0.95 | 45 | 0 | esc | 0.00097009 | 7.1656e-08 | 0.00097009 | 7.1656e-08 | 0.0027911 | 1.3931e-09 | 0.0083522 | 2.9293e-10
[120 empty] | 7.3.3.17.5 (Remote Grid) Updates to grid topology to minimize risk of ignition in HFTDs Remote GridWLDFRWire-to-wire contactAggregated | WLDFR | HFTD - Distribution - Tier 3 - 3QU CoRE ¦ 2QU LoRE | Non-Red Flag Warning - Small Fires | Wire-to-wire contact | Aggregated | 2052 | 7.3866e-05 | 595.3479 | 0.043976 | 2052 | Mitigation | 0.95 | 45 | 0 | esc | 0.00097009 | 7.1656e-08 | 0.00097009 | 7.1656e-08 | 0.0027911 | 1.3931e-09 | 0.0083522 | 2.9293e-10
[120 empty] | 7.3.3.17.5 (Remote Grid) Updates to grid topology to minimize risk of ignition in HFTDs Remote GridWLDFRWire-to-wire contactAggregated | WLDFR | HFTD - Distribution - Tier 3 - 3QU CoRE ¦ 2QU LoRE | Non-Red Flag Warning - Small Fires | Wire-to-wire contact | Aggregated | 2053 | 7.3866e-05 | 595.3479 | 0.043976 | 2053 | Mitigation | 0.95 | 45 | 0 | esc | 0.00097009 | 7.1656e-08 | 0.00097009 | 7.1656e-08 | 0.0027911 | 1.3931e-09 | 0.0083522 | 2.9293e-10
[120 empty] | 7.3.3.17.5 (Remote Grid) Updates to grid topology to minimize risk of ignition in HFTDs Remote GridWLDFRWire-to-wire contactAggregated | WLDFR | HFTD - Distribution - Tier 3 - 3QU CoRE ¦ 2QU LoRE | Non-Red Flag Warning - Small Fires | Wire-to-wire contact | Aggregated | 2054 | 7.3866e-05 | 595.3479 | 0.043976 | 2054 | Mitigation | 0.95 | 45 | 0 | esc | 0.00097009 | 7.1656e-08 | 0.00097009 | 7.1656e-08 | 0.0027911 | 1.3931e-09 | 0.0083522 | 2.9293e-10
[120 empty] | 7.3.3.17.5 (Remote Grid) Updates to grid topology to minimize risk of ignition in HFTDs Remote GridWLDFRWire-to-wire contactAggregated | WLDFR | HFTD - Distribution - Tier 3 - 3QU CoRE ¦ 2QU LoRE | Non-Red Flag Warning - Small Fires | Wire-to-wire contact | Aggregated | 2055 | 7.3866e-05 | 595.3479 | 0.043976 | 2055 | Mitigation | 0.95 | 45 | 0 | esc | 0.00097009 | 7.1656e-08 | 0.00097009 | 7.1656e-08 | 0.0027911 | 1.3931e-09 | 0.0083522 | 2.9293e-10
[120 empty] | 7.3.3.17.5 (Remote Grid) Updates to grid topology to minimize risk of ignition in HFTDs Remote GridWLDFRWire-to-wire contactAggregated | WLDFR | HFTD - Distribution - Tier 3 - 3QU CoRE ¦ 2QU LoRE | Non-Red Flag Warning - Small Fires | Wire-to-wire contact | Aggregated | 2056 | 7.3866e-05 | 595.3479 | 0.043976 | 2056 | Mitigation | 0.95 | 45 | 0 | esc | 0.00097009 | 7.1656e-08 | 0.00097009 | 7.1656e-08 | 0.0027911 | 1.3931e-09 | 0.0083522 | 2.9293e-10
[120 empty] | 7.3.3.17.5 (Remote Grid) Updates to grid topology to minimize risk of ignition in HFTDs Remote GridWLDFRWire-to-wire contactAggregated | WLDFR | HFTD - Distribution - Tier 3 - 3QU CoRE ¦ 2QU LoRE | Non-Red Flag Warning - Small Fires | Wire-to-wire contact | Aggregated | 2057 | 7.3866e-05 | 595.3479 | 0.043976 | 2057 | Mitigation | 0.95 | 45 | 0 | esc | 0.00097009 | 7.1656e-08 | 0.00097009 | 7.1656e-08 | 0.0027911 | 1.3931e-09 | 0.0083522 | 2.9293e-10
[120 empty] | 7.3.3.17.5 (Remote Grid) Updates to grid topology to minimize risk of ignition in HFTDs Remote GridWLDFRWire-to-wire contactAggregated | WLDFR | HFTD - Distribution - Tier 3 - 3QU CoRE ¦ 2QU LoRE | Non-Red Flag Warning - Small Fires | Wire-to-wire contact | Aggregated | 2058 | 7.3866e-05 | 595.3479 | 0.043976 | 2058 | Mitigation | 0.95 | 45 | 0 | esc | 0.00097009 | 7.1656e-08 | 0.00097009 | 7.1656e-08 | 0.0027911 | 1.3931e-09 | 0.0083522 | 2.9293e-10
[120 empty] | 7.3.3.17.5 (Remote Grid) Updates to grid topology to minimize risk of ignition in HFTDs Remote GridWLDFRWire-to-wire contactAggregated | WLDFR | HFTD - Distribution - Tier 3 - 3QU CoRE ¦ 2QU LoRE | Non-Red Flag Warning - Small Fires | Wire-to-wire contact | Aggregated | 2059 | 7.3866e-05 | 595.3479 | 0.043976 | 2059 | Mitigation | 0.95 | 45 | 0 | esc | 0.00097009 | 7.1656e-08 | 0.00097009 | 7.1656e-08 | 0.0027911 | 1.3931e-09 | 0.0083522 | 2.9293e-10
[120 empty] | 7.3.3.17.5 (Remote Grid) Updates to grid topology to minimize risk of ignition in HFTDs Remote GridWLDFRWire-to-wire contactAggregated | WLDFR | HFTD - Distribution - Tier 3 - 3QU CoRE ¦ 2QU LoRE | Non-Red Flag Warning - Small Fires | Wire-to-wire contact | Aggregated | 2060 | 7.3866e-05 | 595.3479 | 0.043976 | 2060 | Mitigation | 0.95 | 45 | 0 | esc | 0.00097009 | 7.1656e-08 | 0.00097009 | 7.1656e-08 | 0.0027911 | 1.3931e-09 | 0.0083522 | 2.9293e-10
[120 empty] | 7.3.3.17.5 (Remote Grid) Updates to grid topology to minimize risk of ignition in HFTDs Remote GridWLDFRWire-to-wire contactAggregated | WLDFR | HFTD - Distribution - Tier 3 - 3QU CoRE ¦ 2QU LoRE | Non-Red Flag Warning - Small Fires | Wire-to-wire contact | Aggregated | 2061 | 7.3866e-05 | 595.3479 | 0.043976 | 2061 | Mitigation | 0.95 | 45 | 0 | esc | 0.00097009 | 7.1656e-08 | 0.00097009 | 7.1656e-08 | 0.0027911 | 1.3931e-09 | 0.0083522 | 2.9293e-10
[120 empty] | 7.3.3.17.5 (Remote Grid) Updates to grid topology to minimize risk of ignition in HFTDs Remote GridWLDFRWire-to-wire contactAggregated | WLDFR | HFTD - Distribution - Tier 3 - 3QU CoRE ¦ 2QU LoRE | Non-Red Flag Warning - Small Fires | Wire-to-wire contact | Aggregated | 2062 | 7.3866e-05 | 595.3479 | 0.043976 | 2062 | Mitigation | 0.95 | 45 | 0 | esc | 0.00097009 | 7.1656e-08 | 0.00097009 | 7.1656e-08 | 0 | 0 | 0.0083522 | 2.9293e-10
[120 empty] | 7.3.3.17.5 (Remote Grid) Updates to grid topology to minimize risk of ignition in HFTDs Remote GridWLDFRWire-to-wire contactAggregated | WLDFR | HFTD - Distribution - Tier 3 - 3QU CoRE ¦ 2QU LoRE | Non-Red Flag Warning - Small Fires | Wire-to-wire contact | Aggregated | 2063 | 7.3866e-05 | 595.3479 | 0.043976 | 2063 | Mitigation | 0.95 | 45 | 0 | esc | 0.00097009 | 7.1656e-08 | 0.00097009 | 7.1656e-08 | 0.0027911 | 2.3158e-09 | 0.0083522 | 2.9293e-10
[120 empty] | 7.3.3.17.5 (Remote Grid) Updates to grid topology to minimize risk of ignition in HFTDs Remote GridWLDFRWire-to-wire contactAggregated | WLDFR | HFTD - Distribution - Tier 3 - 3QU CoRE ¦ 2QU LoRE | Non-Red Flag Warning - Small Fires | Wire-to-wire contact | Aggregated | 2064 | 7.3866e-05 | 595.3479 | 0.043976 | 2064 | Mitigation | 0.95 | 45 | 0 | esc | 0.00097009 | 7.1656e-08 | 0.00097009 | 7.1656e-08 | 0.0027911 | 2.3158e-09 | 0.0083522 | 2.9293e-10
[120 empty] | 7.3.3.17.5 (Remote Grid) Updates to grid topology to minimize risk of ignition in HFTDs Remote GridWLDFRWire-to-wire contactAggregated | WLDFR | HFTD - Distribution - Tier 3 - 3QU CoRE ¦ 2QU LoRE | Non-Red Flag Warning - Small Fires | Wire-to-wire contact | Aggregated | 2065 | 7.3866e-05 | 595.3479 | 0.043976 | 2065 | Mitigation | 0.95 | 45 | 0 | esc | 0.00097009 | 7.1656e-08 | 0.00097009 | 7.1656e-08 | 0.0027911 | 2.3158e-09 | 0.0083522 | 2.9293e-10
[120 empty] | 7.3.3.17.5 (Remote Grid) Updates to grid topology to minimize risk of ignition in HFTDs Remote GridWLDFRWire-to-wire contactAggregated | WLDFR | HFTD - Distribution - Tier 3 - 3QU CoRE ¦ 2QU LoRE | Non-Red Flag Warning - Small Fires | Wire-to-wire contact | Aggregated | 2066 | 7.3866e-05 | 595.3479 | 0.043976 | 2066 | Mitigation | 0.95 | 45 | 0 | esc | 0.00097009 | 7.1656e-08 | 0.00097009 | 7.1656e-08 | 0.0027911 | 2.3158e-09 | 0.0083522 | 2.9293e-10
[120 empty] | 7.3.3.17.5 (Remote Grid) Updates to grid topology to minimize risk of ignition in HFTDs Remote GridWLDFRWire-to-wire contactAggregated | WLDFR | HFTD - Distribution - Tier 3 - 3QU CoRE ¦ 2QU LoRE | Non-Red Flag Warning - Small Fires | Wire-to-wire contact | Aggregated | 2067 | 7.3866e-05 | 595.3479 | 0.043976 | 2067 | Mitigation | 0.95 | 45 | 0 | esc | 0 | 0 | 0.00097009 | 7.1656e-08 | 0.0027911 | 2.3158e-09 | 0.0083522 | 2.9293e-10
[120 empty] | 7.3.3.17.5 (Remote Grid) Updates to grid topology to minimize risk of ignition in HFTDs Remote GridWLDFREquipment / facility failureAggregated | WLDFR | HFTD - Distribution - Tier 3 - 3QU CoRE ¦ 2QU LoRE | Red Flag Warning - Catastrophic Fires | Equipment / facility failure | Aggregated | 2022 | 7.4642e-06 | 595.3479 | 0.0044438 | 2022 | Mitigation | 0.95 | 45 | 0 | esc | 0.00097009 | 7.2409e-09 | 0 | 0 | 0.0027911 | 2.3158e-09 | 0 | 0
[120 empty] | 7.3.3.17.5 (Remote Grid) Updates to grid topology to minimize risk of ignition in HFTDs Remote GridWLDFREquipment / facility failureAggregated | WLDFR | HFTD - Distribution - Tier 3 - 3QU CoRE ¦ 2QU LoRE | Red Flag Warning - Catastrophic Fires | Equipment / facility failure | Aggregated | 2023 | 7.4642e-06 | 595.3479 | 0.0044438 | 2023 | Mitigation | 0.95 | 45 | 0 | esc | 0.00097009 | 7.2409e-09 | 0.00097009 | 7.2409e-09 | 0.0027911 | 2.3158e-09 | 0 | 0
[120 empty] | 7.3.3.17.5 (Remote Grid) Updates to grid topology to minimize risk of ignition in HFTDs Remote GridWLDFREquipment / facility failureAggregated | WLDFR | HFTD - Distribution - Tier 3 - 3QU CoRE ¦ 2QU LoRE | Red Flag Warning - Catastrophic Fires | Equipment / facility failure | Aggregated | 2024 | 7.4642e-06 | 595.3479 | 0.0044438 | 2024 | Mitigation | 0.95 | 45 | 0 | esc | 0.00097009 | 7.2409e-09 | 0.00097009 | 7.2409e-09 | 0.0027911 | 2.3158e-09 | 0.0092336 | 2.803e-11
[120 empty] | 7.3.3.17.5 (Remote Grid) Updates to grid topology to minimize risk of ignition in HFTDs Remote GridWLDFREquipment / facility failureAggregated | WLDFR | HFTD - Distribution - Tier 3 - 3QU CoRE ¦ 2QU LoRE | Red Flag Warning - Catastrophic Fires | Equipment / facility failure | Aggregated | 2025 | 7.4642e-06 | 595.3479 | 0.0044438 | 2025 | Mitigation | 0.95 | 45 | 0 | esc | 0.00097009 | 7.2409e-09 | 0.00097009 | 7.2409e-09 | 0.0027911 | 2.3158e-09 | 0.0092336 | 2.803e-11
[120 empty] | 7.3.3.17.5 (Remote Grid) Updates to grid topology to minimize risk of ignition in HFTDs Remote GridWLDFREquipment / facility failureAggregated | WLDFR | HFTD - Distribution - Tier 3 - 3QU CoRE ¦ 2QU LoRE | Red Flag Warning - Catastrophic Fires | Equipment / facility failure | Aggregated | 2026 | 7.4642e-06 | 595.3479 | 0.0044438 | 2026 | Mitigation | 0.95 | 45 | 0 | esc | 0.00097009 | 7.2409e-09 | 0.00097009 | 7.2409e-09 | 0.0027911 | 2.3158e-09 | 0.0092336 | 2.803e-11
[120 empty] | 7.3.3.17.5 (Remote Grid) Updates to grid topology to minimize risk of ignition in HFTDs Remote GridWLDFREquipment / facility failureAggregated | WLDFR | HFTD - Distribution - Tier 3 - 3QU CoRE ¦ 2QU LoRE | Red Flag Warning - Catastrophic Fires | Equipment / facility failure | Aggregated | 2027 | 7.4642e-06 | 595.3479 | 0.0044438 | 2027 | Mitigation | 0.95 | 45 | 0 | esc | 0.00097009 | 7.2409e-09 | 0.00097009 | 7.2409e-09 | 0.0027911 | 2.3158e-09 | 0.0092336 | 2.803e-11
[120 empty] | 7.3.3.17.5 (Remote Grid) Updates to grid topology to minimize risk of ignition in HFTDs Remote GridWLDFREquipment / facility failureAggregated | WLDFR | HFTD - Distribution - Tier 3 - 3QU CoRE ¦ 2QU LoRE | Red Flag Warning - Catastrophic Fires | Equipment / facility failure | Aggregated | 2028 | 7.4642e-06 | 595.3479 | 0.0044438 | 2028 | Mitigation | 0.95 | 45 | 0 | esc | 0.00097009 | 7.2409e-09 | 0.00097009 | 7.2409e-09 | 0.0027911 | 2.3158e-09 | 0.0092336 | 2.803e-11
[120 empty] | 7.3.3.17.5 (Remote Grid) Updates to grid topology to minimize risk of ignition in HFTDs Remote GridWLDFREquipment / facility failureAggregated | WLDFR | HFTD - Distribution - Tier 3 - 3QU CoRE ¦ 2QU LoRE | Red Flag Warning - Catastrophic Fires | Equipment / facility failure | Aggregated | 2029 | 7.4642e-06 | 595.3479 | 0.0044438 | 2029 | Mitigation | 0.95 | 45 | 0 | esc | 0.00097009 | 7.2409e-09 | 0.00097009 | 7.2409e-09 | 0.0027911 | 2.3158e-09 | 0.0092336 | 2.803e-11
[120 empty] | 7.3.3.17.5 (Remote Grid) Updates to grid topology to minimize risk of ignition in HFTDs Remote GridWLDFREquipment / facility failureAggregated | WLDFR | HFTD - Distribution - Tier 3 - 3QU CoRE ¦ 2QU LoRE | Red Flag Warning - Catastrophic Fires | Equipment / facility failure | Aggregated | 2030 | 7.4642e-06 | 595.3479 | 0.0044438 | 2030 | Mitigation | 0.95 | 45 | 0 | esc | 0.00097009 | 7.2409e-09 | 0.00097009 | 7.2409e-09 | 0.0027911 | 2.3158e-09 | 0.0092336 | 2.803e-11
[120 empty] | 7.3.3.17.5 (Remote Grid) Updates to grid topology to minimize risk of ignition in HFTDs Remote GridWLDFREquipment / facility failureAggregated | WLDFR | HFTD - Distribution - Tier 3 - 3QU CoRE ¦ 2QU LoRE | Red Flag Warning - Catastrophic Fires | Equipment / facility failure | Aggregated | 2031 | 7.4642e-06 | 595.3479 | 0.0044438 | 2031 | Mitigation | 0.95 | 45 | 0 | esc | 0.00097009 | 7.2409e-09 | 0.00097009 | 7.2409e-09 | 0.0027911 | 2.3158e-09 | 0.0092336 | 2.803e-11
[120 empty] | 7.3.3.17.5 (Remote Grid) Updates to grid topology to minimize risk of ignition in HFTDs Remote GridWLDFREquipment / facility failureAggregated | WLDFR | HFTD - Distribution - Tier 3 - 3QU CoRE ¦ 2QU LoRE | Red Flag Warning - Catastrophic Fires | Equipment / facility failure | Aggregated | 2032 | 7.4642e-06 | 595.3479 | 0.0044438 | 2032 | Mitigation | 0.95 | 45 | 0 | esc | 0.00097009 | 7.2409e-09 | 0.00097009 | 7.2409e-09 | 0.0027911 | 2.3158e-09 | 0.0092336 | 2.803e-11
[120 empty] | 7.3.3.17.5 (Remote Grid) Updates to grid topology to minimize risk of ignition in HFTDs Remote GridWLDFREquipment / facility failureAggregated | WLDFR | HFTD - Distribution - Tier 3 - 3QU CoRE ¦ 2QU LoRE | Red Flag Warning - Catastrophic Fires | Equipment / facility failure | Aggregated | 2033 | 7.4642e-06 | 595.3479 | 0.0044438 | 2033 | Mitigation | 0.95 | 45 | 0 | esc | 0.00097009 | 7.2409e-09 | 0.00097009 | 7.2409e-09 | 0.0027911 | 2.3158e-09 | 0.0092336 | 2.803e-11
[120 empty] | 7.3.3.17.5 (Remote Grid) Updates to grid topology to minimize risk of ignition in HFTDs Remote GridWLDFREquipment / facility failureAggregated | WLDFR | HFTD - Distribution - Tier 3 - 3QU CoRE ¦ 2QU LoRE | Red Flag Warning - Catastrophic Fires | Equipment / facility failure | Aggregated | 2034 | 7.4642e-06 | 595.3479 | 0.0044438 | 2034 | Mitigation | 0.95 | 45 | 0 | esc | 0.00097009 | 7.2409e-09 | 0.00097009 | 7.2409e-09 | 0.0027911 | 2.3158e-09 | 0.0092336 | 2.803e-11
[120 empty] | 7.3.3.17.5 (Remote Grid) Updates to grid topology to minimize risk of ignition in HFTDs Remote GridWLDFREquipment / facility failureAggregated | WLDFR | HFTD - Distribution - Tier 3 - 3QU CoRE ¦ 2QU LoRE | Red Flag Warning - Catastrophic Fires | Equipment / facility failure | Aggregated | 2035 | 7.4642e-06 | 595.3479 | 0.0044438 | 2035 | Mitigation | 0.95 | 45 | 0 | esc | 0.00097009 | 7.2409e-09 | 0.00097009 | 7.2409e-09 | 0.0027911 | 2.3158e-09 | 0.0092336 | 2.803e-11
[120 empty] | 7.3.3.17.5 (Remote Grid) Updates to grid topology to minimize risk of ignition in HFTDs Remote GridWLDFREquipment / facility failureAggregated | WLDFR | HFTD - Distribution - Tier 3 - 3QU CoRE ¦ 2QU LoRE | Red Flag Warning - Catastrophic Fires | Equipment / facility failure | Aggregated | 2036 | 7.4642e-06 | 595.3479 | 0.0044438 | 2036 | Mitigation | 0.95 | 45 | 0 | esc | 0.00097009 | 7.2409e-09 | 0.00097009 | 7.2409e-09 | 0.0027911 | 2.3158e-09 | 0.0092336 | 2.803e-11
[120 empty] | 7.3.3.17.5 (Remote Grid) Updates to grid topology to minimize risk of ignition in HFTDs Remote GridWLDFREquipment / facility failureAggregated | WLDFR | HFTD - Distribution - Tier 3 - 3QU CoRE ¦ 2QU LoRE | Red Flag Warning - Catastrophic Fires | Equipment / facility failure | Aggregated | 2037 | 7.4642e-06 | 595.3479 | 0.0044438 | 2037 | Mitigation | 0.95 | 45 | 0 | esc | 0.00097009 | 7.2409e-09 | 0.00097009 | 7.2409e-09 | 0.0027911 | 2.3158e-09 | 0.0092336 | 2.803e-11
[120 empty] | 7.3.3.17.5 (Remote Grid) Updates to grid topology to minimize risk of ignition in HFTDs Remote GridWLDFREquipment / facility failureAggregated | WLDFR | HFTD - Distribution - Tier 3 - 3QU CoRE ¦ 2QU LoRE | Red Flag Warning - Catastrophic Fires | Equipment / facility failure | Aggregated | 2038 | 7.4642e-06 | 595.3479 | 0.0044438 | 2038 | Mitigation | 0.95 | 45 | 0 | esc | 0.00097009 | 7.2409e-09 | 0.00097009 | 7.2409e-09 | 0.0027911 | 2.3158e-09 | 0.0092336 | 2.803e-11
[120 empty] | 7.3.3.17.5 (Remote Grid) Updates to grid topology to minimize risk of ignition in HFTDs Remote GridWLDFREquipment / facility failureAggregated | WLDFR | HFTD - Distribution - Tier 3 - 3QU CoRE ¦ 2QU LoRE | Red Flag Warning - Catastrophic Fires | Equipment / facility failure | Aggregated | 2039 | 7.4642e-06 | 595.3479 | 0.0044438 | 2039 | Mitigation | 0.95 | 45 | 0 | esc | 0.00097009 | 7.2409e-09 | 0.00097009 | 7.2409e-09 | 0.0027911 | 2.3158e-09 | 0.0092336 | 2.803e-11
[120 empty] | 7.3.3.17.5 (Remote Grid) Updates to grid topology to minimize risk of ignition in HFTDs Remote GridWLDFREquipment / facility failureAggregated | WLDFR | HFTD - Distribution - Tier 3 - 3QU CoRE ¦ 2QU LoRE | Red Flag Warning - Catastrophic Fires | Equipment / facility failure | Aggregated | 2040 | 7.4642e-06 | 595.3479 | 0.0044438 | 2040 | Mitigation | 0.95 | 45 | 0 | esc | 0.00097009 | 7.2409e-09 | 0.00097009 | 7.2409e-09 | 0.0027911 | 2.3158e-09 | 0.0092336 | 2.803e-11
[120 empty] | 7.3.3.17.5 (Remote Grid) Updates to grid topology to minimize risk of ignition in HFTDs Remote GridWLDFREquipment / facility failureAggregated | WLDFR | HFTD - Distribution - Tier 3 - 3QU CoRE ¦ 2QU LoRE | Red Flag Warning - Catastrophic Fires | Equipment / facility failure | Aggregated | 2041 | 7.4642e-06 | 595.3479 | 0.0044438 | 2041 | Mitigation | 0.95 | 45 | 0 | esc | 0.00097009 | 7.2409e-09 | 0.00097009 | 7.2409e-09 | 0.0027911 | 2.3158e-09 | 0.0092336 | 2.803e-11
[120 empty] | 7.3.3.17.5 (Remote Grid) Updates to grid topology to minimize risk of ignition in HFTDs Remote GridWLDFREquipment / facility failureAggregated | WLDFR | HFTD - Distribution - Tier 3 - 3QU CoRE ¦ 2QU LoRE | Red Flag Warning - Catastrophic Fires | Equipment / facility failure | Aggregated | 2042 | 7.4642e-06 | 595.3479 | 0.0044438 | 2042 | Mitigation | 0.95 | 45 | 0 | esc | 0.00097009 | 7.2409e-09 | 0.00097009 | 7.2409e-09 | 0.0027911 | 2.3158e-09 | 0.0092336 | 2.803e-11
[120 empty] | 7.3.3.17.5 (Remote Grid) Updates to grid topology to minimize risk of ignition in HFTDs Remote GridWLDFREquipment / facility failureAggregated | WLDFR | HFTD - Distribution - Tier 3 - 3QU CoRE ¦ 2QU LoRE | Red Flag Warning - Catastrophic Fires | Equipment / facility failure | Aggregated | 2043 | 7.4642e-06 | 595.3479 | 0.0044438 | 2043 | Mitigation | 0.95 | 45 | 0 | esc | 0.00097009 | 7.2409e-09 | 0.00097009 | 7.2409e-09 | 0.0027911 | 2.3158e-09 | 0.0092336 | 2.803e-11
[120 empty] | 7.3.3.17.5 (Remote Grid) Updates to grid topology to minimize risk of ignition in HFTDs Remote GridWLDFREquipment / facility failureAggregated | WLDFR | HFTD - Distribution - Tier 3 - 3QU CoRE ¦ 2QU LoRE | Red Flag Warning - Catastrophic Fires | Equipment / facility failure | Aggregated | 2044 | 7.4642e-06 | 595.3479 | 0.0044438 | 2044 | Mitigation | 0.95 | 45 | 0 | esc | 0.00097009 | 7.2409e-09 | 0.00097009 | 7.2409e-09 | 0.0027911 | 2.3158e-09 | 0.0092336 | 2.803e-11
[120 empty] | 7.3.3.17.5 (Remote Grid) Updates to grid topology to minimize risk of ignition in HFTDs Remote GridWLDFREquipment / facility failureAggregated | WLDFR | HFTD - Distribution - Tier 3 - 3QU CoRE ¦ 2QU LoRE | Red Flag Warning - Catastrophic Fires | Equipment / facility failure | Aggregated | 2045 | 7.4642e-06 | 595.3479 | 0.0044438 | 2045 | Mitigation | 0.95 | 45 | 0 | esc | 0.00097009 | 7.2409e-09 | 0.00097009 | 7.2409e-09 | 0.0027911 | 2.3158e-09 | 0.0092336 | 2.803e-11
[120 empty] | 7.3.3.17.5 (Remote Grid) Updates to grid topology to minimize risk of ignition in HFTDs Remote GridWLDFREquipment / facility failureAggregated | WLDFR | HFTD - Distribution - Tier 3 - 3QU CoRE ¦ 2QU LoRE | Red Flag Warning - Catastrophic Fires | Equipment / facility failure | Aggregated | 2046 | 7.4642e-06 | 595.3479 | 0.0044438 | 2046 | Mitigation | 0.95 | 45 | 0 | esc | 0.00097009 | 7.2409e-09 | 0.00097009 | 7.2409e-09 | 0.0027911 | 2.3158e-09 | 0.0092336 | 2.803e-11
[120 empty] | 7.3.3.17.5 (Remote Grid) Updates to grid topology to minimize risk of ignition in HFTDs Remote GridWLDFREquipment / facility failureAggregated | WLDFR | HFTD - Distribution - Tier 3 - 3QU CoRE ¦ 2QU LoRE | Red Flag Warning - Catastrophic Fires | Equipment / facility failure | Aggregated | 2047 | 7.4642e-06 | 595.3479 | 0.0044438 | 2047 | Mitigation | 0.95 | 45 | 0 | esc | 0.00097009 | 7.2409e-09 | 0.00097009 | 7.2409e-09 | 0.0027911 | 2.3158e-09 | 0.0092336 | 2.803e-11
[120 empty] | 7.3.3.17.5 (Remote Grid) Updates to grid topology to minimize risk of ignition in HFTDs Remote GridWLDFREquipment / facility failureAggregated | WLDFR | HFTD - Distribution - Tier 3 - 3QU CoRE ¦ 2QU LoRE | Red Flag Warning - Catastrophic Fires | Equipment / facility failure | Aggregated | 2048 | 7.4642e-06 | 595.3479 | 0.0044438 | 2048 | Mitigation | 0.95 | 45 | 0 | esc | 0.00097009 | 7.2409e-09 | 0.00097009 | 7.2409e-09 | 0.0027911 | 2.3158e-09 | 0.0092336 | 2.803e-11
[120 empty] | 7.3.3.17.5 (Remote Grid) Updates to grid topology to minimize risk of ignition in HFTDs Remote GridWLDFREquipment / facility failureAggregated | WLDFR | HFTD - Distribution - Tier 3 - 3QU CoRE ¦ 2QU LoRE | Red Flag Warning - Catastrophic Fires | Equipment / facility failure | Aggregated | 2049 | 7.4642e-06 | 595.3479 | 0.0044438 | 2049 | Mitigation | 0.95 | 45 | 0 | esc | 0.00097009 | 7.2409e-09 | 0.00097009 | 7.2409e-09 | 0.0027911 | 2.3158e-09 | 0.0092336 | 2.803e-11
[120 empty] | 7.3.3.17.5 (Remote Grid) Updates to grid topology to minimize risk of ignition in HFTDs Remote GridWLDFREquipment / facility failureAggregated | WLDFR | HFTD - Distribution - Tier 3 - 3QU CoRE ¦ 2QU LoRE | Red Flag Warning - Catastrophic Fires | Equipment / facility failure | Aggregated | 2050 | 7.4642e-06 | 595.3479 | 0.0044438 | 2050 | Mitigation | 0.95 | 45 | 0 | esc | 0.00097009 | 7.2409e-09 | 0.00097009 | 7.2409e-09 | 0.0027911 | 2.3158e-09 | 0.0092336 | 2.803e-11
[120 empty] | 7.3.3.17.5 (Remote Grid) Updates to grid topology to minimize risk of ignition in HFTDs Remote GridWLDFREquipment / facility failureAggregated | WLDFR | HFTD - Distribution - Tier 3 - 3QU CoRE ¦ 2QU LoRE | Red Flag Warning - Catastrophic Fires | Equipment / facility failure | Aggregated | 2051 | 7.4642e-06 | 595.3479 | 0.0044438 | 2051 | Mitigation | 0.95 | 45 | 0 | esc | 0.00097009 | 7.2409e-09 | 0.00097009 | 7.2409e-09 | 0.0027911 | 2.3158e-09 | 0.0092336 | 2.803e-11
[120 empty] | 7.3.3.17.5 (Remote Grid) Updates to grid topology to minimize risk of ignition in HFTDs Remote GridWLDFREquipment / facility failureAggregated | WLDFR | HFTD - Distribution - Tier 3 - 3QU CoRE ¦ 2QU LoRE | Red Flag Warning - Catastrophic Fires | Equipment / facility failure | Aggregated | 2052 | 7.4642e-06 | 595.3479 | 0.0044438 | 2052 | Mitigation | 0.95 | 45 | 0 | esc | 0.00097009 | 7.2409e-09 | 0.00097009 | 7.2409e-09 | 0.0027911 | 2.3158e-09 | 0.0092336 | 2.803e-11
[120 empty] | 7.3.3.17.5 (Remote Grid) Updates to grid topology to minimize risk of ignition in HFTDs Remote GridWLDFREquipment / facility failureAggregated | WLDFR | HFTD - Distribution - Tier 3 - 3QU CoRE ¦ 2QU LoRE | Red Flag Warning - Catastrophic Fires | Equipment / facility failure | Aggregated | 2053 | 7.4642e-06 | 595.3479 | 0.0044438 | 2053 | Mitigation | 0.95 | 45 | 0 | esc | 0.00097009 | 7.2409e-09 | 0.00097009 | 7.2409e-09 | 0.0027911 | 2.3158e-09 | 0.0092336 | 2.803e-11
[120 empty] | 7.3.3.17.5 (Remote Grid) Updates to grid topology to minimize risk of ignition in HFTDs Remote GridWLDFREquipment / facility failureAggregated | WLDFR | HFTD - Distribution - Tier 3 - 3QU CoRE ¦ 2QU LoRE | Red Flag Warning - Catastrophic Fires | Equipment / facility failure | Aggregated | 2054 | 7.4642e-06 | 595.3479 | 0.0044438 | 2054 | Mitigation | 0.95 | 45 | 0 | esc | 0.00097009 | 7.2409e-09 | 0.00097009 | 7.2409e-09 | 0.0027911 | 2.3158e-09 | 0 | 0
[120 empty] | 7.3.3.17.5 (Remote Grid) Updates to grid topology to minimize risk of ignition in HFTDs Remote GridWLDFREquipment / facility failureAggregated | WLDFR | HFTD - Distribution - Tier 3 - 3QU CoRE ¦ 2QU LoRE | Red Flag Warning - Catastrophic Fires | Equipment / facility failure | Aggregated | 2055 | 7.4642e-06 | 595.3479 | 0.0044438 | 2055 | Mitigation | 0.95 | 45 | 0 | esc | 0.00097009 | 7.2409e-09 | 0.00097009 | 7.2409e-09 | 0.0027911 | 2.3158e-09 | 0 | 0
[120 empty] | 7.3.3.17.5 (Remote Grid) Updates to grid topology to minimize risk of ignition in HFTDs Remote GridWLDFREquipment / facility failureAggregated | WLDFR | HFTD - Distribution - Tier 3 - 3QU CoRE ¦ 2QU LoRE | Red Flag Warning - Catastrophic Fires | Equipment / facility failure | Aggregated | 2056 | 7.4642e-06 | 595.3479 | 0.0044438 | 2056 | Mitigation | 0.95 | 45 | 0 | esc | 0.00097009 | 7.2409e-09 | 0.00097009 | 7.2409e-09 | 0.0027911 | 2.3158e-09 | 0.0033164 | 4.7739e-10
[120 empty] | 7.3.3.17.5 (Remote Grid) Updates to grid topology to minimize risk of ignition in HFTDs Remote GridWLDFREquipment / facility failureAggregated | WLDFR | HFTD - Distribution - Tier 3 - 3QU CoRE ¦ 2QU LoRE | Red Flag Warning - Catastrophic Fires | Equipment / facility failure | Aggregated | 2057 | 7.4642e-06 | 595.3479 | 0.0044438 | 2057 | Mitigation | 0.95 | 45 | 0 | esc | 0.00097009 | 7.2409e-09 | 0.00097009 | 7.2409e-09 | 0.0027911 | 2.3158e-09 | 0.0033164 | 4.7739e-10
[120 empty] | 7.3.3.17.5 (Remote Grid) Updates to grid topology to minimize risk of ignition in HFTDs Remote GridWLDFREquipment / facility failureAggregated | WLDFR | HFTD - Distribution - Tier 3 - 3QU CoRE ¦ 2QU LoRE | Red Flag Warning - Catastrophic Fires | Equipment / facility failure | Aggregated | 2058 | 7.4642e-06 | 595.3479 | 0.0044438 | 2058 | Mitigation | 0.95 | 45 | 0 | esc | 0.00097009 | 7.2409e-09 | 0.00097009 | 7.2409e-09 | 0.0027911 | 2.3158e-09 | 0.0033164 | 4.7739e-10
[120 empty] | 7.3.3.17.5 (Remote Grid) Updates to grid topology to minimize risk of ignition in HFTDs Remote GridWLDFREquipment / facility failureAggregated | WLDFR | HFTD - Distribution - Tier 3 - 3QU CoRE ¦ 2QU LoRE | Red Flag Warning - Catastrophic Fires | Equipment / facility failure | Aggregated | 2059 | 7.4642e-06 | 595.3479 | 0.0044438 | 2059 | Mitigation | 0.95 | 45 | 0 | esc | 0.00097009 | 7.2409e-09 | 0.00097009 | 7.2409e-09 | 0.0027911 | 2.3158e-09 | 0.0033164 | 4.7739e-10
[120 empty] | 7.3.3.17.5 (Remote Grid) Updates to grid topology to minimize risk of ignition in HFTDs Remote GridWLDFREquipment / facility failureAggregated | WLDFR | HFTD - Distribution - Tier 3 - 3QU CoRE ¦ 2QU LoRE | Red Flag Warning - Catastrophic Fires | Equipment / facility failure | Aggregated | 2060 | 7.4642e-06 | 595.3479 | 0.0044438 | 2060 | Mitigation | 0.95 | 45 | 0 | esc | 0.00097009 | 7.2409e-09 | 0.00097009 | 7.2409e-09 | 0.0027911 | 2.3158e-09 | 0.0033164 | 4.7739e-10
[120 empty] | 7.3.3.17.5 (Remote Grid) Updates to grid topology to minimize risk of ignition in HFTDs Remote GridWLDFREquipment / facility failureAggregated | WLDFR | HFTD - Distribution - Tier 3 - 3QU CoRE ¦ 2QU LoRE | Red Flag Warning - Catastrophic Fires | Equipment / facility failure | Aggregated | 2061 | 7.4642e-06 | 595.3479 | 0.0044438 | 2061 | Mitigation | 0.95 | 45 | 0 | esc | 0.00097009 | 7.2409e-09 | 0.00097009 | 7.2409e-09 | 0.0027911 | 2.3158e-09 | 0.0033164 | 4.7739e-10
[120 empty] | 7.3.3.17.5 (Remote Grid) Updates to grid topology to minimize risk of ignition in HFTDs Remote GridWLDFREquipment / facility failureAggregated | WLDFR | HFTD - Distribution - Tier 3 - 3QU CoRE ¦ 2QU LoRE | Red Flag Warning - Catastrophic Fires | Equipment / facility failure | Aggregated | 2062 | 7.4642e-06 | 595.3479 | 0.0044438 | 2062 | Mitigation | 0.95 | 45 | 0 | esc | 0.00097009 | 7.2409e-09 | 0.00097009 | 7.2409e-09 | 0.0027911 | 2.3158e-09 | 0.0033164 | 4.7739e-10
[120 empty] | 7.3.3.17.5 (Remote Grid) Updates to grid topology to minimize risk of ignition in HFTDs Remote GridWLDFREquipment / facility failureAggregated | WLDFR | HFTD - Distribution - Tier 3 - 3QU CoRE ¦ 2QU LoRE | Red Flag Warning - Catastrophic Fires | Equipment / facility failure | Aggregated | 2063 | 7.4642e-06 | 595.3479 | 0.0044438 | 2063 | Mitigation | 0.95 | 45 | 0 | esc | 0.00097009 | 7.2409e-09 | 0.00097009 | 7.2409e-09 | 0.0027911 | 2.3158e-09 | 0.0033164 | 4.7739e-10
[120 empty] | 7.3.3.17.5 (Remote Grid) Updates to grid topology to minimize risk of ignition in HFTDs Remote GridWLDFREquipment / facility failureAggregated | WLDFR | HFTD - Distribution - Tier 3 - 3QU CoRE ¦ 2QU LoRE | Red Flag Warning - Catastrophic Fires | Equipment / facility failure | Aggregated | 2064 | 7.4642e-06 | 595.3479 | 0.0044438 | 2064 | Mitigation | 0.95 | 45 | 0 | esc | 0.00097009 | 7.2409e-09 | 0.00097009 | 7.2409e-09 | 0.0027911 | 2.3158e-09 | 0.0033164 | 4.7739e-10
[120 empty] | 7.3.3.17.5 (Remote Grid) Updates to grid topology to minimize risk of ignition in HFTDs Remote GridWLDFREquipment / facility failureAggregated | WLDFR | HFTD - Distribution - Tier 3 - 3QU CoRE ¦ 2QU LoRE | Red Flag Warning - Catastrophic Fires | Equipment / facility failure | Aggregated | 2065 | 7.4642e-06 | 595.3479 | 0.0044438 | 2065 | Mitigation | 0.95 | 45 | 0 | esc | 0.00097009 | 7.2409e-09 | 0.00097009 | 7.2409e-09 | 0.0027911 | 2.3158e-09 | 0.0033164 | 4.7739e-10
[120 empty] | 7.3.3.17.5 (Remote Grid) Updates to grid topology to minimize risk of ignition in HFTDs Remote GridWLDFREquipment / facility failureAggregated | WLDFR | HFTD - Distribution - Tier 3 - 3QU CoRE ¦ 2QU LoRE | Red Flag Warning - Catastrophic Fires | Equipment / facility failure | Aggregated | 2066 | 7.4642e-06 | 595.3479 | 0.0044438 | 2066 | Mitigation | 0.95 | 45 | 0 | esc | 0.00097009 | 7.2409e-09 | 0.00097009 | 7.2409e-09 | 0 | 0 | 0.0033164 | 4.7739e-10
[120 empty] | 7.3.3.17.5 (Remote Grid) Updates to grid topology to minimize risk of ignition in HFTDs Remote GridWLDFREquipment / facility failureAggregated | WLDFR | HFTD - Distribution - Tier 3 - 3QU CoRE ¦ 2QU LoRE | Red Flag Warning - Catastrophic Fires | Equipment / facility failure | Aggregated | 2067 | 7.4642e-06 | 595.3479 | 0.0044438 | 2067 | Mitigation | 0.95 | 45 | 0 | esc | 0 | 0 | 0.00097009 | 7.2409e-09 | 0.0027911 | 3.1205e-10 | 0.0033164 | 4.7739e-10
[120 empty] | 7.3.3.17.5 (Remote Grid) Updates to grid topology to minimize risk of ignition in HFTDs Remote GridWLDFRVegetation ContactAggregated | WLDFR | HFTD - Distribution - Tier 3 - 3QU CoRE ¦ 2QU LoRE | Red Flag Warning - Catastrophic Fires | Vegetation Contact | Aggregated | 2022 | 3.2262e-05 | 595.3479 | 0.019207 | 2022 | Mitigation | 0.95 | 45 | 0 | esc | 0.00097009 | 3.1296e-08 | 0 | 0 | 0.0027911 | 3.1205e-10 | 0.0033164 | 4.7739e-10
[120 empty] | 7.3.3.17.5 (Remote Grid) Updates to grid topology to minimize risk of ignition in HFTDs Remote GridWLDFRVegetation ContactAggregated | WLDFR | HFTD - Distribution - Tier 3 - 3QU CoRE ¦ 2QU LoRE | Red Flag Warning - Catastrophic Fires | Vegetation Contact | Aggregated | 2023 | 3.2262e-05 | 595.3479 | 0.019207 | 2023 | Mitigation | 0.95 | 45 | 0 | esc | 0.00097009 | 3.1296e-08 | 0.00097009 | 3.1296e-08 | 0.0027911 | 3.1205e-10 | 0.0033164 | 4.7739e-10
[120 empty] | 7.3.3.17.5 (Remote Grid) Updates to grid topology to minimize risk of ignition in HFTDs Remote GridWLDFRVegetation ContactAggregated | WLDFR | HFTD - Distribution - Tier 3 - 3QU CoRE ¦ 2QU LoRE | Red Flag Warning - Catastrophic Fires | Vegetation Contact | Aggregated | 2024 | 3.2262e-05 | 595.3479 | 0.019207 | 2024 | Mitigation | 0.95 | 45 | 0 | esc | 0.00097009 | 3.1296e-08 | 0.00097009 | 3.1296e-08 | 0.0027911 | 3.1205e-10 | 0.0033164 | 4.7739e-10
[120 empty] | 7.3.3.17.5 (Remote Grid) Updates to grid topology to minimize risk of ignition in HFTDs Remote GridWLDFRVegetation ContactAggregated | WLDFR | HFTD - Distribution - Tier 3 - 3QU CoRE ¦ 2QU LoRE | Red Flag Warning - Catastrophic Fires | Vegetation Contact | Aggregated | 2025 | 3.2262e-05 | 595.3479 | 0.019207 | 2025 | Mitigation | 0.95 | 45 | 0 | esc | 0.00097009 | 3.1296e-08 | 0.00097009 | 3.1296e-08 | 0.0027911 | 3.1205e-10 | 0.0033164 | 4.7739e-10
[120 empty] | 7.3.3.17.5 (Remote Grid) Updates to grid topology to minimize risk of ignition in HFTDs Remote GridWLDFRVegetation ContactAggregated | WLDFR | HFTD - Distribution - Tier 3 - 3QU CoRE ¦ 2QU LoRE | Red Flag Warning - Catastrophic Fires | Vegetation Contact | Aggregated | 2026 | 3.2262e-05 | 595.3479 | 0.019207 | 2026 | Mitigation | 0.95 | 45 | 0 | esc | 0.00097009 | 3.1296e-08 | 0.00097009 | 3.1296e-08 | 0.0027911 | 3.1205e-10 | 0.0033164 | 4.7739e-10
[120 empty] | 7.3.3.17.5 (Remote Grid) Updates to grid topology to minimize risk of ignition in HFTDs Remote GridWLDFRVegetation ContactAggregated | WLDFR | HFTD - Distribution - Tier 3 - 3QU CoRE ¦ 2QU LoRE | Red Flag Warning - Catastrophic Fires | Vegetation Contact | Aggregated | 2027 | 3.2262e-05 | 595.3479 | 0.019207 | 2027 | Mitigation | 0.95 | 45 | 0 | esc | 0.00097009 | 3.1296e-08 | 0.00097009 | 3.1296e-08 | 0.0027911 | 3.1205e-10 | 0.0033164 | 4.7739e-10
[120 empty] | 7.3.3.17.5 (Remote Grid) Updates to grid topology to minimize risk of ignition in HFTDs Remote GridWLDFRVegetation ContactAggregated | WLDFR | HFTD - Distribution - Tier 3 - 3QU CoRE ¦ 2QU LoRE | Red Flag Warning - Catastrophic Fires | Vegetation Contact | Aggregated | 2028 | 3.2262e-05 | 595.3479 | 0.019207 | 2028 | Mitigation | 0.95 | 45 | 0 | esc | 0.00097009 | 3.1296e-08 | 0.00097009 | 3.1296e-08 | 0.0027911 | 3.1205e-10 | 0.0033164 | 4.7739e-10
[120 empty] | 7.3.3.17.5 (Remote Grid) Updates to grid topology to minimize risk of ignition in HFTDs Remote GridWLDFRVegetation ContactAggregated | WLDFR | HFTD - Distribution - Tier 3 - 3QU CoRE ¦ 2QU LoRE | Red Flag Warning - Catastrophic Fires | Vegetation Contact | Aggregated | 2029 | 3.2262e-05 | 595.3479 | 0.019207 | 2029 | Mitigation | 0.95 | 45 | 0 | esc | 0.00097009 | 3.1296e-08 | 0.00097009 | 3.1296e-08 | 0.0027911 | 3.1205e-10 | 0.0033164 | 4.7739e-10
[120 empty] | 7.3.3.17.5 (Remote Grid) Updates to grid topology to minimize risk of ignition in HFTDs Remote GridWLDFRVegetation ContactAggregated | WLDFR | HFTD - Distribution - Tier 3 - 3QU CoRE ¦ 2QU LoRE | Red Flag Warning - Catastrophic Fires | Vegetation Contact | Aggregated | 2030 | 3.2262e-05 | 595.3479 | 0.019207 | 2030 | Mitigation | 0.95 | 45 | 0 | esc | 0.00097009 | 3.1296e-08 | 0.00097009 | 3.1296e-08 | 0.0027911 | 3.1205e-10 | 0.0033164 | 4.7739e-10
[120 empty] | 7.3.3.17.5 (Remote Grid) Updates to grid topology to minimize risk of ignition in HFTDs Remote GridWLDFRVegetation ContactAggregated | WLDFR | HFTD - Distribution - Tier 3 - 3QU CoRE ¦ 2QU LoRE | Red Flag Warning - Catastrophic Fires | Vegetation Contact | Aggregated | 2031 | 3.2262e-05 | 595.3479 | 0.019207 | 2031 | Mitigation | 0.95 | 45 | 0 | esc | 0.00097009 | 3.1296e-08 | 0.00097009 | 3.1296e-08 | 0.0027911 | 3.1205e-10 | 0.0033164 | 4.7739e-10
[120 empty] | 7.3.3.17.5 (Remote Grid) Updates to grid topology to minimize risk of ignition in HFTDs Remote GridWLDFRVegetation ContactAggregated | WLDFR | HFTD - Distribution - Tier 3 - 3QU CoRE ¦ 2QU LoRE | Red Flag Warning - Catastrophic Fires | Vegetation Contact | Aggregated | 2032 | 3.2262e-05 | 595.3479 | 0.019207 | 2032 | Mitigation | 0.95 | 45 | 0 | esc | 0.00097009 | 3.1296e-08 | 0.00097009 | 3.1296e-08 | 0.0027911 | 3.1205e-10 | 0.0033164 | 4.7739e-10
[120 empty] | 7.3.3.17.5 (Remote Grid) Updates to grid topology to minimize risk of ignition in HFTDs Remote GridWLDFRVegetation ContactAggregated | WLDFR | HFTD - Distribution - Tier 3 - 3QU CoRE ¦ 2QU LoRE | Red Flag Warning - Catastrophic Fires | Vegetation Contact | Aggregated | 2033 | 3.2262e-05 | 595.3479 | 0.019207 | 2033 | Mitigation | 0.95 | 45 | 0 | esc | 0.00097009 | 3.1296e-08 | 0.00097009 | 3.1296e-08 | 0.0027911 | 3.1205e-10 | 0.0033164 | 4.7739e-10
[120 empty] | 7.3.3.17.5 (Remote Grid) Updates to grid topology to minimize risk of ignition in HFTDs Remote GridWLDFRVegetation ContactAggregated | WLDFR | HFTD - Distribution - Tier 3 - 3QU CoRE ¦ 2QU LoRE | Red Flag Warning - Catastrophic Fires | Vegetation Contact | Aggregated | 2034 | 3.2262e-05 | 595.3479 | 0.019207 | 2034 | Mitigation | 0.95 | 45 | 0 | esc | 0.00097009 | 3.1296e-08 | 0.00097009 | 3.1296e-08 | 0.0027911 | 3.1205e-10 | 0.0033164 | 4.7739e-10
[120 empty] | 7.3.3.17.5 (Remote Grid) Updates to grid topology to minimize risk of ignition in HFTDs Remote GridWLDFRVegetation ContactAggregated | WLDFR | HFTD - Distribution - Tier 3 - 3QU CoRE ¦ 2QU LoRE | Red Flag Warning - Catastrophic Fires | Vegetation Contact | Aggregated | 2035 | 3.2262e-05 | 595.3479 | 0.019207 | 2035 | Mitigation | 0.95 | 45 | 0 | esc | 0.00097009 | 3.1296e-08 | 0.00097009 | 3.1296e-08 | 0.0027911 | 3.1205e-10 | 0.0033164 | 4.7739e-10
[120 empty] | 7.3.3.17.5 (Remote Grid) Updates to grid topology to minimize risk of ignition in HFTDs Remote GridWLDFRVegetation ContactAggregated | WLDFR | HFTD - Distribution - Tier 3 - 3QU CoRE ¦ 2QU LoRE | Red Flag Warning - Catastrophic Fires | Vegetation Contact | Aggregated | 2036 | 3.2262e-05 | 595.3479 | 0.019207 | 2036 | Mitigation | 0.95 | 45 | 0 | esc | 0.00097009 | 3.1296e-08 | 0.00097009 | 3.1296e-08 | 0.0027911 | 3.1205e-10 | 0.0033164 | 4.7739e-10
[120 empty] | 7.3.3.17.5 (Remote Grid) Updates to grid topology to minimize risk of ignition in HFTDs Remote GridWLDFRVegetation ContactAggregated | WLDFR | HFTD - Distribution - Tier 3 - 3QU CoRE ¦ 2QU LoRE | Red Flag Warning - Catastrophic Fires | Vegetation Contact | Aggregated | 2037 | 3.2262e-05 | 595.3479 | 0.019207 | 2037 | Mitigation | 0.95 | 45 | 0 | esc | 0.00097009 | 3.1296e-08 | 0.00097009 | 3.1296e-08 | 0.0027911 | 3.1205e-10 | 0.0033164 | 4.7739e-10
[120 empty] | 7.3.3.17.5 (Remote Grid) Updates to grid topology to minimize risk of ignition in HFTDs Remote GridWLDFRVegetation ContactAggregated | WLDFR | HFTD - Distribution - Tier 3 - 3QU CoRE ¦ 2QU LoRE | Red Flag Warning - Catastrophic Fires | Vegetation Contact | Aggregated | 2038 | 3.2262e-05 | 595.3479 | 0.019207 | 2038 | Mitigation | 0.95 | 45 | 0 | esc | 0.00097009 | 3.1296e-08 | 0.00097009 | 3.1296e-08 | 0.0027911 | 3.1205e-10 | 0.0033164 | 4.7739e-10
[120 empty] | 7.3.3.17.5 (Remote Grid) Updates to grid topology to minimize risk of ignition in HFTDs Remote GridWLDFRVegetation ContactAggregated | WLDFR | HFTD - Distribution - Tier 3 - 3QU CoRE ¦ 2QU LoRE | Red Flag Warning - Catastrophic Fires | Vegetation Contact | Aggregated | 2039 | 3.2262e-05 | 595.3479 | 0.019207 | 2039 | Mitigation | 0.95 | 45 | 0 | esc | 0.00097009 | 3.1296e-08 | 0.00097009 | 3.1296e-08 | 0.0027911 | 3.1205e-10 | 0.0033164 | 4.7739e-10
[120 empty] | 7.3.3.17.5 (Remote Grid) Updates to grid topology to minimize risk of ignition in HFTDs Remote GridWLDFRVegetation ContactAggregated | WLDFR | HFTD - Distribution - Tier 3 - 3QU CoRE ¦ 2QU LoRE | Red Flag Warning - Catastrophic Fires | Vegetation Contact | Aggregated | 2040 | 3.2262e-05 | 595.3479 | 0.019207 | 2040 | Mitigation | 0.95 | 45 | 0 | esc | 0.00097009 | 3.1296e-08 | 0.00097009 | 3.1296e-08 | 0.0027911 | 3.1205e-10 | 0 | 0
[120 empty] | 7.3.3.17.5 (Remote Grid) Updates to grid topology to minimize risk of ignition in HFTDs Remote GridWLDFRVegetation ContactAggregated | WLDFR | HFTD - Distribution - Tier 3 - 3QU CoRE ¦ 2QU LoRE | Red Flag Warning - Catastrophic Fires | Vegetation Contact | Aggregated | 2041 | 3.2262e-05 | 595.3479 | 0.019207 | 2041 | Mitigation | 0.95 | 45 | 0 | esc | 0.00097009 | 3.1296e-08 | 0.00097009 | 3.1296e-08 | 0.0027911 | 3.1205e-10 | 0 | 0
[120 empty] | 7.3.3.17.5 (Remote Grid) Updates to grid topology to minimize risk of ignition in HFTDs Remote GridWLDFRVegetation ContactAggregated | WLDFR | HFTD - Distribution - Tier 3 - 3QU CoRE ¦ 2QU LoRE | Red Flag Warning - Catastrophic Fires | Vegetation Contact | Aggregated | 2042 | 3.2262e-05 | 595.3479 | 0.019207 | 2042 | Mitigation | 0.95 | 45 | 0 | esc | 0.00097009 | 3.1296e-08 | 0.00097009 | 3.1296e-08 | 0.0027911 | 3.1205e-10 | 0.012804 | 4.2624e-09
[120 empty] | 7.3.3.17.5 (Remote Grid) Updates to grid topology to minimize risk of ignition in HFTDs Remote GridWLDFRVegetation ContactAggregated | WLDFR | HFTD - Distribution - Tier 3 - 3QU CoRE ¦ 2QU LoRE | Red Flag Warning - Catastrophic Fires | Vegetation Contact | Aggregated | 2043 | 3.2262e-05 | 595.3479 | 0.019207 | 2043 | Mitigation | 0.95 | 45 | 0 | esc | 0.00097009 | 3.1296e-08 | 0.00097009 | 3.1296e-08 | 0.0027911 | 3.1205e-10 | 0.012804 | 4.2624e-09
[120 empty] | 7.3.3.17.5 (Remote Grid) Updates to grid topology to minimize risk of ignition in HFTDs Remote GridWLDFRVegetation ContactAggregated | WLDFR | HFTD - Distribution - Tier 3 - 3QU CoRE ¦ 2QU LoRE | Red Flag Warning - Catastrophic Fires | Vegetation Contact | Aggregated | 2044 | 3.2262e-05 | 595.3479 | 0.019207 | 2044 | Mitigation | 0.95 | 45 | 0 | esc | 0.00097009 | 3.1296e-08 | 0.00097009 | 3.1296e-08 | 0.0027911 | 3.1205e-10 | 0.012804 | 4.2624e-09
[120 empty] | 7.3.3.17.5 (Remote Grid) Updates to grid topology to minimize risk of ignition in HFTDs Remote GridWLDFRVegetation ContactAggregated | WLDFR | HFTD - Distribution - Tier 3 - 3QU CoRE ¦ 2QU LoRE | Red Flag Warning - Catastrophic Fires | Vegetation Contact | Aggregated | 2045 | 3.2262e-05 | 595.3479 | 0.019207 | 2045 | Mitigation | 0.95 | 45 | 0 | esc | 0.00097009 | 3.1296e-08 | 0.00097009 | 3.1296e-08 | 0.0027911 | 3.1205e-10 | 0.012804 | 4.2624e-09
[120 empty] | 7.3.3.17.5 (Remote Grid) Updates to grid topology to minimize risk of ignition in HFTDs Remote GridWLDFRVegetation ContactAggregated | WLDFR | HFTD - Distribution - Tier 3 - 3QU CoRE ¦ 2QU LoRE | Red Flag Warning - Catastrophic Fires | Vegetation Contact | Aggregated | 2046 | 3.2262e-05 | 595.3479 | 0.019207 | 2046 | Mitigation | 0.95 | 45 | 0 | esc | 0.00097009 | 3.1296e-08 | 0.00097009 | 3.1296e-08 | 0.0027911 | 3.1205e-10 | 0.012804 | 4.2624e-09
[120 empty] | 7.3.3.17.5 (Remote Grid) Updates to grid topology to minimize risk of ignition in HFTDs Remote GridWLDFRVegetation ContactAggregated | WLDFR | HFTD - Distribution - Tier 3 - 3QU CoRE ¦ 2QU LoRE | Red Flag Warning - Catastrophic Fires | Vegetation Contact | Aggregated | 2047 | 3.2262e-05 | 595.3479 | 0.019207 | 2047 | Mitigation | 0.95 | 45 | 0 | esc | 0.00097009 | 3.1296e-08 | 0.00097009 | 3.1296e-08 | 0.0027911 | 3.1205e-10 | 0.012804 | 4.2624e-09
[120 empty] | 7.3.3.17.5 (Remote Grid) Updates to grid topology to minimize risk of ignition in HFTDs Remote GridWLDFRVegetation ContactAggregated | WLDFR | HFTD - Distribution - Tier 3 - 3QU CoRE ¦ 2QU LoRE | Red Flag Warning - Catastrophic Fires | Vegetation Contact | Aggregated | 2048 | 3.2262e-05 | 595.3479 | 0.019207 | 2048 | Mitigation | 0.95 | 45 | 0 | esc | 0.00097009 | 3.1296e-08 | 0.00097009 | 3.1296e-08 | 0.0027911 | 3.1205e-10 | 0.012804 | 4.2624e-09
[120 empty] | 7.3.3.17.5 (Remote Grid) Updates to grid topology to minimize risk of ignition in HFTDs Remote GridWLDFRVegetation ContactAggregated | WLDFR | HFTD - Distribution - Tier 3 - 3QU CoRE ¦ 2QU LoRE | Red Flag Warning - Catastrophic Fires | Vegetation Contact | Aggregated | 2049 | 3.2262e-05 | 595.3479 | 0.019207 | 2049 | Mitigation | 0.95 | 45 | 0 | esc | 0.00097009 | 3.1296e-08 | 0.00097009 | 3.1296e-08 | 0.0027911 | 3.1205e-10 | 0.012804 | 4.2624e-09
[120 empty] | 7.3.3.17.5 (Remote Grid) Updates to grid topology to minimize risk of ignition in HFTDs Remote GridWLDFRVegetation ContactAggregated | WLDFR | HFTD - Distribution - Tier 3 - 3QU CoRE ¦ 2QU LoRE | Red Flag Warning - Catastrophic Fires | Vegetation Contact | Aggregated | 2050 | 3.2262e-05 | 595.3479 | 0.019207 | 2050 | Mitigation | 0.95 | 45 | 0 | esc | 0.00097009 | 3.1296e-08 | 0.00097009 | 3.1296e-08 | 0.0027911 | 3.1205e-10 | 0.012804 | 4.2624e-09
[120 empty] | 7.3.3.17.5 (Remote Grid) Updates to grid topology to minimize risk of ignition in HFTDs Remote GridWLDFRVegetation ContactAggregated | WLDFR | HFTD - Distribution - Tier 3 - 3QU CoRE ¦ 2QU LoRE | Red Flag Warning - Catastrophic Fires | Vegetation Contact | Aggregated | 2051 | 3.2262e-05 | 595.3479 | 0.019207 | 2051 | Mitigation | 0.95 | 45 | 0 | esc | 0.00097009 | 3.1296e-08 | 0.00097009 | 3.1296e-08 | 0.0027911 | 3.1205e-10 | 0.012804 | 4.2624e-09
[120 empty] | 7.3.3.17.5 (Remote Grid) Updates to grid topology to minimize risk of ignition in HFTDs Remote GridWLDFRVegetation ContactAggregated | WLDFR | HFTD - Distribution - Tier 3 - 3QU CoRE ¦ 2QU LoRE | Red Flag Warning - Catastrophic Fires | Vegetation Contact | Aggregated | 2052 | 3.2262e-05 | 595.3479 | 0.019207 | 2052 | Mitigation | 0.95 | 45 | 0 | esc | 0.00097009 | 3.1296e-08 | 0.00097009 | 3.1296e-08 | 0.0027911 | 3.1205e-10 | 0.012804 | 4.2624e-09
[120 empty] | 7.3.3.17.5 (Remote Grid) Updates to grid topology to minimize risk of ignition in HFTDs Remote GridWLDFRVegetation ContactAggregated | WLDFR | HFTD - Distribution - Tier 3 - 3QU CoRE ¦ 2QU LoRE | Red Flag Warning - Catastrophic Fires | Vegetation Contact | Aggregated | 2053 | 3.2262e-05 | 595.3479 | 0.019207 | 2053 | Mitigation | 0.95 | 45 | 0 | esc | 0.00097009 | 3.1296e-08 | 0.00097009 | 3.1296e-08 | 0.0027911 | 3.1205e-10 | 0.012804 | 4.2624e-09
[120 empty] | 7.3.3.17.5 (Remote Grid) Updates to grid topology to minimize risk of ignition in HFTDs Remote GridWLDFRVegetation ContactAggregated | WLDFR | HFTD - Distribution - Tier 3 - 3QU CoRE ¦ 2QU LoRE | Red Flag Warning - Catastrophic Fires | Vegetation Contact | Aggregated | 2054 | 3.2262e-05 | 595.3479 | 0.019207 | 2054 | Mitigation | 0.95 | 45 | 0 | esc | 0.00097009 | 3.1296e-08 | 0.00097009 | 3.1296e-08 | 0.0027911 | 3.1205e-10 | 0.012804 | 4.2624e-09
[120 empty] | 7.3.3.17.5 (Remote Grid) Updates to grid topology to minimize risk of ignition in HFTDs Remote GridWLDFRVegetation ContactAggregated | WLDFR | HFTD - Distribution - Tier 3 - 3QU CoRE ¦ 2QU LoRE | Red Flag Warning - Catastrophic Fires | Vegetation Contact | Aggregated | 2055 | 3.2262e-05 | 595.3479 | 0.019207 | 2055 | Mitigation | 0.95 | 45 | 0 | esc | 0.00097009 | 3.1296e-08 | 0.00097009 | 3.1296e-08 | 0.0027911 | 3.1205e-10 | 0.012804 | 4.2624e-09
[120 empty] | 7.3.3.17.5 (Remote Grid) Updates to grid topology to minimize risk of ignition in HFTDs Remote GridWLDFRVegetation ContactAggregated | WLDFR | HFTD - Distribution - Tier 3 - 3QU CoRE ¦ 2QU LoRE | Red Flag Warning - Catastrophic Fires | Vegetation Contact | Aggregated | 2056 | 3.2262e-05 | 595.3479 | 0.019207 | 2056 | Mitigation | 0.95 | 45 | 0 | esc | 0.00097009 | 3.1296e-08 | 0.00097009 | 3.1296e-08 | 0.0027911 | 3.1205e-10 | 0.012804 | 4.2624e-09
[120 empty] | 7.3.3.17.5 (Remote Grid) Updates to grid topology to minimize risk of ignition in HFTDs Remote GridWLDFRVegetation ContactAggregated | WLDFR | HFTD - Distribution - Tier 3 - 3QU CoRE ¦ 2QU LoRE | Red Flag Warning - Catastrophic Fires | Vegetation Contact | Aggregated | 2057 | 3.2262e-05 | 595.3479 | 0.019207 | 2057 | Mitigation | 0.95 | 45 | 0 | esc | 0.00097009 | 3.1296e-08 | 0.00097009 | 3.1296e-08 | 0.0027911 | 3.1205e-10 | 0.012804 | 4.2624e-09
[120 empty] | 7.3.3.17.5 (Remote Grid) Updates to grid topology to minimize risk of ignition in HFTDs Remote GridWLDFRVegetation ContactAggregated | WLDFR | HFTD - Distribution - Tier 3 - 3QU CoRE ¦ 2QU LoRE | Red Flag Warning - Catastrophic Fires | Vegetation Contact | Aggregated | 2058 | 3.2262e-05 | 595.3479 | 0.019207 | 2058 | Mitigation | 0.95 | 45 | 0 | esc | 0.00097009 | 3.1296e-08 | 0.00097009 | 3.1296e-08 | 0.0027911 | 3.1205e-10 | 0.012804 | 4.2624e-09
[120 empty] | 7.3.3.17.5 (Remote Grid) Updates to grid topology to minimize risk of ignition in HFTDs Remote GridWLDFRVegetation ContactAggregated | WLDFR | HFTD - Distribution - Tier 3 - 3QU CoRE ¦ 2QU LoRE | Red Flag Warning - Catastrophic Fires | Vegetation Contact | Aggregated | 2059 | 3.2262e-05 | 595.3479 | 0.019207 | 2059 | Mitigation | 0.95 | 45 | 0 | esc | 0.00097009 | 3.1296e-08 | 0.00097009 | 3.1296e-08 | 0.0027911 | 3.1205e-10 | 0.012804 | 4.2624e-09
[120 empty] | 7.3.3.17.5 (Remote Grid) Updates to grid topology to minimize risk of ignition in HFTDs Remote GridWLDFRVegetation ContactAggregated | WLDFR | HFTD - Distribution - Tier 3 - 3QU CoRE ¦ 2QU LoRE | Red Flag Warning - Catastrophic Fires | Vegetation Contact | Aggregated | 2060 | 3.2262e-05 | 595.3479 | 0.019207 | 2060 | Mitigation | 0.95 | 45 | 0 | esc | 0.00097009 | 3.1296e-08 | 0.00097009 | 3.1296e-08 | 0.0027911 | 3.1205e-10 | 0.012804 | 4.2624e-09
[120 empty] | 7.3.3.17.5 (Remote Grid) Updates to grid topology to minimize risk of ignition in HFTDs Remote GridWLDFRVegetation ContactAggregated | WLDFR | HFTD - Distribution - Tier 3 - 3QU CoRE ¦ 2QU LoRE | Red Flag Warning - Catastrophic Fires | Vegetation Contact | Aggregated | 2061 | 3.2262e-05 | 595.3479 | 0.019207 | 2061 | Mitigation | 0.95 | 45 | 0 | esc | 0.00097009 | 3.1296e-08 | 0.00097009 | 3.1296e-08 | 0.0027911 | 3.1205e-10 | 0.012804 | 4.2624e-09
[120 empty] | 7.3.3.17.5 (Remote Grid) Updates to grid topology to minimize risk of ignition in HFTDs Remote GridWLDFRVegetation ContactAggregated | WLDFR | HFTD - Distribution - Tier 3 - 3QU CoRE ¦ 2QU LoRE | Red Flag Warning - Catastrophic Fires | Vegetation Contact | Aggregated | 2062 | 3.2262e-05 | 595.3479 | 0.019207 | 2062 | Mitigation | 0.95 | 45 | 0 | esc | 0.00097009 | 3.1296e-08 | 0.00097009 | 3.1296e-08 | 0.0027911 | 3.1205e-10 | 0.012804 | 4.2624e-09
[120 empty] | 7.3.3.17.5 (Remote Grid) Updates to grid topology to minimize risk of ignition in HFTDs Remote GridWLDFRVegetation ContactAggregated | WLDFR | HFTD - Distribution - Tier 3 - 3QU CoRE ¦ 2QU LoRE | Red Flag Warning - Catastrophic Fires | Vegetation Contact | Aggregated | 2063 | 3.2262e-05 | 595.3479 | 0.019207 | 2063 | Mitigation | 0.95 | 45 | 0 | esc | 0.00097009 | 3.1296e-08 | 0.00097009 | 3.1296e-08 | 0.0027911 | 3.1205e-10 | 0.012804 | 4.2624e-09
[120 empty] | 7.3.3.17.5 (Remote Grid) Updates to grid topology to minimize risk of ignition in HFTDs Remote GridWLDFRVegetation ContactAggregated | WLDFR | HFTD - Distribution - Tier 3 - 3QU CoRE ¦ 2QU LoRE | Red Flag Warning - Catastrophic Fires | Vegetation Contact | Aggregated | 2064 | 3.2262e-05 | 595.3479 | 0.019207 | 2064 | Mitigation | 0.95 | 45 | 0 | esc | 0.00097009 | 3.1296e-08 | 0.00097009 | 3.1296e-08 | 0.0027911 | 3.1205e-10 | 0.012804 | 4.2624e-09
[120 empty] | 7.3.3.17.5 (Remote Grid) Updates to grid topology to minimize risk of ignition in HFTDs Remote GridWLDFRVegetation ContactAggregated | WLDFR | HFTD - Distribution - Tier 3 - 3QU CoRE ¦ 2QU LoRE | Red Flag Warning - Catastrophic Fires | Vegetation Contact | Aggregated | 2065 | 3.2262e-05 | 595.3479 | 0.019207 | 2065 | Mitigation | 0.95 | 45 | 0 | esc | 0.00097009 | 3.1296e-08 | 0.00097009 | 3.1296e-08 | 0.0027911 | 3.1205e-10 | 0.012804 | 4.2624e-09
[120 empty] | 7.3.3.17.5 (Remote Grid) Updates to grid topology to minimize risk of ignition in HFTDs Remote GridWLDFRVegetation ContactAggregated | WLDFR | HFTD - Distribution - Tier 3 - 3QU CoRE ¦ 2QU LoRE | Red Flag Warning - Catastrophic Fires | Vegetation Contact | Aggregated | 2066 | 3.2262e-05 | 595.3479 | 0.019207 | 2066 | Mitigation | 0.95 | 45 | 0 | esc | 0.00097009 | 3.1296e-08 | 0.00097009 | 3.1296e-08 | 0.0027911 | 3.1205e-10 | 0.012804 | 4.2624e-09
[120 empty] | 7.3.3.17.5 (Remote Grid) Updates to grid topology to minimize risk of ignition in HFTDs Remote GridWLDFRVegetation ContactAggregated | WLDFR | HFTD - Distribution - Tier 3 - 3QU CoRE ¦ 2QU LoRE | Red Flag Warning - Catastrophic Fires | Vegetation Contact | Aggregated | 2067 | 3.2262e-05 | 595.3479 | 0.019207 | 2067 | Mitigation | 0.95 | 45 | 0 | esc | 0 | 0 | 0.00097009 | 3.1296e-08 | 0.0027911 | 3.1205e-10 | 0.012804 | 4.2624e-09
[120 empty] | 7.3.3.17.5 (Remote Grid) Updates to grid topology to minimize risk of ignition in HFTDs Remote GridWLDFREquipment / facility failureAggregated | WLDFR | HFTD - Distribution - Tier 3 - 3QU CoRE ¦ 2QU LoRE | Red Flag Warning - Destructive Fires | Equipment / facility failure | Aggregated | 2022 | 1.2901e-06 | 595.3479 | 0.00076803 | 2022 | Mitigation | 0.95 | 45 | 0 | esc | 0.00097009 | 1.2515e-09 | 0 | 0 | 0.0027911 | 3.1205e-10 | 0.012804 | 4.2624e-09
[120 empty] | 7.3.3.17.5 (Remote Grid) Updates to grid topology to minimize risk of ignition in HFTDs Remote GridWLDFREquipment / facility failureAggregated | WLDFR | HFTD - Distribution - Tier 3 - 3QU CoRE ¦ 2QU LoRE | Red Flag Warning - Destructive Fires | Equipment / facility failure | Aggregated | 2023 | 1.2901e-06 | 595.3479 | 0.00076803 | 2023 | Mitigation | 0.95 | 45 | 0 | esc | 0.00097009 | 1.2515e-09 | 0.00097009 | 1.2515e-09 | 0.0027911 | 3.1205e-10 | 0.012804 | 4.2624e-09
[120 empty] | 7.3.3.17.5 (Remote Grid) Updates to grid topology to minimize risk of ignition in HFTDs Remote GridWLDFREquipment / facility failureAggregated | WLDFR | HFTD - Distribution - Tier 3 - 3QU CoRE ¦ 2QU LoRE | Red Flag Warning - Destructive Fires | Equipment / facility failure | Aggregated | 2024 | 1.2901e-06 | 595.3479 | 0.00076803 | 2024 | Mitigation | 0.95 | 45 | 0 | esc | 0.00097009 | 1.2515e-09 | 0.00097009 | 1.2515e-09 | 0 | 0 | 0.012804 | 4.2624e-09
[120 empty] | 7.3.3.17.5 (Remote Grid) Updates to grid topology to minimize risk of ignition in HFTDs Remote GridWLDFREquipment / facility failureAggregated | WLDFR | HFTD - Distribution - Tier 3 - 3QU CoRE ¦ 2QU LoRE | Red Flag Warning - Destructive Fires | Equipment / facility failure | Aggregated | 2025 | 1.2901e-06 | 595.3479 | 0.00076803 | 2025 | Mitigation | 0.95 | 45 | 0 | esc | 0.00097009 | 1.2515e-09 | 0.00097009 | 1.2515e-09 | 0.0027911 | 3.5984e-10 | 0.012804 | 4.2624e-09
[120 empty] | 7.3.3.17.5 (Remote Grid) Updates to grid topology to minimize risk of ignition in HFTDs Remote GridWLDFREquipment / facility failureAggregated | WLDFR | HFTD - Distribution - Tier 3 - 3QU CoRE ¦ 2QU LoRE | Red Flag Warning - Destructive Fires | Equipment / facility failure | Aggregated | 2026 | 1.2901e-06 | 595.3479 | 0.00076803 | 2026 | Mitigation | 0.95 | 45 | 0 | esc | 0.00097009 | 1.2515e-09 | 0.00097009 | 1.2515e-09 | 0.0027911 | 3.5984e-10 | 0 | 0
[120 empty] | 7.3.3.17.5 (Remote Grid) Updates to grid topology to minimize risk of ignition in HFTDs Remote GridWLDFREquipment / facility failureAggregated | WLDFR | HFTD - Distribution - Tier 3 - 3QU CoRE ¦ 2QU LoRE | Red Flag Warning - Destructive Fires | Equipment / facility failure | Aggregated | 2027 | 1.2901e-06 | 595.3479 | 0.00076803 | 2027 | Mitigation | 0.95 | 45 | 0 | esc | 0.00097009 | 1.2515e-09 | 0.00097009 | 1.2515e-09 | 0.0027911 | 3.5984e-10 | 0 | 0
[120 empty] | 7.3.3.17.5 (Remote Grid) Updates to grid topology to minimize risk of ignition in HFTDs Remote GridWLDFREquipment / facility failureAggregated | WLDFR | HFTD - Distribution - Tier 3 - 3QU CoRE ¦ 2QU LoRE | Red Flag Warning - Destructive Fires | Equipment / facility failure | Aggregated | 2028 | 1.2901e-06 | 595.3479 | 0.00076803 | 2028 | Mitigation | 0.95 | 45 | 0 | esc | 0.00097009 | 1.2515e-09 | 0.00097009 | 1.2515e-09 | 0.0027911 | 3.5984e-10 | 0.014899 | 3.019e-10
[120 empty] | 7.3.3.17.5 (Remote Grid) Updates to grid topology to minimize risk of ignition in HFTDs Remote GridWLDFREquipment / facility failureAggregated | WLDFR | HFTD - Distribution - Tier 3 - 3QU CoRE ¦ 2QU LoRE | Red Flag Warning - Destructive Fires | Equipment / facility failure | Aggregated | 2029 | 1.2901e-06 | 595.3479 | 0.00076803 | 2029 | Mitigation | 0.95 | 45 | 0 | esc | 0.00097009 | 1.2515e-09 | 0.00097009 | 1.2515e-09 | 0.0027911 | 3.5984e-10 | 0.014899 | 3.019e-10
[120 empty] | 7.3.3.17.5 (Remote Grid) Updates to grid topology to minimize risk of ignition in HFTDs Remote GridWLDFREquipment / facility failureAggregated | WLDFR | HFTD - Distribution - Tier 3 - 3QU CoRE ¦ 2QU LoRE | Red Flag Warning - Destructive Fires | Equipment / facility failure | Aggregated | 2030 | 1.2901e-06 | 595.3479 | 0.00076803 | 2030 | Mitigation | 0.95 | 45 | 0 | esc | 0.00097009 | 1.2515e-09 | 0.00097009 | 1.2515e-09 | 0.0027911 | 3.5984e-10 | 0.014899 | 3.019e-10
[120 empty] | 7.3.3.17.5 (Remote Grid) Updates to grid topology to minimize risk of ignition in HFTDs Remote GridWLDFREquipment / facility failureAggregated | WLDFR | HFTD - Distribution - Tier 3 - 3QU CoRE ¦ 2QU LoRE | Red Flag Warning - Destructive Fires | Equipment / facility failure | Aggregated | 2031 | 1.2901e-06 | 595.3479 | 0.00076803 | 2031 | Mitigation | 0.95 | 45 | 0 | esc | 0.00097009 | 1.2515e-09 | 0.00097009 | 1.2515e-09 | 0.0027911 | 3.5984e-10 | 0.014899 | 3.019e-10
[120 empty] | 7.3.3.17.5 (Remote Grid) Updates to grid topology to minimize risk of ignition in HFTDs Remote GridWLDFREquipment / facility failureAggregated | WLDFR | HFTD - Distribution - Tier 3 - 3QU CoRE ¦ 2QU LoRE | Red Flag Warning - Destructive Fires | Equipment / facility failure | Aggregated | 2032 | 1.2901e-06 | 595.3479 | 0.00076803 | 2032 | Mitigation | 0.95 | 45 | 0 | esc | 0.00097009 | 1.2515e-09 | 0.00097009 | 1.2515e-09 | 0.0027911 | 3.5984e-10 | 0.014899 | 3.019e-10
[120 empty] | 7.3.3.17.5 (Remote Grid) Updates to grid topology to minimize risk of ignition in HFTDs Remote GridWLDFREquipment / facility failureAggregated | WLDFR | HFTD - Distribution - Tier 3 - 3QU CoRE ¦ 2QU LoRE | Red Flag Warning - Destructive Fires | Equipment / facility failure | Aggregated | 2033 | 1.2901e-06 | 595.3479 | 0.00076803 | 2033 | Mitigation | 0.95 | 45 | 0 | esc | 0.00097009 | 1.2515e-09 | 0.00097009 | 1.2515e-09 | 0.0027911 | 3.5984e-10 | 0.014899 | 3.019e-10
[120 empty] | 7.3.3.17.5 (Remote Grid) Updates to grid topology to minimize risk of ignition in HFTDs Remote GridWLDFREquipment / facility failureAggregated | WLDFR | HFTD - Distribution - Tier 3 - 3QU CoRE ¦ 2QU LoRE | Red Flag Warning - Destructive Fires | Equipment / facility failure | Aggregated | 2034 | 1.2901e-06 | 595.3479 | 0.00076803 | 2034 | Mitigation | 0.95 | 45 | 0 | esc | 0.00097009 | 1.2515e-09 | 0.00097009 | 1.2515e-09 | 0.0027911 | 3.5984e-10 | 0.014899 | 3.019e-10
[120 empty] | 7.3.3.17.5 (Remote Grid) Updates to grid topology to minimize risk of ignition in HFTDs Remote GridWLDFREquipment / facility failureAggregated | WLDFR | HFTD - Distribution - Tier 3 - 3QU CoRE ¦ 2QU LoRE | Red Flag Warning - Destructive Fires | Equipment / facility failure | Aggregated | 2035 | 1.2901e-06 | 595.3479 | 0.00076803 | 2035 | Mitigation | 0.95 | 45 | 0 | esc | 0.00097009 | 1.2515e-09 | 0.00097009 | 1.2515e-09 | 0.0027911 | 3.5984e-10 | 0.014899 | 3.019e-10
[120 empty] | 7.3.3.17.5 (Remote Grid) Updates to grid topology to minimize risk of ignition in HFTDs Remote GridWLDFREquipment / facility failureAggregated | WLDFR | HFTD - Distribution - Tier 3 - 3QU CoRE ¦ 2QU LoRE | Red Flag Warning - Destructive Fires | Equipment / facility failure | Aggregated | 2036 | 1.2901e-06 | 595.3479 | 0.00076803 | 2036 | Mitigation | 0.95 | 45 | 0 | esc | 0.00097009 | 1.2515e-09 | 0.00097009 | 1.2515e-09 | 0.0027911 | 3.5984e-10 | 0.014899 | 3.019e-10
[120 empty] | 7.3.3.17.5 (Remote Grid) Updates to grid topology to minimize risk of ignition in HFTDs Remote GridWLDFREquipment / facility failureAggregated | WLDFR | HFTD - Distribution - Tier 3 - 3QU CoRE ¦ 2QU LoRE | Red Flag Warning - Destructive Fires | Equipment / facility failure | Aggregated | 2037 | 1.2901e-06 | 595.3479 | 0.00076803 | 2037 | Mitigation | 0.95 | 45 | 0 | esc | 0.00097009 | 1.2515e-09 | 0.00097009 | 1.2515e-09 | 0.0027911 | 3.5984e-10 | 0.014899 | 3.019e-10
[120 empty] | 7.3.3.17.5 (Remote Grid) Updates to grid topology to minimize risk of ignition in HFTDs Remote GridWLDFREquipment / facility failureAggregated | WLDFR | HFTD - Distribution - Tier 3 - 3QU CoRE ¦ 2QU LoRE | Red Flag Warning - Destructive Fires | Equipment / facility failure | Aggregated | 2038 | 1.2901e-06 | 595.3479 | 0.00076803 | 2038 | Mitigation | 0.95 | 45 | 0 | esc | 0.00097009 | 1.2515e-09 | 0.00097009 | 1.2515e-09 | 0.0027911 | 3.5984e-10 | 0.014899 | 3.019e-10
[120 empty] | 7.3.3.17.5 (Remote Grid) Updates to grid topology to minimize risk of ignition in HFTDs Remote GridWLDFREquipment / facility failureAggregated | WLDFR | HFTD - Distribution - Tier 3 - 3QU CoRE ¦ 2QU LoRE | Red Flag Warning - Destructive Fires | Equipment / facility failure | Aggregated | 2039 | 1.2901e-06 | 595.3479 | 0.00076803 | 2039 | Mitigation | 0.95 | 45 | 0 | esc | 0.00097009 | 1.2515e-09 | 0.00097009 | 1.2515e-09 | 0.0027911 | 3.5984e-10 | 0.014899 | 3.019e-10
[120 empty] | 7.3.3.17.5 (Remote Grid) Updates to grid topology to minimize risk of ignition in HFTDs Remote GridWLDFREquipment / facility failureAggregated | WLDFR | HFTD - Distribution - Tier 3 - 3QU CoRE ¦ 2QU LoRE | Red Flag Warning - Destructive Fires | Equipment / facility failure | Aggregated | 2040 | 1.2901e-06 | 595.3479 | 0.00076803 | 2040 | Mitigation | 0.95 | 45 | 0 | esc | 0.00097009 | 1.2515e-09 | 0.00097009 | 1.2515e-09 | 0.0027911 | 3.5984e-10 | 0.014899 | 3.019e-10
[120 empty] | 7.3.3.17.5 (Remote Grid) Updates to grid topology to minimize risk of ignition in HFTDs Remote GridWLDFREquipment / facility failureAggregated | WLDFR | HFTD - Distribution - Tier 3 - 3QU CoRE ¦ 2QU LoRE | Red Flag Warning - Destructive Fires | Equipment / facility failure | Aggregated | 2041 | 1.2901e-06 | 595.3479 | 0.00076803 | 2041 | Mitigation | 0.95 | 45 | 0 | esc | 0.00097009 | 1.2515e-09 | 0.00097009 | 1.2515e-09 | 0.0027911 | 3.5984e-10 | 0.014899 | 3.019e-10
[120 empty] | 7.3.3.17.5 (Remote Grid) Updates to grid topology to minimize risk of ignition in HFTDs Remote GridWLDFREquipment / facility failureAggregated | WLDFR | HFTD - Distribution - Tier 3 - 3QU CoRE ¦ 2QU LoRE | Red Flag Warning - Destructive Fires | Equipment / facility failure | Aggregated | 2042 | 1.2901e-06 | 595.3479 | 0.00076803 | 2042 | Mitigation | 0.95 | 45 | 0 | esc | 0.00097009 | 1.2515e-09 | 0.00097009 | 1.2515e-09 | 0.0027911 | 3.5984e-10 | 0.014899 | 3.019e-10
[120 empty] | 7.3.3.17.5 (Remote Grid) Updates to grid topology to minimize risk of ignition in HFTDs Remote GridWLDFREquipment / facility failureAggregated | WLDFR | HFTD - Distribution - Tier 3 - 3QU CoRE ¦ 2QU LoRE | Red Flag Warning - Destructive Fires | Equipment / facility failure | Aggregated | 2043 | 1.2901e-06 | 595.3479 | 0.00076803 | 2043 | Mitigation | 0.95 | 45 | 0 | esc | 0.00097009 | 1.2515e-09 | 0.00097009 | 1.2515e-09 | 0.0027911 | 3.5984e-10 | 0.014899 | 3.019e-10
[120 empty] | 7.3.3.17.5 (Remote Grid) Updates to grid topology to minimize risk of ignition in HFTDs Remote GridWLDFREquipment / facility failureAggregated | WLDFR | HFTD - Distribution - Tier 3 - 3QU CoRE ¦ 2QU LoRE | Red Flag Warning - Destructive Fires | Equipment / facility failure | Aggregated | 2044 | 1.2901e-06 | 595.3479 | 0.00076803 | 2044 | Mitigation | 0.95 | 45 | 0 | esc | 0.00097009 | 1.2515e-09 | 0.00097009 | 1.2515e-09 | 0.0027911 | 3.5984e-10 | 0.014899 | 3.019e-10
[120 empty] | 7.3.3.17.5 (Remote Grid) Updates to grid topology to minimize risk of ignition in HFTDs Remote GridWLDFREquipment / facility failureAggregated | WLDFR | HFTD - Distribution - Tier 3 - 3QU CoRE ¦ 2QU LoRE | Red Flag Warning - Destructive Fires | Equipment / facility failure | Aggregated | 2045 | 1.2901e-06 | 595.3479 | 0.00076803 | 2045 | Mitigation | 0.95 | 45 | 0 | esc | 0.00097009 | 1.2515e-09 | 0.00097009 | 1.2515e-09 | 0.0027911 | 3.5984e-10 | 0.014899 | 3.019e-10
[120 empty] | 7.3.3.17.5 (Remote Grid) Updates to grid topology to minimize risk of ignition in HFTDs Remote GridWLDFREquipment / facility failureAggregated | WLDFR | HFTD - Distribution - Tier 3 - 3QU CoRE ¦ 2QU LoRE | Red Flag Warning - Destructive Fires | Equipment / facility failure | Aggregated | 2046 | 1.2901e-06 | 595.3479 | 0.00076803 | 2046 | Mitigation | 0.95 | 45 | 0 | esc | 0.00097009 | 1.2515e-09 | 0.00097009 | 1.2515e-09 | 0.0027911 | 3.5984e-10 | 0.014899 | 3.019e-10
[120 empty] | 7.3.3.17.5 (Remote Grid) Updates to grid topology to minimize risk of ignition in HFTDs Remote GridWLDFREquipment / facility failureAggregated | WLDFR | HFTD - Distribution - Tier 3 - 3QU CoRE ¦ 2QU LoRE | Red Flag Warning - Destructive Fires | Equipment / facility failure | Aggregated | 2047 | 1.2901e-06 | 595.3479 | 0.00076803 | 2047 | Mitigation | 0.95 | 45 | 0 | esc | 0.00097009 | 1.2515e-09 | 0.00097009 | 1.2515e-09 | 0.0027911 | 3.5984e-10 | 0.014899 | 3.019e-10
[120 empty] | 7.3.3.17.5 (Remote Grid) Updates to grid topology to minimize risk of ignition in HFTDs Remote GridWLDFREquipment / facility failureAggregated | WLDFR | HFTD - Distribution - Tier 3 - 3QU CoRE ¦ 2QU LoRE | Red Flag Warning - Destructive Fires | Equipment / facility failure | Aggregated | 2048 | 1.2901e-06 | 595.3479 | 0.00076803 | 2048 | Mitigation | 0.95 | 45 | 0 | esc | 0.00097009 | 1.2515e-09 | 0.00097009 | 1.2515e-09 | 0.0027911 | 3.5984e-10 | 0.014899 | 3.019e-10
[120 empty] | 7.3.3.17.5 (Remote Grid) Updates to grid topology to minimize risk of ignition in HFTDs Remote GridWLDFREquipment / facility failureAggregated | WLDFR | HFTD - Distribution - Tier 3 - 3QU CoRE ¦ 2QU LoRE | Red Flag Warning - Destructive Fires | Equipment / facility failure | Aggregated | 2049 | 1.2901e-06 | 595.3479 | 0.00076803 | 2049 | Mitigation | 0.95 | 45 | 0 | esc | 0.00097009 | 1.2515e-09 | 0.00097009 | 1.2515e-09 | 0.0027911 | 3.5984e-10 | 0.014899 | 3.019e-10
[120 empty] | 7.3.3.17.5 (Remote Grid) Updates to grid topology to minimize risk of ignition in HFTDs Remote GridWLDFREquipment / facility failureAggregated | WLDFR | HFTD - Distribution - Tier 3 - 3QU CoRE ¦ 2QU LoRE | Red Flag Warning - Destructive Fires | Equipment / facility failure | Aggregated | 2050 | 1.2901e-06 | 595.3479 | 0.00076803 | 2050 | Mitigation | 0.95 | 45 | 0 | esc | 0.00097009 | 1.2515e-09 | 0.00097009 | 1.2515e-09 | 0.0027911 | 3.5984e-10 | 0.014899 | 3.019e-10
[120 empty] | 7.3.3.17.5 (Remote Grid) Updates to grid topology to minimize risk of ignition in HFTDs Remote GridWLDFREquipment / facility failureAggregated | WLDFR | HFTD - Distribution - Tier 3 - 3QU CoRE ¦ 2QU LoRE | Red Flag Warning - Destructive Fires | Equipment / facility failure | Aggregated | 2051 | 1.2901e-06 | 595.3479 | 0.00076803 | 2051 | Mitigation | 0.95 | 45 | 0 | esc | 0.00097009 | 1.2515e-09 | 0.00097009 | 1.2515e-09 | 0.0027911 | 3.5984e-10 | 0.014899 | 3.019e-10
[120 empty] | 7.3.3.17.5 (Remote Grid) Updates to grid topology to minimize risk of ignition in HFTDs Remote GridWLDFREquipment / facility failureAggregated | WLDFR | HFTD - Distribution - Tier 3 - 3QU CoRE ¦ 2QU LoRE | Red Flag Warning - Destructive Fires | Equipment / facility failure | Aggregated | 2052 | 1.2901e-06 | 595.3479 | 0.00076803 | 2052 | Mitigation | 0.95 | 45 | 0 | esc | 0.00097009 | 1.2515e-09 | 0.00097009 | 1.2515e-09 | 0.0027911 | 3.5984e-10 | 0.014899 | 3.019e-10
[120 empty] | 7.3.3.17.5 (Remote Grid) Updates to grid topology to minimize risk of ignition in HFTDs Remote GridWLDFREquipment / facility failureAggregated | WLDFR | HFTD - Distribution - Tier 3 - 3QU CoRE ¦ 2QU LoRE | Red Flag Warning - Destructive Fires | Equipment / facility failure | Aggregated | 2053 | 1.2901e-06 | 595.3479 | 0.00076803 | 2053 | Mitigation | 0.95 | 45 | 0 | esc | 0.00097009 | 1.2515e-09 | 0.00097009 | 1.2515e-09 | 0.0027911 | 3.5984e-10 | 0.014899 | 3.019e-10
[120 empty] | 7.3.3.17.5 (Remote Grid) Updates to grid topology to minimize risk of ignition in HFTDs Remote GridWLDFREquipment / facility failureAggregated | WLDFR | HFTD - Distribution - Tier 3 - 3QU CoRE ¦ 2QU LoRE | Red Flag Warning - Destructive Fires | Equipment / facility failure | Aggregated | 2054 | 1.2901e-06 | 595.3479 | 0.00076803 | 2054 | Mitigation | 0.95 | 45 | 0 | esc | 0.00097009 | 1.2515e-09 | 0.00097009 | 1.2515e-09 | 0.0027911 | 3.5984e-10 | 0.014899 | 3.019e-10
[120 empty] | 7.3.3.17.5 (Remote Grid) Updates to grid topology to minimize risk of ignition in HFTDs Remote GridWLDFREquipment / facility failureAggregated | WLDFR | HFTD - Distribution - Tier 3 - 3QU CoRE ¦ 2QU LoRE | Red Flag Warning - Destructive Fires | Equipment / facility failure | Aggregated | 2055 | 1.2901e-06 | 595.3479 | 0.00076803 | 2055 | Mitigation | 0.95 | 45 | 0 | esc | 0.00097009 | 1.2515e-09 | 0.00097009 | 1.2515e-09 | 0.0027911 | 3.5984e-10 | 0.014899 | 3.019e-10
[120 empty] | 7.3.3.17.5 (Remote Grid) Updates to grid topology to minimize risk of ignition in HFTDs Remote GridWLDFREquipment / facility failureAggregated | WLDFR | HFTD - Distribution - Tier 3 - 3QU CoRE ¦ 2QU LoRE | Red Flag Warning - Destructive Fires | Equipment / facility failure | Aggregated | 2056 | 1.2901e-06 | 595.3479 | 0.00076803 | 2056 | Mitigation | 0.95 | 45 | 0 | esc | 0.00097009 | 1.2515e-09 | 0.00097009 | 1.2515e-09 | 0.0027911 | 3.5984e-10 | 0.014899 | 3.019e-10
[120 empty] | 7.3.3.17.5 (Remote Grid) Updates to grid topology to minimize risk of ignition in HFTDs Remote GridWLDFREquipment / facility failureAggregated | WLDFR | HFTD - Distribution - Tier 3 - 3QU CoRE ¦ 2QU LoRE | Red Flag Warning - Destructive Fires | Equipment / facility failure | Aggregated | 2057 | 1.2901e-06 | 595.3479 | 0.00076803 | 2057 | Mitigation | 0.95 | 45 | 0 | esc | 0.00097009 | 1.2515e-09 | 0.00097009 | 1.2515e-09 | 0.0027911 | 3.5984e-10 | 0.014899 | 3.019e-10
[120 empty] | 7.3.3.17.5 (Remote Grid) Updates to grid topology to minimize risk of ignition in HFTDs Remote GridWLDFREquipment / facility failureAggregated | WLDFR | HFTD - Distribution - Tier 3 - 3QU CoRE ¦ 2QU LoRE | Red Flag Warning - Destructive Fires | Equipment / facility failure | Aggregated | 2058 | 1.2901e-06 | 595.3479 | 0.00076803 | 2058 | Mitigation | 0.95 | 45 | 0 | esc | 0.00097009 | 1.2515e-09 | 0.00097009 | 1.2515e-09 | 0.0027911 | 3.5984e-10 | 0 | 0
[120 empty] | 7.3.3.17.5 (Remote Grid) Updates to grid topology to minimize risk of ignition in HFTDs Remote GridWLDFREquipment / facility failureAggregated | WLDFR | HFTD - Distribution - Tier 3 - 3QU CoRE ¦ 2QU LoRE | Red Flag Warning - Destructive Fires | Equipment / facility failure | Aggregated | 2059 | 1.2901e-06 | 595.3479 | 0.00076803 | 2059 | Mitigation | 0.95 | 45 | 0 | esc | 0.00097009 | 1.2515e-09 | 0.00097009 | 1.2515e-09 | 0.0027911 | 3.5984e-10 | 0 | 0
[120 empty] | 7.3.3.17.5 (Remote Grid) Updates to grid topology to minimize risk of ignition in HFTDs Remote GridWLDFREquipment / facility failureAggregated | WLDFR | HFTD - Distribution - Tier 3 - 3QU CoRE ¦ 2QU LoRE | Red Flag Warning - Destructive Fires | Equipment / facility failure | Aggregated | 2060 | 1.2901e-06 | 595.3479 | 0.00076803 | 2060 | Mitigation | 0.95 | 45 | 0 | esc | 0.00097009 | 1.2515e-09 | 0.00097009 | 1.2515e-09 | 0.0027911 | 3.5984e-10 | 0.008942 | 8.6635e-10
[120 empty] | 7.3.3.17.5 (Remote Grid) Updates to grid topology to minimize risk of ignition in HFTDs Remote GridWLDFREquipment / facility failureAggregated | WLDFR | HFTD - Distribution - Tier 3 - 3QU CoRE ¦ 2QU LoRE | Red Flag Warning - Destructive Fires | Equipment / facility failure | Aggregated | 2061 | 1.2901e-06 | 595.3479 | 0.00076803 | 2061 | Mitigation | 0.95 | 45 | 0 | esc | 0.00097009 | 1.2515e-09 | 0.00097009 | 1.2515e-09 | 0.0027911 | 3.5984e-10 | 0.008942 | 8.6635e-10
[120 empty] | 7.3.3.17.5 (Remote Grid) Updates to grid topology to minimize risk of ignition in HFTDs Remote GridWLDFREquipment / facility failureAggregated | WLDFR | HFTD - Distribution - Tier 3 - 3QU CoRE ¦ 2QU LoRE | Red Flag Warning - Destructive Fires | Equipment / facility failure | Aggregated | 2062 | 1.2901e-06 | 595.3479 | 0.00076803 | 2062 | Mitigation | 0.95 | 45 | 0 | esc | 0.00097009 | 1.2515e-09 | 0.00097009 | 1.2515e-09 | 0.0027911 | 3.5984e-10 | 0.008942 | 8.6635e-10
[120 empty] | 7.3.3.17.5 (Remote Grid) Updates to grid topology to minimize risk of ignition in HFTDs Remote GridWLDFREquipment / facility failureAggregated | WLDFR | HFTD - Distribution - Tier 3 - 3QU CoRE ¦ 2QU LoRE | Red Flag Warning - Destructive Fires | Equipment / facility failure | Aggregated | 2063 | 1.2901e-06 | 595.3479 | 0.00076803 | 2063 | Mitigation | 0.95 | 45 | 0 | esc | 0.00097009 | 1.2515e-09 | 0.00097009 | 1.2515e-09 | 0.0027911 | 3.5984e-10 | 0.008942 | 8.6635e-10
[120 empty] | 7.3.3.17.5 (Remote Grid) Updates to grid topology to minimize risk of ignition in HFTDs Remote GridWLDFREquipment / facility failureAggregated | WLDFR | HFTD - Distribution - Tier 3 - 3QU CoRE ¦ 2QU LoRE | Red Flag Warning - Destructive Fires | Equipment / facility failure | Aggregated | 2064 | 1.2901e-06 | 595.3479 | 0.00076803 | 2064 | Mitigation | 0.95 | 45 | 0 | esc | 0.00097009 | 1.2515e-09 | 0.00097009 | 1.2515e-09 | 0.0027911 | 3.5984e-10 | 0.008942 | 8.6635e-10
[120 empty] | 7.3.3.17.5 (Remote Grid) Updates to grid topology to minimize risk of ignition in HFTDs Remote GridWLDFREquipment / facility failureAggregated | WLDFR | HFTD - Distribution - Tier 3 - 3QU CoRE ¦ 2QU LoRE | Red Flag Warning - Destructive Fires | Equipment / facility failure | Aggregated | 2065 | 1.2901e-06 | 595.3479 | 0.00076803 | 2065 | Mitigation | 0.95 | 45 | 0 | esc | 0.00097009 | 1.2515e-09 | 0.00097009 | 1.2515e-09 | 0.0027911 | 3.5984e-10 | 0.008942 | 8.6635e-10
[120 empty] | 7.3.3.17.5 (Remote Grid) Updates to grid topology to minimize risk of ignition in HFTDs Remote GridWLDFREquipment / facility failureAggregated | WLDFR | HFTD - Distribution - Tier 3 - 3QU CoRE ¦ 2QU LoRE | Red Flag Warning - Destructive Fires | Equipment / facility failure | Aggregated | 2066 | 1.2901e-06 | 595.3479 | 0.00076803 | 2066 | Mitigation | 0.95 | 45 | 0 | esc | 0.00097009 | 1.2515e-09 | 0.00097009 | 1.2515e-09 | 0.0027911 | 3.5984e-10 | 0.008942 | 8.6635e-10
[120 empty] | 7.3.3.17.5 (Remote Grid) Updates to grid topology to minimize risk of ignition in HFTDs Remote GridWLDFREquipment / facility failureAggregated | WLDFR | HFTD - Distribution - Tier 3 - 3QU CoRE ¦ 2QU LoRE | Red Flag Warning - Destructive Fires | Equipment / facility failure | Aggregated | 2067 | 1.2901e-06 | 595.3479 | 0.00076803 | 2067 | Mitigation | 0.95 | 45 | 0 | esc | 0 | 0 | 0.00097009 | 1.2515e-09 | 0.0027911 | 3.5984e-10 | 0.008942 | 8.6635e-10
[120 empty] | 7.3.3.17.5 (Remote Grid) Updates to grid topology to minimize risk of ignition in HFTDs Remote GridWLDFRVegetation ContactAggregated | WLDFR | HFTD - Distribution - Tier 3 - 3QU CoRE ¦ 2QU LoRE | Red Flag Warning - Destructive Fires | Vegetation Contact | Aggregated | 2022 | 4.0154e-06 | 595.3479 | 0.0023906 | 2022 | Mitigation | 0.95 | 45 | 0 | esc | 0.00097009 | 3.8953e-09 | 0 | 0 | 0.0027911 | 3.5984e-10 | 0.008942 | 8.6635e-10
[120 empty] | 7.3.3.17.5 (Remote Grid) Updates to grid topology to minimize risk of ignition in HFTDs Remote GridWLDFRVegetation ContactAggregated | WLDFR | HFTD - Distribution - Tier 3 - 3QU CoRE ¦ 2QU LoRE | Red Flag Warning - Destructive Fires | Vegetation Contact | Aggregated | 2023 | 4.0154e-06 | 595.3479 | 0.0023906 | 2023 | Mitigation | 0.95 | 45 | 0 | esc | 0.00097009 | 3.8953e-09 | 0.00097009 | 3.8953e-09 | 0.0027911 | 3.5984e-10 | 0.008942 | 8.6635e-10
[120 empty] | 7.3.3.17.5 (Remote Grid) Updates to grid topology to minimize risk of ignition in HFTDs Remote GridWLDFRVegetation ContactAggregated | WLDFR | HFTD - Distribution - Tier 3 - 3QU CoRE ¦ 2QU LoRE | Red Flag Warning - Destructive Fires | Vegetation Contact | Aggregated | 2024 | 4.0154e-06 | 595.3479 | 0.0023906 | 2024 | Mitigation | 0.95 | 45 | 0 | esc | 0.00097009 | 3.8953e-09 | 0.00097009 | 3.8953e-09 | 0.0027911 | 3.5984e-10 | 0.008942 | 8.6635e-10
[120 empty] | 7.3.3.17.5 (Remote Grid) Updates to grid topology to minimize risk of ignition in HFTDs Remote GridWLDFRVegetation ContactAggregated | WLDFR | HFTD - Distribution - Tier 3 - 3QU CoRE ¦ 2QU LoRE | Red Flag Warning - Destructive Fires | Vegetation Contact | Aggregated | 2025 | 4.0154e-06 | 595.3479 | 0.0023906 | 2025 | Mitigation | 0.95 | 45 | 0 | esc | 0.00097009 | 3.8953e-09 | 0.00097009 | 3.8953e-09 | 0.0027911 | 3.5984e-10 | 0.008942 | 8.6635e-10
[120 empty] | 7.3.3.17.5 (Remote Grid) Updates to grid topology to minimize risk of ignition in HFTDs Remote GridWLDFRVegetation ContactAggregated | WLDFR | HFTD - Distribution - Tier 3 - 3QU CoRE ¦ 2QU LoRE | Red Flag Warning - Destructive Fires | Vegetation Contact | Aggregated | 2026 | 4.0154e-06 | 595.3479 | 0.0023906 | 2026 | Mitigation | 0.95 | 45 | 0 | esc | 0.00097009 | 3.8953e-09 | 0.00097009 | 3.8953e-09 | 0.0027911 | 3.5984e-10 | 0.008942 | 8.6635e-10
[120 empty] | 7.3.3.17.5 (Remote Grid) Updates to grid topology to minimize risk of ignition in HFTDs Remote GridWLDFRVegetation ContactAggregated | WLDFR | HFTD - Distribution - Tier 3 - 3QU CoRE ¦ 2QU LoRE | Red Flag Warning - Destructive Fires | Vegetation Contact | Aggregated | 2027 | 4.0154e-06 | 595.3479 | 0.0023906 | 2027 | Mitigation | 0.95 | 45 | 0 | esc | 0.00097009 | 3.8953e-09 | 0.00097009 | 3.8953e-09 | 0.0027911 | 3.5984e-10 | 0.008942 | 8.6635e-10
[120 empty] | 7.3.3.17.5 (Remote Grid) Updates to grid topology to minimize risk of ignition in HFTDs Remote GridWLDFRVegetation ContactAggregated | WLDFR | HFTD - Distribution - Tier 3 - 3QU CoRE ¦ 2QU LoRE | Red Flag Warning - Destructive Fires | Vegetation Contact | Aggregated | 2028 | 4.0154e-06 | 595.3479 | 0.0023906 | 2028 | Mitigation | 0.95 | 45 | 0 | esc | 0.00097009 | 3.8953e-09 | 0.00097009 | 3.8953e-09 | 0 | 0 | 0.008942 | 8.6635e-10
[120 empty] | 7.3.3.17.5 (Remote Grid) Updates to grid topology to minimize risk of ignition in HFTDs Remote GridWLDFRVegetation ContactAggregated | WLDFR | HFTD - Distribution - Tier 3 - 3QU CoRE ¦ 2QU LoRE | Red Flag Warning - Destructive Fires | Vegetation Contact | Aggregated | 2029 | 4.0154e-06 | 595.3479 | 0.0023906 | 2029 | Mitigation | 0.95 | 45 | 0 | esc | 0.00097009 | 3.8953e-09 | 0.00097009 | 3.8953e-09 | 0.0027911 | 2.9034e-08 | 0.008942 | 8.6635e-10
[120 empty] | 7.3.3.17.5 (Remote Grid) Updates to grid topology to minimize risk of ignition in HFTDs Remote GridWLDFRVegetation ContactAggregated | WLDFR | HFTD - Distribution - Tier 3 - 3QU CoRE ¦ 2QU LoRE | Red Flag Warning - Destructive Fires | Vegetation Contact | Aggregated | 2030 | 4.0154e-06 | 595.3479 | 0.0023906 | 2030 | Mitigation | 0.95 | 45 | 0 | esc | 0.00097009 | 3.8953e-09 | 0.00097009 | 3.8953e-09 | 0.0027911 | 2.9034e-08 | 0.008942 | 8.6635e-10
[120 empty] | 7.3.3.17.5 (Remote Grid) Updates to grid topology to minimize risk of ignition in HFTDs Remote GridWLDFRVegetation ContactAggregated | WLDFR | HFTD - Distribution - Tier 3 - 3QU CoRE ¦ 2QU LoRE | Red Flag Warning - Destructive Fires | Vegetation Contact | Aggregated | 2031 | 4.0154e-06 | 595.3479 | 0.0023906 | 2031 | Mitigation | 0.95 | 45 | 0 | esc | 0.00097009 | 3.8953e-09 | 0.00097009 | 3.8953e-09 | 0.0027911 | 2.9034e-08 | 0.008942 | 8.6635e-10
[120 empty] | 7.3.3.17.5 (Remote Grid) Updates to grid topology to minimize risk of ignition in HFTDs Remote GridWLDFRVegetation ContactAggregated | WLDFR | HFTD - Distribution - Tier 3 - 3QU CoRE ¦ 2QU LoRE | Red Flag Warning - Destructive Fires | Vegetation Contact | Aggregated | 2032 | 4.0154e-06 | 595.3479 | 0.0023906 | 2032 | Mitigation | 0.95 | 45 | 0 | esc | 0.00097009 | 3.8953e-09 | 0.00097009 | 3.8953e-09 | 0.0027911 | 2.9034e-08 | 0.008942 | 8.6635e-10
[120 empty] | 7.3.3.17.5 (Remote Grid) Updates to grid topology to minimize risk of ignition in HFTDs Remote GridWLDFRVegetation ContactAggregated | WLDFR | HFTD - Distribution - Tier 3 - 3QU CoRE ¦ 2QU LoRE | Red Flag Warning - Destructive Fires | Vegetation Contact | Aggregated | 2033 | 4.0154e-06 | 595.3479 | 0.0023906 | 2033 | Mitigation | 0.95 | 45 | 0 | esc | 0.00097009 | 3.8953e-09 | 0.00097009 | 3.8953e-09 | 0.0027911 | 2.9034e-08 | 0.008942 | 8.6635e-10
[120 empty] | 7.3.3.17.5 (Remote Grid) Updates to grid topology to minimize risk of ignition in HFTDs Remote GridWLDFRVegetation ContactAggregated | WLDFR | HFTD - Distribution - Tier 3 - 3QU CoRE ¦ 2QU LoRE | Red Flag Warning - Destructive Fires | Vegetation Contact | Aggregated | 2034 | 4.0154e-06 | 595.3479 | 0.0023906 | 2034 | Mitigation | 0.95 | 45 | 0 | esc | 0.00097009 | 3.8953e-09 | 0.00097009 | 3.8953e-09 | 0.0027911 | 2.9034e-08 | 0.008942 | 8.6635e-10
[120 empty] | 7.3.3.17.5 (Remote Grid) Updates to grid topology to minimize risk of ignition in HFTDs Remote GridWLDFRVegetation ContactAggregated | WLDFR | HFTD - Distribution - Tier 3 - 3QU CoRE ¦ 2QU LoRE | Red Flag Warning - Destructive Fires | Vegetation Contact | Aggregated | 2035 | 4.0154e-06 | 595.3479 | 0.0023906 | 2035 | Mitigation | 0.95 | 45 | 0 | esc | 0.00097009 | 3.8953e-09 | 0.00097009 | 3.8953e-09 | 0.0027911 | 2.9034e-08 | 0.008942 | 8.6635e-10
[120 empty] | 7.3.3.17.5 (Remote Grid) Updates to grid topology to minimize risk of ignition in HFTDs Remote GridWLDFRVegetation ContactAggregated | WLDFR | HFTD - Distribution - Tier 3 - 3QU CoRE ¦ 2QU LoRE | Red Flag Warning - Destructive Fires | Vegetation Contact | Aggregated | 2036 | 4.0154e-06 | 595.3479 | 0.0023906 | 2036 | Mitigation | 0.95 | 45 | 0 | esc | 0.00097009 | 3.8953e-09 | 0.00097009 | 3.8953e-09 | 0.0027911 | 2.9034e-08 | 0.008942 | 8.6635e-10
[120 empty] | 7.3.3.17.5 (Remote Grid) Updates to grid topology to minimize risk of ignition in HFTDs Remote GridWLDFRVegetation ContactAggregated | WLDFR | HFTD - Distribution - Tier 3 - 3QU CoRE ¦ 2QU LoRE | Red Flag Warning - Destructive Fires | Vegetation Contact | Aggregated | 2037 | 4.0154e-06 | 595.3479 | 0.0023906 | 2037 | Mitigation | 0.95 | 45 | 0 | esc | 0.00097009 | 3.8953e-09 | 0.00097009 | 3.8953e-09 | 0.0027911 | 2.9034e-08 | 0.008942 | 8.6635e-10
[120 empty] | 7.3.3.17.5 (Remote Grid) Updates to grid topology to minimize risk of ignition in HFTDs Remote GridWLDFRVegetation ContactAggregated | WLDFR | HFTD - Distribution - Tier 3 - 3QU CoRE ¦ 2QU LoRE | Red Flag Warning - Destructive Fires | Vegetation Contact | Aggregated | 2038 | 4.0154e-06 | 595.3479 | 0.0023906 | 2038 | Mitigation | 0.95 | 45 | 0 | esc | 0.00097009 | 3.8953e-09 | 0.00097009 | 3.8953e-09 | 0.0027911 | 2.9034e-08 | 0.008942 | 8.6635e-10
[120 empty] | 7.3.3.17.5 (Remote Grid) Updates to grid topology to minimize risk of ignition in HFTDs Remote GridWLDFRVegetation ContactAggregated | WLDFR | HFTD - Distribution - Tier 3 - 3QU CoRE ¦ 2QU LoRE | Red Flag Warning - Destructive Fires | Vegetation Contact | Aggregated | 2039 | 4.0154e-06 | 595.3479 | 0.0023906 | 2039 | Mitigation | 0.95 | 45 | 0 | esc | 0.00097009 | 3.8953e-09 | 0.00097009 | 3.8953e-09 | 0.0027911 | 2.9034e-08 | 0.008942 | 8.6635e-10
[120 empty] | 7.3.3.17.5 (Remote Grid) Updates to grid topology to minimize risk of ignition in HFTDs Remote GridWLDFRVegetation ContactAggregated | WLDFR | HFTD - Distribution - Tier 3 - 3QU CoRE ¦ 2QU LoRE | Red Flag Warning - Destructive Fires | Vegetation Contact | Aggregated | 2040 | 4.0154e-06 | 595.3479 | 0.0023906 | 2040 | Mitigation | 0.95 | 45 | 0 | esc | 0.00097009 | 3.8953e-09 | 0.00097009 | 3.8953e-09 | 0.0027911 | 2.9034e-08 | 0.008942 | 8.6635e-10
[120 empty] | 7.3.3.17.5 (Remote Grid) Updates to grid topology to minimize risk of ignition in HFTDs Remote GridWLDFRVegetation ContactAggregated | WLDFR | HFTD - Distribution - Tier 3 - 3QU CoRE ¦ 2QU LoRE | Red Flag Warning - Destructive Fires | Vegetation Contact | Aggregated | 2041 | 4.0154e-06 | 595.3479 | 0.0023906 | 2041 | Mitigation | 0.95 | 45 | 0 | esc | 0.00097009 | 3.8953e-09 | 0.00097009 | 3.8953e-09 | 0.0027911 | 2.9034e-08 | 0.008942 | 8.6635e-10
[120 empty] | 7.3.3.17.5 (Remote Grid) Updates to grid topology to minimize risk of ignition in HFTDs Remote GridWLDFRVegetation ContactAggregated | WLDFR | HFTD - Distribution - Tier 3 - 3QU CoRE ¦ 2QU LoRE | Red Flag Warning - Destructive Fires | Vegetation Contact | Aggregated | 2042 | 4.0154e-06 | 595.3479 | 0.0023906 | 2042 | Mitigation | 0.95 | 45 | 0 | esc | 0.00097009 | 3.8953e-09 | 0.00097009 | 3.8953e-09 | 0.0027911 | 2.9034e-08 | 0.008942 | 8.6635e-10
[120 empty] | 7.3.3.17.5 (Remote Grid) Updates to grid topology to minimize risk of ignition in HFTDs Remote GridWLDFRVegetation ContactAggregated | WLDFR | HFTD - Distribution - Tier 3 - 3QU CoRE ¦ 2QU LoRE | Red Flag Warning - Destructive Fires | Vegetation Contact | Aggregated | 2043 | 4.0154e-06 | 595.3479 | 0.0023906 | 2043 | Mitigation | 0.95 | 45 | 0 | esc | 0.00097009 | 3.8953e-09 | 0.00097009 | 3.8953e-09 | 0.0027911 | 2.9034e-08 | 0.008942 | 8.6635e-10
[120 empty] | 7.3.3.17.5 (Remote Grid) Updates to grid topology to minimize risk of ignition in HFTDs Remote GridWLDFRVegetation ContactAggregated | WLDFR | HFTD - Distribution - Tier 3 - 3QU CoRE ¦ 2QU LoRE | Red Flag Warning - Destructive Fires | Vegetation Contact | Aggregated | 2044 | 4.0154e-06 | 595.3479 | 0.0023906 | 2044 | Mitigation | 0.95 | 45 | 0 | esc | 0.00097009 | 3.8953e-09 | 0.00097009 | 3.8953e-09 | 0.0027911 | 2.9034e-08 | 0 | 0
[120 empty] | 7.3.3.17.5 (Remote Grid) Updates to grid topology to minimize risk of ignition in HFTDs Remote GridWLDFRVegetation ContactAggregated | WLDFR | HFTD - Distribution - Tier 3 - 3QU CoRE ¦ 2QU LoRE | Red Flag Warning - Destructive Fires | Vegetation Contact | Aggregated | 2045 | 4.0154e-06 | 595.3479 | 0.0023906 | 2045 | Mitigation | 0.95 | 45 | 0 | esc | 0.00097009 | 3.8953e-09 | 0.00097009 | 3.8953e-09 | 0.0027911 | 2.9034e-08 | 0 | 0
[120 empty] | 7.3.3.17.5 (Remote Grid) Updates to grid topology to minimize risk of ignition in HFTDs Remote GridWLDFRVegetation ContactAggregated | WLDFR | HFTD - Distribution - Tier 3 - 3QU CoRE ¦ 2QU LoRE | Red Flag Warning - Destructive Fires | Vegetation Contact | Aggregated | 2046 | 4.0154e-06 | 595.3479 | 0.0023906 | 2046 | Mitigation | 0.95 | 45 | 0 | esc | 0.00097009 | 3.8953e-09 | 0.00097009 | 3.8953e-09 | 0.0027911 | 2.9034e-08 | 0.0088147 | 3.6383e-09
[120 empty] | 7.3.3.17.5 (Remote Grid) Updates to grid topology to minimize risk of ignition in HFTDs Remote GridWLDFRVegetation ContactAggregated | WLDFR | HFTD - Distribution - Tier 3 - 3QU CoRE ¦ 2QU LoRE | Red Flag Warning - Destructive Fires | Vegetation Contact | Aggregated | 2047 | 4.0154e-06 | 595.3479 | 0.0023906 | 2047 | Mitigation | 0.95 | 45 | 0 | esc | 0.00097009 | 3.8953e-09 | 0.00097009 | 3.8953e-09 | 0.0027911 | 2.9034e-08 | 0.0088147 | 3.6383e-09
[120 empty] | 7.3.3.17.5 (Remote Grid) Updates to grid topology to minimize risk of ignition in HFTDs Remote GridWLDFRVegetation ContactAggregated | WLDFR | HFTD - Distribution - Tier 3 - 3QU CoRE ¦ 2QU LoRE | Red Flag Warning - Destructive Fires | Vegetation Contact | Aggregated | 2048 | 4.0154e-06 | 595.3479 | 0.0023906 | 2048 | Mitigation | 0.95 | 45 | 0 | esc | 0.00097009 | 3.8953e-09 | 0.00097009 | 3.8953e-09 | 0.0027911 | 2.9034e-08 | 0.0088147 | 3.6383e-09
[120 empty] | 7.3.3.17.5 (Remote Grid) Updates to grid topology to minimize risk of ignition in HFTDs Remote GridWLDFRVegetation ContactAggregated | WLDFR | HFTD - Distribution - Tier 3 - 3QU CoRE ¦ 2QU LoRE | Red Flag Warning - Destructive Fires | Vegetation Contact | Aggregated | 2049 | 4.0154e-06 | 595.3479 | 0.0023906 | 2049 | Mitigation | 0.95 | 45 | 0 | esc | 0.00097009 | 3.8953e-09 | 0.00097009 | 3.8953e-09 | 0.0027911 | 2.9034e-08 | 0.0088147 | 3.6383e-09
[120 empty] | 7.3.3.17.5 (Remote Grid) Updates to grid topology to minimize risk of ignition in HFTDs Remote GridWLDFRVegetation ContactAggregated | WLDFR | HFTD - Distribution - Tier 3 - 3QU CoRE ¦ 2QU LoRE | Red Flag Warning - Destructive Fires | Vegetation Contact | Aggregated | 2050 | 4.0154e-06 | 595.3479 | 0.0023906 | 2050 | Mitigation | 0.95 | 45 | 0 | esc | 0.00097009 | 3.8953e-09 | 0.00097009 | 3.8953e-09 | 0.0027911 | 2.9034e-08 | 0.0088147 | 3.6383e-09
[120 empty] | 7.3.3.17.5 (Remote Grid) Updates to grid topology to minimize risk of ignition in HFTDs Remote GridWLDFRVegetation ContactAggregated | WLDFR | HFTD - Distribution - Tier 3 - 3QU CoRE ¦ 2QU LoRE | Red Flag Warning - Destructive Fires | Vegetation Contact | Aggregated | 2051 | 4.0154e-06 | 595.3479 | 0.0023906 | 2051 | Mitigation | 0.95 | 45 | 0 | esc | 0.00097009 | 3.8953e-09 | 0.00097009 | 3.8953e-09 | 0.0027911 | 2.9034e-08 | 0.0088147 | 3.6383e-09
[120 empty] | 7.3.3.17.5 (Remote Grid) Updates to grid topology to minimize risk of ignition in HFTDs Remote GridWLDFRVegetation ContactAggregated | WLDFR | HFTD - Distribution - Tier 3 - 3QU CoRE ¦ 2QU LoRE | Red Flag Warning - Destructive Fires | Vegetation Contact | Aggregated | 2052 | 4.0154e-06 | 595.3479 | 0.0023906 | 2052 | Mitigation | 0.95 | 45 | 0 | esc | 0.00097009 | 3.8953e-09 | 0.00097009 | 3.8953e-09 | 0.0027911 | 2.9034e-08 | 0.0088147 | 3.6383e-09
[120 empty] | 7.3.3.17.5 (Remote Grid) Updates to grid topology to minimize risk of ignition in HFTDs Remote GridWLDFRVegetation ContactAggregated | WLDFR | HFTD - Distribution - Tier 3 - 3QU CoRE ¦ 2QU LoRE | Red Flag Warning - Destructive Fires | Vegetation Contact | Aggregated | 2053 | 4.0154e-06 | 595.3479 | 0.0023906 | 2053 | Mitigation | 0.95 | 45 | 0 | esc | 0.00097009 | 3.8953e-09 | 0.00097009 | 3.8953e-09 | 0.0027911 | 2.9034e-08 | 0.0088147 | 3.6383e-09
[120 empty] | 7.3.3.17.5 (Remote Grid) Updates to grid topology to minimize risk of ignition in HFTDs Remote GridWLDFRVegetation ContactAggregated | WLDFR | HFTD - Distribution - Tier 3 - 3QU CoRE ¦ 2QU LoRE | Red Flag Warning - Destructive Fires | Vegetation Contact | Aggregated | 2054 | 4.0154e-06 | 595.3479 | 0.0023906 | 2054 | Mitigation | 0.95 | 45 | 0 | esc | 0.00097009 | 3.8953e-09 | 0.00097009 | 3.8953e-09 | 0.0027911 | 2.9034e-08 | 0.0088147 | 3.6383e-09
[120 empty] | 7.3.3.17.5 (Remote Grid) Updates to grid topology to minimize risk of ignition in HFTDs Remote GridWLDFRVegetation ContactAggregated | WLDFR | HFTD - Distribution - Tier 3 - 3QU CoRE ¦ 2QU LoRE | Red Flag Warning - Destructive Fires | Vegetation Contact | Aggregated | 2055 | 4.0154e-06 | 595.3479 | 0.0023906 | 2055 | Mitigation | 0.95 | 45 | 0 | esc | 0.00097009 | 3.8953e-09 | 0.00097009 | 3.8953e-09 | 0.0027911 | 2.9034e-08 | 0.0088147 | 3.6383e-09
[120 empty] | 7.3.3.17.5 (Remote Grid) Updates to grid topology to minimize risk of ignition in HFTDs Remote GridWLDFRVegetation ContactAggregated | WLDFR | HFTD - Distribution - Tier 3 - 3QU CoRE ¦ 2QU LoRE | Red Flag Warning - Destructive Fires | Vegetation Contact | Aggregated | 2056 | 4.0154e-06 | 595.3479 | 0.0023906 | 2056 | Mitigation | 0.95 | 45 | 0 | esc | 0.00097009 | 3.8953e-09 | 0.00097009 | 3.8953e-09 | 0.0027911 | 2.9034e-08 | 0.0088147 | 3.6383e-09
[120 empty] | 7.3.3.17.5 (Remote Grid) Updates to grid topology to minimize risk of ignition in HFTDs Remote GridWLDFRVegetation ContactAggregated | WLDFR | HFTD - Distribution - Tier 3 - 3QU CoRE ¦ 2QU LoRE | Red Flag Warning - Destructive Fires | Vegetation Contact | Aggregated | 2057 | 4.0154e-06 | 595.3479 | 0.0023906 | 2057 | Mitigation | 0.95 | 45 | 0 | esc | 0.00097009 | 3.8953e-09 | 0.00097009 | 3.8953e-09 | 0.0027911 | 2.9034e-08 | 0.0088147 | 3.6383e-09
[120 empty] | 7.3.3.17.5 (Remote Grid) Updates to grid topology to minimize risk of ignition in HFTDs Remote GridWLDFRVegetation ContactAggregated | WLDFR | HFTD - Distribution - Tier 3 - 3QU CoRE ¦ 2QU LoRE | Red Flag Warning - Destructive Fires | Vegetation Contact | Aggregated | 2058 | 4.0154e-06 | 595.3479 | 0.0023906 | 2058 | Mitigation | 0.95 | 45 | 0 | esc | 0.00097009 | 3.8953e-09 | 0.00097009 | 3.8953e-09 | 0.0027911 | 2.9034e-08 | 0.0088147 | 3.6383e-09
[120 empty] | 7.3.3.17.5 (Remote Grid) Updates to grid topology to minimize risk of ignition in HFTDs Remote GridWLDFRVegetation ContactAggregated | WLDFR | HFTD - Distribution - Tier 3 - 3QU CoRE ¦ 2QU LoRE | Red Flag Warning - Destructive Fires | Vegetation Contact | Aggregated | 2059 | 4.0154e-06 | 595.3479 | 0.0023906 | 2059 | Mitigation | 0.95 | 45 | 0 | esc | 0.00097009 | 3.8953e-09 | 0.00097009 | 3.8953e-09 | 0.0027911 | 2.9034e-08 | 0.0088147 | 3.6383e-09
[120 empty] | 7.3.3.17.5 (Remote Grid) Updates to grid topology to minimize risk of ignition in HFTDs Remote GridWLDFRVegetation ContactAggregated | WLDFR | HFTD - Distribution - Tier 3 - 3QU CoRE ¦ 2QU LoRE | Red Flag Warning - Destructive Fires | Vegetation Contact | Aggregated | 2060 | 4.0154e-06 | 595.3479 | 0.0023906 | 2060 | Mitigation | 0.95 | 45 | 0 | esc | 0.00097009 | 3.8953e-09 | 0.00097009 | 3.8953e-09 | 0.0027911 | 2.9034e-08 | 0.0088147 | 3.6383e-09
[120 empty] | 7.3.3.17.5 (Remote Grid) Updates to grid topology to minimize risk of ignition in HFTDs Remote GridWLDFRVegetation ContactAggregated | WLDFR | HFTD - Distribution - Tier 3 - 3QU CoRE ¦ 2QU LoRE | Red Flag Warning - Destructive Fires | Vegetation Contact | Aggregated | 2061 | 4.0154e-06 | 595.3479 | 0.0023906 | 2061 | Mitigation | 0.95 | 45 | 0 | esc | 0.00097009 | 3.8953e-09 | 0.00097009 | 3.8953e-09 | 0.0027911 | 2.9034e-08 | 0.0088147 | 3.6383e-09
[120 empty] | 7.3.3.17.5 (Remote Grid) Updates to grid topology to minimize risk of ignition in HFTDs Remote GridWLDFRVegetation ContactAggregated | WLDFR | HFTD - Distribution - Tier 3 - 3QU CoRE ¦ 2QU LoRE | Red Flag Warning - Destructive Fires | Vegetation Contact | Aggregated | 2062 | 4.0154e-06 | 595.3479 | 0.0023906 | 2062 | Mitigation | 0.95 | 45 | 0 | esc | 0.00097009 | 3.8953e-09 | 0.00097009 | 3.8953e-09 | 0.0027911 | 2.9034e-08 | 0.0088147 | 3.6383e-09
[120 empty] | 7.3.3.17.5 (Remote Grid) Updates to grid topology to minimize risk of ignition in HFTDs Remote GridWLDFRVegetation ContactAggregated | WLDFR | HFTD - Distribution - Tier 3 - 3QU CoRE ¦ 2QU LoRE | Red Flag Warning - Destructive Fires | Vegetation Contact | Aggregated | 2063 | 4.0154e-06 | 595.3479 | 0.0023906 | 2063 | Mitigation | 0.95 | 45 | 0 | esc | 0.00097009 | 3.8953e-09 | 0.00097009 | 3.8953e-09 | 0.0027911 | 2.9034e-08 | 0.0088147 | 3.6383e-09
[120 empty] | 7.3.3.17.5 (Remote Grid) Updates to grid topology to minimize risk of ignition in HFTDs Remote GridWLDFRVegetation ContactAggregated | WLDFR | HFTD - Distribution - Tier 3 - 3QU CoRE ¦ 2QU LoRE | Red Flag Warning - Destructive Fires | Vegetation Contact | Aggregated | 2064 | 4.0154e-06 | 595.3479 | 0.0023906 | 2064 | Mitigation | 0.95 | 45 | 0 | esc | 0.00097009 | 3.8953e-09 | 0.00097009 | 3.8953e-09 | 0.0027911 | 2.9034e-08 | 0.0088147 | 3.6383e-09
[120 empty] | 7.3.3.17.5 (Remote Grid) Updates to grid topology to minimize risk of ignition in HFTDs Remote GridWLDFRVegetation ContactAggregated | WLDFR | HFTD - Distribution - Tier 3 - 3QU CoRE ¦ 2QU LoRE | Red Flag Warning - Destructive Fires | Vegetation Contact | Aggregated | 2065 | 4.0154e-06 | 595.3479 | 0.0023906 | 2065 | Mitigation | 0.95 | 45 | 0 | esc | 0.00097009 | 3.8953e-09 | 0.00097009 | 3.8953e-09 | 0.0027911 | 2.9034e-08 | 0.0088147 | 3.6383e-09
[120 empty] | 7.3.3.17.5 (Remote Grid) Updates to grid topology to minimize risk of ignition in HFTDs Remote GridWLDFRVegetation ContactAggregated | WLDFR | HFTD - Distribution - Tier 3 - 3QU CoRE ¦ 2QU LoRE | Red Flag Warning - Destructive Fires | Vegetation Contact | Aggregated | 2066 | 4.0154e-06 | 595.3479 | 0.0023906 | 2066 | Mitigation | 0.95 | 45 | 0 | esc | 0.00097009 | 3.8953e-09 | 0.00097009 | 3.8953e-09 | 0.0027911 | 2.9034e-08 | 0.0088147 | 3.6383e-09
[120 empty] | 7.3.3.17.5 (Remote Grid) Updates to grid topology to minimize risk of ignition in HFTDs Remote GridWLDFRVegetation ContactAggregated | WLDFR | HFTD - Distribution - Tier 3 - 3QU CoRE ¦ 2QU LoRE | Red Flag Warning - Destructive Fires | Vegetation Contact | Aggregated | 2067 | 4.0154e-06 | 595.3479 | 0.0023906 | 2067 | Mitigation | 0.95 | 45 | 0 | esc | 0 | 0 | 0.00097009 | 3.8953e-09 | 0.0027911 | 2.9034e-08 | 0.0088147 | 3.6383e-09
[120 empty] | 7.3.3.17.5 (Remote Grid) Updates to grid topology to minimize risk of ignition in HFTDs Remote GridWLDFREquipment / facility failureAggregated | WLDFR | HFTD - Distribution - Tier 3 - 3QU CoRE ¦ 2QU LoRE | Red Flag Warning - Large Fires | Equipment / facility failure | Aggregated | 2022 | 9.1596e-06 | 595.3479 | 0.0054532 | 2022 | Mitigation | 0.95 | 45 | 0 | esc | 0.00097009 | 8.8856e-09 | 0 | 0 | 0.0027911 | 2.9034e-08 | 0.0088147 | 3.6383e-09
[120 empty] | 7.3.3.17.5 (Remote Grid) Updates to grid topology to minimize risk of ignition in HFTDs Remote GridWLDFREquipment / facility failureAggregated | WLDFR | HFTD - Distribution - Tier 3 - 3QU CoRE ¦ 2QU LoRE | Red Flag Warning - Large Fires | Equipment / facility failure | Aggregated | 2023 | 9.1596e-06 | 595.3479 | 0.0054532 | 2023 | Mitigation | 0.95 | 45 | 0 | esc | 0.00097009 | 8.8856e-09 | 0.00097009 | 8.8856e-09 | 0.0027911 | 2.9034e-08 | 0.0088147 | 3.6383e-09
[120 empty] | 7.3.3.17.5 (Remote Grid) Updates to grid topology to minimize risk of ignition in HFTDs Remote GridWLDFREquipment / facility failureAggregated | WLDFR | HFTD - Distribution - Tier 3 - 3QU CoRE ¦ 2QU LoRE | Red Flag Warning - Large Fires | Equipment / facility failure | Aggregated | 2024 | 9.1596e-06 | 595.3479 | 0.0054532 | 2024 | Mitigation | 0.95 | 45 | 0 | esc | 0.00097009 | 8.8856e-09 | 0.00097009 | 8.8856e-09 | 0.0027911 | 2.9034e-08 | 0.0088147 | 3.6383e-09
[120 empty] | 7.3.3.17.5 (Remote Grid) Updates to grid topology to minimize risk of ignition in HFTDs Remote GridWLDFREquipment / facility failureAggregated | WLDFR | HFTD - Distribution - Tier 3 - 3QU CoRE ¦ 2QU LoRE | Red Flag Warning - Large Fires | Equipment / facility failure | Aggregated | 2025 | 9.1596e-06 | 595.3479 | 0.0054532 | 2025 | Mitigation | 0.95 | 45 | 0 | esc | 0.00097009 | 8.8856e-09 | 0.00097009 | 8.8856e-09 | 0.0027911 | 2.9034e-08 | 0.0088147 | 3.6383e-09
[120 empty] | 7.3.3.17.5 (Remote Grid) Updates to grid topology to minimize risk of ignition in HFTDs Remote GridWLDFREquipment / facility failureAggregated | WLDFR | HFTD - Distribution - Tier 3 - 3QU CoRE ¦ 2QU LoRE | Red Flag Warning - Large Fires | Equipment / facility failure | Aggregated | 2026 | 9.1596e-06 | 595.3479 | 0.0054532 | 2026 | Mitigation | 0.95 | 45 | 0 | esc | 0.00097009 | 8.8856e-09 | 0.00097009 | 8.8856e-09 | 0.0027911 | 2.9034e-08 | 0.0088147 | 3.6383e-09
[120 empty] | 7.3.3.17.5 (Remote Grid) Updates to grid topology to minimize risk of ignition in HFTDs Remote GridWLDFREquipment / facility failureAggregated | WLDFR | HFTD - Distribution - Tier 3 - 3QU CoRE ¦ 2QU LoRE | Red Flag Warning - Large Fires | Equipment / facility failure | Aggregated | 2027 | 9.1596e-06 | 595.3479 | 0.0054532 | 2027 | Mitigation | 0.95 | 45 | 0 | esc | 0.00097009 | 8.8856e-09 | 0.00097009 | 8.8856e-09 | 0.0027911 | 2.9034e-08 | 0.0088147 | 3.6383e-09
[120 empty] | 7.3.3.17.5 (Remote Grid) Updates to grid topology to minimize risk of ignition in HFTDs Remote GridWLDFREquipment / facility failureAggregated | WLDFR | HFTD - Distribution - Tier 3 - 3QU CoRE ¦ 2QU LoRE | Red Flag Warning - Large Fires | Equipment / facility failure | Aggregated | 2028 | 9.1596e-06 | 595.3479 | 0.0054532 | 2028 | Mitigation | 0.95 | 45 | 0 | esc | 0.00097009 | 8.8856e-09 | 0.00097009 | 8.8856e-09 | 0.0027911 | 2.9034e-08 | 0.0088147 | 3.6383e-09
[120 empty] | 7.3.3.17.5 (Remote Grid) Updates to grid topology to minimize risk of ignition in HFTDs Remote GridWLDFREquipment / facility failureAggregated | WLDFR | HFTD - Distribution - Tier 3 - 3QU CoRE ¦ 2QU LoRE | Red Flag Warning - Large Fires | Equipment / facility failure | Aggregated | 2029 | 9.1596e-06 | 595.3479 | 0.0054532 | 2029 | Mitigation | 0.95 | 45 | 0 | esc | 0.00097009 | 8.8856e-09 | 0.00097009 | 8.8856e-09 | 0.0027911 | 2.9034e-08 | 0.0088147 | 3.6383e-09
[120 empty] | 7.3.3.17.5 (Remote Grid) Updates to grid topology to minimize risk of ignition in HFTDs Remote GridWLDFREquipment / facility failureAggregated | WLDFR | HFTD - Distribution - Tier 3 - 3QU CoRE ¦ 2QU LoRE | Red Flag Warning - Large Fires | Equipment / facility failure | Aggregated | 2030 | 9.1596e-06 | 595.3479 | 0.0054532 | 2030 | Mitigation | 0.95 | 45 | 0 | esc | 0.00097009 | 8.8856e-09 | 0.00097009 | 8.8856e-09 | 0.0027911 | 2.9034e-08 | 0 | 0
[120 empty] | 7.3.3.17.5 (Remote Grid) Updates to grid topology to minimize risk of ignition in HFTDs Remote GridWLDFREquipment / facility failureAggregated | WLDFR | HFTD - Distribution - Tier 3 - 3QU CoRE ¦ 2QU LoRE | Red Flag Warning - Large Fires | Equipment / facility failure | Aggregated | 2031 | 9.1596e-06 | 595.3479 | 0.0054532 | 2031 | Mitigation | 0.95 | 45 | 0 | esc | 0.00097009 | 8.8856e-09 | 0.00097009 | 8.8856e-09 | 0.0027911 | 2.9034e-08 | 0 | 0
[120 empty] | 7.3.3.17.5 (Remote Grid) Updates to grid topology to minimize risk of ignition in HFTDs Remote GridWLDFREquipment / facility failureAggregated | WLDFR | HFTD - Distribution - Tier 3 - 3QU CoRE ¦ 2QU LoRE | Red Flag Warning - Large Fires | Equipment / facility failure | Aggregated | 2032 | 9.1596e-06 | 595.3479 | 0.0054532 | 2032 | Mitigation | 0.95 | 45 | 0 | esc | 0.00097009 | 8.8856e-09 | 0.00097009 | 8.8856e-09 | 0 | 0 | 0.013543 | 7.7481e-12
[120 empty] | 7.3.3.17.5 (Remote Grid) Updates to grid topology to minimize risk of ignition in HFTDs Remote GridWLDFREquipment / facility failureAggregated | WLDFR | HFTD - Distribution - Tier 3 - 3QU CoRE ¦ 2QU LoRE | Red Flag Warning - Large Fires | Equipment / facility failure | Aggregated | 2033 | 9.1596e-06 | 595.3479 | 0.0054532 | 2033 | Mitigation | 0.95 | 45 | 0 | esc | 0.00097009 | 8.8856e-09 | 0.00097009 | 8.8856e-09 | 0.0027911 | 2.6655e-08 | 0.013543 | 7.7481e-12
[120 empty] | 7.3.3.17.5 (Remote Grid) Updates to grid topology to minimize risk of ignition in HFTDs Remote GridWLDFREquipment / facility failureAggregated | WLDFR | HFTD - Distribution - Tier 3 - 3QU CoRE ¦ 2QU LoRE | Red Flag Warning - Large Fires | Equipment / facility failure | Aggregated | 2034 | 9.1596e-06 | 595.3479 | 0.0054532 | 2034 | Mitigation | 0.95 | 45 | 0 | esc | 0.00097009 | 8.8856e-09 | 0.00097009 | 8.8856e-09 | 0.0027911 | 2.6655e-08 | 0.013543 | 7.7481e-12
[120 empty] | 7.3.3.17.5 (Remote Grid) Updates to grid topology to minimize risk of ignition in HFTDs Remote GridWLDFREquipment / facility failureAggregated | WLDFR | HFTD - Distribution - Tier 3 - 3QU CoRE ¦ 2QU LoRE | Red Flag Warning - Large Fires | Equipment / facility failure | Aggregated | 2035 | 9.1596e-06 | 595.3479 | 0.0054532 | 2035 | Mitigation | 0.95 | 45 | 0 | esc | 0.00097009 | 8.8856e-09 | 0.00097009 | 8.8856e-09 | 0.0027911 | 2.6655e-08 | 0.013543 | 7.7481e-12
[120 empty] | 7.3.3.17.5 (Remote Grid) Updates to grid topology to minimize risk of ignition in HFTDs Remote GridWLDFREquipment / facility failureAggregated | WLDFR | HFTD - Distribution - Tier 3 - 3QU CoRE ¦ 2QU LoRE | Red Flag Warning - Large Fires | Equipment / facility failure | Aggregated | 2036 | 9.1596e-06 | 595.3479 | 0.0054532 | 2036 | Mitigation | 0.95 | 45 | 0 | esc | 0.00097009 | 8.8856e-09 | 0.00097009 | 8.8856e-09 | 0.0027911 | 2.6655e-08 | 0.013543 | 7.7481e-12
[120 empty] | 7.3.3.17.5 (Remote Grid) Updates to grid topology to minimize risk of ignition in HFTDs Remote GridWLDFREquipment / facility failureAggregated | WLDFR | HFTD - Distribution - Tier 3 - 3QU CoRE ¦ 2QU LoRE | Red Flag Warning - Large Fires | Equipment / facility failure | Aggregated | 2037 | 9.1596e-06 | 595.3479 | 0.0054532 | 2037 | Mitigation | 0.95 | 45 | 0 | esc | 0.00097009 | 8.8856e-09 | 0.00097009 | 8.8856e-09 | 0.0027911 | 2.6655e-08 | 0.013543 | 7.7481e-12
[120 empty] | 7.3.3.17.5 (Remote Grid) Updates to grid topology to minimize risk of ignition in HFTDs Remote GridWLDFREquipment / facility failureAggregated | WLDFR | HFTD - Distribution - Tier 3 - 3QU CoRE ¦ 2QU LoRE | Red Flag Warning - Large Fires | Equipment / facility failure | Aggregated | 2038 | 9.1596e-06 | 595.3479 | 0.0054532 | 2038 | Mitigation | 0.95 | 45 | 0 | esc | 0.00097009 | 8.8856e-09 | 0.00097009 | 8.8856e-09 | 0.0027911 | 2.6655e-08 | 0.013543 | 7.7481e-12
[120 empty] | 7.3.3.17.5 (Remote Grid) Updates to grid topology to minimize risk of ignition in HFTDs Remote GridWLDFREquipment / facility failureAggregated | WLDFR | HFTD - Distribution - Tier 3 - 3QU CoRE ¦ 2QU LoRE | Red Flag Warning - Large Fires | Equipment / facility failure | Aggregated | 2039 | 9.1596e-06 | 595.3479 | 0.0054532 | 2039 | Mitigation | 0.95 | 45 | 0 | esc | 0.00097009 | 8.8856e-09 | 0.00097009 | 8.8856e-09 | 0.0027911 | 2.6655e-08 | 0.013543 | 7.7481e-12
[120 empty] | 7.3.3.17.5 (Remote Grid) Updates to grid topology to minimize risk of ignition in HFTDs Remote GridWLDFREquipment / facility failureAggregated | WLDFR | HFTD - Distribution - Tier 3 - 3QU CoRE ¦ 2QU LoRE | Red Flag Warning - Large Fires | Equipment / facility failure | Aggregated | 2040 | 9.1596e-06 | 595.3479 | 0.0054532 | 2040 | Mitigation | 0.95 | 45 | 0 | esc | 0.00097009 | 8.8856e-09 | 0.00097009 | 8.8856e-09 | 0.0027911 | 2.6655e-08 | 0.013543 | 7.7481e-12
[120 empty] | 7.3.3.17.5 (Remote Grid) Updates to grid topology to minimize risk of ignition in HFTDs Remote GridWLDFREquipment / facility failureAggregated | WLDFR | HFTD - Distribution - Tier 3 - 3QU CoRE ¦ 2QU LoRE | Red Flag Warning - Large Fires | Equipment / facility failure | Aggregated | 2041 | 9.1596e-06 | 595.3479 | 0.0054532 | 2041 | Mitigation | 0.95 | 45 | 0 | esc | 0.00097009 | 8.8856e-09 | 0.00097009 | 8.8856e-09 | 0.0027911 | 2.6655e-08 | 0.013543 | 7.7481e-12
[120 empty] | 7.3.3.17.5 (Remote Grid) Updates to grid topology to minimize risk of ignition in HFTDs Remote GridWLDFREquipment / facility failureAggregated | WLDFR | HFTD - Distribution - Tier 3 - 3QU CoRE ¦ 2QU LoRE | Red Flag Warning - Large Fires | Equipment / facility failure | Aggregated | 2042 | 9.1596e-06 | 595.3479 | 0.0054532 | 2042 | Mitigation | 0.95 | 45 | 0 | esc | 0.00097009 | 8.8856e-09 | 0.00097009 | 8.8856e-09 | 0.0027911 | 2.6655e-08 | 0.013543 | 7.7481e-12
[120 empty] | 7.3.3.17.5 (Remote Grid) Updates to grid topology to minimize risk of ignition in HFTDs Remote GridWLDFREquipment / facility failureAggregated | WLDFR | HFTD - Distribution - Tier 3 - 3QU CoRE ¦ 2QU LoRE | Red Flag Warning - Large Fires | Equipment / facility failure | Aggregated | 2043 | 9.1596e-06 | 595.3479 | 0.0054532 | 2043 | Mitigation | 0.95 | 45 | 0 | esc | 0.00097009 | 8.8856e-09 | 0.00097009 | 8.8856e-09 | 0.0027911 | 2.6655e-08 | 0.013543 | 7.7481e-12
[120 empty] | 7.3.3.17.5 (Remote Grid) Updates to grid topology to minimize risk of ignition in HFTDs Remote GridWLDFREquipment / facility failureAggregated | WLDFR | HFTD - Distribution - Tier 3 - 3QU CoRE ¦ 2QU LoRE | Red Flag Warning - Large Fires | Equipment / facility failure | Aggregated | 2044 | 9.1596e-06 | 595.3479 | 0.0054532 | 2044 | Mitigation | 0.95 | 45 | 0 | esc | 0.00097009 | 8.8856e-09 | 0.00097009 | 8.8856e-09 | 0.0027911 | 2.6655e-08 | 0.013543 | 7.7481e-12
[120 empty] | 7.3.3.17.5 (Remote Grid) Updates to grid topology to minimize risk of ignition in HFTDs Remote GridWLDFREquipment / facility failureAggregated | WLDFR | HFTD - Distribution - Tier 3 - 3QU CoRE ¦ 2QU LoRE | Red Flag Warning - Large Fires | Equipment / facility failure | Aggregated | 2045 | 9.1596e-06 | 595.3479 | 0.0054532 | 2045 | Mitigation | 0.95 | 45 | 0 | esc | 0.00097009 | 8.8856e-09 | 0.00097009 | 8.8856e-09 | 0.0027911 | 2.6655e-08 | 0.013543 | 7.7481e-12
[120 empty] | 7.3.3.17.5 (Remote Grid) Updates to grid topology to minimize risk of ignition in HFTDs Remote GridWLDFREquipment / facility failureAggregated | WLDFR | HFTD - Distribution - Tier 3 - 3QU CoRE ¦ 2QU LoRE | Red Flag Warning - Large Fires | Equipment / facility failure | Aggregated | 2046 | 9.1596e-06 | 595.3479 | 0.0054532 | 2046 | Mitigation | 0.95 | 45 | 0 | esc | 0.00097009 | 8.8856e-09 | 0.00097009 | 8.8856e-09 | 0.0027911 | 2.6655e-08 | 0.013543 | 7.7481e-12
[120 empty] | 7.3.3.17.5 (Remote Grid) Updates to grid topology to minimize risk of ignition in HFTDs Remote GridWLDFREquipment / facility failureAggregated | WLDFR | HFTD - Distribution - Tier 3 - 3QU CoRE ¦ 2QU LoRE | Red Flag Warning - Large Fires | Equipment / facility failure | Aggregated | 2047 | 9.1596e-06 | 595.3479 | 0.0054532 | 2047 | Mitigation | 0.95 | 45 | 0 | esc | 0.00097009 | 8.8856e-09 | 0.00097009 | 8.8856e-09 | 0.0027911 | 2.6655e-08 | 0.013543 | 7.7481e-12
[120 empty] | 7.3.3.17.5 (Remote Grid) Updates to grid topology to minimize risk of ignition in HFTDs Remote GridWLDFREquipment / facility failureAggregated | WLDFR | HFTD - Distribution - Tier 3 - 3QU CoRE ¦ 2QU LoRE | Red Flag Warning - Large Fires | Equipment / facility failure | Aggregated | 2048 | 9.1596e-06 | 595.3479 | 0.0054532 | 2048 | Mitigation | 0.95 | 45 | 0 | esc | 0.00097009 | 8.8856e-09 | 0.00097009 | 8.8856e-09 | 0.0027911 | 2.6655e-08 | 0.013543 | 7.7481e-12
[120 empty] | 7.3.3.17.5 (Remote Grid) Updates to grid topology to minimize risk of ignition in HFTDs Remote GridWLDFREquipment / facility failureAggregated | WLDFR | HFTD - Distribution - Tier 3 - 3QU CoRE ¦ 2QU LoRE | Red Flag Warning - Large Fires | Equipment / facility failure | Aggregated | 2049 | 9.1596e-06 | 595.3479 | 0.0054532 | 2049 | Mitigation | 0.95 | 45 | 0 | esc | 0.00097009 | 8.8856e-09 | 0.00097009 | 8.8856e-09 | 0.0027911 | 2.6655e-08 | 0.013543 | 7.7481e-12
[120 empty] | 7.3.3.17.5 (Remote Grid) Updates to grid topology to minimize risk of ignition in HFTDs Remote GridWLDFREquipment / facility failureAggregated | WLDFR | HFTD - Distribution - Tier 3 - 3QU CoRE ¦ 2QU LoRE | Red Flag Warning - Large Fires | Equipment / facility failure | Aggregated | 2050 | 9.1596e-06 | 595.3479 | 0.0054532 | 2050 | Mitigation | 0.95 | 45 | 0 | esc | 0.00097009 | 8.8856e-09 | 0.00097009 | 8.8856e-09 | 0.0027911 | 2.6655e-08 | 0.013543 | 7.7481e-12
[120 empty] | 7.3.3.17.5 (Remote Grid) Updates to grid topology to minimize risk of ignition in HFTDs Remote GridWLDFREquipment / facility failureAggregated | WLDFR | HFTD - Distribution - Tier 3 - 3QU CoRE ¦ 2QU LoRE | Red Flag Warning - Large Fires | Equipment / facility failure | Aggregated | 2051 | 9.1596e-06 | 595.3479 | 0.0054532 | 2051 | Mitigation | 0.95 | 45 | 0 | esc | 0.00097009 | 8.8856e-09 | 0.00097009 | 8.8856e-09 | 0.0027911 | 2.6655e-08 | 0.013543 | 7.7481e-12
[120 empty] | 7.3.3.17.5 (Remote Grid) Updates to grid topology to minimize risk of ignition in HFTDs Remote GridWLDFREquipment / facility failureAggregated | WLDFR | HFTD - Distribution - Tier 3 - 3QU CoRE ¦ 2QU LoRE | Red Flag Warning - Large Fires | Equipment / facility failure | Aggregated | 2052 | 9.1596e-06 | 595.3479 | 0.0054532 | 2052 | Mitigation | 0.95 | 45 | 0 | esc | 0.00097009 | 8.8856e-09 | 0.00097009 | 8.8856e-09 | 0.0027911 | 2.6655e-08 | 0.013543 | 7.7481e-12
[120 empty] | 7.3.3.17.5 (Remote Grid) Updates to grid topology to minimize risk of ignition in HFTDs Remote GridWLDFREquipment / facility failureAggregated | WLDFR | HFTD - Distribution - Tier 3 - 3QU CoRE ¦ 2QU LoRE | Red Flag Warning - Large Fires | Equipment / facility failure | Aggregated | 2053 | 9.1596e-06 | 595.3479 | 0.0054532 | 2053 | Mitigation | 0.95 | 45 | 0 | esc | 0.00097009 | 8.8856e-09 | 0.00097009 | 8.8856e-09 | 0.0027911 | 2.6655e-08 | 0.013543 | 7.7481e-12
[120 empty] | 7.3.3.17.5 (Remote Grid) Updates to grid topology to minimize risk of ignition in HFTDs Remote GridWLDFREquipment / facility failureAggregated | WLDFR | HFTD - Distribution - Tier 3 - 3QU CoRE ¦ 2QU LoRE | Red Flag Warning - Large Fires | Equipment / facility failure | Aggregated | 2054 | 9.1596e-06 | 595.3479 | 0.0054532 | 2054 | Mitigation | 0.95 | 45 | 0 | esc | 0.00097009 | 8.8856e-09 | 0.00097009 | 8.8856e-09 | 0.0027911 | 2.6655e-08 | 0.013543 | 7.7481e-12
[120 empty] | 7.3.3.17.5 (Remote Grid) Updates to grid topology to minimize risk of ignition in HFTDs Remote GridWLDFREquipment / facility failureAggregated | WLDFR | HFTD - Distribution - Tier 3 - 3QU CoRE ¦ 2QU LoRE | Red Flag Warning - Large Fires | Equipment / facility failure | Aggregated | 2055 | 9.1596e-06 | 595.3479 | 0.0054532 | 2055 | Mitigation | 0.95 | 45 | 0 | esc | 0.00097009 | 8.8856e-09 | 0.00097009 | 8.8856e-09 | 0.0027911 | 2.6655e-08 | 0.013543 | 7.7481e-12
[120 empty] | 7.3.3.17.5 (Remote Grid) Updates to grid topology to minimize risk of ignition in HFTDs Remote GridWLDFREquipment / facility failureAggregated | WLDFR | HFTD - Distribution - Tier 3 - 3QU CoRE ¦ 2QU LoRE | Red Flag Warning - Large Fires | Equipment / facility failure | Aggregated | 2056 | 9.1596e-06 | 595.3479 | 0.0054532 | 2056 | Mitigation | 0.95 | 45 | 0 | esc | 0.00097009 | 8.8856e-09 | 0.00097009 | 8.8856e-09 | 0.0027911 | 2.6655e-08 | 0.013543 | 7.7481e-12
[120 empty] | 7.3.3.17.5 (Remote Grid) Updates to grid topology to minimize risk of ignition in HFTDs Remote GridWLDFREquipment / facility failureAggregated | WLDFR | HFTD - Distribution - Tier 3 - 3QU CoRE ¦ 2QU LoRE | Red Flag Warning - Large Fires | Equipment / facility failure | Aggregated | 2057 | 9.1596e-06 | 595.3479 | 0.0054532 | 2057 | Mitigation | 0.95 | 45 | 0 | esc | 0.00097009 | 8.8856e-09 | 0.00097009 | 8.8856e-09 | 0.0027911 | 2.6655e-08 | 0.013543 | 7.7481e-12
[120 empty] | 7.3.3.17.5 (Remote Grid) Updates to grid topology to minimize risk of ignition in HFTDs Remote GridWLDFREquipment / facility failureAggregated | WLDFR | HFTD - Distribution - Tier 3 - 3QU CoRE ¦ 2QU LoRE | Red Flag Warning - Large Fires | Equipment / facility failure | Aggregated | 2058 | 9.1596e-06 | 595.3479 | 0.0054532 | 2058 | Mitigation | 0.95 | 45 | 0 | esc | 0.00097009 | 8.8856e-09 | 0.00097009 | 8.8856e-09 | 0.0027911 | 2.6655e-08 | 0.013543 | 7.7481e-12
[120 empty] | 7.3.3.17.5 (Remote Grid) Updates to grid topology to minimize risk of ignition in HFTDs Remote GridWLDFREquipment / facility failureAggregated | WLDFR | HFTD - Distribution - Tier 3 - 3QU CoRE ¦ 2QU LoRE | Red Flag Warning - Large Fires | Equipment / facility failure | Aggregated | 2059 | 9.1596e-06 | 595.3479 | 0.0054532 | 2059 | Mitigation | 0.95 | 45 | 0 | esc | 0.00097009 | 8.8856e-09 | 0.00097009 | 8.8856e-09 | 0.0027911 | 2.6655e-08 | 0.013543 | 7.7481e-12
[120 empty] | 7.3.3.17.5 (Remote Grid) Updates to grid topology to minimize risk of ignition in HFTDs Remote GridWLDFREquipment / facility failureAggregated | WLDFR | HFTD - Distribution - Tier 3 - 3QU CoRE ¦ 2QU LoRE | Red Flag Warning - Large Fires | Equipment / facility failure | Aggregated | 2060 | 9.1596e-06 | 595.3479 | 0.0054532 | 2060 | Mitigation | 0.95 | 45 | 0 | esc | 0.00097009 | 8.8856e-09 | 0.00097009 | 8.8856e-09 | 0.0027911 | 2.6655e-08 | 0.013543 | 7.7481e-12
[120 empty] | 7.3.3.17.5 (Remote Grid) Updates to grid topology to minimize risk of ignition in HFTDs Remote GridWLDFREquipment / facility failureAggregated | WLDFR | HFTD - Distribution - Tier 3 - 3QU CoRE ¦ 2QU LoRE | Red Flag Warning - Large Fires | Equipment / facility failure | Aggregated | 2061 | 9.1596e-06 | 595.3479 | 0.0054532 | 2061 | Mitigation | 0.95 | 45 | 0 | esc | 0.00097009 | 8.8856e-09 | 0.00097009 | 8.8856e-09 | 0.0027911 | 2.6655e-08 | 0.013543 | 7.7481e-12
[120 empty] | 7.3.3.17.5 (Remote Grid) Updates to grid topology to minimize risk of ignition in HFTDs Remote GridWLDFREquipment / facility failureAggregated | WLDFR | HFTD - Distribution - Tier 3 - 3QU CoRE ¦ 2QU LoRE | Red Flag Warning - Large Fires | Equipment / facility failure | Aggregated | 2062 | 9.1596e-06 | 595.3479 | 0.0054532 | 2062 | Mitigation | 0.95 | 45 | 0 | esc | 0.00097009 | 8.8856e-09 | 0.00097009 | 8.8856e-09 | 0.0027911 | 2.6655e-08 | 0 | 0
[120 empty] | 7.3.3.17.5 (Remote Grid) Updates to grid topology to minimize risk of ignition in HFTDs Remote GridWLDFREquipment / facility failureAggregated | WLDFR | HFTD - Distribution - Tier 3 - 3QU CoRE ¦ 2QU LoRE | Red Flag Warning - Large Fires | Equipment / facility failure | Aggregated | 2063 | 9.1596e-06 | 595.3479 | 0.0054532 | 2063 | Mitigation | 0.95 | 45 | 0 | esc | 0.00097009 | 8.8856e-09 | 0.00097009 | 8.8856e-09 | 0.0027911 | 2.6655e-08 | 0 | 0
[120 empty] | 7.3.3.17.5 (Remote Grid) Updates to grid topology to minimize risk of ignition in HFTDs Remote GridWLDFREquipment / facility failureAggregated | WLDFR | HFTD - Distribution - Tier 3 - 3QU CoRE ¦ 2QU LoRE | Red Flag Warning - Large Fires | Equipment / facility failure | Aggregated | 2064 | 9.1596e-06 | 595.3479 | 0.0054532 | 2064 | Mitigation | 0.95 | 45 | 0 | esc | 0.00097009 | 8.8856e-09 | 0.00097009 | 8.8856e-09 | 0.0027911 | 2.6655e-08 | 0.0013359 | 1.3848e-11
[120 empty] | 7.3.3.17.5 (Remote Grid) Updates to grid topology to minimize risk of ignition in HFTDs Remote GridWLDFREquipment / facility failureAggregated | WLDFR | HFTD - Distribution - Tier 3 - 3QU CoRE ¦ 2QU LoRE | Red Flag Warning - Large Fires | Equipment / facility failure | Aggregated | 2065 | 9.1596e-06 | 595.3479 | 0.0054532 | 2065 | Mitigation | 0.95 | 45 | 0 | esc | 0.00097009 | 8.8856e-09 | 0.00097009 | 8.8856e-09 | 0.0027911 | 2.6655e-08 | 0.0013359 | 1.3848e-11
[120 empty] | 7.3.3.17.5 (Remote Grid) Updates to grid topology to minimize risk of ignition in HFTDs Remote GridWLDFREquipment / facility failureAggregated | WLDFR | HFTD - Distribution - Tier 3 - 3QU CoRE ¦ 2QU LoRE | Red Flag Warning - Large Fires | Equipment / facility failure | Aggregated | 2066 | 9.1596e-06 | 595.3479 | 0.0054532 | 2066 | Mitigation | 0.95 | 45 | 0 | esc | 0.00097009 | 8.8856e-09 | 0.00097009 | 8.8856e-09 | 0.0027911 | 2.6655e-08 | 0.0013359 | 1.3848e-11
[120 empty] | 7.3.3.17.5 (Remote Grid) Updates to grid topology to minimize risk of ignition in HFTDs Remote GridWLDFREquipment / facility failureAggregated | WLDFR | HFTD - Distribution - Tier 3 - 3QU CoRE ¦ 2QU LoRE | Red Flag Warning - Large Fires | Equipment / facility failure | Aggregated | 2067 | 9.1596e-06 | 595.3479 | 0.0054532 | 2067 | Mitigation | 0.95 | 45 | 0 | esc | 0 | 0 | 0.00097009 | 8.8856e-09 | 0.0027911 | 2.6655e-08 | 0.0013359 | 1.3848e-11
[120 empty] | 7.3.3.17.5 (Remote Grid) Updates to grid topology to minimize risk of ignition in HFTDs Remote GridWLDFRVegetation ContactAggregated | WLDFR | HFTD - Distribution - Tier 3 - 3QU CoRE ¦ 2QU LoRE | Red Flag Warning - Large Fires | Vegetation Contact | Aggregated | 2022 | 2.7924e-05 | 595.3479 | 0.016625 | 2022 | Mitigation | 0.95 | 45 | 0 | esc | 0.00097009 | 2.7089e-08 | 0 | 0 | 0.0027911 | 2.6655e-08 | 0.0013359 | 1.3848e-11
[120 empty] | 7.3.3.17.5 (Remote Grid) Updates to grid topology to minimize risk of ignition in HFTDs Remote GridWLDFRVegetation ContactAggregated | WLDFR | HFTD - Distribution - Tier 3 - 3QU CoRE ¦ 2QU LoRE | Red Flag Warning - Large Fires | Vegetation Contact | Aggregated | 2023 | 2.7924e-05 | 595.3479 | 0.016625 | 2023 | Mitigation | 0.95 | 45 | 0 | esc | 0.00097009 | 2.7089e-08 | 0.00097009 | 2.7089e-08 | 0.0027911 | 2.6655e-08 | 0.0013359 | 1.3848e-11
[120 empty] | 7.3.3.17.5 (Remote Grid) Updates to grid topology to minimize risk of ignition in HFTDs Remote GridWLDFRVegetation ContactAggregated | WLDFR | HFTD - Distribution - Tier 3 - 3QU CoRE ¦ 2QU LoRE | Red Flag Warning - Large Fires | Vegetation Contact | Aggregated | 2024 | 2.7924e-05 | 595.3479 | 0.016625 | 2024 | Mitigation | 0.95 | 45 | 0 | esc | 0.00097009 | 2.7089e-08 | 0.00097009 | 2.7089e-08 | 0.0027911 | 2.6655e-08 | 0.0013359 | 1.3848e-11
[120 empty] | 7.3.3.17.5 (Remote Grid) Updates to grid topology to minimize risk of ignition in HFTDs Remote GridWLDFRVegetation ContactAggregated | WLDFR | HFTD - Distribution - Tier 3 - 3QU CoRE ¦ 2QU LoRE | Red Flag Warning - Large Fires | Vegetation Contact | Aggregated | 2025 | 2.7924e-05 | 595.3479 | 0.016625 | 2025 | Mitigation | 0.95 | 45 | 0 | esc | 0.00097009 | 2.7089e-08 | 0.00097009 | 2.7089e-08 | 0.0027911 | 2.6655e-08 | 0.0013359 | 1.3848e-11
[120 empty] | 7.3.3.17.5 (Remote Grid) Updates to grid topology to minimize risk of ignition in HFTDs Remote GridWLDFRVegetation ContactAggregated | WLDFR | HFTD - Distribution - Tier 3 - 3QU CoRE ¦ 2QU LoRE | Red Flag Warning - Large Fires | Vegetation Contact | Aggregated | 2026 | 2.7924e-05 | 595.3479 | 0.016625 | 2026 | Mitigation | 0.95 | 45 | 0 | esc | 0.00097009 | 2.7089e-08 | 0.00097009 | 2.7089e-08 | 0.0027911 | 2.6655e-08 | 0.0013359 | 1.3848e-11
[120 empty] | 7.3.3.17.5 (Remote Grid) Updates to grid topology to minimize risk of ignition in HFTDs Remote GridWLDFRVegetation ContactAggregated | WLDFR | HFTD - Distribution - Tier 3 - 3QU CoRE ¦ 2QU LoRE | Red Flag Warning - Large Fires | Vegetation Contact | Aggregated | 2027 | 2.7924e-05 | 595.3479 | 0.016625 | 2027 | Mitigation | 0.95 | 45 | 0 | esc | 0.00097009 | 2.7089e-08 | 0.00097009 | 2.7089e-08 | 0.0027911 | 2.6655e-08 | 0.0013359 | 1.3848e-11
[120 empty] | 7.3.3.17.5 (Remote Grid) Updates to grid topology to minimize risk of ignition in HFTDs Remote GridWLDFRVegetation ContactAggregated | WLDFR | HFTD - Distribution - Tier 3 - 3QU CoRE ¦ 2QU LoRE | Red Flag Warning - Large Fires | Vegetation Contact | Aggregated | 2028 | 2.7924e-05 | 595.3479 | 0.016625 | 2028 | Mitigation | 0.95 | 45 | 0 | esc | 0.00097009 | 2.7089e-08 | 0.00097009 | 2.7089e-08 | 0.0027911 | 2.6655e-08 | 0.0013359 | 1.3848e-11
[120 empty] | 7.3.3.17.5 (Remote Grid) Updates to grid topology to minimize risk of ignition in HFTDs Remote GridWLDFRVegetation ContactAggregated | WLDFR | HFTD - Distribution - Tier 3 - 3QU CoRE ¦ 2QU LoRE | Red Flag Warning - Large Fires | Vegetation Contact | Aggregated | 2029 | 2.7924e-05 | 595.3479 | 0.016625 | 2029 | Mitigation | 0.95 | 45 | 0 | esc | 0.00097009 | 2.7089e-08 | 0.00097009 | 2.7089e-08 | 0.0027911 | 2.6655e-08 | 0.0013359 | 1.3848e-11
[120 empty] | 7.3.3.17.5 (Remote Grid) Updates to grid topology to minimize risk of ignition in HFTDs Remote GridWLDFRVegetation ContactAggregated | WLDFR | HFTD - Distribution - Tier 3 - 3QU CoRE ¦ 2QU LoRE | Red Flag Warning - Large Fires | Vegetation Contact | Aggregated | 2030 | 2.7924e-05 | 595.3479 | 0.016625 | 2030 | Mitigation | 0.95 | 45 | 0 | esc | 0.00097009 | 2.7089e-08 | 0.00097009 | 2.7089e-08 | 0.0027911 | 2.6655e-08 | 0.0013359 | 1.3848e-11
[120 empty] | 7.3.3.17.5 (Remote Grid) Updates to grid topology to minimize risk of ignition in HFTDs Remote GridWLDFRVegetation ContactAggregated | WLDFR | HFTD - Distribution - Tier 3 - 3QU CoRE ¦ 2QU LoRE | Red Flag Warning - Large Fires | Vegetation Contact | Aggregated | 2031 | 2.7924e-05 | 595.3479 | 0.016625 | 2031 | Mitigation | 0.95 | 45 | 0 | esc | 0.00097009 | 2.7089e-08 | 0.00097009 | 2.7089e-08 | 0.0027911 | 2.6655e-08 | 0.0013359 | 1.3848e-11
[120 empty] | 7.3.3.17.5 (Remote Grid) Updates to grid topology to minimize risk of ignition in HFTDs Remote GridWLDFRVegetation ContactAggregated | WLDFR | HFTD - Distribution - Tier 3 - 3QU CoRE ¦ 2QU LoRE | Red Flag Warning - Large Fires | Vegetation Contact | Aggregated | 2032 | 2.7924e-05 | 595.3479 | 0.016625 | 2032 | Mitigation | 0.95 | 45 | 0 | esc | 0.00097009 | 2.7089e-08 | 0.00097009 | 2.7089e-08 | 0.0027911 | 2.6655e-08 | 0.0013359 | 1.3848e-11
[120 empty] | 7.3.3.17.5 (Remote Grid) Updates to grid topology to minimize risk of ignition in HFTDs Remote GridWLDFRVegetation ContactAggregated | WLDFR | HFTD - Distribution - Tier 3 - 3QU CoRE ¦ 2QU LoRE | Red Flag Warning - Large Fires | Vegetation Contact | Aggregated | 2033 | 2.7924e-05 | 595.3479 | 0.016625 | 2033 | Mitigation | 0.95 | 45 | 0 | esc | 0.00097009 | 2.7089e-08 | 0.00097009 | 2.7089e-08 | 0.0027911 | 2.6655e-08 | 0.0013359 | 1.3848e-11
[120 empty] | 7.3.3.17.5 (Remote Grid) Updates to grid topology to minimize risk of ignition in HFTDs Remote GridWLDFRVegetation ContactAggregated | WLDFR | HFTD - Distribution - Tier 3 - 3QU CoRE ¦ 2QU LoRE | Red Flag Warning - Large Fires | Vegetation Contact | Aggregated | 2034 | 2.7924e-05 | 595.3479 | 0.016625 | 2034 | Mitigation | 0.95 | 45 | 0 | esc | 0.00097009 | 2.7089e-08 | 0.00097009 | 2.7089e-08 | 0.0027911 | 2.6655e-08 | 0.0013359 | 1.3848e-11
[120 empty] | 7.3.3.17.5 (Remote Grid) Updates to grid topology to minimize risk of ignition in HFTDs Remote GridWLDFRVegetation ContactAggregated | WLDFR | HFTD - Distribution - Tier 3 - 3QU CoRE ¦ 2QU LoRE | Red Flag Warning - Large Fires | Vegetation Contact | Aggregated | 2035 | 2.7924e-05 | 595.3479 | 0.016625 | 2035 | Mitigation | 0.95 | 45 | 0 | esc | 0.00097009 | 2.7089e-08 | 0.00097009 | 2.7089e-08 | 0.0027911 | 2.6655e-08 | 0.0013359 | 1.3848e-11
[120 empty] | 7.3.3.17.5 (Remote Grid) Updates to grid topology to minimize risk of ignition in HFTDs Remote GridWLDFRVegetation ContactAggregated | WLDFR | HFTD - Distribution - Tier 3 - 3QU CoRE ¦ 2QU LoRE | Red Flag Warning - Large Fires | Vegetation Contact | Aggregated | 2036 | 2.7924e-05 | 595.3479 | 0.016625 | 2036 | Mitigation | 0.95 | 45 | 0 | esc | 0.00097009 | 2.7089e-08 | 0.00097009 | 2.7089e-08 | 0 | 0 | 0.0013359 | 1.3848e-11
[120 empty] | 7.3.3.17.5 (Remote Grid) Updates to grid topology to minimize risk of ignition in HFTDs Remote GridWLDFRVegetation ContactAggregated | WLDFR | HFTD - Distribution - Tier 3 - 3QU CoRE ¦ 2QU LoRE | Red Flag Warning - Large Fires | Vegetation Contact | Aggregated | 2037 | 2.7924e-05 | 595.3479 | 0.016625 | 2037 | Mitigation | 0.95 | 45 | 0 | esc | 0.00097009 | 2.7089e-08 | 0.00097009 | 2.7089e-08 | 0.0027911 | 8.4098e-08 | 0.0013359 | 1.3848e-11
[120 empty] | 7.3.3.17.5 (Remote Grid) Updates to grid topology to minimize risk of ignition in HFTDs Remote GridWLDFRVegetation ContactAggregated | WLDFR | HFTD - Distribution - Tier 3 - 3QU CoRE ¦ 2QU LoRE | Red Flag Warning - Large Fires | Vegetation Contact | Aggregated | 2038 | 2.7924e-05 | 595.3479 | 0.016625 | 2038 | Mitigation | 0.95 | 45 | 0 | esc | 0.00097009 | 2.7089e-08 | 0.00097009 | 2.7089e-08 | 0.0027911 | 8.4098e-08 | 0.0013359 | 1.3848e-11
[120 empty] | 7.3.3.17.5 (Remote Grid) Updates to grid topology to minimize risk of ignition in HFTDs Remote GridWLDFRVegetation ContactAggregated | WLDFR | HFTD - Distribution - Tier 3 - 3QU CoRE ¦ 2QU LoRE | Red Flag Warning - Large Fires | Vegetation Contact | Aggregated | 2039 | 2.7924e-05 | 595.3479 | 0.016625 | 2039 | Mitigation | 0.95 | 45 | 0 | esc | 0.00097009 | 2.7089e-08 | 0.00097009 | 2.7089e-08 | 0.0027911 | 8.4098e-08 | 0.0013359 | 1.3848e-11
[120 empty] | 7.3.3.17.5 (Remote Grid) Updates to grid topology to minimize risk of ignition in HFTDs Remote GridWLDFRVegetation ContactAggregated | WLDFR | HFTD - Distribution - Tier 3 - 3QU CoRE ¦ 2QU LoRE | Red Flag Warning - Large Fires | Vegetation Contact | Aggregated | 2040 | 2.7924e-05 | 595.3479 | 0.016625 | 2040 | Mitigation | 0.95 | 45 | 0 | esc | 0.00097009 | 2.7089e-08 | 0.00097009 | 2.7089e-08 | 0.0027911 | 8.4098e-08 | 0.0013359 | 1.3848e-11
[120 empty] | 7.3.3.17.5 (Remote Grid) Updates to grid topology to minimize risk of ignition in HFTDs Remote GridWLDFRVegetation ContactAggregated | WLDFR | HFTD - Distribution - Tier 3 - 3QU CoRE ¦ 2QU LoRE | Red Flag Warning - Large Fires | Vegetation Contact | Aggregated | 2041 | 2.7924e-05 | 595.3479 | 0.016625 | 2041 | Mitigation | 0.95 | 45 | 0 | esc | 0.00097009 | 2.7089e-08 | 0.00097009 | 2.7089e-08 | 0.0027911 | 8.4098e-08 | 0.0013359 | 1.3848e-11
[120 empty] | 7.3.3.17.5 (Remote Grid) Updates to grid topology to minimize risk of ignition in HFTDs Remote GridWLDFRVegetation ContactAggregated | WLDFR | HFTD - Distribution - Tier 3 - 3QU CoRE ¦ 2QU LoRE | Red Flag Warning - Large Fires | Vegetation Contact | Aggregated | 2042 | 2.7924e-05 | 595.3479 | 0.016625 | 2042 | Mitigation | 0.95 | 45 | 0 | esc | 0.00097009 | 2.7089e-08 | 0.00097009 | 2.7089e-08 | 0.0027911 | 8.4098e-08 | 0.0013359 | 1.3848e-11
[120 empty] | 7.3.3.17.5 (Remote Grid) Updates to grid topology to minimize risk of ignition in HFTDs Remote GridWLDFRVegetation ContactAggregated | WLDFR | HFTD - Distribution - Tier 3 - 3QU CoRE ¦ 2QU LoRE | Red Flag Warning - Large Fires | Vegetation Contact | Aggregated | 2043 | 2.7924e-05 | 595.3479 | 0.016625 | 2043 | Mitigation | 0.95 | 45 | 0 | esc | 0.00097009 | 2.7089e-08 | 0.00097009 | 2.7089e-08 | 0.0027911 | 8.4098e-08 | 0.0013359 | 1.3848e-11
[120 empty] | 7.3.3.17.5 (Remote Grid) Updates to grid topology to minimize risk of ignition in HFTDs Remote GridWLDFRVegetation ContactAggregated | WLDFR | HFTD - Distribution - Tier 3 - 3QU CoRE ¦ 2QU LoRE | Red Flag Warning - Large Fires | Vegetation Contact | Aggregated | 2044 | 2.7924e-05 | 595.3479 | 0.016625 | 2044 | Mitigation | 0.95 | 45 | 0 | esc | 0.00097009 | 2.7089e-08 | 0.00097009 | 2.7089e-08 | 0.0027911 | 8.4098e-08 | 0.0013359 | 1.3848e-11
[120 empty] | 7.3.3.17.5 (Remote Grid) Updates to grid topology to minimize risk of ignition in HFTDs Remote GridWLDFRVegetation ContactAggregated | WLDFR | HFTD - Distribution - Tier 3 - 3QU CoRE ¦ 2QU LoRE | Red Flag Warning - Large Fires | Vegetation Contact | Aggregated | 2045 | 2.7924e-05 | 595.3479 | 0.016625 | 2045 | Mitigation | 0.95 | 45 | 0 | esc | 0.00097009 | 2.7089e-08 | 0.00097009 | 2.7089e-08 | 0.0027911 | 8.4098e-08 | 0.0013359 | 1.3848e-11
[120 empty] | 7.3.3.17.5 (Remote Grid) Updates to grid topology to minimize risk of ignition in HFTDs Remote GridWLDFRVegetation ContactAggregated | WLDFR | HFTD - Distribution - Tier 3 - 3QU CoRE ¦ 2QU LoRE | Red Flag Warning - Large Fires | Vegetation Contact | Aggregated | 2046 | 2.7924e-05 | 595.3479 | 0.016625 | 2046 | Mitigation | 0.95 | 45 | 0 | esc | 0.00097009 | 2.7089e-08 | 0.00097009 | 2.7089e-08 | 0.0027911 | 8.4098e-08 | 0.0013359 | 1.3848e-11
[120 empty] | 7.3.3.17.5 (Remote Grid) Updates to grid topology to minimize risk of ignition in HFTDs Remote GridWLDFRVegetation ContactAggregated | WLDFR | HFTD - Distribution - Tier 3 - 3QU CoRE ¦ 2QU LoRE | Red Flag Warning - Large Fires | Vegetation Contact | Aggregated | 2047 | 2.7924e-05 | 595.3479 | 0.016625 | 2047 | Mitigation | 0.95 | 45 | 0 | esc | 0.00097009 | 2.7089e-08 | 0.00097009 | 2.7089e-08 | 0.0027911 | 8.4098e-08 | 0.0013359 | 1.3848e-11
[120 empty] | 7.3.3.17.5 (Remote Grid) Updates to grid topology to minimize risk of ignition in HFTDs Remote GridWLDFRVegetation ContactAggregated | WLDFR | HFTD - Distribution - Tier 3 - 3QU CoRE ¦ 2QU LoRE | Red Flag Warning - Large Fires | Vegetation Contact | Aggregated | 2048 | 2.7924e-05 | 595.3479 | 0.016625 | 2048 | Mitigation | 0.95 | 45 | 0 | esc | 0.00097009 | 2.7089e-08 | 0.00097009 | 2.7089e-08 | 0.0027911 | 8.4098e-08 | 0 | 0
[120 empty] | 7.3.3.17.5 (Remote Grid) Updates to grid topology to minimize risk of ignition in HFTDs Remote GridWLDFRVegetation ContactAggregated | WLDFR | HFTD - Distribution - Tier 3 - 3QU CoRE ¦ 2QU LoRE | Red Flag Warning - Large Fires | Vegetation Contact | Aggregated | 2049 | 2.7924e-05 | 595.3479 | 0.016625 | 2049 | Mitigation | 0.95 | 45 | 0 | esc | 0.00097009 | 2.7089e-08 | 0.00097009 | 2.7089e-08 | 0.0027911 | 8.4098e-08 | 0 | 0
[120 empty] | 7.3.3.17.5 (Remote Grid) Updates to grid topology to minimize risk of ignition in HFTDs Remote GridWLDFRVegetation ContactAggregated | WLDFR | HFTD - Distribution - Tier 3 - 3QU CoRE ¦ 2QU LoRE | Red Flag Warning - Large Fires | Vegetation Contact | Aggregated | 2050 | 2.7924e-05 | 595.3479 | 0.016625 | 2050 | Mitigation | 0.95 | 45 | 0 | esc | 0.00097009 | 2.7089e-08 | 0.00097009 | 2.7089e-08 | 0.0027911 | 8.4098e-08 | 0.0093813 | 4.3458e-10
[120 empty] | 7.3.3.17.5 (Remote Grid) Updates to grid topology to minimize risk of ignition in HFTDs Remote GridWLDFRVegetation ContactAggregated | WLDFR | HFTD - Distribution - Tier 3 - 3QU CoRE ¦ 2QU LoRE | Red Flag Warning - Large Fires | Vegetation Contact | Aggregated | 2051 | 2.7924e-05 | 595.3479 | 0.016625 | 2051 | Mitigation | 0.95 | 45 | 0 | esc | 0.00097009 | 2.7089e-08 | 0.00097009 | 2.7089e-08 | 0.0027911 | 8.4098e-08 | 0.0093813 | 4.3458e-10
[120 empty] | 7.3.3.17.5 (Remote Grid) Updates to grid topology to minimize risk of ignition in HFTDs Remote GridWLDFRVegetation ContactAggregated | WLDFR | HFTD - Distribution - Tier 3 - 3QU CoRE ¦ 2QU LoRE | Red Flag Warning - Large Fires | Vegetation Contact | Aggregated | 2052 | 2.7924e-05 | 595.3479 | 0.016625 | 2052 | Mitigation | 0.95 | 45 | 0 | esc | 0.00097009 | 2.7089e-08 | 0.00097009 | 2.7089e-08 | 0.0027911 | 8.4098e-08 | 0.0093813 | 4.3458e-10
[120 empty] | 7.3.3.17.5 (Remote Grid) Updates to grid topology to minimize risk of ignition in HFTDs Remote GridWLDFRVegetation ContactAggregated | WLDFR | HFTD - Distribution - Tier 3 - 3QU CoRE ¦ 2QU LoRE | Red Flag Warning - Large Fires | Vegetation Contact | Aggregated | 2053 | 2.7924e-05 | 595.3479 | 0.016625 | 2053 | Mitigation | 0.95 | 45 | 0 | esc | 0.00097009 | 2.7089e-08 | 0.00097009 | 2.7089e-08 | 0.0027911 | 8.4098e-08 | 0.0093813 | 4.3458e-10
[120 empty] | 7.3.3.17.5 (Remote Grid) Updates to grid topology to minimize risk of ignition in HFTDs Remote GridWLDFRVegetation ContactAggregated | WLDFR | HFTD - Distribution - Tier 3 - 3QU CoRE ¦ 2QU LoRE | Red Flag Warning - Large Fires | Vegetation Contact | Aggregated | 2054 | 2.7924e-05 | 595.3479 | 0.016625 | 2054 | Mitigation | 0.95 | 45 | 0 | esc | 0.00097009 | 2.7089e-08 | 0.00097009 | 2.7089e-08 | 0.0027911 | 8.4098e-08 | 0.0093813 | 4.3458e-10
[120 empty] | 7.3.3.17.5 (Remote Grid) Updates to grid topology to minimize risk of ignition in HFTDs Remote GridWLDFRVegetation ContactAggregated | WLDFR | HFTD - Distribution - Tier 3 - 3QU CoRE ¦ 2QU LoRE | Red Flag Warning - Large Fires | Vegetation Contact | Aggregated | 2055 | 2.7924e-05 | 595.3479 | 0.016625 | 2055 | Mitigation | 0.95 | 45 | 0 | esc | 0.00097009 | 2.7089e-08 | 0.00097009 | 2.7089e-08 | 0.0027911 | 8.4098e-08 | 0.0093813 | 4.3458e-10
[120 empty] | 7.3.3.17.5 (Remote Grid) Updates to grid topology to minimize risk of ignition in HFTDs Remote GridWLDFRVegetation ContactAggregated | WLDFR | HFTD - Distribution - Tier 3 - 3QU CoRE ¦ 2QU LoRE | Red Flag Warning - Large Fires | Vegetation Contact | Aggregated | 2056 | 2.7924e-05 | 595.3479 | 0.016625 | 2056 | Mitigation | 0.95 | 45 | 0 | esc | 0.00097009 | 2.7089e-08 | 0.00097009 | 2.7089e-08 | 0.0027911 | 8.4098e-08 | 0.0093813 | 4.3458e-10
[120 empty] | 7.3.3.17.5 (Remote Grid) Updates to grid topology to minimize risk of ignition in HFTDs Remote GridWLDFRVegetation ContactAggregated | WLDFR | HFTD - Distribution - Tier 3 - 3QU CoRE ¦ 2QU LoRE | Red Flag Warning - Large Fires | Vegetation Contact | Aggregated | 2057 | 2.7924e-05 | 595.3479 | 0.016625 | 2057 | Mitigation | 0.95 | 45 | 0 | esc | 0.00097009 | 2.7089e-08 | 0.00097009 | 2.7089e-08 | 0.0027911 | 8.4098e-08 | 0.0093813 | 4.3458e-10
[120 empty] | 7.3.3.17.5 (Remote Grid) Updates to grid topology to minimize risk of ignition in HFTDs Remote GridWLDFRVegetation ContactAggregated | WLDFR | HFTD - Distribution - Tier 3 - 3QU CoRE ¦ 2QU LoRE | Red Flag Warning - Large Fires | Vegetation Contact | Aggregated | 2058 | 2.7924e-05 | 595.3479 | 0.016625 | 2058 | Mitigation | 0.95 | 45 | 0 | esc | 0.00097009 | 2.7089e-08 | 0.00097009 | 2.7089e-08 | 0.0027911 | 8.4098e-08 | 0.0093813 | 4.3458e-10
[120 empty] | 7.3.3.17.5 (Remote Grid) Updates to grid topology to minimize risk of ignition in HFTDs Remote GridWLDFRVegetation ContactAggregated | WLDFR | HFTD - Distribution - Tier 3 - 3QU CoRE ¦ 2QU LoRE | Red Flag Warning - Large Fires | Vegetation Contact | Aggregated | 2059 | 2.7924e-05 | 595.3479 | 0.016625 | 2059 | Mitigation | 0.95 | 45 | 0 | esc | 0.00097009 | 2.7089e-08 | 0.00097009 | 2.7089e-08 | 0.0027911 | 8.4098e-08 | 0.0093813 | 4.3458e-10
[120 empty] | 7.3.3.17.5 (Remote Grid) Updates to grid topology to minimize risk of ignition in HFTDs Remote GridWLDFRVegetation ContactAggregated | WLDFR | HFTD - Distribution - Tier 3 - 3QU CoRE ¦ 2QU LoRE | Red Flag Warning - Large Fires | Vegetation Contact | Aggregated | 2060 | 2.7924e-05 | 595.3479 | 0.016625 | 2060 | Mitigation | 0.95 | 45 | 0 | esc | 0.00097009 | 2.7089e-08 | 0.00097009 | 2.7089e-08 | 0.0027911 | 8.4098e-08 | 0.0093813 | 4.3458e-10
[120 empty] | 7.3.3.17.5 (Remote Grid) Updates to grid topology to minimize risk of ignition in HFTDs Remote GridWLDFRVegetation ContactAggregated | WLDFR | HFTD - Distribution - Tier 3 - 3QU CoRE ¦ 2QU LoRE | Red Flag Warning - Large Fires | Vegetation Contact | Aggregated | 2061 | 2.7924e-05 | 595.3479 | 0.016625 | 2061 | Mitigation | 0.95 | 45 | 0 | esc | 0.00097009 | 2.7089e-08 | 0.00097009 | 2.7089e-08 | 0.0027911 | 8.4098e-08 | 0.0093813 | 4.3458e-10
[120 empty] | 7.3.3.17.5 (Remote Grid) Updates to grid topology to minimize risk of ignition in HFTDs Remote GridWLDFRVegetation ContactAggregated | WLDFR | HFTD - Distribution - Tier 3 - 3QU CoRE ¦ 2QU LoRE | Red Flag Warning - Large Fires | Vegetation Contact | Aggregated | 2062 | 2.7924e-05 | 595.3479 | 0.016625 | 2062 | Mitigation | 0.95 | 45 | 0 | esc | 0.00097009 | 2.7089e-08 | 0.00097009 | 2.7089e-08 | 0.0027911 | 8.4098e-08 | 0.0093813 | 4.3458e-10
[120 empty] | 7.3.3.17.5 (Remote Grid) Updates to grid topology to minimize risk of ignition in HFTDs Remote GridWLDFRVegetation ContactAggregated | WLDFR | HFTD - Distribution - Tier 3 - 3QU CoRE ¦ 2QU LoRE | Red Flag Warning - Large Fires | Vegetation Contact | Aggregated | 2063 | 2.7924e-05 | 595.3479 | 0.016625 | 2063 | Mitigation | 0.95 | 45 | 0 | esc | 0.00097009 | 2.7089e-08 | 0.00097009 | 2.7089e-08 | 0.0027911 | 8.4098e-08 | 0.0093813 | 4.3458e-10
[120 empty] | 7.3.3.17.5 (Remote Grid) Updates to grid topology to minimize risk of ignition in HFTDs Remote GridWLDFRVegetation ContactAggregated | WLDFR | HFTD - Distribution - Tier 3 - 3QU CoRE ¦ 2QU LoRE | Red Flag Warning - Large Fires | Vegetation Contact | Aggregated | 2064 | 2.7924e-05 | 595.3479 | 0.016625 | 2064 | Mitigation | 0.95 | 45 | 0 | esc | 0.00097009 | 2.7089e-08 | 0.00097009 | 2.7089e-08 | 0.0027911 | 8.4098e-08 | 0.0093813 | 4.3458e-10
[120 empty] | 7.3.3.17.5 (Remote Grid) Updates to grid topology to minimize risk of ignition in HFTDs Remote GridWLDFRVegetation ContactAggregated | WLDFR | HFTD - Distribution - Tier 3 - 3QU CoRE ¦ 2QU LoRE | Red Flag Warning - Large Fires | Vegetation Contact | Aggregated | 2065 | 2.7924e-05 | 595.3479 | 0.016625 | 2065 | Mitigation | 0.95 | 45 | 0 | esc | 0.00097009 | 2.7089e-08 | 0.00097009 | 2.7089e-08 | 0.0027911 | 8.4098e-08 | 0.0093813 | 4.3458e-10
[120 empty] | 7.3.3.17.5 (Remote Grid) Updates to grid topology to minimize risk of ignition in HFTDs Remote GridWLDFRVegetation ContactAggregated | WLDFR | HFTD - Distribution - Tier 3 - 3QU CoRE ¦ 2QU LoRE | Red Flag Warning - Large Fires | Vegetation Contact | Aggregated | 2066 | 2.7924e-05 | 595.3479 | 0.016625 | 2066 | Mitigation | 0.95 | 45 | 0 | esc | 0.00097009 | 2.7089e-08 | 0.00097009 | 2.7089e-08 | 0.0027911 | 8.4098e-08 | 0.0093813 | 4.3458e-10
[120 empty] | 7.3.3.17.5 (Remote Grid) Updates to grid topology to minimize risk of ignition in HFTDs Remote GridWLDFRVegetation ContactAggregated | WLDFR | HFTD - Distribution - Tier 3 - 3QU CoRE ¦ 2QU LoRE | Red Flag Warning - Large Fires | Vegetation Contact | Aggregated | 2067 | 2.7924e-05 | 595.3479 | 0.016625 | 2067 | Mitigation | 0.95 | 45 | 0 | esc | 0 | 0 | 0.00097009 | 2.7089e-08 | 0.0027911 | 8.4098e-08 | 0.0093813 | 4.3458e-10
[120 empty] | 7.3.3.17.5 (Remote Grid) Updates to grid topology to minimize risk of ignition in HFTDs Remote GridWLDFRContact from objectAggregated | WLDFR | HFTD - Distribution - Tier 3 - 3QU CoRE ¦ 2QU LoRE | Red Flag Warning - Small Fires | Contact from object | Aggregated | 2022 | 1.8922e-05 | 595.3479 | 0.011265 | 2022 | Mitigation | 0.95 | 45 | 0 | esc | 0.00097009 | 1.8356e-08 | 0 | 0 | 0.0027911 | 8.4098e-08 | 0.0093813 | 4.3458e-10
[120 empty] | 7.3.3.17.5 (Remote Grid) Updates to grid topology to minimize risk of ignition in HFTDs Remote GridWLDFRContact from objectAggregated | WLDFR | HFTD - Distribution - Tier 3 - 3QU CoRE ¦ 2QU LoRE | Red Flag Warning - Small Fires | Contact from object | Aggregated | 2023 | 1.8922e-05 | 595.3479 | 0.011265 | 2023 | Mitigation | 0.95 | 45 | 0 | esc | 0.00097009 | 1.8356e-08 | 0.00097009 | 1.8356e-08 | 0.0027911 | 8.4098e-08 | 0.0093813 | 4.3458e-10
[120 empty] | 7.3.3.17.5 (Remote Grid) Updates to grid topology to minimize risk of ignition in HFTDs Remote GridWLDFRContact from objectAggregated | WLDFR | HFTD - Distribution - Tier 3 - 3QU CoRE ¦ 2QU LoRE | Red Flag Warning - Small Fires | Contact from object | Aggregated | 2024 | 1.8922e-05 | 595.3479 | 0.011265 | 2024 | Mitigation | 0.95 | 45 | 0 | esc | 0.00097009 | 1.8356e-08 | 0.00097009 | 1.8356e-08 | 0.0027911 | 8.4098e-08 | 0.0093813 | 4.3458e-10
[120 empty] | 7.3.3.17.5 (Remote Grid) Updates to grid topology to minimize risk of ignition in HFTDs Remote GridWLDFRContact from objectAggregated | WLDFR | HFTD - Distribution - Tier 3 - 3QU CoRE ¦ 2QU LoRE | Red Flag Warning - Small Fires | Contact from object | Aggregated | 2025 | 1.8922e-05 | 595.3479 | 0.011265 | 2025 | Mitigation | 0.95 | 45 | 0 | esc | 0.00097009 | 1.8356e-08 | 0.00097009 | 1.8356e-08 | 0.0027911 | 8.4098e-08 | 0.0093813 | 4.3458e-10
[120 empty] | 7.3.3.17.5 (Remote Grid) Updates to grid topology to minimize risk of ignition in HFTDs Remote GridWLDFRContact from objectAggregated | WLDFR | HFTD - Distribution - Tier 3 - 3QU CoRE ¦ 2QU LoRE | Red Flag Warning - Small Fires | Contact from object | Aggregated | 2026 | 1.8922e-05 | 595.3479 | 0.011265 | 2026 | Mitigation | 0.95 | 45 | 0 | esc | 0.00097009 | 1.8356e-08 | 0.00097009 | 1.8356e-08 | 0.0027911 | 8.4098e-08 | 0.0093813 | 4.3458e-10
[120 empty] | 7.3.3.17.5 (Remote Grid) Updates to grid topology to minimize risk of ignition in HFTDs Remote GridWLDFRContact from objectAggregated | WLDFR | HFTD - Distribution - Tier 3 - 3QU CoRE ¦ 2QU LoRE | Red Flag Warning - Small Fires | Contact from object | Aggregated | 2027 | 1.8922e-05 | 595.3479 | 0.011265 | 2027 | Mitigation | 0.95 | 45 | 0 | esc | 0.00097009 | 1.8356e-08 | 0.00097009 | 1.8356e-08 | 0.0027911 | 8.4098e-08 | 0.0093813 | 4.3458e-10
[120 empty] | 7.3.3.17.5 (Remote Grid) Updates to grid topology to minimize risk of ignition in HFTDs Remote GridWLDFRContact from objectAggregated | WLDFR | HFTD - Distribution - Tier 3 - 3QU CoRE ¦ 2QU LoRE | Red Flag Warning - Small Fires | Contact from object | Aggregated | 2028 | 1.8922e-05 | 595.3479 | 0.011265 | 2028 | Mitigation | 0.95 | 45 | 0 | esc | 0.00097009 | 1.8356e-08 | 0.00097009 | 1.8356e-08 | 0.0027911 | 8.4098e-08 | 0.0093813 | 4.3458e-10
[120 empty] | 7.3.3.17.5 (Remote Grid) Updates to grid topology to minimize risk of ignition in HFTDs Remote GridWLDFRContact from objectAggregated | WLDFR | HFTD - Distribution - Tier 3 - 3QU CoRE ¦ 2QU LoRE | Red Flag Warning - Small Fires | Contact from object | Aggregated | 2029 | 1.8922e-05 | 595.3479 | 0.011265 | 2029 | Mitigation | 0.95 | 45 | 0 | esc | 0.00097009 | 1.8356e-08 | 0.00097009 | 1.8356e-08 | 0.0027911 | 8.4098e-08 | 0.0093813 | 4.3458e-10
[120 empty] | 7.3.3.17.5 (Remote Grid) Updates to grid topology to minimize risk of ignition in HFTDs Remote GridWLDFRContact from objectAggregated | WLDFR | HFTD - Distribution - Tier 3 - 3QU CoRE ¦ 2QU LoRE | Red Flag Warning - Small Fires | Contact from object | Aggregated | 2030 | 1.8922e-05 | 595.3479 | 0.011265 | 2030 | Mitigation | 0.95 | 45 | 0 | esc | 0.00097009 | 1.8356e-08 | 0.00097009 | 1.8356e-08 | 0.0027911 | 8.4098e-08 | 0.0093813 | 4.3458e-10
[120 empty] | 7.3.3.17.5 (Remote Grid) Updates to grid topology to minimize risk of ignition in HFTDs Remote GridWLDFRContact from objectAggregated | WLDFR | HFTD - Distribution - Tier 3 - 3QU CoRE ¦ 2QU LoRE | Red Flag Warning - Small Fires | Contact from object | Aggregated | 2031 | 1.8922e-05 | 595.3479 | 0.011265 | 2031 | Mitigation | 0.95 | 45 | 0 | esc | 0.00097009 | 1.8356e-08 | 0.00097009 | 1.8356e-08 | 0.0027911 | 8.4098e-08 | 0.0093813 | 4.3458e-10
[120 empty] | 7.3.3.17.5 (Remote Grid) Updates to grid topology to minimize risk of ignition in HFTDs Remote GridWLDFRContact from objectAggregated | WLDFR | HFTD - Distribution - Tier 3 - 3QU CoRE ¦ 2QU LoRE | Red Flag Warning - Small Fires | Contact from object | Aggregated | 2032 | 1.8922e-05 | 595.3479 | 0.011265 | 2032 | Mitigation | 0.95 | 45 | 0 | esc | 0.00097009 | 1.8356e-08 | 0.00097009 | 1.8356e-08 | 0.0027911 | 8.4098e-08 | 0.0093813 | 4.3458e-10
[120 empty] | 7.3.3.17.5 (Remote Grid) Updates to grid topology to minimize risk of ignition in HFTDs Remote GridWLDFRContact from objectAggregated | WLDFR | HFTD - Distribution - Tier 3 - 3QU CoRE ¦ 2QU LoRE | Red Flag Warning - Small Fires | Contact from object | Aggregated | 2033 | 1.8922e-05 | 595.3479 | 0.011265 | 2033 | Mitigation | 0.95 | 45 | 0 | esc | 0.00097009 | 1.8356e-08 | 0.00097009 | 1.8356e-08 | 0.0027911 | 8.4098e-08 | 0.0093813 | 4.3458e-10
[120 empty] | 7.3.3.17.5 (Remote Grid) Updates to grid topology to minimize risk of ignition in HFTDs Remote GridWLDFRContact from objectAggregated | WLDFR | HFTD - Distribution - Tier 3 - 3QU CoRE ¦ 2QU LoRE | Red Flag Warning - Small Fires | Contact from object | Aggregated | 2034 | 1.8922e-05 | 595.3479 | 0.011265 | 2034 | Mitigation | 0.95 | 45 | 0 | esc | 0.00097009 | 1.8356e-08 | 0.00097009 | 1.8356e-08 | 0.0027911 | 8.4098e-08 | 0 | 0
[120 empty] | 7.3.3.17.5 (Remote Grid) Updates to grid topology to minimize risk of ignition in HFTDs Remote GridWLDFRContact from objectAggregated | WLDFR | HFTD - Distribution - Tier 3 - 3QU CoRE ¦ 2QU LoRE | Red Flag Warning - Small Fires | Contact from object | Aggregated | 2035 | 1.8922e-05 | 595.3479 | 0.011265 | 2035 | Mitigation | 0.95 | 45 | 0 | esc | 0.00097009 | 1.8356e-08 | 0.00097009 | 1.8356e-08 | 0.0027911 | 8.4098e-08 | 0 | 0
[120 empty] | 7.3.3.17.5 (Remote Grid) Updates to grid topology to minimize risk of ignition in HFTDs Remote GridWLDFRContact from objectAggregated | WLDFR | HFTD - Distribution - Tier 3 - 3QU CoRE ¦ 2QU LoRE | Red Flag Warning - Small Fires | Contact from object | Aggregated | 2036 | 1.8922e-05 | 595.3479 | 0.011265 | 2036 | Mitigation | 0.95 | 45 | 0 | esc | 0.00097009 | 1.8356e-08 | 0.00097009 | 1.8356e-08 | 0.0027911 | 8.4098e-08 | 0.014004 | 1.9149e-10
[120 empty] | 7.3.3.17.5 (Remote Grid) Updates to grid topology to minimize risk of ignition in HFTDs Remote GridWLDFRContact from objectAggregated | WLDFR | HFTD - Distribution - Tier 3 - 3QU CoRE ¦ 2QU LoRE | Red Flag Warning - Small Fires | Contact from object | Aggregated | 2037 | 1.8922e-05 | 595.3479 | 0.011265 | 2037 | Mitigation | 0.95 | 45 | 0 | esc | 0.00097009 | 1.8356e-08 | 0.00097009 | 1.8356e-08 | 0.0027911 | 8.4098e-08 | 0.014004 | 1.9149e-10
[120 empty] | 7.3.3.17.5 (Remote Grid) Updates to grid topology to minimize risk of ignition in HFTDs Remote GridWLDFRContact from objectAggregated | WLDFR | HFTD - Distribution - Tier 3 - 3QU CoRE ¦ 2QU LoRE | Red Flag Warning - Small Fires | Contact from object | Aggregated | 2038 | 1.8922e-05 | 595.3479 | 0.011265 | 2038 | Mitigation | 0.95 | 45 | 0 | esc | 0.00097009 | 1.8356e-08 | 0.00097009 | 1.8356e-08 | 0.0027911 | 8.4098e-08 | 0.014004 | 1.9149e-10
[120 empty] | 7.3.3.17.5 (Remote Grid) Updates to grid topology to minimize risk of ignition in HFTDs Remote GridWLDFRContact from objectAggregated | WLDFR | HFTD - Distribution - Tier 3 - 3QU CoRE ¦ 2QU LoRE | Red Flag Warning - Small Fires | Contact from object | Aggregated | 2039 | 1.8922e-05 | 595.3479 | 0.011265 | 2039 | Mitigation | 0.95 | 45 | 0 | esc | 0.00097009 | 1.8356e-08 | 0.00097009 | 1.8356e-08 | 0.0027911 | 8.4098e-08 | 0.014004 | 1.9149e-10
[120 empty] | 7.3.3.17.5 (Remote Grid) Updates to grid topology to minimize risk of ignition in HFTDs Remote GridWLDFRContact from objectAggregated | WLDFR | HFTD - Distribution - Tier 3 - 3QU CoRE ¦ 2QU LoRE | Red Flag Warning - Small Fires | Contact from object | Aggregated | 2040 | 1.8922e-05 | 595.3479 | 0.011265 | 2040 | Mitigation | 0.95 | 45 | 0 | esc | 0.00097009 | 1.8356e-08 | 0.00097009 | 1.8356e-08 | 0 | 0 | 0.014004 | 1.9149e-10
[120 empty] | 7.3.3.17.5 (Remote Grid) Updates to grid topology to minimize risk of ignition in HFTDs Remote GridWLDFRContact from objectAggregated | WLDFR | HFTD - Distribution - Tier 3 - 3QU CoRE ¦ 2QU LoRE | Red Flag Warning - Small Fires | Contact from object | Aggregated | 2041 | 1.8922e-05 | 595.3479 | 0.011265 | 2041 | Mitigation | 0.95 | 45 | 0 | esc | 0.00097009 | 1.8356e-08 | 0.00097009 | 1.8356e-08 | 0.0027911 | 7.3187e-10 | 0.014004 | 1.9149e-10
[120 empty] | 7.3.3.17.5 (Remote Grid) Updates to grid topology to minimize risk of ignition in HFTDs Remote GridWLDFRContact from objectAggregated | WLDFR | HFTD - Distribution - Tier 3 - 3QU CoRE ¦ 2QU LoRE | Red Flag Warning - Small Fires | Contact from object | Aggregated | 2042 | 1.8922e-05 | 595.3479 | 0.011265 | 2042 | Mitigation | 0.95 | 45 | 0 | esc | 0.00097009 | 1.8356e-08 | 0.00097009 | 1.8356e-08 | 0.0027911 | 7.3187e-10 | 0.014004 | 1.9149e-10
[120 empty] | 7.3.3.17.5 (Remote Grid) Updates to grid topology to minimize risk of ignition in HFTDs Remote GridWLDFRContact from objectAggregated | WLDFR | HFTD - Distribution - Tier 3 - 3QU CoRE ¦ 2QU LoRE | Red Flag Warning - Small Fires | Contact from object | Aggregated | 2043 | 1.8922e-05 | 595.3479 | 0.011265 | 2043 | Mitigation | 0.95 | 45 | 0 | esc | 0.00097009 | 1.8356e-08 | 0.00097009 | 1.8356e-08 | 0.0027911 | 7.3187e-10 | 0.014004 | 1.9149e-10
[120 empty] | 7.3.3.17.5 (Remote Grid) Updates to grid topology to minimize risk of ignition in HFTDs Remote GridWLDFRContact from objectAggregated | WLDFR | HFTD - Distribution - Tier 3 - 3QU CoRE ¦ 2QU LoRE | Red Flag Warning - Small Fires | Contact from object | Aggregated | 2044 | 1.8922e-05 | 595.3479 | 0.011265 | 2044 | Mitigation | 0.95 | 45 | 0 | esc | 0.00097009 | 1.8356e-08 | 0.00097009 | 1.8356e-08 | 0.0027911 | 7.3187e-10 | 0.014004 | 1.9149e-10
[120 empty] | 7.3.3.17.5 (Remote Grid) Updates to grid topology to minimize risk of ignition in HFTDs Remote GridWLDFRContact from objectAggregated | WLDFR | HFTD - Distribution - Tier 3 - 3QU CoRE ¦ 2QU LoRE | Red Flag Warning - Small Fires | Contact from object | Aggregated | 2045 | 1.8922e-05 | 595.3479 | 0.011265 | 2045 | Mitigation | 0.95 | 45 | 0 | esc | 0.00097009 | 1.8356e-08 | 0.00097009 | 1.8356e-08 | 0.0027911 | 7.3187e-10 | 0.014004 | 1.9149e-10
[120 empty] | 7.3.3.17.5 (Remote Grid) Updates to grid topology to minimize risk of ignition in HFTDs Remote GridWLDFRContact from objectAggregated | WLDFR | HFTD - Distribution - Tier 3 - 3QU CoRE ¦ 2QU LoRE | Red Flag Warning - Small Fires | Contact from object | Aggregated | 2046 | 1.8922e-05 | 595.3479 | 0.011265 | 2046 | Mitigation | 0.95 | 45 | 0 | esc | 0.00097009 | 1.8356e-08 | 0.00097009 | 1.8356e-08 | 0.0027911 | 7.3187e-10 | 0.014004 | 1.9149e-10
[120 empty] | 7.3.3.17.5 (Remote Grid) Updates to grid topology to minimize risk of ignition in HFTDs Remote GridWLDFRContact from objectAggregated | WLDFR | HFTD - Distribution - Tier 3 - 3QU CoRE ¦ 2QU LoRE | Red Flag Warning - Small Fires | Contact from object | Aggregated | 2047 | 1.8922e-05 | 595.3479 | 0.011265 | 2047 | Mitigation | 0.95 | 45 | 0 | esc | 0.00097009 | 1.8356e-08 | 0.00097009 | 1.8356e-08 | 0.0027911 | 7.3187e-10 | 0.014004 | 1.9149e-10
[120 empty] | 7.3.3.17.5 (Remote Grid) Updates to grid topology to minimize risk of ignition in HFTDs Remote GridWLDFRContact from objectAggregated | WLDFR | HFTD - Distribution - Tier 3 - 3QU CoRE ¦ 2QU LoRE | Red Flag Warning - Small Fires | Contact from object | Aggregated | 2048 | 1.8922e-05 | 595.3479 | 0.011265 | 2048 | Mitigation | 0.95 | 45 | 0 | esc | 0.00097009 | 1.8356e-08 | 0.00097009 | 1.8356e-08 | 0.0027911 | 7.3187e-10 | 0.014004 | 1.9149e-10
[120 empty] | 7.3.3.17.5 (Remote Grid) Updates to grid topology to minimize risk of ignition in HFTDs Remote GridWLDFRContact from objectAggregated | WLDFR | HFTD - Distribution - Tier 3 - 3QU CoRE ¦ 2QU LoRE | Red Flag Warning - Small Fires | Contact from object | Aggregated | 2049 | 1.8922e-05 | 595.3479 | 0.011265 | 2049 | Mitigation | 0.95 | 45 | 0 | esc | 0.00097009 | 1.8356e-08 | 0.00097009 | 1.8356e-08 | 0.0027911 | 7.3187e-10 | 0.014004 | 1.9149e-10
[120 empty] | 7.3.3.17.5 (Remote Grid) Updates to grid topology to minimize risk of ignition in HFTDs Remote GridWLDFRContact from objectAggregated | WLDFR | HFTD - Distribution - Tier 3 - 3QU CoRE ¦ 2QU LoRE | Red Flag Warning - Small Fires | Contact from object | Aggregated | 2050 | 1.8922e-05 | 595.3479 | 0.011265 | 2050 | Mitigation | 0.95 | 45 | 0 | esc | 0.00097009 | 1.8356e-08 | 0.00097009 | 1.8356e-08 | 0.0027911 | 7.3187e-10 | 0.014004 | 1.9149e-10
[120 empty] | 7.3.3.17.5 (Remote Grid) Updates to grid topology to minimize risk of ignition in HFTDs Remote GridWLDFRContact from objectAggregated | WLDFR | HFTD - Distribution - Tier 3 - 3QU CoRE ¦ 2QU LoRE | Red Flag Warning - Small Fires | Contact from object | Aggregated | 2051 | 1.8922e-05 | 595.3479 | 0.011265 | 2051 | Mitigation | 0.95 | 45 | 0 | esc | 0.00097009 | 1.8356e-08 | 0.00097009 | 1.8356e-08 | 0.0027911 | 7.3187e-10 | 0.014004 | 1.9149e-10
[120 empty] | 7.3.3.17.5 (Remote Grid) Updates to grid topology to minimize risk of ignition in HFTDs Remote GridWLDFRContact from objectAggregated | WLDFR | HFTD - Distribution - Tier 3 - 3QU CoRE ¦ 2QU LoRE | Red Flag Warning - Small Fires | Contact from object | Aggregated | 2052 | 1.8922e-05 | 595.3479 | 0.011265 | 2052 | Mitigation | 0.95 | 45 | 0 | esc | 0.00097009 | 1.8356e-08 | 0.00097009 | 1.8356e-08 | 0.0027911 | 7.3187e-10 | 0.014004 | 1.9149e-10
[120 empty] | 7.3.3.17.5 (Remote Grid) Updates to grid topology to minimize risk of ignition in HFTDs Remote GridWLDFRContact from objectAggregated | WLDFR | HFTD - Distribution - Tier 3 - 3QU CoRE ¦ 2QU LoRE | Red Flag Warning - Small Fires | Contact from object | Aggregated | 2053 | 1.8922e-05 | 595.3479 | 0.011265 | 2053 | Mitigation | 0.95 | 45 | 0 | esc | 0.00097009 | 1.8356e-08 | 0.00097009 | 1.8356e-08 | 0.0027911 | 7.3187e-10 | 0.014004 | 1.9149e-10
[120 empty] | 7.3.3.17.5 (Remote Grid) Updates to grid topology to minimize risk of ignition in HFTDs Remote GridWLDFRContact from objectAggregated | WLDFR | HFTD - Distribution - Tier 3 - 3QU CoRE ¦ 2QU LoRE | Red Flag Warning - Small Fires | Contact from object | Aggregated | 2054 | 1.8922e-05 | 595.3479 | 0.011265 | 2054 | Mitigation | 0.95 | 45 | 0 | esc | 0.00097009 | 1.8356e-08 | 0.00097009 | 1.8356e-08 | 0.0027911 | 7.3187e-10 | 0.014004 | 1.9149e-10
[120 empty] | 7.3.3.17.5 (Remote Grid) Updates to grid topology to minimize risk of ignition in HFTDs Remote GridWLDFRContact from objectAggregated | WLDFR | HFTD - Distribution - Tier 3 - 3QU CoRE ¦ 2QU LoRE | Red Flag Warning - Small Fires | Contact from object | Aggregated | 2055 | 1.8922e-05 | 595.3479 | 0.011265 | 2055 | Mitigation | 0.95 | 45 | 0 | esc | 0.00097009 | 1.8356e-08 | 0.00097009 | 1.8356e-08 | 0.0027911 | 7.3187e-10 | 0.014004 | 1.9149e-10
[120 empty] | 7.3.3.17.5 (Remote Grid) Updates to grid topology to minimize risk of ignition in HFTDs Remote GridWLDFRContact from objectAggregated | WLDFR | HFTD - Distribution - Tier 3 - 3QU CoRE ¦ 2QU LoRE | Red Flag Warning - Small Fires | Contact from object | Aggregated | 2056 | 1.8922e-05 | 595.3479 | 0.011265 | 2056 | Mitigation | 0.95 | 45 | 0 | esc | 0.00097009 | 1.8356e-08 | 0.00097009 | 1.8356e-08 | 0.0027911 | 7.3187e-10 | 0.014004 | 1.9149e-10
[120 empty] | 7.3.3.17.5 (Remote Grid) Updates to grid topology to minimize risk of ignition in HFTDs Remote GridWLDFRContact from objectAggregated | WLDFR | HFTD - Distribution - Tier 3 - 3QU CoRE ¦ 2QU LoRE | Red Flag Warning - Small Fires | Contact from object | Aggregated | 2057 | 1.8922e-05 | 595.3479 | 0.011265 | 2057 | Mitigation | 0.95 | 45 | 0 | esc | 0.00097009 | 1.8356e-08 | 0.00097009 | 1.8356e-08 | 0.0027911 | 7.3187e-10 | 0.014004 | 1.9149e-10
[120 empty] | 7.3.3.17.5 (Remote Grid) Updates to grid topology to minimize risk of ignition in HFTDs Remote GridWLDFRContact from objectAggregated | WLDFR | HFTD - Distribution - Tier 3 - 3QU CoRE ¦ 2QU LoRE | Red Flag Warning - Small Fires | Contact from object | Aggregated | 2058 | 1.8922e-05 | 595.3479 | 0.011265 | 2058 | Mitigation | 0.95 | 45 | 0 | esc | 0.00097009 | 1.8356e-08 | 0.00097009 | 1.8356e-08 | 0.0027911 | 7.3187e-10 | 0.014004 | 1.9149e-10
[120 empty] | 7.3.3.17.5 (Remote Grid) Updates to grid topology to minimize risk of ignition in HFTDs Remote GridWLDFRContact from objectAggregated | WLDFR | HFTD - Distribution - Tier 3 - 3QU CoRE ¦ 2QU LoRE | Red Flag Warning - Small Fires | Contact from object | Aggregated | 2059 | 1.8922e-05 | 595.3479 | 0.011265 | 2059 | Mitigation | 0.95 | 45 | 0 | esc | 0.00097009 | 1.8356e-08 | 0.00097009 | 1.8356e-08 | 0.0027911 | 7.3187e-10 | 0.014004 | 1.9149e-10
[120 empty] | 7.3.3.17.5 (Remote Grid) Updates to grid topology to minimize risk of ignition in HFTDs Remote GridWLDFRContact from objectAggregated | WLDFR | HFTD - Distribution - Tier 3 - 3QU CoRE ¦ 2QU LoRE | Red Flag Warning - Small Fires | Contact from object | Aggregated | 2060 | 1.8922e-05 | 595.3479 | 0.011265 | 2060 | Mitigation | 0.95 | 45 | 0 | esc | 0.00097009 | 1.8356e-08 | 0.00097009 | 1.8356e-08 | 0.0027911 | 7.3187e-10 | 0.014004 | 1.9149e-10
[120 empty] | 7.3.3.17.5 (Remote Grid) Updates to grid topology to minimize risk of ignition in HFTDs Remote GridWLDFRContact from objectAggregated | WLDFR | HFTD - Distribution - Tier 3 - 3QU CoRE ¦ 2QU LoRE | Red Flag Warning - Small Fires | Contact from object | Aggregated | 2061 | 1.8922e-05 | 595.3479 | 0.011265 | 2061 | Mitigation | 0.95 | 45 | 0 | esc | 0.00097009 | 1.8356e-08 | 0.00097009 | 1.8356e-08 | 0.0027911 | 7.3187e-10 | 0.014004 | 1.9149e-10
[120 empty] | 7.3.3.17.5 (Remote Grid) Updates to grid topology to minimize risk of ignition in HFTDs Remote GridWLDFRContact from objectAggregated | WLDFR | HFTD - Distribution - Tier 3 - 3QU CoRE ¦ 2QU LoRE | Red Flag Warning - Small Fires | Contact from object | Aggregated | 2062 | 1.8922e-05 | 595.3479 | 0.011265 | 2062 | Mitigation | 0.95 | 45 | 0 | esc | 0.00097009 | 1.8356e-08 | 0.00097009 | 1.8356e-08 | 0.0027911 | 7.3187e-10 | 0.014004 | 1.9149e-10
[120 empty] | 7.3.3.17.5 (Remote Grid) Updates to grid topology to minimize risk of ignition in HFTDs Remote GridWLDFRContact from objectAggregated | WLDFR | HFTD - Distribution - Tier 3 - 3QU CoRE ¦ 2QU LoRE | Red Flag Warning - Small Fires | Contact from object | Aggregated | 2063 | 1.8922e-05 | 595.3479 | 0.011265 | 2063 | Mitigation | 0.95 | 45 | 0 | esc | 0.00097009 | 1.8356e-08 | 0.00097009 | 1.8356e-08 | 0.0027911 | 7.3187e-10 | 0.014004 | 1.9149e-10
[120 empty] | 7.3.3.17.5 (Remote Grid) Updates to grid topology to minimize risk of ignition in HFTDs Remote GridWLDFRContact from objectAggregated | WLDFR | HFTD - Distribution - Tier 3 - 3QU CoRE ¦ 2QU LoRE | Red Flag Warning - Small Fires | Contact from object | Aggregated | 2064 | 1.8922e-05 | 595.3479 | 0.011265 | 2064 | Mitigation | 0.95 | 45 | 0 | esc | 0.00097009 | 1.8356e-08 | 0.00097009 | 1.8356e-08 | 0.0027911 | 7.3187e-10 | 0.014004 | 1.9149e-10
[120 empty] | 7.3.3.17.5 (Remote Grid) Updates to grid topology to minimize risk of ignition in HFTDs Remote GridWLDFRContact from objectAggregated | WLDFR | HFTD - Distribution - Tier 3 - 3QU CoRE ¦ 2QU LoRE | Red Flag Warning - Small Fires | Contact from object | Aggregated | 2065 | 1.8922e-05 | 595.3479 | 0.011265 | 2065 | Mitigation | 0.95 | 45 | 0 | esc | 0.00097009 | 1.8356e-08 | 0.00097009 | 1.8356e-08 | 0.0027911 | 7.3187e-10 | 0.014004 | 1.9149e-10
[120 empty] | 7.3.3.17.5 (Remote Grid) Updates to grid topology to minimize risk of ignition in HFTDs Remote GridWLDFRContact from objectAggregated | WLDFR | HFTD - Distribution - Tier 3 - 3QU CoRE ¦ 2QU LoRE | Red Flag Warning - Small Fires | Contact from object | Aggregated | 2066 | 1.8922e-05 | 595.3479 | 0.011265 | 2066 | Mitigation | 0.95 | 45 | 0 | esc | 0.00097009 | 1.8356e-08 | 0.00097009 | 1.8356e-08 | 0.0027911 | 7.3187e-10 | 0 | 0
[120 empty] | 7.3.3.17.5 (Remote Grid) Updates to grid topology to minimize risk of ignition in HFTDs Remote GridWLDFRContact from objectAggregated | WLDFR | HFTD - Distribution - Tier 3 - 3QU CoRE ¦ 2QU LoRE | Red Flag Warning - Small Fires | Contact from object | Aggregated | 2067 | 1.8922e-05 | 595.3479 | 0.011265 | 2067 | Mitigation | 0.95 | 45 | 0 | esc | 0 | 0 | 0.00097009 | 1.8356e-08 | 0.0027911 | 7.3187e-10 | 0 | 0
[120 empty] | 7.3.3.17.5 (Remote Grid) Updates to grid topology to minimize risk of ignition in HFTDs Remote GridWLDFRContaminationAggregated | WLDFR | HFTD - Distribution - Tier 3 - 3QU CoRE ¦ 2QU LoRE | Red Flag Warning - Small Fires | Contamination | Aggregated | 2022 | 2.2599e-07 | 595.3479 | 0.00013455 | 2022 | Mitigation | 0.95 | 45 | 0 | esc | 0.00097009 | 2.1923e-10 | 0 | 0 | 0.0027911 | 7.3187e-10 | 0.012777 | 1.0351e-10
[120 empty] | 7.3.3.17.5 (Remote Grid) Updates to grid topology to minimize risk of ignition in HFTDs Remote GridWLDFRContaminationAggregated | WLDFR | HFTD - Distribution - Tier 3 - 3QU CoRE ¦ 2QU LoRE | Red Flag Warning - Small Fires | Contamination | Aggregated | 2023 | 2.2599e-07 | 595.3479 | 0.00013455 | 2023 | Mitigation | 0.95 | 45 | 0 | esc | 0.00097009 | 2.1923e-10 | 0.00097009 | 2.1923e-10 | 0.0027911 | 7.3187e-10 | 0.012777 | 1.0351e-10
[120 empty] | 7.3.3.17.5 (Remote Grid) Updates to grid topology to minimize risk of ignition in HFTDs Remote GridWLDFRContaminationAggregated | WLDFR | HFTD - Distribution - Tier 3 - 3QU CoRE ¦ 2QU LoRE | Red Flag Warning - Small Fires | Contamination | Aggregated | 2024 | 2.2599e-07 | 595.3479 | 0.00013455 | 2024 | Mitigation | 0.95 | 45 | 0 | esc | 0.00097009 | 2.1923e-10 | 0.00097009 | 2.1923e-10 | 0.0027911 | 7.3187e-10 | 0.012777 | 1.0351e-10
[120 empty] | 7.3.3.17.5 (Remote Grid) Updates to grid topology to minimize risk of ignition in HFTDs Remote GridWLDFRContaminationAggregated | WLDFR | HFTD - Distribution - Tier 3 - 3QU CoRE ¦ 2QU LoRE | Red Flag Warning - Small Fires | Contamination | Aggregated | 2025 | 2.2599e-07 | 595.3479 | 0.00013455 | 2025 | Mitigation | 0.95 | 45 | 0 | esc | 0.00097009 | 2.1923e-10 | 0.00097009 | 2.1923e-10 | 0.0027911 | 7.3187e-10 | 0.012777 | 1.0351e-10
[120 empty] | 7.3.3.17.5 (Remote Grid) Updates to grid topology to minimize risk of ignition in HFTDs Remote GridWLDFRContaminationAggregated | WLDFR | HFTD - Distribution - Tier 3 - 3QU CoRE ¦ 2QU LoRE | Red Flag Warning - Small Fires | Contamination | Aggregated | 2026 | 2.2599e-07 | 595.3479 | 0.00013455 | 2026 | Mitigation | 0.95 | 45 | 0 | esc | 0.00097009 | 2.1923e-10 | 0.00097009 | 2.1923e-10 | 0.0027911 | 7.3187e-10 | 0.012777 | 1.0351e-10
[120 empty] | 7.3.3.17.5 (Remote Grid) Updates to grid topology to minimize risk of ignition in HFTDs Remote GridWLDFRContaminationAggregated | WLDFR | HFTD - Distribution - Tier 3 - 3QU CoRE ¦ 2QU LoRE | Red Flag Warning - Small Fires | Contamination | Aggregated | 2027 | 2.2599e-07 | 595.3479 | 0.00013455 | 2027 | Mitigation | 0.95 | 45 | 0 | esc | 0.00097009 | 2.1923e-10 | 0.00097009 | 2.1923e-10 | 0.0027911 | 7.3187e-10 | 0.012777 | 1.0351e-10
[120 empty] | 7.3.3.17.5 (Remote Grid) Updates to grid topology to minimize risk of ignition in HFTDs Remote GridWLDFRContaminationAggregated | WLDFR | HFTD - Distribution - Tier 3 - 3QU CoRE ¦ 2QU LoRE | Red Flag Warning - Small Fires | Contamination | Aggregated | 2028 | 2.2599e-07 | 595.3479 | 0.00013455 | 2028 | Mitigation | 0.95 | 45 | 0 | esc | 0.00097009 | 2.1923e-10 | 0.00097009 | 2.1923e-10 | 0.0027911 | 7.3187e-10 | 0.012777 | 1.0351e-10
[120 empty] | 7.3.3.17.5 (Remote Grid) Updates to grid topology to minimize risk of ignition in HFTDs Remote GridWLDFRContaminationAggregated | WLDFR | HFTD - Distribution - Tier 3 - 3QU CoRE ¦ 2QU LoRE | Red Flag Warning - Small Fires | Contamination | Aggregated | 2029 | 2.2599e-07 | 595.3479 | 0.00013455 | 2029 | Mitigation | 0.95 | 45 | 0 | esc | 0.00097009 | 2.1923e-10 | 0.00097009 | 2.1923e-10 | 0.0027911 | 7.3187e-10 | 0.012777 | 1.0351e-10
[120 empty] | 7.3.3.17.5 (Remote Grid) Updates to grid topology to minimize risk of ignition in HFTDs Remote GridWLDFRContaminationAggregated | WLDFR | HFTD - Distribution - Tier 3 - 3QU CoRE ¦ 2QU LoRE | Red Flag Warning - Small Fires | Contamination | Aggregated | 2030 | 2.2599e-07 | 595.3479 | 0.00013455 | 2030 | Mitigation | 0.95 | 45 | 0 | esc | 0.00097009 | 2.1923e-10 | 0.00097009 | 2.1923e-10 | 0.0027911 | 7.3187e-10 | 0.012777 | 1.0351e-10
[120 empty] | 7.3.3.17.5 (Remote Grid) Updates to grid topology to minimize risk of ignition in HFTDs Remote GridWLDFRContaminationAggregated | WLDFR | HFTD - Distribution - Tier 3 - 3QU CoRE ¦ 2QU LoRE | Red Flag Warning - Small Fires | Contamination | Aggregated | 2031 | 2.2599e-07 | 595.3479 | 0.00013455 | 2031 | Mitigation | 0.95 | 45 | 0 | esc | 0.00097009 | 2.1923e-10 | 0.00097009 | 2.1923e-10 | 0.0027911 | 7.3187e-10 | 0.012777 | 1.0351e-10
[120 empty] | 7.3.3.17.5 (Remote Grid) Updates to grid topology to minimize risk of ignition in HFTDs Remote GridWLDFRContaminationAggregated | WLDFR | HFTD - Distribution - Tier 3 - 3QU CoRE ¦ 2QU LoRE | Red Flag Warning - Small Fires | Contamination | Aggregated | 2032 | 2.2599e-07 | 595.3479 | 0.00013455 | 2032 | Mitigation | 0.95 | 45 | 0 | esc | 0.00097009 | 2.1923e-10 | 0.00097009 | 2.1923e-10 | 0.0027911 | 7.3187e-10 | 0.012777 | 1.0351e-10
[120 empty] | 7.3.3.17.5 (Remote Grid) Updates to grid topology to minimize risk of ignition in HFTDs Remote GridWLDFRContaminationAggregated | WLDFR | HFTD - Distribution - Tier 3 - 3QU CoRE ¦ 2QU LoRE | Red Flag Warning - Small Fires | Contamination | Aggregated | 2033 | 2.2599e-07 | 595.3479 | 0.00013455 | 2033 | Mitigation | 0.95 | 45 | 0 | esc | 0.00097009 | 2.1923e-10 | 0.00097009 | 2.1923e-10 | 0.0027911 | 7.3187e-10 | 0.012777 | 1.0351e-10
[120 empty] | 7.3.3.17.5 (Remote Grid) Updates to grid topology to minimize risk of ignition in HFTDs Remote GridWLDFRContaminationAggregated | WLDFR | HFTD - Distribution - Tier 3 - 3QU CoRE ¦ 2QU LoRE | Red Flag Warning - Small Fires | Contamination | Aggregated | 2034 | 2.2599e-07 | 595.3479 | 0.00013455 | 2034 | Mitigation | 0.95 | 45 | 0 | esc | 0.00097009 | 2.1923e-10 | 0.00097009 | 2.1923e-10 | 0.0027911 | 7.3187e-10 | 0.012777 | 1.0351e-10
[120 empty] | 7.3.3.17.5 (Remote Grid) Updates to grid topology to minimize risk of ignition in HFTDs Remote GridWLDFRContaminationAggregated | WLDFR | HFTD - Distribution - Tier 3 - 3QU CoRE ¦ 2QU LoRE | Red Flag Warning - Small Fires | Contamination | Aggregated | 2035 | 2.2599e-07 | 595.3479 | 0.00013455 | 2035 | Mitigation | 0.95 | 45 | 0 | esc | 0.00097009 | 2.1923e-10 | 0.00097009 | 2.1923e-10 | 0.0027911 | 7.3187e-10 | 0.012777 | 1.0351e-10
[120 empty] | 7.3.3.17.5 (Remote Grid) Updates to grid topology to minimize risk of ignition in HFTDs Remote GridWLDFRContaminationAggregated | WLDFR | HFTD - Distribution - Tier 3 - 3QU CoRE ¦ 2QU LoRE | Red Flag Warning - Small Fires | Contamination | Aggregated | 2036 | 2.2599e-07 | 595.3479 | 0.00013455 | 2036 | Mitigation | 0.95 | 45 | 0 | esc | 0.00097009 | 2.1923e-10 | 0.00097009 | 2.1923e-10 | 0.0027911 | 7.3187e-10 | 0.012777 | 1.0351e-10
[120 empty] | 7.3.3.17.5 (Remote Grid) Updates to grid topology to minimize risk of ignition in HFTDs Remote GridWLDFRContaminationAggregated | WLDFR | HFTD - Distribution - Tier 3 - 3QU CoRE ¦ 2QU LoRE | Red Flag Warning - Small Fires | Contamination | Aggregated | 2037 | 2.2599e-07 | 595.3479 | 0.00013455 | 2037 | Mitigation | 0.95 | 45 | 0 | esc | 0.00097009 | 2.1923e-10 | 0.00097009 | 2.1923e-10 | 0.0027911 | 7.3187e-10 | 0.012777 | 1.0351e-10
[120 empty] | 7.3.3.17.5 (Remote Grid) Updates to grid topology to minimize risk of ignition in HFTDs Remote GridWLDFRContaminationAggregated | WLDFR | HFTD - Distribution - Tier 3 - 3QU CoRE ¦ 2QU LoRE | Red Flag Warning - Small Fires | Contamination | Aggregated | 2038 | 2.2599e-07 | 595.3479 | 0.00013455 | 2038 | Mitigation | 0.95 | 45 | 0 | esc | 0.00097009 | 2.1923e-10 | 0.00097009 | 2.1923e-10 | 0.0027911 | 7.3187e-10 | 0.012777 | 1.0351e-10
[120 empty] | 7.3.3.17.5 (Remote Grid) Updates to grid topology to minimize risk of ignition in HFTDs Remote GridWLDFRContaminationAggregated | WLDFR | HFTD - Distribution - Tier 3 - 3QU CoRE ¦ 2QU LoRE | Red Flag Warning - Small Fires | Contamination | Aggregated | 2039 | 2.2599e-07 | 595.3479 | 0.00013455 | 2039 | Mitigation | 0.95 | 45 | 0 | esc | 0.00097009 | 2.1923e-10 | 0.00097009 | 2.1923e-10 | 0.0027911 | 7.3187e-10 | 0.012777 | 1.0351e-10
[120 empty] | 7.3.3.17.5 (Remote Grid) Updates to grid topology to minimize risk of ignition in HFTDs Remote GridWLDFRContaminationAggregated | WLDFR | HFTD - Distribution - Tier 3 - 3QU CoRE ¦ 2QU LoRE | Red Flag Warning - Small Fires | Contamination | Aggregated | 2040 | 2.2599e-07 | 595.3479 | 0.00013455 | 2040 | Mitigation | 0.95 | 45 | 0 | esc | 0.00097009 | 2.1923e-10 | 0.00097009 | 2.1923e-10 | 0.0027911 | 7.3187e-10 | 0.012777 | 1.0351e-10
[120 empty] | 7.3.3.17.5 (Remote Grid) Updates to grid topology to minimize risk of ignition in HFTDs Remote GridWLDFRContaminationAggregated | WLDFR | HFTD - Distribution - Tier 3 - 3QU CoRE ¦ 2QU LoRE | Red Flag Warning - Small Fires | Contamination | Aggregated | 2041 | 2.2599e-07 | 595.3479 | 0.00013455 | 2041 | Mitigation | 0.95 | 45 | 0 | esc | 0.00097009 | 2.1923e-10 | 0.00097009 | 2.1923e-10 | 0.0027911 | 7.3187e-10 | 0.012777 | 1.0351e-10
[120 empty] | 7.3.3.17.5 (Remote Grid) Updates to grid topology to minimize risk of ignition in HFTDs Remote GridWLDFRContaminationAggregated | WLDFR | HFTD - Distribution - Tier 3 - 3QU CoRE ¦ 2QU LoRE | Red Flag Warning - Small Fires | Contamination | Aggregated | 2042 | 2.2599e-07 | 595.3479 | 0.00013455 | 2042 | Mitigation | 0.95 | 45 | 0 | esc | 0.00097009 | 2.1923e-10 | 0.00097009 | 2.1923e-10 | 0.0027911 | 7.3187e-10 | 0.012777 | 1.0351e-10
[120 empty] | 7.3.3.17.5 (Remote Grid) Updates to grid topology to minimize risk of ignition in HFTDs Remote GridWLDFRContaminationAggregated | WLDFR | HFTD - Distribution - Tier 3 - 3QU CoRE ¦ 2QU LoRE | Red Flag Warning - Small Fires | Contamination | Aggregated | 2043 | 2.2599e-07 | 595.3479 | 0.00013455 | 2043 | Mitigation | 0.95 | 45 | 0 | esc | 0.00097009 | 2.1923e-10 | 0.00097009 | 2.1923e-10 | 0.0027911 | 7.3187e-10 | 0.012777 | 1.0351e-10
[120 empty] | 7.3.3.17.5 (Remote Grid) Updates to grid topology to minimize risk of ignition in HFTDs Remote GridWLDFRContaminationAggregated | WLDFR | HFTD - Distribution - Tier 3 - 3QU CoRE ¦ 2QU LoRE | Red Flag Warning - Small Fires | Contamination | Aggregated | 2044 | 2.2599e-07 | 595.3479 | 0.00013455 | 2044 | Mitigation | 0.95 | 45 | 0 | esc | 0.00097009 | 2.1923e-10 | 0.00097009 | 2.1923e-10 | 0 | 0 | 0.012777 | 1.0351e-10
[120 empty] | 7.3.3.17.5 (Remote Grid) Updates to grid topology to minimize risk of ignition in HFTDs Remote GridWLDFRContaminationAggregated | WLDFR | HFTD - Distribution - Tier 3 - 3QU CoRE ¦ 2QU LoRE | Red Flag Warning - Small Fires | Contamination | Aggregated | 2045 | 2.2599e-07 | 595.3479 | 0.00013455 | 2045 | Mitigation | 0.95 | 45 | 0 | esc | 0.00097009 | 2.1923e-10 | 0.00097009 | 2.1923e-10 | 0.0027911 | 3.6676e-07 | 0.012777 | 1.0351e-10
[120 empty] | 7.3.3.17.5 (Remote Grid) Updates to grid topology to minimize risk of ignition in HFTDs Remote GridWLDFRContaminationAggregated | WLDFR | HFTD - Distribution - Tier 3 - 3QU CoRE ¦ 2QU LoRE | Red Flag Warning - Small Fires | Contamination | Aggregated | 2046 | 2.2599e-07 | 595.3479 | 0.00013455 | 2046 | Mitigation | 0.95 | 45 | 0 | esc | 0.00097009 | 2.1923e-10 | 0.00097009 | 2.1923e-10 | 0.0027911 | 3.6676e-07 | 0.012777 | 1.0351e-10
[120 empty] | 7.3.3.17.5 (Remote Grid) Updates to grid topology to minimize risk of ignition in HFTDs Remote GridWLDFRContaminationAggregated | WLDFR | HFTD - Distribution - Tier 3 - 3QU CoRE ¦ 2QU LoRE | Red Flag Warning - Small Fires | Contamination | Aggregated | 2047 | 2.2599e-07 | 595.3479 | 0.00013455 | 2047 | Mitigation | 0.95 | 45 | 0 | esc | 0.00097009 | 2.1923e-10 | 0.00097009 | 2.1923e-10 | 0.0027911 | 3.6676e-07 | 0.012777 | 1.0351e-10
[120 empty] | 7.3.3.17.5 (Remote Grid) Updates to grid topology to minimize risk of ignition in HFTDs Remote GridWLDFRContaminationAggregated | WLDFR | HFTD - Distribution - Tier 3 - 3QU CoRE ¦ 2QU LoRE | Red Flag Warning - Small Fires | Contamination | Aggregated | 2048 | 2.2599e-07 | 595.3479 | 0.00013455 | 2048 | Mitigation | 0.95 | 45 | 0 | esc | 0.00097009 | 2.1923e-10 | 0.00097009 | 2.1923e-10 | 0.0027911 | 3.6676e-07 | 0.012777 | 1.0351e-10
[120 empty] | 7.3.3.17.5 (Remote Grid) Updates to grid topology to minimize risk of ignition in HFTDs Remote GridWLDFRContaminationAggregated | WLDFR | HFTD - Distribution - Tier 3 - 3QU CoRE ¦ 2QU LoRE | Red Flag Warning - Small Fires | Contamination | Aggregated | 2049 | 2.2599e-07 | 595.3479 | 0.00013455 | 2049 | Mitigation | 0.95 | 45 | 0 | esc | 0.00097009 | 2.1923e-10 | 0.00097009 | 2.1923e-10 | 0.0027911 | 3.6676e-07 | 0.012777 | 1.0351e-10
[120 empty] | 7.3.3.17.5 (Remote Grid) Updates to grid topology to minimize risk of ignition in HFTDs Remote GridWLDFRContaminationAggregated | WLDFR | HFTD - Distribution - Tier 3 - 3QU CoRE ¦ 2QU LoRE | Red Flag Warning - Small Fires | Contamination | Aggregated | 2050 | 2.2599e-07 | 595.3479 | 0.00013455 | 2050 | Mitigation | 0.95 | 45 | 0 | esc | 0.00097009 | 2.1923e-10 | 0.00097009 | 2.1923e-10 | 0.0027911 | 3.6676e-07 | 0.012777 | 1.0351e-10
[120 empty] | 7.3.3.17.5 (Remote Grid) Updates to grid topology to minimize risk of ignition in HFTDs Remote GridWLDFRContaminationAggregated | WLDFR | HFTD - Distribution - Tier 3 - 3QU CoRE ¦ 2QU LoRE | Red Flag Warning - Small Fires | Contamination | Aggregated | 2051 | 2.2599e-07 | 595.3479 | 0.00013455 | 2051 | Mitigation | 0.95 | 45 | 0 | esc | 0.00097009 | 2.1923e-10 | 0.00097009 | 2.1923e-10 | 0.0027911 | 3.6676e-07 | 0.012777 | 1.0351e-10
[120 empty] | 7.3.3.17.5 (Remote Grid) Updates to grid topology to minimize risk of ignition in HFTDs Remote GridWLDFRContaminationAggregated | WLDFR | HFTD - Distribution - Tier 3 - 3QU CoRE ¦ 2QU LoRE | Red Flag Warning - Small Fires | Contamination | Aggregated | 2052 | 2.2599e-07 | 595.3479 | 0.00013455 | 2052 | Mitigation | 0.95 | 45 | 0 | esc | 0.00097009 | 2.1923e-10 | 0.00097009 | 2.1923e-10 | 0.0027911 | 3.6676e-07 | 0 | 0
[120 empty] | 7.3.3.17.5 (Remote Grid) Updates to grid topology to minimize risk of ignition in HFTDs Remote GridWLDFRContaminationAggregated | WLDFR | HFTD - Distribution - Tier 3 - 3QU CoRE ¦ 2QU LoRE | Red Flag Warning - Small Fires | Contamination | Aggregated | 2053 | 2.2599e-07 | 595.3479 | 0.00013455 | 2053 | Mitigation | 0.95 | 45 | 0 | esc | 0.00097009 | 2.1923e-10 | 0.00097009 | 2.1923e-10 | 0.0027911 | 3.6676e-07 | 0 | 0
[120 empty] | 7.3.3.17.5 (Remote Grid) Updates to grid topology to minimize risk of ignition in HFTDs Remote GridWLDFRContaminationAggregated | WLDFR | HFTD - Distribution - Tier 3 - 3QU CoRE ¦ 2QU LoRE | Red Flag Warning - Small Fires | Contamination | Aggregated | 2054 | 2.2599e-07 | 595.3479 | 0.00013455 | 2054 | Mitigation | 0.95 | 45 | 0 | esc | 0.00097009 | 2.1923e-10 | 0.00097009 | 2.1923e-10 | 0.0027911 | 3.6676e-07 | 0.012705 | 9.1082e-11
[120 empty] | 7.3.3.17.5 (Remote Grid) Updates to grid topology to minimize risk of ignition in HFTDs Remote GridWLDFRContaminationAggregated | WLDFR | HFTD - Distribution - Tier 3 - 3QU CoRE ¦ 2QU LoRE | Red Flag Warning - Small Fires | Contamination | Aggregated | 2055 | 2.2599e-07 | 595.3479 | 0.00013455 | 2055 | Mitigation | 0.95 | 45 | 0 | esc | 0.00097009 | 2.1923e-10 | 0.00097009 | 2.1923e-10 | 0.0027911 | 3.6676e-07 | 0.012705 | 9.1082e-11
[120 empty] | 7.3.3.17.5 (Remote Grid) Updates to grid topology to minimize risk of ignition in HFTDs Remote GridWLDFRContaminationAggregated | WLDFR | HFTD - Distribution - Tier 3 - 3QU CoRE ¦ 2QU LoRE | Red Flag Warning - Small Fires | Contamination | Aggregated | 2056 | 2.2599e-07 | 595.3479 | 0.00013455 | 2056 | Mitigation | 0.95 | 45 | 0 | esc | 0.00097009 | 2.1923e-10 | 0.00097009 | 2.1923e-10 | 0.0027911 | 3.6676e-07 | 0.012705 | 9.1082e-11
[120 empty] | 7.3.3.17.5 (Remote Grid) Updates to grid topology to minimize risk of ignition in HFTDs Remote GridWLDFRContaminationAggregated | WLDFR | HFTD - Distribution - Tier 3 - 3QU CoRE ¦ 2QU LoRE | Red Flag Warning - Small Fires | Contamination | Aggregated | 2057 | 2.2599e-07 | 595.3479 | 0.00013455 | 2057 | Mitigation | 0.95 | 45 | 0 | esc | 0.00097009 | 2.1923e-10 | 0.00097009 | 2.1923e-10 | 0.0027911 | 3.6676e-07 | 0.012705 | 9.1082e-11
[120 empty] | 7.3.3.17.5 (Remote Grid) Updates to grid topology to minimize risk of ignition in HFTDs Remote GridWLDFRContaminationAggregated | WLDFR | HFTD - Distribution - Tier 3 - 3QU CoRE ¦ 2QU LoRE | Red Flag Warning - Small Fires | Contamination | Aggregated | 2058 | 2.2599e-07 | 595.3479 | 0.00013455 | 2058 | Mitigation | 0.95 | 45 | 0 | esc | 0.00097009 | 2.1923e-10 | 0.00097009 | 2.1923e-10 | 0.0027911 | 3.6676e-07 | 0.012705 | 9.1082e-11
[120 empty] | 7.3.3.17.5 (Remote Grid) Updates to grid topology to minimize risk of ignition in HFTDs Remote GridWLDFRContaminationAggregated | WLDFR | HFTD - Distribution - Tier 3 - 3QU CoRE ¦ 2QU LoRE | Red Flag Warning - Small Fires | Contamination | Aggregated | 2059 | 2.2599e-07 | 595.3479 | 0.00013455 | 2059 | Mitigation | 0.95 | 45 | 0 | esc | 0.00097009 | 2.1923e-10 | 0.00097009 | 2.1923e-10 | 0.0027911 | 3.6676e-07 | 0.012705 | 9.1082e-11
[120 empty] | 7.3.3.17.5 (Remote Grid) Updates to grid topology to minimize risk of ignition in HFTDs Remote GridWLDFRContaminationAggregated | WLDFR | HFTD - Distribution - Tier 3 - 3QU CoRE ¦ 2QU LoRE | Red Flag Warning - Small Fires | Contamination | Aggregated | 2060 | 2.2599e-07 | 595.3479 | 0.00013455 | 2060 | Mitigation | 0.95 | 45 | 0 | esc | 0.00097009 | 2.1923e-10 | 0.00097009 | 2.1923e-10 | 0.0027911 | 3.6676e-07 | 0.012705 | 9.1082e-11
[120 empty] | 7.3.3.17.5 (Remote Grid) Updates to grid topology to minimize risk of ignition in HFTDs Remote GridWLDFRContaminationAggregated | WLDFR | HFTD - Distribution - Tier 3 - 3QU CoRE ¦ 2QU LoRE | Red Flag Warning - Small Fires | Contamination | Aggregated | 2061 | 2.2599e-07 | 595.3479 | 0.00013455 | 2061 | Mitigation | 0.95 | 45 | 0 | esc | 0.00097009 | 2.1923e-10 | 0.00097009 | 2.1923e-10 | 0.0027911 | 3.6676e-07 | 0.012705 | 9.1082e-11
[120 empty] | 7.3.3.17.5 (Remote Grid) Updates to grid topology to minimize risk of ignition in HFTDs Remote GridWLDFRContaminationAggregated | WLDFR | HFTD - Distribution - Tier 3 - 3QU CoRE ¦ 2QU LoRE | Red Flag Warning - Small Fires | Contamination | Aggregated | 2062 | 2.2599e-07 | 595.3479 | 0.00013455 | 2062 | Mitigation | 0.95 | 45 | 0 | esc | 0.00097009 | 2.1923e-10 | 0.00097009 | 2.1923e-10 | 0.0027911 | 3.6676e-07 | 0.012705 | 9.1082e-11
[120 empty] | 7.3.3.17.5 (Remote Grid) Updates to grid topology to minimize risk of ignition in HFTDs Remote GridWLDFRContaminationAggregated | WLDFR | HFTD - Distribution - Tier 3 - 3QU CoRE ¦ 2QU LoRE | Red Flag Warning - Small Fires | Contamination | Aggregated | 2063 | 2.2599e-07 | 595.3479 | 0.00013455 | 2063 | Mitigation | 0.95 | 45 | 0 | esc | 0.00097009 | 2.1923e-10 | 0.00097009 | 2.1923e-10 | 0.0027911 | 3.6676e-07 | 0.012705 | 9.1082e-11
[120 empty] | 7.3.3.17.5 (Remote Grid) Updates to grid topology to minimize risk of ignition in HFTDs Remote GridWLDFRContaminationAggregated | WLDFR | HFTD - Distribution - Tier 3 - 3QU CoRE ¦ 2QU LoRE | Red Flag Warning - Small Fires | Contamination | Aggregated | 2064 | 2.2599e-07 | 595.3479 | 0.00013455 | 2064 | Mitigation | 0.95 | 45 | 0 | esc | 0.00097009 | 2.1923e-10 | 0.00097009 | 2.1923e-10 | 0.0027911 | 3.6676e-07 | 0.012705 | 9.1082e-11
[120 empty] | 7.3.3.17.5 (Remote Grid) Updates to grid topology to minimize risk of ignition in HFTDs Remote GridWLDFRContaminationAggregated | WLDFR | HFTD - Distribution - Tier 3 - 3QU CoRE ¦ 2QU LoRE | Red Flag Warning - Small Fires | Contamination | Aggregated | 2065 | 2.2599e-07 | 595.3479 | 0.00013455 | 2065 | Mitigation | 0.95 | 45 | 0 | esc | 0.00097009 | 2.1923e-10 | 0.00097009 | 2.1923e-10 | 0.0027911 | 3.6676e-07 | 0.012705 | 9.1082e-11
[120 empty] | 7.3.3.17.5 (Remote Grid) Updates to grid topology to minimize risk of ignition in HFTDs Remote GridWLDFRContaminationAggregated | WLDFR | HFTD - Distribution - Tier 3 - 3QU CoRE ¦ 2QU LoRE | Red Flag Warning - Small Fires | Contamination | Aggregated | 2066 | 2.2599e-07 | 595.3479 | 0.00013455 | 2066 | Mitigation | 0.95 | 45 | 0 | esc | 0.00097009 | 2.1923e-10 | 0.00097009 | 2.1923e-10 | 0.0027911 | 3.6676e-07 | 0.012705 | 9.1082e-11
[120 empty] | 7.3.3.17.5 (Remote Grid) Updates to grid topology to minimize risk of ignition in HFTDs Remote GridWLDFRContaminationAggregated | WLDFR | HFTD - Distribution - Tier 3 - 3QU CoRE ¦ 2QU LoRE | Red Flag Warning - Small Fires | Contamination | Aggregated | 2067 | 2.2599e-07 | 595.3479 | 0.00013455 | 2067 | Mitigation | 0.95 | 45 | 0 | esc | 0 | 0 | 0.00097009 | 2.1923e-10 | 0.0027911 | 3.6676e-07 | 0.012705 | 9.1082e-11
[120 empty] | 7.3.3.17.5 (Remote Grid) Updates to grid topology to minimize risk of ignition in HFTDs Remote GridWLDFREquipment / facility failureAggregated | WLDFR | HFTD - Distribution - Tier 3 - 3QU CoRE ¦ 2QU LoRE | Red Flag Warning - Small Fires | Equipment / facility failure | Aggregated | 2022 | 9.2702e-05 | 595.3479 | 0.05519 | 2022 | Mitigation | 0.95 | 45 | 0 | esc | 0.00097009 | 8.9929e-08 | 0 | 0 | 0.0027911 | 3.6676e-07 | 0.012705 | 9.1082e-11
[120 empty] | 7.3.3.17.5 (Remote Grid) Updates to grid topology to minimize risk of ignition in HFTDs Remote GridWLDFREquipment / facility failureAggregated | WLDFR | HFTD - Distribution - Tier 3 - 3QU CoRE ¦ 2QU LoRE | Red Flag Warning - Small Fires | Equipment / facility failure | Aggregated | 2023 | 9.2702e-05 | 595.3479 | 0.05519 | 2023 | Mitigation | 0.95 | 45 | 0 | esc | 0.00097009 | 8.9929e-08 | 0.00097009 | 8.9929e-08 | 0.0027911 | 3.6676e-07 | 0.012705 | 9.1082e-11
[120 empty] | 7.3.3.17.5 (Remote Grid) Updates to grid topology to minimize risk of ignition in HFTDs Remote GridWLDFREquipment / facility failureAggregated | WLDFR | HFTD - Distribution - Tier 3 - 3QU CoRE ¦ 2QU LoRE | Red Flag Warning - Small Fires | Equipment / facility failure | Aggregated | 2024 | 9.2702e-05 | 595.3479 | 0.05519 | 2024 | Mitigation | 0.95 | 45 | 0 | esc | 0.00097009 | 8.9929e-08 | 0.00097009 | 8.9929e-08 | 0.0027911 | 3.6676e-07 | 0.012705 | 9.1082e-11
[120 empty] | 7.3.3.17.5 (Remote Grid) Updates to grid topology to minimize risk of ignition in HFTDs Remote GridWLDFREquipment / facility failureAggregated | WLDFR | HFTD - Distribution - Tier 3 - 3QU CoRE ¦ 2QU LoRE | Red Flag Warning - Small Fires | Equipment / facility failure | Aggregated | 2025 | 9.2702e-05 | 595.3479 | 0.05519 | 2025 | Mitigation | 0.95 | 45 | 0 | esc | 0.00097009 | 8.9929e-08 | 0.00097009 | 8.9929e-08 | 0.0027911 | 3.6676e-07 | 0.012705 | 9.1082e-11
[120 empty] | 7.3.3.17.5 (Remote Grid) Updates to grid topology to minimize risk of ignition in HFTDs Remote GridWLDFREquipment / facility failureAggregated | WLDFR | HFTD - Distribution - Tier 3 - 3QU CoRE ¦ 2QU LoRE | Red Flag Warning - Small Fires | Equipment / facility failure | Aggregated | 2026 | 9.2702e-05 | 595.3479 | 0.05519 | 2026 | Mitigation | 0.95 | 45 | 0 | esc | 0.00097009 | 8.9929e-08 | 0.00097009 | 8.9929e-08 | 0.0027911 | 3.6676e-07 | 0.012705 | 9.1082e-11
[120 empty] | 7.3.3.17.5 (Remote Grid) Updates to grid topology to minimize risk of ignition in HFTDs Remote GridWLDFREquipment / facility failureAggregated | WLDFR | HFTD - Distribution - Tier 3 - 3QU CoRE ¦ 2QU LoRE | Red Flag Warning - Small Fires | Equipment / facility failure | Aggregated | 2027 | 9.2702e-05 | 595.3479 | 0.05519 | 2027 | Mitigation | 0.95 | 45 | 0 | esc | 0.00097009 | 8.9929e-08 | 0.00097009 | 8.9929e-08 | 0.0027911 | 3.6676e-07 | 0.012705 | 9.1082e-11
[120 empty] | 7.3.3.17.5 (Remote Grid) Updates to grid topology to minimize risk of ignition in HFTDs Remote GridWLDFREquipment / facility failureAggregated | WLDFR | HFTD - Distribution - Tier 3 - 3QU CoRE ¦ 2QU LoRE | Red Flag Warning - Small Fires | Equipment / facility failure | Aggregated | 2028 | 9.2702e-05 | 595.3479 | 0.05519 | 2028 | Mitigation | 0.95 | 45 | 0 | esc | 0.00097009 | 8.9929e-08 | 0.00097009 | 8.9929e-08 | 0.0027911 | 3.6676e-07 | 0.012705 | 9.1082e-11
[120 empty] | 7.3.3.17.5 (Remote Grid) Updates to grid topology to minimize risk of ignition in HFTDs Remote GridWLDFREquipment / facility failureAggregated | WLDFR | HFTD - Distribution - Tier 3 - 3QU CoRE ¦ 2QU LoRE | Red Flag Warning - Small Fires | Equipment / facility failure | Aggregated | 2029 | 9.2702e-05 | 595.3479 | 0.05519 | 2029 | Mitigation | 0.95 | 45 | 0 | esc | 0.00097009 | 8.9929e-08 | 0.00097009 | 8.9929e-08 | 0.0027911 | 3.6676e-07 | 0.012705 | 9.1082e-11
[120 empty] | 7.3.3.17.5 (Remote Grid) Updates to grid topology to minimize risk of ignition in HFTDs Remote GridWLDFREquipment / facility failureAggregated | WLDFR | HFTD - Distribution - Tier 3 - 3QU CoRE ¦ 2QU LoRE | Red Flag Warning - Small Fires | Equipment / facility failure | Aggregated | 2030 | 9.2702e-05 | 595.3479 | 0.05519 | 2030 | Mitigation | 0.95 | 45 | 0 | esc | 0.00097009 | 8.9929e-08 | 0.00097009 | 8.9929e-08 | 0.0027911 | 3.6676e-07 | 0.012705 | 9.1082e-11
[120 empty] | 7.3.3.17.5 (Remote Grid) Updates to grid topology to minimize risk of ignition in HFTDs Remote GridWLDFREquipment / facility failureAggregated | WLDFR | HFTD - Distribution - Tier 3 - 3QU CoRE ¦ 2QU LoRE | Red Flag Warning - Small Fires | Equipment / facility failure | Aggregated | 2031 | 9.2702e-05 | 595.3479 | 0.05519 | 2031 | Mitigation | 0.95 | 45 | 0 | esc | 0.00097009 | 8.9929e-08 | 0.00097009 | 8.9929e-08 | 0.0027911 | 3.6676e-07 | 0.012705 | 9.1082e-11
[120 empty] | 7.3.3.17.5 (Remote Grid) Updates to grid topology to minimize risk of ignition in HFTDs Remote GridWLDFREquipment / facility failureAggregated | WLDFR | HFTD - Distribution - Tier 3 - 3QU CoRE ¦ 2QU LoRE | Red Flag Warning - Small Fires | Equipment / facility failure | Aggregated | 2032 | 9.2702e-05 | 595.3479 | 0.05519 | 2032 | Mitigation | 0.95 | 45 | 0 | esc | 0.00097009 | 8.9929e-08 | 0.00097009 | 8.9929e-08 | 0.0027911 | 3.6676e-07 | 0.012705 | 9.1082e-11
[120 empty] | 7.3.3.17.5 (Remote Grid) Updates to grid topology to minimize risk of ignition in HFTDs Remote GridWLDFREquipment / facility failureAggregated | WLDFR | HFTD - Distribution - Tier 3 - 3QU CoRE ¦ 2QU LoRE | Red Flag Warning - Small Fires | Equipment / facility failure | Aggregated | 2033 | 9.2702e-05 | 595.3479 | 0.05519 | 2033 | Mitigation | 0.95 | 45 | 0 | esc | 0.00097009 | 8.9929e-08 | 0.00097009 | 8.9929e-08 | 0.0027911 | 3.6676e-07 | 0.012705 | 9.1082e-11
[120 empty] | 7.3.3.17.5 (Remote Grid) Updates to grid topology to minimize risk of ignition in HFTDs Remote GridWLDFREquipment / facility failureAggregated | WLDFR | HFTD - Distribution - Tier 3 - 3QU CoRE ¦ 2QU LoRE | Red Flag Warning - Small Fires | Equipment / facility failure | Aggregated | 2034 | 9.2702e-05 | 595.3479 | 0.05519 | 2034 | Mitigation | 0.95 | 45 | 0 | esc | 0.00097009 | 8.9929e-08 | 0.00097009 | 8.9929e-08 | 0.0027911 | 3.6676e-07 | 0.012705 | 9.1082e-11
[120 empty] | 7.3.3.17.5 (Remote Grid) Updates to grid topology to minimize risk of ignition in HFTDs Remote GridWLDFREquipment / facility failureAggregated | WLDFR | HFTD - Distribution - Tier 3 - 3QU CoRE ¦ 2QU LoRE | Red Flag Warning - Small Fires | Equipment / facility failure | Aggregated | 2035 | 9.2702e-05 | 595.3479 | 0.05519 | 2035 | Mitigation | 0.95 | 45 | 0 | esc | 0.00097009 | 8.9929e-08 | 0.00097009 | 8.9929e-08 | 0.0027911 | 3.6676e-07 | 0.012705 | 9.1082e-11
[120 empty] | 7.3.3.17.5 (Remote Grid) Updates to grid topology to minimize risk of ignition in HFTDs Remote GridWLDFREquipment / facility failureAggregated | WLDFR | HFTD - Distribution - Tier 3 - 3QU CoRE ¦ 2QU LoRE | Red Flag Warning - Small Fires | Equipment / facility failure | Aggregated | 2036 | 9.2702e-05 | 595.3479 | 0.05519 | 2036 | Mitigation | 0.95 | 45 | 0 | esc | 0.00097009 | 8.9929e-08 | 0.00097009 | 8.9929e-08 | 0.0027911 | 3.6676e-07 | 0.012705 | 9.1082e-11
[120 empty] | 7.3.3.17.5 (Remote Grid) Updates to grid topology to minimize risk of ignition in HFTDs Remote GridWLDFREquipment / facility failureAggregated | WLDFR | HFTD - Distribution - Tier 3 - 3QU CoRE ¦ 2QU LoRE | Red Flag Warning - Small Fires | Equipment / facility failure | Aggregated | 2037 | 9.2702e-05 | 595.3479 | 0.05519 | 2037 | Mitigation | 0.95 | 45 | 0 | esc | 0.00097009 | 8.9929e-08 | 0.00097009 | 8.9929e-08 | 0.0027911 | 3.6676e-07 | 0.012705 | 9.1082e-11
[120 empty] | 7.3.3.17.5 (Remote Grid) Updates to grid topology to minimize risk of ignition in HFTDs Remote GridWLDFREquipment / facility failureAggregated | WLDFR | HFTD - Distribution - Tier 3 - 3QU CoRE ¦ 2QU LoRE | Red Flag Warning - Small Fires | Equipment / facility failure | Aggregated | 2038 | 9.2702e-05 | 595.3479 | 0.05519 | 2038 | Mitigation | 0.95 | 45 | 0 | esc | 0.00097009 | 8.9929e-08 | 0.00097009 | 8.9929e-08 | 0.0027911 | 3.6676e-07 | 0 | 0
[120 empty] | 7.3.3.17.5 (Remote Grid) Updates to grid topology to minimize risk of ignition in HFTDs Remote GridWLDFREquipment / facility failureAggregated | WLDFR | HFTD - Distribution - Tier 3 - 3QU CoRE ¦ 2QU LoRE | Red Flag Warning - Small Fires | Equipment / facility failure | Aggregated | 2039 | 9.2702e-05 | 595.3479 | 0.05519 | 2039 | Mitigation | 0.95 | 45 | 0 | esc | 0.00097009 | 8.9929e-08 | 0.00097009 | 8.9929e-08 | 0.0027911 | 3.6676e-07 | 0 | 0
[120 empty] | 7.3.3.17.5 (Remote Grid) Updates to grid topology to minimize risk of ignition in HFTDs Remote GridWLDFREquipment / facility failureAggregated | WLDFR | HFTD - Distribution - Tier 3 - 3QU CoRE ¦ 2QU LoRE | Red Flag Warning - Small Fires | Equipment / facility failure | Aggregated | 2040 | 9.2702e-05 | 595.3479 | 0.05519 | 2040 | Mitigation | 0.95 | 45 | 0 | esc | 0.00097009 | 8.9929e-08 | 0.00097009 | 8.9929e-08 | 0.0027911 | 3.6676e-07 | 0.01662 | 2.0425e-11
[120 empty] | 7.3.3.17.5 (Remote Grid) Updates to grid topology to minimize risk of ignition in HFTDs Remote GridWLDFREquipment / facility failureAggregated | WLDFR | HFTD - Distribution - Tier 3 - 3QU CoRE ¦ 2QU LoRE | Red Flag Warning - Small Fires | Equipment / facility failure | Aggregated | 2041 | 9.2702e-05 | 595.3479 | 0.05519 | 2041 | Mitigation | 0.95 | 45 | 0 | esc | 0.00097009 | 8.9929e-08 | 0.00097009 | 8.9929e-08 | 0.0027911 | 3.6676e-07 | 0.01662 | 2.0425e-11
[120 empty] | 7.3.3.17.5 (Remote Grid) Updates to grid topology to minimize risk of ignition in HFTDs Remote GridWLDFREquipment / facility failureAggregated | WLDFR | HFTD - Distribution - Tier 3 - 3QU CoRE ¦ 2QU LoRE | Red Flag Warning - Small Fires | Equipment / facility failure | Aggregated | 2042 | 9.2702e-05 | 595.3479 | 0.05519 | 2042 | Mitigation | 0.95 | 45 | 0 | esc | 0.00097009 | 8.9929e-08 | 0.00097009 | 8.9929e-08 | 0.0027911 | 3.6676e-07 | 0.01662 | 2.0425e-11
[120 empty] | 7.3.3.17.5 (Remote Grid) Updates to grid topology to minimize risk of ignition in HFTDs Remote GridWLDFREquipment / facility failureAggregated | WLDFR | HFTD - Distribution - Tier 3 - 3QU CoRE ¦ 2QU LoRE | Red Flag Warning - Small Fires | Equipment / facility failure | Aggregated | 2043 | 9.2702e-05 | 595.3479 | 0.05519 | 2043 | Mitigation | 0.95 | 45 | 0 | esc | 0.00097009 | 8.9929e-08 | 0.00097009 | 8.9929e-08 | 0.0027911 | 3.6676e-07 | 0.01662 | 2.0425e-11
[120 empty] | 7.3.3.17.5 (Remote Grid) Updates to grid topology to minimize risk of ignition in HFTDs Remote GridWLDFREquipment / facility failureAggregated | WLDFR | HFTD - Distribution - Tier 3 - 3QU CoRE ¦ 2QU LoRE | Red Flag Warning - Small Fires | Equipment / facility failure | Aggregated | 2044 | 9.2702e-05 | 595.3479 | 0.05519 | 2044 | Mitigation | 0.95 | 45 | 0 | esc | 0.00097009 | 8.9929e-08 | 0.00097009 | 8.9929e-08 | 0.0027911 | 3.6676e-07 | 0.01662 | 2.0425e-11
[120 empty] | 7.3.3.17.5 (Remote Grid) Updates to grid topology to minimize risk of ignition in HFTDs Remote GridWLDFREquipment / facility failureAggregated | WLDFR | HFTD - Distribution - Tier 3 - 3QU CoRE ¦ 2QU LoRE | Red Flag Warning - Small Fires | Equipment / facility failure | Aggregated | 2045 | 9.2702e-05 | 595.3479 | 0.05519 | 2045 | Mitigation | 0.95 | 45 | 0 | esc | 0.00097009 | 8.9929e-08 | 0.00097009 | 8.9929e-08 | 0.0027911 | 3.6676e-07 | 0.01662 | 2.0425e-11
[120 empty] | 7.3.3.17.5 (Remote Grid) Updates to grid topology to minimize risk of ignition in HFTDs Remote GridWLDFREquipment / facility failureAggregated | WLDFR | HFTD - Distribution - Tier 3 - 3QU CoRE ¦ 2QU LoRE | Red Flag Warning - Small Fires | Equipment / facility failure | Aggregated | 2046 | 9.2702e-05 | 595.3479 | 0.05519 | 2046 | Mitigation | 0.95 | 45 | 0 | esc | 0.00097009 | 8.9929e-08 | 0.00097009 | 8.9929e-08 | 0.0027911 | 3.6676e-07 | 0.01662 | 2.0425e-11
[120 empty] | 7.3.3.17.5 (Remote Grid) Updates to grid topology to minimize risk of ignition in HFTDs Remote GridWLDFREquipment / facility failureAggregated | WLDFR | HFTD - Distribution - Tier 3 - 3QU CoRE ¦ 2QU LoRE | Red Flag Warning - Small Fires | Equipment / facility failure | Aggregated | 2047 | 9.2702e-05 | 595.3479 | 0.05519 | 2047 | Mitigation | 0.95 | 45 | 0 | esc | 0.00097009 | 8.9929e-08 | 0.00097009 | 8.9929e-08 | 0.0027911 | 3.6676e-07 | 0.01662 | 2.0425e-11
[120 empty] | 7.3.3.17.5 (Remote Grid) Updates to grid topology to minimize risk of ignition in HFTDs Remote GridWLDFREquipment / facility failureAggregated | WLDFR | HFTD - Distribution - Tier 3 - 3QU CoRE ¦ 2QU LoRE | Red Flag Warning - Small Fires | Equipment / facility failure | Aggregated | 2048 | 9.2702e-05 | 595.3479 | 0.05519 | 2048 | Mitigation | 0.95 | 45 | 0 | esc | 0.00097009 | 8.9929e-08 | 0.00097009 | 8.9929e-08 | 0 | 0 | 0.01662 | 2.0425e-11
[120 empty] | 7.3.3.17.5 (Remote Grid) Updates to grid topology to minimize risk of ignition in HFTDs Remote GridWLDFREquipment / facility failureAggregated | WLDFR | HFTD - Distribution - Tier 3 - 3QU CoRE ¦ 2QU LoRE | Red Flag Warning - Small Fires | Equipment / facility failure | Aggregated | 2049 | 9.2702e-05 | 595.3479 | 0.05519 | 2049 | Mitigation | 0.95 | 45 | 0 | esc | 0.00097009 | 8.9929e-08 | 0.00097009 | 8.9929e-08 | 0.0027911 | 2.7098e-09 | 0.01662 | 2.0425e-11
[120 empty] | 7.3.3.17.5 (Remote Grid) Updates to grid topology to minimize risk of ignition in HFTDs Remote GridWLDFREquipment / facility failureAggregated | WLDFR | HFTD - Distribution - Tier 3 - 3QU CoRE ¦ 2QU LoRE | Red Flag Warning - Small Fires | Equipment / facility failure | Aggregated | 2050 | 9.2702e-05 | 595.3479 | 0.05519 | 2050 | Mitigation | 0.95 | 45 | 0 | esc | 0.00097009 | 8.9929e-08 | 0.00097009 | 8.9929e-08 | 0.0027911 | 2.7098e-09 | 0.01662 | 2.0425e-11
[120 empty] | 7.3.3.17.5 (Remote Grid) Updates to grid topology to minimize risk of ignition in HFTDs Remote GridWLDFREquipment / facility failureAggregated | WLDFR | HFTD - Distribution - Tier 3 - 3QU CoRE ¦ 2QU LoRE | Red Flag Warning - Small Fires | Equipment / facility failure | Aggregated | 2051 | 9.2702e-05 | 595.3479 | 0.05519 | 2051 | Mitigation | 0.95 | 45 | 0 | esc | 0.00097009 | 8.9929e-08 | 0.00097009 | 8.9929e-08 | 0.0027911 | 2.7098e-09 | 0.01662 | 2.0425e-11
[120 empty] | 7.3.3.17.5 (Remote Grid) Updates to grid topology to minimize risk of ignition in HFTDs Remote GridWLDFREquipment / facility failureAggregated | WLDFR | HFTD - Distribution - Tier 3 - 3QU CoRE ¦ 2QU LoRE | Red Flag Warning - Small Fires | Equipment / facility failure | Aggregated | 2052 | 9.2702e-05 | 595.3479 | 0.05519 | 2052 | Mitigation | 0.95 | 45 | 0 | esc | 0.00097009 | 8.9929e-08 | 0.00097009 | 8.9929e-08 | 0.0027911 | 2.7098e-09 | 0.01662 | 2.0425e-11
[120 empty] | 7.3.3.17.5 (Remote Grid) Updates to grid topology to minimize risk of ignition in HFTDs Remote GridWLDFREquipment / facility failureAggregated | WLDFR | HFTD - Distribution - Tier 3 - 3QU CoRE ¦ 2QU LoRE | Red Flag Warning - Small Fires | Equipment / facility failure | Aggregated | 2053 | 9.2702e-05 | 595.3479 | 0.05519 | 2053 | Mitigation | 0.95 | 45 | 0 | esc | 0.00097009 | 8.9929e-08 | 0.00097009 | 8.9929e-08 | 0.0027911 | 2.7098e-09 | 0.01662 | 2.0425e-11
[120 empty] | 7.3.3.17.5 (Remote Grid) Updates to grid topology to minimize risk of ignition in HFTDs Remote GridWLDFREquipment / facility failureAggregated | WLDFR | HFTD - Distribution - Tier 3 - 3QU CoRE ¦ 2QU LoRE | Red Flag Warning - Small Fires | Equipment / facility failure | Aggregated | 2054 | 9.2702e-05 | 595.3479 | 0.05519 | 2054 | Mitigation | 0.95 | 45 | 0 | esc | 0.00097009 | 8.9929e-08 | 0.00097009 | 8.9929e-08 | 0.0027911 | 2.7098e-09 | 0.01662 | 2.0425e-11
[120 empty] | 7.3.3.17.5 (Remote Grid) Updates to grid topology to minimize risk of ignition in HFTDs Remote GridWLDFREquipment / facility failureAggregated | WLDFR | HFTD - Distribution - Tier 3 - 3QU CoRE ¦ 2QU LoRE | Red Flag Warning - Small Fires | Equipment / facility failure | Aggregated | 2055 | 9.2702e-05 | 595.3479 | 0.05519 | 2055 | Mitigation | 0.95 | 45 | 0 | esc | 0.00097009 | 8.9929e-08 | 0.00097009 | 8.9929e-08 | 0.0027911 | 2.7098e-09 | 0.01662 | 2.0425e-11
[120 empty] | 7.3.3.17.5 (Remote Grid) Updates to grid topology to minimize risk of ignition in HFTDs Remote GridWLDFREquipment / facility failureAggregated | WLDFR | HFTD - Distribution - Tier 3 - 3QU CoRE ¦ 2QU LoRE | Red Flag Warning - Small Fires | Equipment / facility failure | Aggregated | 2056 | 9.2702e-05 | 595.3479 | 0.05519 | 2056 | Mitigation | 0.95 | 45 | 0 | esc | 0.00097009 | 8.9929e-08 | 0.00097009 | 8.9929e-08 | 0.0027911 | 2.7098e-09 | 0.01662 | 2.0425e-11
[120 empty] | 7.3.3.17.5 (Remote Grid) Updates to grid topology to minimize risk of ignition in HFTDs Remote GridWLDFREquipment / facility failureAggregated | WLDFR | HFTD - Distribution - Tier 3 - 3QU CoRE ¦ 2QU LoRE | Red Flag Warning - Small Fires | Equipment / facility failure | Aggregated | 2057 | 9.2702e-05 | 595.3479 | 0.05519 | 2057 | Mitigation | 0.95 | 45 | 0 | esc | 0.00097009 | 8.9929e-08 | 0.00097009 | 8.9929e-08 | 0.0027911 | 2.7098e-09 | 0.01662 | 2.0425e-11
[120 empty] | 7.3.3.17.5 (Remote Grid) Updates to grid topology to minimize risk of ignition in HFTDs Remote GridWLDFREquipment / facility failureAggregated | WLDFR | HFTD - Distribution - Tier 3 - 3QU CoRE ¦ 2QU LoRE | Red Flag Warning - Small Fires | Equipment / facility failure | Aggregated | 2058 | 9.2702e-05 | 595.3479 | 0.05519 | 2058 | Mitigation | 0.95 | 45 | 0 | esc | 0.00097009 | 8.9929e-08 | 0.00097009 | 8.9929e-08 | 0.0027911 | 2.7098e-09 | 0.01662 | 2.0425e-11
[120 empty] | 7.3.3.17.5 (Remote Grid) Updates to grid topology to minimize risk of ignition in HFTDs Remote GridWLDFREquipment / facility failureAggregated | WLDFR | HFTD - Distribution - Tier 3 - 3QU CoRE ¦ 2QU LoRE | Red Flag Warning - Small Fires | Equipment / facility failure | Aggregated | 2059 | 9.2702e-05 | 595.3479 | 0.05519 | 2059 | Mitigation | 0.95 | 45 | 0 | esc | 0.00097009 | 8.9929e-08 | 0.00097009 | 8.9929e-08 | 0.0027911 | 2.7098e-09 | 0.01662 | 2.0425e-11
[120 empty] | 7.3.3.17.5 (Remote Grid) Updates to grid topology to minimize risk of ignition in HFTDs Remote GridWLDFREquipment / facility failureAggregated | WLDFR | HFTD - Distribution - Tier 3 - 3QU CoRE ¦ 2QU LoRE | Red Flag Warning - Small Fires | Equipment / facility failure | Aggregated | 2060 | 9.2702e-05 | 595.3479 | 0.05519 | 2060 | Mitigation | 0.95 | 45 | 0 | esc | 0.00097009 | 8.9929e-08 | 0.00097009 | 8.9929e-08 | 0.0027911 | 2.7098e-09 | 0.01662 | 2.0425e-11
[120 empty] | 7.3.3.17.5 (Remote Grid) Updates to grid topology to minimize risk of ignition in HFTDs Remote GridWLDFREquipment / facility failureAggregated | WLDFR | HFTD - Distribution - Tier 3 - 3QU CoRE ¦ 2QU LoRE | Red Flag Warning - Small Fires | Equipment / facility failure | Aggregated | 2061 | 9.2702e-05 | 595.3479 | 0.05519 | 2061 | Mitigation | 0.95 | 45 | 0 | esc | 0.00097009 | 8.9929e-08 | 0.00097009 | 8.9929e-08 | 0.0027911 | 2.7098e-09 | 0.01662 | 2.0425e-11
[120 empty] | 7.3.3.17.5 (Remote Grid) Updates to grid topology to minimize risk of ignition in HFTDs Remote GridWLDFREquipment / facility failureAggregated | WLDFR | HFTD - Distribution - Tier 3 - 3QU CoRE ¦ 2QU LoRE | Red Flag Warning - Small Fires | Equipment / facility failure | Aggregated | 2062 | 9.2702e-05 | 595.3479 | 0.05519 | 2062 | Mitigation | 0.95 | 45 | 0 | esc | 0.00097009 | 8.9929e-08 | 0.00097009 | 8.9929e-08 | 0.0027911 | 2.7098e-09 | 0.01662 | 2.0425e-11
[120 empty] | 7.3.3.17.5 (Remote Grid) Updates to grid topology to minimize risk of ignition in HFTDs Remote GridWLDFREquipment / facility failureAggregated | WLDFR | HFTD - Distribution - Tier 3 - 3QU CoRE ¦ 2QU LoRE | Red Flag Warning - Small Fires | Equipment / facility failure | Aggregated | 2063 | 9.2702e-05 | 595.3479 | 0.05519 | 2063 | Mitigation | 0.95 | 45 | 0 | esc | 0.00097009 | 8.9929e-08 | 0.00097009 | 8.9929e-08 | 0.0027911 | 2.7098e-09 | 0.01662 | 2.0425e-11
[120 empty] | 7.3.3.17.5 (Remote Grid) Updates to grid topology to minimize risk of ignition in HFTDs Remote GridWLDFREquipment / facility failureAggregated | WLDFR | HFTD - Distribution - Tier 3 - 3QU CoRE ¦ 2QU LoRE | Red Flag Warning - Small Fires | Equipment / facility failure | Aggregated | 2064 | 9.2702e-05 | 595.3479 | 0.05519 | 2064 | Mitigation | 0.95 | 45 | 0 | esc | 0.00097009 | 8.9929e-08 | 0.00097009 | 8.9929e-08 | 0.0027911 | 2.7098e-09 | 0.01662 | 2.0425e-11
[120 empty] | 7.3.3.17.5 (Remote Grid) Updates to grid topology to minimize risk of ignition in HFTDs Remote GridWLDFREquipment / facility failureAggregated | WLDFR | HFTD - Distribution - Tier 3 - 3QU CoRE ¦ 2QU LoRE | Red Flag Warning - Small Fires | Equipment / facility failure | Aggregated | 2065 | 9.2702e-05 | 595.3479 | 0.05519 | 2065 | Mitigation | 0.95 | 45 | 0 | esc | 0.00097009 | 8.9929e-08 | 0.00097009 | 8.9929e-08 | 0.0027911 | 2.7098e-09 | 0.01662 | 2.0425e-11
[120 empty] | 7.3.3.17.5 (Remote Grid) Updates to grid topology to minimize risk of ignition in HFTDs Remote GridWLDFREquipment / facility failureAggregated | WLDFR | HFTD - Distribution - Tier 3 - 3QU CoRE ¦ 2QU LoRE | Red Flag Warning - Small Fires | Equipment / facility failure | Aggregated | 2066 | 9.2702e-05 | 595.3479 | 0.05519 | 2066 | Mitigation | 0.95 | 45 | 0 | esc | 0.00097009 | 8.9929e-08 | 0.00097009 | 8.9929e-08 | 0.0027911 | 2.7098e-09 | 0.01662 | 2.0425e-11
[120 empty] | 7.3.3.17.5 (Remote Grid) Updates to grid topology to minimize risk of ignition in HFTDs Remote GridWLDFREquipment / facility failureAggregated | WLDFR | HFTD - Distribution - Tier 3 - 3QU CoRE ¦ 2QU LoRE | Red Flag Warning - Small Fires | Equipment / facility failure | Aggregated | 2067 | 9.2702e-05 | 595.3479 | 0.05519 | 2067 | Mitigation | 0.95 | 45 | 0 | esc | 0 | 0 | 0.00097009 | 8.9929e-08 | 0.0027911 | 2.7098e-09 | 0.01662 | 2.0425e-11
[120 empty] | 7.3.3.17.5 (Remote Grid) Updates to grid topology to minimize risk of ignition in HFTDs Remote GridWLDFRVegetation ContactAggregated | WLDFR | HFTD - Distribution - Tier 3 - 3QU CoRE ¦ 2QU LoRE | Red Flag Warning - Small Fires | Vegetation Contact | Aggregated | 2022 | 0.00076744 | 595.3479 | 0.4569 | 2022 | Mitigation | 0.95 | 45 | 0 | esc | 0.00097009 | 7.4449e-07 | 0 | 0 | 0.0027911 | 2.7098e-09 | 0.01662 | 2.0425e-11
[120 empty] | 7.3.3.17.5 (Remote Grid) Updates to grid topology to minimize risk of ignition in HFTDs Remote GridWLDFRVegetation ContactAggregated | WLDFR | HFTD - Distribution - Tier 3 - 3QU CoRE ¦ 2QU LoRE | Red Flag Warning - Small Fires | Vegetation Contact | Aggregated | 2023 | 0.00076744 | 595.3479 | 0.4569 | 2023 | Mitigation | 0.95 | 45 | 0 | esc | 0.00097009 | 7.4449e-07 | 0.00097009 | 7.4449e-07 | 0.0027911 | 2.7098e-09 | 0.01662 | 2.0425e-11
[120 empty] | 7.3.3.17.5 (Remote Grid) Updates to grid topology to minimize risk of ignition in HFTDs Remote GridWLDFRVegetation ContactAggregated | WLDFR | HFTD - Distribution - Tier 3 - 3QU CoRE ¦ 2QU LoRE | Red Flag Warning - Small Fires | Vegetation Contact | Aggregated | 2024 | 0.00076744 | 595.3479 | 0.4569 | 2024 | Mitigation | 0.95 | 45 | 0 | esc | 0.00097009 | 7.4449e-07 | 0.00097009 | 7.4449e-07 | 0.0027911 | 2.7098e-09 | 0 | 0
[120 empty] | 7.3.3.17.5 (Remote Grid) Updates to grid topology to minimize risk of ignition in HFTDs Remote GridWLDFRVegetation ContactAggregated | WLDFR | HFTD - Distribution - Tier 3 - 3QU CoRE ¦ 2QU LoRE | Red Flag Warning - Small Fires | Vegetation Contact | Aggregated | 2025 | 0.00076744 | 595.3479 | 0.4569 | 2025 | Mitigation | 0.95 | 45 | 0 | esc | 0.00097009 | 7.4449e-07 | 0.00097009 | 7.4449e-07 | 0.0027911 | 2.7098e-09 | 0 | 0
[120 empty] | 7.3.3.17.5 (Remote Grid) Updates to grid topology to minimize risk of ignition in HFTDs Remote GridWLDFRVegetation ContactAggregated | WLDFR | HFTD - Distribution - Tier 3 - 3QU CoRE ¦ 2QU LoRE | Red Flag Warning - Small Fires | Vegetation Contact | Aggregated | 2026 | 0.00076744 | 595.3479 | 0.4569 | 2026 | Mitigation | 0.95 | 45 | 0 | esc | 0.00097009 | 7.4449e-07 | 0.00097009 | 7.4449e-07 | 0.0027911 | 2.7098e-09 | 0.0080352 | 4.6704e-10
[120 empty] | 7.3.3.17.5 (Remote Grid) Updates to grid topology to minimize risk of ignition in HFTDs Remote GridWLDFRVegetation ContactAggregated | WLDFR | HFTD - Distribution - Tier 3 - 3QU CoRE ¦ 2QU LoRE | Red Flag Warning - Small Fires | Vegetation Contact | Aggregated | 2027 | 0.00076744 | 595.3479 | 0.4569 | 2027 | Mitigation | 0.95 | 45 | 0 | esc | 0.00097009 | 7.4449e-07 | 0.00097009 | 7.4449e-07 | 0.0027911 | 2.7098e-09 | 0.0080352 | 4.6704e-10
[120 empty] | 7.3.3.17.5 (Remote Grid) Updates to grid topology to minimize risk of ignition in HFTDs Remote GridWLDFRVegetation ContactAggregated | WLDFR | HFTD - Distribution - Tier 3 - 3QU CoRE ¦ 2QU LoRE | Red Flag Warning - Small Fires | Vegetation Contact | Aggregated | 2028 | 0.00076744 | 595.3479 | 0.4569 | 2028 | Mitigation | 0.95 | 45 | 0 | esc | 0.00097009 | 7.4449e-07 | 0.00097009 | 7.4449e-07 | 0.0027911 | 2.7098e-09 | 0.0080352 | 4.6704e-10
[120 empty] | 7.3.3.17.5 (Remote Grid) Updates to grid topology to minimize risk of ignition in HFTDs Remote GridWLDFRVegetation ContactAggregated | WLDFR | HFTD - Distribution - Tier 3 - 3QU CoRE ¦ 2QU LoRE | Red Flag Warning - Small Fires | Vegetation Contact | Aggregated | 2029 | 0.00076744 | 595.3479 | 0.4569 | 2029 | Mitigation | 0.95 | 45 | 0 | esc | 0.00097009 | 7.4449e-07 | 0.00097009 | 7.4449e-07 | 0.0027911 | 2.7098e-09 | 0.0080352 | 4.6704e-10
[120 empty] | 7.3.3.17.5 (Remote Grid) Updates to grid topology to minimize risk of ignition in HFTDs Remote GridWLDFRVegetation ContactAggregated | WLDFR | HFTD - Distribution - Tier 3 - 3QU CoRE ¦ 2QU LoRE | Red Flag Warning - Small Fires | Vegetation Contact | Aggregated | 2030 | 0.00076744 | 595.3479 | 0.4569 | 2030 | Mitigation | 0.95 | 45 | 0 | esc | 0.00097009 | 7.4449e-07 | 0.00097009 | 7.4449e-07 | 0.0027911 | 2.7098e-09 | 0.0080352 | 4.6704e-10
[120 empty] | 7.3.3.17.5 (Remote Grid) Updates to grid topology to minimize risk of ignition in HFTDs Remote GridWLDFRVegetation ContactAggregated | WLDFR | HFTD - Distribution - Tier 3 - 3QU CoRE ¦ 2QU LoRE | Red Flag Warning - Small Fires | Vegetation Contact | Aggregated | 2031 | 0.00076744 | 595.3479 | 0.4569 | 2031 | Mitigation | 0.95 | 45 | 0 | esc | 0.00097009 | 7.4449e-07 | 0.00097009 | 7.4449e-07 | 0.0027911 | 2.7098e-09 | 0.0080352 | 4.6704e-10
[120 empty] | 7.3.3.17.5 (Remote Grid) Updates to grid topology to minimize risk of ignition in HFTDs Remote GridWLDFRVegetation ContactAggregated | WLDFR | HFTD - Distribution - Tier 3 - 3QU CoRE ¦ 2QU LoRE | Red Flag Warning - Small Fires | Vegetation Contact | Aggregated | 2032 | 0.00076744 | 595.3479 | 0.4569 | 2032 | Mitigation | 0.95 | 45 | 0 | esc | 0.00097009 | 7.4449e-07 | 0.00097009 | 7.4449e-07 | 0.0027911 | 2.7098e-09 | 0.0080352 | 4.6704e-10
[120 empty] | 7.3.3.17.5 (Remote Grid) Updates to grid topology to minimize risk of ignition in HFTDs Remote GridWLDFRVegetation ContactAggregated | WLDFR | HFTD - Distribution - Tier 3 - 3QU CoRE ¦ 2QU LoRE | Red Flag Warning - Small Fires | Vegetation Contact | Aggregated | 2033 | 0.00076744 | 595.3479 | 0.4569 | 2033 | Mitigation | 0.95 | 45 | 0 | esc | 0.00097009 | 7.4449e-07 | 0.00097009 | 7.4449e-07 | 0.0027911 | 2.7098e-09 | 0.0080352 | 4.6704e-10
[120 empty] | 7.3.3.17.5 (Remote Grid) Updates to grid topology to minimize risk of ignition in HFTDs Remote GridWLDFRVegetation ContactAggregated | WLDFR | HFTD - Distribution - Tier 3 - 3QU CoRE ¦ 2QU LoRE | Red Flag Warning - Small Fires | Vegetation Contact | Aggregated | 2034 | 0.00076744 | 595.3479 | 0.4569 | 2034 | Mitigation | 0.95 | 45 | 0 | esc | 0.00097009 | 7.4449e-07 | 0.00097009 | 7.4449e-07 | 0.0027911 | 2.7098e-09 | 0.0080352 | 4.6704e-10
[120 empty] | 7.3.3.17.5 (Remote Grid) Updates to grid topology to minimize risk of ignition in HFTDs Remote GridWLDFRVegetation ContactAggregated | WLDFR | HFTD - Distribution - Tier 3 - 3QU CoRE ¦ 2QU LoRE | Red Flag Warning - Small Fires | Vegetation Contact | Aggregated | 2035 | 0.00076744 | 595.3479 | 0.4569 | 2035 | Mitigation | 0.95 | 45 | 0 | esc | 0.00097009 | 7.4449e-07 | 0.00097009 | 7.4449e-07 | 0.0027911 | 2.7098e-09 | 0.0080352 | 4.6704e-10
[120 empty] | 7.3.3.17.5 (Remote Grid) Updates to grid topology to minimize risk of ignition in HFTDs Remote GridWLDFRVegetation ContactAggregated | WLDFR | HFTD - Distribution - Tier 3 - 3QU CoRE ¦ 2QU LoRE | Red Flag Warning - Small Fires | Vegetation Contact | Aggregated | 2036 | 0.00076744 | 595.3479 | 0.4569 | 2036 | Mitigation | 0.95 | 45 | 0 | esc | 0.00097009 | 7.4449e-07 | 0.00097009 | 7.4449e-07 | 0.0027911 | 2.7098e-09 | 0.0080352 | 4.6704e-10
[120 empty] | 7.3.3.17.5 (Remote Grid) Updates to grid topology to minimize risk of ignition in HFTDs Remote GridWLDFRVegetation ContactAggregated | WLDFR | HFTD - Distribution - Tier 3 - 3QU CoRE ¦ 2QU LoRE | Red Flag Warning - Small Fires | Vegetation Contact | Aggregated | 2037 | 0.00076744 | 595.3479 | 0.4569 | 2037 | Mitigation | 0.95 | 45 | 0 | esc | 0.00097009 | 7.4449e-07 | 0.00097009 | 7.4449e-07 | 0.0027911 | 2.7098e-09 | 0.0080352 | 4.6704e-10
[120 empty] | 7.3.3.17.5 (Remote Grid) Updates to grid topology to minimize risk of ignition in HFTDs Remote GridWLDFRVegetation ContactAggregated | WLDFR | HFTD - Distribution - Tier 3 - 3QU CoRE ¦ 2QU LoRE | Red Flag Warning - Small Fires | Vegetation Contact | Aggregated | 2038 | 0.00076744 | 595.3479 | 0.4569 | 2038 | Mitigation | 0.95 | 45 | 0 | esc | 0.00097009 | 7.4449e-07 | 0.00097009 | 7.4449e-07 | 0.0027911 | 2.7098e-09 | 0.0080352 | 4.6704e-10
[120 empty] | 7.3.3.17.5 (Remote Grid) Updates to grid topology to minimize risk of ignition in HFTDs Remote GridWLDFRVegetation ContactAggregated | WLDFR | HFTD - Distribution - Tier 3 - 3QU CoRE ¦ 2QU LoRE | Red Flag Warning - Small Fires | Vegetation Contact | Aggregated | 2039 | 0.00076744 | 595.3479 | 0.4569 | 2039 | Mitigation | 0.95 | 45 | 0 | esc | 0.00097009 | 7.4449e-07 | 0.00097009 | 7.4449e-07 | 0.0027911 | 2.7098e-09 | 0.0080352 | 4.6704e-10
[120 empty] | 7.3.3.17.5 (Remote Grid) Updates to grid topology to minimize risk of ignition in HFTDs Remote GridWLDFRVegetation ContactAggregated | WLDFR | HFTD - Distribution - Tier 3 - 3QU CoRE ¦ 2QU LoRE | Red Flag Warning - Small Fires | Vegetation Contact | Aggregated | 2040 | 0.00076744 | 595.3479 | 0.4569 | 2040 | Mitigation | 0.95 | 45 | 0 | esc | 0.00097009 | 7.4449e-07 | 0.00097009 | 7.4449e-07 | 0.0027911 | 2.7098e-09 | 0.0080352 | 4.6704e-10
[120 empty] | 7.3.3.17.5 (Remote Grid) Updates to grid topology to minimize risk of ignition in HFTDs Remote GridWLDFRVegetation ContactAggregated | WLDFR | HFTD - Distribution - Tier 3 - 3QU CoRE ¦ 2QU LoRE | Red Flag Warning - Small Fires | Vegetation Contact | Aggregated | 2041 | 0.00076744 | 595.3479 | 0.4569 | 2041 | Mitigation | 0.95 | 45 | 0 | esc | 0.00097009 | 7.4449e-07 | 0.00097009 | 7.4449e-07 | 0.0027911 | 2.7098e-09 | 0.0080352 | 4.6704e-10
[120 empty] | 7.3.3.17.5 (Remote Grid) Updates to grid topology to minimize risk of ignition in HFTDs Remote GridWLDFRVegetation ContactAggregated | WLDFR | HFTD - Distribution - Tier 3 - 3QU CoRE ¦ 2QU LoRE | Red Flag Warning - Small Fires | Vegetation Contact | Aggregated | 2042 | 0.00076744 | 595.3479 | 0.4569 | 2042 | Mitigation | 0.95 | 45 | 0 | esc | 0.00097009 | 7.4449e-07 | 0.00097009 | 7.4449e-07 | 0.0027911 | 2.7098e-09 | 0.0080352 | 4.6704e-10
[120 empty] | 7.3.3.17.5 (Remote Grid) Updates to grid topology to minimize risk of ignition in HFTDs Remote GridWLDFRVegetation ContactAggregated | WLDFR | HFTD - Distribution - Tier 3 - 3QU CoRE ¦ 2QU LoRE | Red Flag Warning - Small Fires | Vegetation Contact | Aggregated | 2043 | 0.00076744 | 595.3479 | 0.4569 | 2043 | Mitigation | 0.95 | 45 | 0 | esc | 0.00097009 | 7.4449e-07 | 0.00097009 | 7.4449e-07 | 0.0027911 | 2.7098e-09 | 0.0080352 | 4.6704e-10
[120 empty] | 7.3.3.17.5 (Remote Grid) Updates to grid topology to minimize risk of ignition in HFTDs Remote GridWLDFRVegetation ContactAggregated | WLDFR | HFTD - Distribution - Tier 3 - 3QU CoRE ¦ 2QU LoRE | Red Flag Warning - Small Fires | Vegetation Contact | Aggregated | 2044 | 0.00076744 | 595.3479 | 0.4569 | 2044 | Mitigation | 0.95 | 45 | 0 | esc | 0.00097009 | 7.4449e-07 | 0.00097009 | 7.4449e-07 | 0.0027911 | 2.7098e-09 | 0.0080352 | 4.6704e-10
[120 empty] | 7.3.3.17.5 (Remote Grid) Updates to grid topology to minimize risk of ignition in HFTDs Remote GridWLDFRVegetation ContactAggregated | WLDFR | HFTD - Distribution - Tier 3 - 3QU CoRE ¦ 2QU LoRE | Red Flag Warning - Small Fires | Vegetation Contact | Aggregated | 2045 | 0.00076744 | 595.3479 | 0.4569 | 2045 | Mitigation | 0.95 | 45 | 0 | esc | 0.00097009 | 7.4449e-07 | 0.00097009 | 7.4449e-07 | 0.0027911 | 2.7098e-09 | 0.0080352 | 4.6704e-10
[120 empty] | 7.3.3.17.5 (Remote Grid) Updates to grid topology to minimize risk of ignition in HFTDs Remote GridWLDFRVegetation ContactAggregated | WLDFR | HFTD - Distribution - Tier 3 - 3QU CoRE ¦ 2QU LoRE | Red Flag Warning - Small Fires | Vegetation Contact | Aggregated | 2046 | 0.00076744 | 595.3479 | 0.4569 | 2046 | Mitigation | 0.95 | 45 | 0 | esc | 0.00097009 | 7.4449e-07 | 0.00097009 | 7.4449e-07 | 0.0027911 | 2.7098e-09 | 0.0080352 | 4.6704e-10
[120 empty] | 7.3.3.17.5 (Remote Grid) Updates to grid topology to minimize risk of ignition in HFTDs Remote GridWLDFRVegetation ContactAggregated | WLDFR | HFTD - Distribution - Tier 3 - 3QU CoRE ¦ 2QU LoRE | Red Flag Warning - Small Fires | Vegetation Contact | Aggregated | 2047 | 0.00076744 | 595.3479 | 0.4569 | 2047 | Mitigation | 0.95 | 45 | 0 | esc | 0.00097009 | 7.4449e-07 | 0.00097009 | 7.4449e-07 | 0.0027911 | 2.7098e-09 | 0.0080352 | 4.6704e-10
[120 empty] | 7.3.3.17.5 (Remote Grid) Updates to grid topology to minimize risk of ignition in HFTDs Remote GridWLDFRVegetation ContactAggregated | WLDFR | HFTD - Distribution - Tier 3 - 3QU CoRE ¦ 2QU LoRE | Red Flag Warning - Small Fires | Vegetation Contact | Aggregated | 2048 | 0.00076744 | 595.3479 | 0.4569 | 2048 | Mitigation | 0.95 | 45 | 0 | esc | 0.00097009 | 7.4449e-07 | 0.00097009 | 7.4449e-07 | 0.0027911 | 2.7098e-09 | 0.0080352 | 4.6704e-10
[120 empty] | 7.3.3.17.5 (Remote Grid) Updates to grid topology to minimize risk of ignition in HFTDs Remote GridWLDFRVegetation ContactAggregated | WLDFR | HFTD - Distribution - Tier 3 - 3QU CoRE ¦ 2QU LoRE | Red Flag Warning - Small Fires | Vegetation Contact | Aggregated | 2049 | 0.00076744 | 595.3479 | 0.4569 | 2049 | Mitigation | 0.95 | 45 | 0 | esc | 0.00097009 | 7.4449e-07 | 0.00097009 | 7.4449e-07 | 0.0027911 | 2.7098e-09 | 0.0080352 | 4.6704e-10
[120 empty] | 7.3.3.17.5 (Remote Grid) Updates to grid topology to minimize risk of ignition in HFTDs Remote GridWLDFRVegetation ContactAggregated | WLDFR | HFTD - Distribution - Tier 3 - 3QU CoRE ¦ 2QU LoRE | Red Flag Warning - Small Fires | Vegetation Contact | Aggregated | 2050 | 0.00076744 | 595.3479 | 0.4569 | 2050 | Mitigation | 0.95 | 45 | 0 | esc | 0.00097009 | 7.4449e-07 | 0.00097009 | 7.4449e-07 | 0.0027911 | 2.7098e-09 | 0.0080352 | 4.6704e-10
[120 empty] | 7.3.3.17.5 (Remote Grid) Updates to grid topology to minimize risk of ignition in HFTDs Remote GridWLDFRVegetation ContactAggregated | WLDFR | HFTD - Distribution - Tier 3 - 3QU CoRE ¦ 2QU LoRE | Red Flag Warning - Small Fires | Vegetation Contact | Aggregated | 2051 | 0.00076744 | 595.3479 | 0.4569 | 2051 | Mitigation | 0.95 | 45 | 0 | esc | 0.00097009 | 7.4449e-07 | 0.00097009 | 7.4449e-07 | 0.0027911 | 2.7098e-09 | 0.0080352 | 4.6704e-10
[120 empty] | 7.3.3.17.5 (Remote Grid) Updates to grid topology to minimize risk of ignition in HFTDs Remote GridWLDFRVegetation ContactAggregated | WLDFR | HFTD - Distribution - Tier 3 - 3QU CoRE ¦ 2QU LoRE | Red Flag Warning - Small Fires | Vegetation Contact | Aggregated | 2052 | 0.00076744 | 595.3479 | 0.4569 | 2052 | Mitigation | 0.95 | 45 | 0 | esc | 0.00097009 | 7.4449e-07 | 0.00097009 | 7.4449e-07 | 0 | 0 | 0.0080352 | 4.6704e-10
[120 empty] | 7.3.3.17.5 (Remote Grid) Updates to grid topology to minimize risk of ignition in HFTDs Remote GridWLDFRVegetation ContactAggregated | WLDFR | HFTD - Distribution - Tier 3 - 3QU CoRE ¦ 2QU LoRE | Red Flag Warning - Small Fires | Vegetation Contact | Aggregated | 2053 | 0.00076744 | 595.3479 | 0.4569 | 2053 | Mitigation | 0.95 | 45 | 0 | esc | 0.00097009 | 7.4449e-07 | 0.00097009 | 7.4449e-07 | 0.0027911 | 2.2078e-08 | 0.0080352 | 4.6704e-10
[120 empty] | 7.3.3.17.5 (Remote Grid) Updates to grid topology to minimize risk of ignition in HFTDs Remote GridWLDFRVegetation ContactAggregated | WLDFR | HFTD - Distribution - Tier 3 - 3QU CoRE ¦ 2QU LoRE | Red Flag Warning - Small Fires | Vegetation Contact | Aggregated | 2054 | 0.00076744 | 595.3479 | 0.4569 | 2054 | Mitigation | 0.95 | 45 | 0 | esc | 0.00097009 | 7.4449e-07 | 0.00097009 | 7.4449e-07 | 0.0027911 | 2.2078e-08 | 0.0080352 | 4.6704e-10
[120 empty] | 7.3.3.17.5 (Remote Grid) Updates to grid topology to minimize risk of ignition in HFTDs Remote GridWLDFRVegetation ContactAggregated | WLDFR | HFTD - Distribution - Tier 3 - 3QU CoRE ¦ 2QU LoRE | Red Flag Warning - Small Fires | Vegetation Contact | Aggregated | 2055 | 0.00076744 | 595.3479 | 0.4569 | 2055 | Mitigation | 0.95 | 45 | 0 | esc | 0.00097009 | 7.4449e-07 | 0.00097009 | 7.4449e-07 | 0.0027911 | 2.2078e-08 | 0.0080352 | 4.6704e-10
[120 empty] | 7.3.3.17.5 (Remote Grid) Updates to grid topology to minimize risk of ignition in HFTDs Remote GridWLDFRVegetation ContactAggregated | WLDFR | HFTD - Distribution - Tier 3 - 3QU CoRE ¦ 2QU LoRE | Red Flag Warning - Small Fires | Vegetation Contact | Aggregated | 2056 | 0.00076744 | 595.3479 | 0.4569 | 2056 | Mitigation | 0.95 | 45 | 0 | esc | 0.00097009 | 7.4449e-07 | 0.00097009 | 7.4449e-07 | 0.0027911 | 2.2078e-08 | 0 | 0
[120 empty] | 7.3.3.17.5 (Remote Grid) Updates to grid topology to minimize risk of ignition in HFTDs Remote GridWLDFRVegetation ContactAggregated | WLDFR | HFTD - Distribution - Tier 3 - 3QU CoRE ¦ 2QU LoRE | Red Flag Warning - Small Fires | Vegetation Contact | Aggregated | 2057 | 0.00076744 | 595.3479 | 0.4569 | 2057 | Mitigation | 0.95 | 45 | 0 | esc | 0.00097009 | 7.4449e-07 | 0.00097009 | 7.4449e-07 | 0.0027911 | 2.2078e-08 | 0 | 0
[120 empty] | 7.3.3.17.5 (Remote Grid) Updates to grid topology to minimize risk of ignition in HFTDs Remote GridWLDFRVegetation ContactAggregated | WLDFR | HFTD - Distribution - Tier 3 - 3QU CoRE ¦ 2QU LoRE | Red Flag Warning - Small Fires | Vegetation Contact | Aggregated | 2058 | 0.00076744 | 595.3479 | 0.4569 | 2058 | Mitigation | 0.95 | 45 | 0 | esc | 0.00097009 | 7.4449e-07 | 0.00097009 | 7.4449e-07 | 0.0027911 | 2.2078e-08 | 0.010315 | 2.8942e-10
[120 empty] | 7.3.3.17.5 (Remote Grid) Updates to grid topology to minimize risk of ignition in HFTDs Remote GridWLDFRVegetation ContactAggregated | WLDFR | HFTD - Distribution - Tier 3 - 3QU CoRE ¦ 2QU LoRE | Red Flag Warning - Small Fires | Vegetation Contact | Aggregated | 2059 | 0.00076744 | 595.3479 | 0.4569 | 2059 | Mitigation | 0.95 | 45 | 0 | esc | 0.00097009 | 7.4449e-07 | 0.00097009 | 7.4449e-07 | 0.0027911 | 2.2078e-08 | 0.010315 | 2.8942e-10
[120 empty] | 7.3.3.17.5 (Remote Grid) Updates to grid topology to minimize risk of ignition in HFTDs Remote GridWLDFRVegetation ContactAggregated | WLDFR | HFTD - Distribution - Tier 3 - 3QU CoRE ¦ 2QU LoRE | Red Flag Warning - Small Fires | Vegetation Contact | Aggregated | 2060 | 0.00076744 | 595.3479 | 0.4569 | 2060 | Mitigation | 0.95 | 45 | 0 | esc | 0.00097009 | 7.4449e-07 | 0.00097009 | 7.4449e-07 | 0.0027911 | 2.2078e-08 | 0.010315 | 2.8942e-10
[120 empty] | 7.3.3.17.5 (Remote Grid) Updates to grid topology to minimize risk of ignition in HFTDs Remote GridWLDFRVegetation ContactAggregated | WLDFR | HFTD - Distribution - Tier 3 - 3QU CoRE ¦ 2QU LoRE | Red Flag Warning - Small Fires | Vegetation Contact | Aggregated | 2061 | 0.00076744 | 595.3479 | 0.4569 | 2061 | Mitigation | 0.95 | 45 | 0 | esc | 0.00097009 | 7.4449e-07 | 0.00097009 | 7.4449e-07 | 0.0027911 | 2.2078e-08 | 0.010315 | 2.8942e-10
[120 empty] | 7.3.3.17.5 (Remote Grid) Updates to grid topology to minimize risk of ignition in HFTDs Remote GridWLDFRVegetation ContactAggregated | WLDFR | HFTD - Distribution - Tier 3 - 3QU CoRE ¦ 2QU LoRE | Red Flag Warning - Small Fires | Vegetation Contact | Aggregated | 2062 | 0.00076744 | 595.3479 | 0.4569 | 2062 | Mitigation | 0.95 | 45 | 0 | esc | 0.00097009 | 7.4449e-07 | 0.00097009 | 7.4449e-07 | 0.0027911 | 2.2078e-08 | 0.010315 | 2.8942e-10
[120 empty] | 7.3.3.17.5 (Remote Grid) Updates to grid topology to minimize risk of ignition in HFTDs Remote GridWLDFRVegetation ContactAggregated | WLDFR | HFTD - Distribution - Tier 3 - 3QU CoRE ¦ 2QU LoRE | Red Flag Warning - Small Fires | Vegetation Contact | Aggregated | 2063 | 0.00076744 | 595.3479 | 0.4569 | 2063 | Mitigation | 0.95 | 45 | 0 | esc | 0.00097009 | 7.4449e-07 | 0.00097009 | 7.4449e-07 | 0.0027911 | 2.2078e-08 | 0.010315 | 2.8942e-10
[120 empty] | 7.3.3.17.5 (Remote Grid) Updates to grid topology to minimize risk of ignition in HFTDs Remote GridWLDFRVegetation ContactAggregated | WLDFR | HFTD - Distribution - Tier 3 - 3QU CoRE ¦ 2QU LoRE | Red Flag Warning - Small Fires | Vegetation Contact | Aggregated | 2064 | 0.00076744 | 595.3479 | 0.4569 | 2064 | Mitigation | 0.95 | 45 | 0 | esc | 0.00097009 | 7.4449e-07 | 0.00097009 | 7.4449e-07 | 0.0027911 | 2.2078e-08 | 0.010315 | 2.8942e-10
[120 empty] | 7.3.3.17.5 (Remote Grid) Updates to grid topology to minimize risk of ignition in HFTDs Remote GridWLDFRVegetation ContactAggregated | WLDFR | HFTD - Distribution - Tier 3 - 3QU CoRE ¦ 2QU LoRE | Red Flag Warning - Small Fires | Vegetation Contact | Aggregated | 2065 | 0.00076744 | 595.3479 | 0.4569 | 2065 | Mitigation | 0.95 | 45 | 0 | esc | 0.00097009 | 7.4449e-07 | 0.00097009 | 7.4449e-07 | 0.0027911 | 2.2078e-08 | 0.010315 | 2.8942e-10
[120 empty] | 7.3.3.17.5 (Remote Grid) Updates to grid topology to minimize risk of ignition in HFTDs Remote GridWLDFRVegetation ContactAggregated | WLDFR | HFTD - Distribution - Tier 3 - 3QU CoRE ¦ 2QU LoRE | Red Flag Warning - Small Fires | Vegetation Contact | Aggregated | 2066 | 0.00076744 | 595.3479 | 0.4569 | 2066 | Mitigation | 0.95 | 45 | 0 | esc | 0.00097009 | 7.4449e-07 | 0.00097009 | 7.4449e-07 | 0.0027911 | 2.2078e-08 | 0.010315 | 2.8942e-10
[120 empty] | 7.3.3.17.5 (Remote Grid) Updates to grid topology to minimize risk of ignition in HFTDs Remote GridWLDFRVegetation ContactAggregated | WLDFR | HFTD - Distribution - Tier 3 - 3QU CoRE ¦ 2QU LoRE | Red Flag Warning - Small Fires | Vegetation Contact | Aggregated | 2067 | 0.00076744 | 595.3479 | 0.4569 | 2067 | Mitigation | 0.95 | 45 | 0 | esc | 0 | 0 | 0.00097009 | 7.4449e-07 | 0.0027911 | 2.2078e-08 | 0.010315 | 2.8942e-10
[120 empty] | 7.3.3.17.5 (Remote Grid) Updates to grid topology to minimize risk of ignition in HFTDs Remote GridWLDFRWire-to-wire contactAggregated | WLDFR | HFTD - Distribution - Tier 3 - 3QU CoRE ¦ 2QU LoRE | Red Flag Warning - Small Fires | Wire-to-wire contact | Aggregated | 2022 | 2.466e-06 | 595.3479 | 0.0014681 | 2022 | Mitigation | 0.95 | 45 | 0 | esc | 0.00097009 | 2.3922e-09 | 0 | 0 | 0.0027911 | 2.2078e-08 | 0.010315 | 2.8942e-10
[120 empty] | 7.3.3.17.5 (Remote Grid) Updates to grid topology to minimize risk of ignition in HFTDs Remote GridWLDFRWire-to-wire contactAggregated | WLDFR | HFTD - Distribution - Tier 3 - 3QU CoRE ¦ 2QU LoRE | Red Flag Warning - Small Fires | Wire-to-wire contact | Aggregated | 2023 | 2.466e-06 | 595.3479 | 0.0014681 | 2023 | Mitigation | 0.95 | 45 | 0 | esc | 0.00097009 | 2.3922e-09 | 0.00097009 | 2.3922e-09 | 0.0027911 | 2.2078e-08 | 0.010315 | 2.8942e-10
[120 empty] | 7.3.3.17.5 (Remote Grid) Updates to grid topology to minimize risk of ignition in HFTDs Remote GridWLDFRWire-to-wire contactAggregated | WLDFR | HFTD - Distribution - Tier 3 - 3QU CoRE ¦ 2QU LoRE | Red Flag Warning - Small Fires | Wire-to-wire contact | Aggregated | 2024 | 2.466e-06 | 595.3479 | 0.0014681 | 2024 | Mitigation | 0.95 | 45 | 0 | esc | 0.00097009 | 2.3922e-09 | 0.00097009 | 2.3922e-09 | 0.0027911 | 2.2078e-08 | 0.010315 | 2.8942e-10
[120 empty] | 7.3.3.17.5 (Remote Grid) Updates to grid topology to minimize risk of ignition in HFTDs Remote GridWLDFRWire-to-wire contactAggregated | WLDFR | HFTD - Distribution - Tier 3 - 3QU CoRE ¦ 2QU LoRE | Red Flag Warning - Small Fires | Wire-to-wire contact | Aggregated | 2025 | 2.466e-06 | 595.3479 | 0.0014681 | 2025 | Mitigation | 0.95 | 45 | 0 | esc | 0.00097009 | 2.3922e-09 | 0.00097009 | 2.3922e-09 | 0.0027911 | 2.2078e-08 | 0.010315 | 2.8942e-10
[120 empty] | 7.3.3.17.5 (Remote Grid) Updates to grid topology to minimize risk of ignition in HFTDs Remote GridWLDFRWire-to-wire contactAggregated | WLDFR | HFTD - Distribution - Tier 3 - 3QU CoRE ¦ 2QU LoRE | Red Flag Warning - Small Fires | Wire-to-wire contact | Aggregated | 2026 | 2.466e-06 | 595.3479 | 0.0014681 | 2026 | Mitigation | 0.95 | 45 | 0 | esc | 0.00097009 | 2.3922e-09 | 0.00097009 | 2.3922e-09 | 0.0027911 | 2.2078e-08 | 0.010315 | 2.8942e-10
[120 empty] | 7.3.3.17.5 (Remote Grid) Updates to grid topology to minimize risk of ignition in HFTDs Remote GridWLDFRWire-to-wire contactAggregated | WLDFR | HFTD - Distribution - Tier 3 - 3QU CoRE ¦ 2QU LoRE | Red Flag Warning - Small Fires | Wire-to-wire contact | Aggregated | 2027 | 2.466e-06 | 595.3479 | 0.0014681 | 2027 | Mitigation | 0.95 | 45 | 0 | esc | 0.00097009 | 2.3922e-09 | 0.00097009 | 2.3922e-09 | 0.0027911 | 2.2078e-08 | 0.010315 | 2.8942e-10
[120 empty] | 7.3.3.17.5 (Remote Grid) Updates to grid topology to minimize risk of ignition in HFTDs Remote GridWLDFRWire-to-wire contactAggregated | WLDFR | HFTD - Distribution - Tier 3 - 3QU CoRE ¦ 2QU LoRE | Red Flag Warning - Small Fires | Wire-to-wire contact | Aggregated | 2028 | 2.466e-06 | 595.3479 | 0.0014681 | 2028 | Mitigation | 0.95 | 45 | 0 | esc | 0.00097009 | 2.3922e-09 | 0.00097009 | 2.3922e-09 | 0.0027911 | 2.2078e-08 | 0.010315 | 2.8942e-10
[120 empty] | 7.3.3.17.5 (Remote Grid) Updates to grid topology to minimize risk of ignition in HFTDs Remote GridWLDFRWire-to-wire contactAggregated | WLDFR | HFTD - Distribution - Tier 3 - 3QU CoRE ¦ 2QU LoRE | Red Flag Warning - Small Fires | Wire-to-wire contact | Aggregated | 2029 | 2.466e-06 | 595.3479 | 0.0014681 | 2029 | Mitigation | 0.95 | 45 | 0 | esc | 0.00097009 | 2.3922e-09 | 0.00097009 | 2.3922e-09 | 0.0027911 | 2.2078e-08 | 0.010315 | 2.8942e-10
[120 empty] | 7.3.3.17.5 (Remote Grid) Updates to grid topology to minimize risk of ignition in HFTDs Remote GridWLDFRWire-to-wire contactAggregated | WLDFR | HFTD - Distribution - Tier 3 - 3QU CoRE ¦ 2QU LoRE | Red Flag Warning - Small Fires | Wire-to-wire contact | Aggregated | 2030 | 2.466e-06 | 595.3479 | 0.0014681 | 2030 | Mitigation | 0.95 | 45 | 0 | esc | 0.00097009 | 2.3922e-09 | 0.00097009 | 2.3922e-09 | 0.0027911 | 2.2078e-08 | 0.010315 | 2.8942e-10
[120 empty] | 7.3.3.17.5 (Remote Grid) Updates to grid topology to minimize risk of ignition in HFTDs Remote GridWLDFRWire-to-wire contactAggregated | WLDFR | HFTD - Distribution - Tier 3 - 3QU CoRE ¦ 2QU LoRE | Red Flag Warning - Small Fires | Wire-to-wire contact | Aggregated | 2031 | 2.466e-06 | 595.3479 | 0.0014681 | 2031 | Mitigation | 0.95 | 45 | 0 | esc | 0.00097009 | 2.3922e-09 | 0.00097009 | 2.3922e-09 | 0.0027911 | 2.2078e-08 | 0.010315 | 2.8942e-10
[120 empty] | 7.3.3.17.5 (Remote Grid) Updates to grid topology to minimize risk of ignition in HFTDs Remote GridWLDFRWire-to-wire contactAggregated | WLDFR | HFTD - Distribution - Tier 3 - 3QU CoRE ¦ 2QU LoRE | Red Flag Warning - Small Fires | Wire-to-wire contact | Aggregated | 2032 | 2.466e-06 | 595.3479 | 0.0014681 | 2032 | Mitigation | 0.95 | 45 | 0 | esc | 0.00097009 | 2.3922e-09 | 0.00097009 | 2.3922e-09 | 0.0027911 | 2.2078e-08 | 0.010315 | 2.8942e-10
[120 empty] | 7.3.3.17.5 (Remote Grid) Updates to grid topology to minimize risk of ignition in HFTDs Remote GridWLDFRWire-to-wire contactAggregated | WLDFR | HFTD - Distribution - Tier 3 - 3QU CoRE ¦ 2QU LoRE | Red Flag Warning - Small Fires | Wire-to-wire contact | Aggregated | 2033 | 2.466e-06 | 595.3479 | 0.0014681 | 2033 | Mitigation | 0.95 | 45 | 0 | esc | 0.00097009 | 2.3922e-09 | 0.00097009 | 2.3922e-09 | 0.0027911 | 2.2078e-08 | 0.010315 | 2.8942e-10
[120 empty] | 7.3.3.17.5 (Remote Grid) Updates to grid topology to minimize risk of ignition in HFTDs Remote GridWLDFRWire-to-wire contactAggregated | WLDFR | HFTD - Distribution - Tier 3 - 3QU CoRE ¦ 2QU LoRE | Red Flag Warning - Small Fires | Wire-to-wire contact | Aggregated | 2034 | 2.466e-06 | 595.3479 | 0.0014681 | 2034 | Mitigation | 0.95 | 45 | 0 | esc | 0.00097009 | 2.3922e-09 | 0.00097009 | 2.3922e-09 | 0.0027911 | 2.2078e-08 | 0.010315 | 2.8942e-10
[120 empty] | 7.3.3.17.5 (Remote Grid) Updates to grid topology to minimize risk of ignition in HFTDs Remote GridWLDFRWire-to-wire contactAggregated | WLDFR | HFTD - Distribution - Tier 3 - 3QU CoRE ¦ 2QU LoRE | Red Flag Warning - Small Fires | Wire-to-wire contact | Aggregated | 2035 | 2.466e-06 | 595.3479 | 0.0014681 | 2035 | Mitigation | 0.95 | 45 | 0 | esc | 0.00097009 | 2.3922e-09 | 0.00097009 | 2.3922e-09 | 0.0027911 | 2.2078e-08 | 0.010315 | 2.8942e-10
[120 empty] | 7.3.3.17.5 (Remote Grid) Updates to grid topology to minimize risk of ignition in HFTDs Remote GridWLDFRWire-to-wire contactAggregated | WLDFR | HFTD - Distribution - Tier 3 - 3QU CoRE ¦ 2QU LoRE | Red Flag Warning - Small Fires | Wire-to-wire contact | Aggregated | 2036 | 2.466e-06 | 595.3479 | 0.0014681 | 2036 | Mitigation | 0.95 | 45 | 0 | esc | 0.00097009 | 2.3922e-09 | 0.00097009 | 2.3922e-09 | 0.0027911 | 2.2078e-08 | 0.010315 | 2.8942e-10
[120 empty] | 7.3.3.17.5 (Remote Grid) Updates to grid topology to minimize risk of ignition in HFTDs Remote GridWLDFRWire-to-wire contactAggregated | WLDFR | HFTD - Distribution - Tier 3 - 3QU CoRE ¦ 2QU LoRE | Red Flag Warning - Small Fires | Wire-to-wire contact | Aggregated | 2037 | 2.466e-06 | 595.3479 | 0.0014681 | 2037 | Mitigation | 0.95 | 45 | 0 | esc | 0.00097009 | 2.3922e-09 | 0.00097009 | 2.3922e-09 | 0.0027911 | 2.2078e-08 | 0.010315 | 2.8942e-10
[120 empty] | 7.3.3.17.5 (Remote Grid) Updates to grid topology to minimize risk of ignition in HFTDs Remote GridWLDFRWire-to-wire contactAggregated | WLDFR | HFTD - Distribution - Tier 3 - 3QU CoRE ¦ 2QU LoRE | Red Flag Warning - Small Fires | Wire-to-wire contact | Aggregated | 2038 | 2.466e-06 | 595.3479 | 0.0014681 | 2038 | Mitigation | 0.95 | 45 | 0 | esc | 0.00097009 | 2.3922e-09 | 0.00097009 | 2.3922e-09 | 0.0027911 | 2.2078e-08 | 0.010315 | 2.8942e-10
[120 empty] | 7.3.3.17.5 (Remote Grid) Updates to grid topology to minimize risk of ignition in HFTDs Remote GridWLDFRWire-to-wire contactAggregated | WLDFR | HFTD - Distribution - Tier 3 - 3QU CoRE ¦ 2QU LoRE | Red Flag Warning - Small Fires | Wire-to-wire contact | Aggregated | 2039 | 2.466e-06 | 595.3479 | 0.0014681 | 2039 | Mitigation | 0.95 | 45 | 0 | esc | 0.00097009 | 2.3922e-09 | 0.00097009 | 2.3922e-09 | 0.0027911 | 2.2078e-08 | 0.010315 | 2.8942e-10
[120 empty] | 7.3.3.17.5 (Remote Grid) Updates to grid topology to minimize risk of ignition in HFTDs Remote GridWLDFRWire-to-wire contactAggregated | WLDFR | HFTD - Distribution - Tier 3 - 3QU CoRE ¦ 2QU LoRE | Red Flag Warning - Small Fires | Wire-to-wire contact | Aggregated | 2040 | 2.466e-06 | 595.3479 | 0.0014681 | 2040 | Mitigation | 0.95 | 45 | 0 | esc | 0.00097009 | 2.3922e-09 | 0.00097009 | 2.3922e-09 | 0.0027911 | 2.2078e-08 | 0.010315 | 2.8942e-10
[120 empty] | 7.3.3.17.5 (Remote Grid) Updates to grid topology to minimize risk of ignition in HFTDs Remote GridWLDFRWire-to-wire contactAggregated | WLDFR | HFTD - Distribution - Tier 3 - 3QU CoRE ¦ 2QU LoRE | Red Flag Warning - Small Fires | Wire-to-wire contact | Aggregated | 2041 | 2.466e-06 | 595.3479 | 0.0014681 | 2041 | Mitigation | 0.95 | 45 | 0 | esc | 0.00097009 | 2.3922e-09 | 0.00097009 | 2.3922e-09 | 0.0027911 | 2.2078e-08 | 0.010315 | 2.8942e-10
[120 empty] | 7.3.3.17.5 (Remote Grid) Updates to grid topology to minimize risk of ignition in HFTDs Remote GridWLDFRWire-to-wire contactAggregated | WLDFR | HFTD - Distribution - Tier 3 - 3QU CoRE ¦ 2QU LoRE | Red Flag Warning - Small Fires | Wire-to-wire contact | Aggregated | 2042 | 2.466e-06 | 595.3479 | 0.0014681 | 2042 | Mitigation | 0.95 | 45 | 0 | esc | 0.00097009 | 2.3922e-09 | 0.00097009 | 2.3922e-09 | 0.0027911 | 2.2078e-08 | 0 | 0
[120 empty] | 7.3.3.17.5 (Remote Grid) Updates to grid topology to minimize risk of ignition in HFTDs Remote GridWLDFRWire-to-wire contactAggregated | WLDFR | HFTD - Distribution - Tier 3 - 3QU CoRE ¦ 2QU LoRE | Red Flag Warning - Small Fires | Wire-to-wire contact | Aggregated | 2043 | 2.466e-06 | 595.3479 | 0.0014681 | 2043 | Mitigation | 0.95 | 45 | 0 | esc | 0.00097009 | 2.3922e-09 | 0.00097009 | 2.3922e-09 | 0.0027911 | 2.2078e-08 | 0 | 0
[120 empty] | 7.3.3.17.5 (Remote Grid) Updates to grid topology to minimize risk of ignition in HFTDs Remote GridWLDFRWire-to-wire contactAggregated | WLDFR | HFTD - Distribution - Tier 3 - 3QU CoRE ¦ 2QU LoRE | Red Flag Warning - Small Fires | Wire-to-wire contact | Aggregated | 2044 | 2.466e-06 | 595.3479 | 0.0014681 | 2044 | Mitigation | 0.95 | 45 | 0 | esc | 0.00097009 | 2.3922e-09 | 0.00097009 | 2.3922e-09 | 0.0027911 | 2.2078e-08 | 0.013666 | 5.2135e-10
[120 empty] | 7.3.3.17.5 (Remote Grid) Updates to grid topology to minimize risk of ignition in HFTDs Remote GridWLDFRWire-to-wire contactAggregated | WLDFR | HFTD - Distribution - Tier 3 - 3QU CoRE ¦ 2QU LoRE | Red Flag Warning - Small Fires | Wire-to-wire contact | Aggregated | 2045 | 2.466e-06 | 595.3479 | 0.0014681 | 2045 | Mitigation | 0.95 | 45 | 0 | esc | 0.00097009 | 2.3922e-09 | 0.00097009 | 2.3922e-09 | 0.0027911 | 2.2078e-08 | 0.013666 | 5.2135e-10
[120 empty] | 7.3.3.17.5 (Remote Grid) Updates to grid topology to minimize risk of ignition in HFTDs Remote GridWLDFRWire-to-wire contactAggregated | WLDFR | HFTD - Distribution - Tier 3 - 3QU CoRE ¦ 2QU LoRE | Red Flag Warning - Small Fires | Wire-to-wire contact | Aggregated | 2046 | 2.466e-06 | 595.3479 | 0.0014681 | 2046 | Mitigation | 0.95 | 45 | 0 | esc | 0.00097009 | 2.3922e-09 | 0.00097009 | 2.3922e-09 | 0.0027911 | 2.2078e-08 | 0.013666 | 5.2135e-10
[120 empty] | 7.3.3.17.5 (Remote Grid) Updates to grid topology to minimize risk of ignition in HFTDs Remote GridWLDFRWire-to-wire contactAggregated | WLDFR | HFTD - Distribution - Tier 3 - 3QU CoRE ¦ 2QU LoRE | Red Flag Warning - Small Fires | Wire-to-wire contact | Aggregated | 2047 | 2.466e-06 | 595.3479 | 0.0014681 | 2047 | Mitigation | 0.95 | 45 | 0 | esc | 0.00097009 | 2.3922e-09 | 0.00097009 | 2.3922e-09 | 0.0027911 | 2.2078e-08 | 0.013666 | 5.2135e-10
[120 empty] | 7.3.3.17.5 (Remote Grid) Updates to grid topology to minimize risk of ignition in HFTDs Remote GridWLDFRWire-to-wire contactAggregated | WLDFR | HFTD - Distribution - Tier 3 - 3QU CoRE ¦ 2QU LoRE | Red Flag Warning - Small Fires | Wire-to-wire contact | Aggregated | 2048 | 2.466e-06 | 595.3479 | 0.0014681 | 2048 | Mitigation | 0.95 | 45 | 0 | esc | 0.00097009 | 2.3922e-09 | 0.00097009 | 2.3922e-09 | 0.0027911 | 2.2078e-08 | 0.013666 | 5.2135e-10
[120 empty] | 7.3.3.17.5 (Remote Grid) Updates to grid topology to minimize risk of ignition in HFTDs Remote GridWLDFRWire-to-wire contactAggregated | WLDFR | HFTD - Distribution - Tier 3 - 3QU CoRE ¦ 2QU LoRE | Red Flag Warning - Small Fires | Wire-to-wire contact | Aggregated | 2049 | 2.466e-06 | 595.3479 | 0.0014681 | 2049 | Mitigation | 0.95 | 45 | 0 | esc | 0.00097009 | 2.3922e-09 | 0.00097009 | 2.3922e-09 | 0.0027911 | 2.2078e-08 | 0.013666 | 5.2135e-10
[120 empty] | 7.3.3.17.5 (Remote Grid) Updates to grid topology to minimize risk of ignition in HFTDs Remote GridWLDFRWire-to-wire contactAggregated | WLDFR | HFTD - Distribution - Tier 3 - 3QU CoRE ¦ 2QU LoRE | Red Flag Warning - Small Fires | Wire-to-wire contact | Aggregated | 2050 | 2.466e-06 | 595.3479 | 0.0014681 | 2050 | Mitigation | 0.95 | 45 | 0 | esc | 0.00097009 | 2.3922e-09 | 0.00097009 | 2.3922e-09 | 0.0027911 | 2.2078e-08 | 0.013666 | 5.2135e-10
[120 empty] | 7.3.3.17.5 (Remote Grid) Updates to grid topology to minimize risk of ignition in HFTDs Remote GridWLDFRWire-to-wire contactAggregated | WLDFR | HFTD - Distribution - Tier 3 - 3QU CoRE ¦ 2QU LoRE | Red Flag Warning - Small Fires | Wire-to-wire contact | Aggregated | 2051 | 2.466e-06 | 595.3479 | 0.0014681 | 2051 | Mitigation | 0.95 | 45 | 0 | esc | 0.00097009 | 2.3922e-09 | 0.00097009 | 2.3922e-09 | 0.0027911 | 2.2078e-08 | 0.013666 | 5.2135e-10
[120 empty] | 7.3.3.17.5 (Remote Grid) Updates to grid topology to minimize risk of ignition in HFTDs Remote GridWLDFRWire-to-wire contactAggregated | WLDFR | HFTD - Distribution - Tier 3 - 3QU CoRE ¦ 2QU LoRE | Red Flag Warning - Small Fires | Wire-to-wire contact | Aggregated | 2052 | 2.466e-06 | 595.3479 | 0.0014681 | 2052 | Mitigation | 0.95 | 45 | 0 | esc | 0.00097009 | 2.3922e-09 | 0.00097009 | 2.3922e-09 | 0.0027911 | 2.2078e-08 | 0.013666 | 5.2135e-10
[120 empty] | 7.3.3.17.5 (Remote Grid) Updates to grid topology to minimize risk of ignition in HFTDs Remote GridWLDFRWire-to-wire contactAggregated | WLDFR | HFTD - Distribution - Tier 3 - 3QU CoRE ¦ 2QU LoRE | Red Flag Warning - Small Fires | Wire-to-wire contact | Aggregated | 2053 | 2.466e-06 | 595.3479 | 0.0014681 | 2053 | Mitigation | 0.95 | 45 | 0 | esc | 0.00097009 | 2.3922e-09 | 0.00097009 | 2.3922e-09 | 0.0027911 | 2.2078e-08 | 0.013666 | 5.2135e-10
[120 empty] | 7.3.3.17.5 (Remote Grid) Updates to grid topology to minimize risk of ignition in HFTDs Remote GridWLDFRWire-to-wire contactAggregated | WLDFR | HFTD - Distribution - Tier 3 - 3QU CoRE ¦ 2QU LoRE | Red Flag Warning - Small Fires | Wire-to-wire contact | Aggregated | 2054 | 2.466e-06 | 595.3479 | 0.0014681 | 2054 | Mitigation | 0.95 | 45 | 0 | esc | 0.00097009 | 2.3922e-09 | 0.00097009 | 2.3922e-09 | 0.0027911 | 2.2078e-08 | 0.013666 | 5.2135e-10
[120 empty] | 7.3.3.17.5 (Remote Grid) Updates to grid topology to minimize risk of ignition in HFTDs Remote GridWLDFRWire-to-wire contactAggregated | WLDFR | HFTD - Distribution - Tier 3 - 3QU CoRE ¦ 2QU LoRE | Red Flag Warning - Small Fires | Wire-to-wire contact | Aggregated | 2055 | 2.466e-06 | 595.3479 | 0.0014681 | 2055 | Mitigation | 0.95 | 45 | 0 | esc | 0.00097009 | 2.3922e-09 | 0.00097009 | 2.3922e-09 | 0.0027911 | 2.2078e-08 | 0.013666 | 5.2135e-10
[120 empty] | 7.3.3.17.5 (Remote Grid) Updates to grid topology to minimize risk of ignition in HFTDs Remote GridWLDFRWire-to-wire contactAggregated | WLDFR | HFTD - Distribution - Tier 3 - 3QU CoRE ¦ 2QU LoRE | Red Flag Warning - Small Fires | Wire-to-wire contact | Aggregated | 2056 | 2.466e-06 | 595.3479 | 0.0014681 | 2056 | Mitigation | 0.95 | 45 | 0 | esc | 0.00097009 | 2.3922e-09 | 0.00097009 | 2.3922e-09 | 0 | 0 | 0.013666 | 5.2135e-10
[120 empty] | 7.3.3.17.5 (Remote Grid) Updates to grid topology to minimize risk of ignition in HFTDs Remote GridWLDFRWire-to-wire contactAggregated | WLDFR | HFTD - Distribution - Tier 3 - 3QU CoRE ¦ 2QU LoRE | Red Flag Warning - Small Fires | Wire-to-wire contact | Aggregated | 2057 | 2.466e-06 | 595.3479 | 0.0014681 | 2057 | Mitigation | 0.95 | 45 | 0 | esc | 0.00097009 | 2.3922e-09 | 0.00097009 | 2.3922e-09 | 0.0027911 | 8.1237e-10 | 0.013666 | 5.2135e-10
[120 empty] | 7.3.3.17.5 (Remote Grid) Updates to grid topology to minimize risk of ignition in HFTDs Remote GridWLDFRWire-to-wire contactAggregated | WLDFR | HFTD - Distribution - Tier 3 - 3QU CoRE ¦ 2QU LoRE | Red Flag Warning - Small Fires | Wire-to-wire contact | Aggregated | 2058 | 2.466e-06 | 595.3479 | 0.0014681 | 2058 | Mitigation | 0.95 | 45 | 0 | esc | 0.00097009 | 2.3922e-09 | 0.00097009 | 2.3922e-09 | 0.0027911 | 8.1237e-10 | 0.013666 | 5.2135e-10
[120 empty] | 7.3.3.17.5 (Remote Grid) Updates to grid topology to minimize risk of ignition in HFTDs Remote GridWLDFRWire-to-wire contactAggregated | WLDFR | HFTD - Distribution - Tier 3 - 3QU CoRE ¦ 2QU LoRE | Red Flag Warning - Small Fires | Wire-to-wire contact | Aggregated | 2059 | 2.466e-06 | 595.3479 | 0.0014681 | 2059 | Mitigation | 0.95 | 45 | 0 | esc | 0.00097009 | 2.3922e-09 | 0.00097009 | 2.3922e-09 | 0.0027911 | 8.1237e-10 | 0.013666 | 5.2135e-10
[120 empty] | 7.3.3.17.5 (Remote Grid) Updates to grid topology to minimize risk of ignition in HFTDs Remote GridWLDFRWire-to-wire contactAggregated | WLDFR | HFTD - Distribution - Tier 3 - 3QU CoRE ¦ 2QU LoRE | Red Flag Warning - Small Fires | Wire-to-wire contact | Aggregated | 2060 | 2.466e-06 | 595.3479 | 0.0014681 | 2060 | Mitigation | 0.95 | 45 | 0 | esc | 0.00097009 | 2.3922e-09 | 0.00097009 | 2.3922e-09 | 0.0027911 | 8.1237e-10 | 0.013666 | 5.2135e-10
[120 empty] | 7.3.3.17.5 (Remote Grid) Updates to grid topology to minimize risk of ignition in HFTDs Remote GridWLDFRWire-to-wire contactAggregated | WLDFR | HFTD - Distribution - Tier 3 - 3QU CoRE ¦ 2QU LoRE | Red Flag Warning - Small Fires | Wire-to-wire contact | Aggregated | 2061 | 2.466e-06 | 595.3479 | 0.0014681 | 2061 | Mitigation | 0.95 | 45 | 0 | esc | 0.00097009 | 2.3922e-09 | 0.00097009 | 2.3922e-09 | 0.0027911 | 8.1237e-10 | 0.013666 | 5.2135e-10
[120 empty] | 7.3.3.17.5 (Remote Grid) Updates to grid topology to minimize risk of ignition in HFTDs Remote GridWLDFRWire-to-wire contactAggregated | WLDFR | HFTD - Distribution - Tier 3 - 3QU CoRE ¦ 2QU LoRE | Red Flag Warning - Small Fires | Wire-to-wire contact | Aggregated | 2062 | 2.466e-06 | 595.3479 | 0.0014681 | 2062 | Mitigation | 0.95 | 45 | 0 | esc | 0.00097009 | 2.3922e-09 | 0.00097009 | 2.3922e-09 | 0.0027911 | 8.1237e-10 | 0.013666 | 5.2135e-10
[120 empty] | 7.3.3.17.5 (Remote Grid) Updates to grid topology to minimize risk of ignition in HFTDs Remote GridWLDFRWire-to-wire contactAggregated | WLDFR | HFTD - Distribution - Tier 3 - 3QU CoRE ¦ 2QU LoRE | Red Flag Warning - Small Fires | Wire-to-wire contact | Aggregated | 2063 | 2.466e-06 | 595.3479 | 0.0014681 | 2063 | Mitigation | 0.95 | 45 | 0 | esc | 0.00097009 | 2.3922e-09 | 0.00097009 | 2.3922e-09 | 0.0027911 | 8.1237e-10 | 0.013666 | 5.2135e-10
[120 empty] | 7.3.3.17.5 (Remote Grid) Updates to grid topology to minimize risk of ignition in HFTDs Remote GridWLDFRWire-to-wire contactAggregated | WLDFR | HFTD - Distribution - Tier 3 - 3QU CoRE ¦ 2QU LoRE | Red Flag Warning - Small Fires | Wire-to-wire contact | Aggregated | 2064 | 2.466e-06 | 595.3479 | 0.0014681 | 2064 | Mitigation | 0.95 | 45 | 0 | esc | 0.00097009 | 2.3922e-09 | 0.00097009 | 2.3922e-09 | 0.0027911 | 8.1237e-10 | 0.013666 | 5.2135e-10
[120 empty] | 7.3.3.17.5 (Remote Grid) Updates to grid topology to minimize risk of ignition in HFTDs Remote GridWLDFRWire-to-wire contactAggregated | WLDFR | HFTD - Distribution - Tier 3 - 3QU CoRE ¦ 2QU LoRE | Red Flag Warning - Small Fires | Wire-to-wire contact | Aggregated | 2065 | 2.466e-06 | 595.3479 | 0.0014681 | 2065 | Mitigation | 0.95 | 45 | 0 | esc | 0.00097009 | 2.3922e-09 | 0.00097009 | 2.3922e-09 | 0.0027911 | 8.1237e-10 | 0.013666 | 5.2135e-10
[120 empty] | 7.3.3.17.5 (Remote Grid) Updates to grid topology to minimize risk of ignition in HFTDs Remote GridWLDFRWire-to-wire contactAggregated | WLDFR | HFTD - Distribution - Tier 3 - 3QU CoRE ¦ 2QU LoRE | Red Flag Warning - Small Fires | Wire-to-wire contact | Aggregated | 2066 | 2.466e-06 | 595.3479 | 0.0014681 | 2066 | Mitigation | 0.95 | 45 | 0 | esc | 0.00097009 | 2.3922e-09 | 0.00097009 | 2.3922e-09 | 0.0027911 | 8.1237e-10 | 0.013666 | 5.2135e-10
[120 empty] | 7.3.3.17.5 (Remote Grid) Updates to grid topology to minimize risk of ignition in HFTDs Remote GridWLDFRWire-to-wire contactAggregated | WLDFR | HFTD - Distribution - Tier 3 - 3QU CoRE ¦ 2QU LoRE | Red Flag Warning - Small Fires | Wire-to-wire contact | Aggregated | 2067 | 2.466e-06 | 595.3479 | 0.0014681 | 2067 | Mitigation | 0.95 | 45 | 0 | esc | 0 | 0 | 0.00097009 | 2.3922e-09 | 0.0027911 | 8.1237e-10 | 0.013666 | 5.2135e-10
[120 empty] | 7.3.3.17.5 (Remote Grid) Updates to grid topology to minimize risk of ignition in HFTDs Remote GridWLDFRContact from objectAggregated | WLDFR | HFTD - Distribution - Tier 3 - 3QU CoRE ¦ 3QU LoRE | Non-Red Flag Warning - Catastrophic Fires | Contact from object | Aggregated | 2022 | 3.0569e-07 | 215.5262 | 6.5884e-05 | 2022 | Mitigation | 0.95 | 45 | 0 | esc | 0.00097009 | 2.9654e-10 | 0 | 0 | 0.0027911 | 8.1237e-10 | 0.013666 | 5.2135e-10
[120 empty] | 7.3.3.17.5 (Remote Grid) Updates to grid topology to minimize risk of ignition in HFTDs Remote GridWLDFRContact from objectAggregated | WLDFR | HFTD - Distribution - Tier 3 - 3QU CoRE ¦ 3QU LoRE | Non-Red Flag Warning - Catastrophic Fires | Contact from object | Aggregated | 2023 | 3.0569e-07 | 215.5262 | 6.5884e-05 | 2023 | Mitigation | 0.95 | 45 | 0 | esc | 0.00097009 | 2.9654e-10 | 0.00097009 | 2.9654e-10 | 0.0027911 | 8.1237e-10 | 0.013666 | 5.2135e-10
[120 empty] | 7.3.3.17.5 (Remote Grid) Updates to grid topology to minimize risk of ignition in HFTDs Remote GridWLDFRContact from objectAggregated | WLDFR | HFTD - Distribution - Tier 3 - 3QU CoRE ¦ 3QU LoRE | Non-Red Flag Warning - Catastrophic Fires | Contact from object | Aggregated | 2024 | 3.0569e-07 | 215.5262 | 6.5884e-05 | 2024 | Mitigation | 0.95 | 45 | 0 | esc | 0.00097009 | 2.9654e-10 | 0.00097009 | 2.9654e-10 | 0.0027911 | 8.1237e-10 | 0.013666 | 5.2135e-10
[120 empty] | 7.3.3.17.5 (Remote Grid) Updates to grid topology to minimize risk of ignition in HFTDs Remote GridWLDFRContact from objectAggregated | WLDFR | HFTD - Distribution - Tier 3 - 3QU CoRE ¦ 3QU LoRE | Non-Red Flag Warning - Catastrophic Fires | Contact from object | Aggregated | 2025 | 3.0569e-07 | 215.5262 | 6.5884e-05 | 2025 | Mitigation | 0.95 | 45 | 0 | esc | 0.00097009 | 2.9654e-10 | 0.00097009 | 2.9654e-10 | 0.0027911 | 8.1237e-10 | 0.013666 | 5.2135e-10
[120 empty] | 7.3.3.17.5 (Remote Grid) Updates to grid topology to minimize risk of ignition in HFTDs Remote GridWLDFRContact from objectAggregated | WLDFR | HFTD - Distribution - Tier 3 - 3QU CoRE ¦ 3QU LoRE | Non-Red Flag Warning - Catastrophic Fires | Contact from object | Aggregated | 2026 | 3.0569e-07 | 215.5262 | 6.5884e-05 | 2026 | Mitigation | 0.95 | 45 | 0 | esc | 0.00097009 | 2.9654e-10 | 0.00097009 | 2.9654e-10 | 0.0027911 | 8.1237e-10 | 0.013666 | 5.2135e-10
[120 empty] | 7.3.3.17.5 (Remote Grid) Updates to grid topology to minimize risk of ignition in HFTDs Remote GridWLDFRContact from objectAggregated | WLDFR | HFTD - Distribution - Tier 3 - 3QU CoRE ¦ 3QU LoRE | Non-Red Flag Warning - Catastrophic Fires | Contact from object | Aggregated | 2027 | 3.0569e-07 | 215.5262 | 6.5884e-05 | 2027 | Mitigation | 0.95 | 45 | 0 | esc | 0.00097009 | 2.9654e-10 | 0.00097009 | 2.9654e-10 | 0.0027911 | 8.1237e-10 | 0.013666 | 5.2135e-10
[120 empty] | 7.3.3.17.5 (Remote Grid) Updates to grid topology to minimize risk of ignition in HFTDs Remote GridWLDFRContact from objectAggregated | WLDFR | HFTD - Distribution - Tier 3 - 3QU CoRE ¦ 3QU LoRE | Non-Red Flag Warning - Catastrophic Fires | Contact from object | Aggregated | 2028 | 3.0569e-07 | 215.5262 | 6.5884e-05 | 2028 | Mitigation | 0.95 | 45 | 0 | esc | 0.00097009 | 2.9654e-10 | 0.00097009 | 2.9654e-10 | 0.0027911 | 8.1237e-10 | 0 | 0
[120 empty] | 7.3.3.17.5 (Remote Grid) Updates to grid topology to minimize risk of ignition in HFTDs Remote GridWLDFRContact from objectAggregated | WLDFR | HFTD - Distribution - Tier 3 - 3QU CoRE ¦ 3QU LoRE | Non-Red Flag Warning - Catastrophic Fires | Contact from object | Aggregated | 2029 | 3.0569e-07 | 215.5262 | 6.5884e-05 | 2029 | Mitigation | 0.95 | 45 | 0 | esc | 0.00097009 | 2.9654e-10 | 0.00097009 | 2.9654e-10 | 0.0027911 | 8.1237e-10 | 0 | 0
[120 empty] | 7.3.3.17.5 (Remote Grid) Updates to grid topology to minimize risk of ignition in HFTDs Remote GridWLDFRContact from objectAggregated | WLDFR | HFTD - Distribution - Tier 3 - 3QU CoRE ¦ 3QU LoRE | Non-Red Flag Warning - Catastrophic Fires | Contact from object | Aggregated | 2030 | 3.0569e-07 | 215.5262 | 6.5884e-05 | 2030 | Mitigation | 0.95 | 45 | 0 | esc | 0.00097009 | 2.9654e-10 | 0.00097009 | 2.9654e-10 | 0.0027911 | 8.1237e-10 | 0.0063316 | 4.7606e-11
[120 empty] | 7.3.3.17.5 (Remote Grid) Updates to grid topology to minimize risk of ignition in HFTDs Remote GridWLDFRContact from objectAggregated | WLDFR | HFTD - Distribution - Tier 3 - 3QU CoRE ¦ 3QU LoRE | Non-Red Flag Warning - Catastrophic Fires | Contact from object | Aggregated | 2031 | 3.0569e-07 | 215.5262 | 6.5884e-05 | 2031 | Mitigation | 0.95 | 45 | 0 | esc | 0.00097009 | 2.9654e-10 | 0.00097009 | 2.9654e-10 | 0.0027911 | 8.1237e-10 | 0.0063316 | 4.7606e-11
[120 empty] | 7.3.3.17.5 (Remote Grid) Updates to grid topology to minimize risk of ignition in HFTDs Remote GridWLDFRContact from objectAggregated | WLDFR | HFTD - Distribution - Tier 3 - 3QU CoRE ¦ 3QU LoRE | Non-Red Flag Warning - Catastrophic Fires | Contact from object | Aggregated | 2032 | 3.0569e-07 | 215.5262 | 6.5884e-05 | 2032 | Mitigation | 0.95 | 45 | 0 | esc | 0.00097009 | 2.9654e-10 | 0.00097009 | 2.9654e-10 | 0.0027911 | 8.1237e-10 | 0.0063316 | 4.7606e-11
[120 empty] | 7.3.3.17.5 (Remote Grid) Updates to grid topology to minimize risk of ignition in HFTDs Remote GridWLDFRContact from objectAggregated | WLDFR | HFTD - Distribution - Tier 3 - 3QU CoRE ¦ 3QU LoRE | Non-Red Flag Warning - Catastrophic Fires | Contact from object | Aggregated | 2033 | 3.0569e-07 | 215.5262 | 6.5884e-05 | 2033 | Mitigation | 0.95 | 45 | 0 | esc | 0.00097009 | 2.9654e-10 | 0.00097009 | 2.9654e-10 | 0.0027911 | 8.1237e-10 | 0.0063316 | 4.7606e-11
[120 empty] | 7.3.3.17.5 (Remote Grid) Updates to grid topology to minimize risk of ignition in HFTDs Remote GridWLDFRContact from objectAggregated | WLDFR | HFTD - Distribution - Tier 3 - 3QU CoRE ¦ 3QU LoRE | Non-Red Flag Warning - Catastrophic Fires | Contact from object | Aggregated | 2034 | 3.0569e-07 | 215.5262 | 6.5884e-05 | 2034 | Mitigation | 0.95 | 45 | 0 | esc | 0.00097009 | 2.9654e-10 | 0.00097009 | 2.9654e-10 | 0.0027911 | 8.1237e-10 | 0.0063316 | 4.7606e-11
[120 empty] | 7.3.3.17.5 (Remote Grid) Updates to grid topology to minimize risk of ignition in HFTDs Remote GridWLDFRContact from objectAggregated | WLDFR | HFTD - Distribution - Tier 3 - 3QU CoRE ¦ 3QU LoRE | Non-Red Flag Warning - Catastrophic Fires | Contact from object | Aggregated | 2035 | 3.0569e-07 | 215.5262 | 6.5884e-05 | 2035 | Mitigation | 0.95 | 45 | 0 | esc | 0.00097009 | 2.9654e-10 | 0.00097009 | 2.9654e-10 | 0.0027911 | 8.1237e-10 | 0.0063316 | 4.7606e-11
[120 empty] | 7.3.3.17.5 (Remote Grid) Updates to grid topology to minimize risk of ignition in HFTDs Remote GridWLDFRContact from objectAggregated | WLDFR | HFTD - Distribution - Tier 3 - 3QU CoRE ¦ 3QU LoRE | Non-Red Flag Warning - Catastrophic Fires | Contact from object | Aggregated | 2036 | 3.0569e-07 | 215.5262 | 6.5884e-05 | 2036 | Mitigation | 0.95 | 45 | 0 | esc | 0.00097009 | 2.9654e-10 | 0.00097009 | 2.9654e-10 | 0.0027911 | 8.1237e-10 | 0.0063316 | 4.7606e-11
[120 empty] | 7.3.3.17.5 (Remote Grid) Updates to grid topology to minimize risk of ignition in HFTDs Remote GridWLDFRContact from objectAggregated | WLDFR | HFTD - Distribution - Tier 3 - 3QU CoRE ¦ 3QU LoRE | Non-Red Flag Warning - Catastrophic Fires | Contact from object | Aggregated | 2037 | 3.0569e-07 | 215.5262 | 6.5884e-05 | 2037 | Mitigation | 0.95 | 45 | 0 | esc | 0.00097009 | 2.9654e-10 | 0.00097009 | 2.9654e-10 | 0.0027911 | 8.1237e-10 | 0.0063316 | 4.7606e-11
[120 empty] | 7.3.3.17.5 (Remote Grid) Updates to grid topology to minimize risk of ignition in HFTDs Remote GridWLDFRContact from objectAggregated | WLDFR | HFTD - Distribution - Tier 3 - 3QU CoRE ¦ 3QU LoRE | Non-Red Flag Warning - Catastrophic Fires | Contact from object | Aggregated | 2038 | 3.0569e-07 | 215.5262 | 6.5884e-05 | 2038 | Mitigation | 0.95 | 45 | 0 | esc | 0.00097009 | 2.9654e-10 | 0.00097009 | 2.9654e-10 | 0.0027911 | 8.1237e-10 | 0.0063316 | 4.7606e-11
[120 empty] | 7.3.3.17.5 (Remote Grid) Updates to grid topology to minimize risk of ignition in HFTDs Remote GridWLDFRContact from objectAggregated | WLDFR | HFTD - Distribution - Tier 3 - 3QU CoRE ¦ 3QU LoRE | Non-Red Flag Warning - Catastrophic Fires | Contact from object | Aggregated | 2039 | 3.0569e-07 | 215.5262 | 6.5884e-05 | 2039 | Mitigation | 0.95 | 45 | 0 | esc | 0.00097009 | 2.9654e-10 | 0.00097009 | 2.9654e-10 | 0.0027911 | 8.1237e-10 | 0.0063316 | 4.7606e-11
[120 empty] | 7.3.3.17.5 (Remote Grid) Updates to grid topology to minimize risk of ignition in HFTDs Remote GridWLDFRContact from objectAggregated | WLDFR | HFTD - Distribution - Tier 3 - 3QU CoRE ¦ 3QU LoRE | Non-Red Flag Warning - Catastrophic Fires | Contact from object | Aggregated | 2040 | 3.0569e-07 | 215.5262 | 6.5884e-05 | 2040 | Mitigation | 0.95 | 45 | 0 | esc | 0.00097009 | 2.9654e-10 | 0.00097009 | 2.9654e-10 | 0.0027911 | 8.1237e-10 | 0.0063316 | 4.7606e-11
[120 empty] | 7.3.3.17.5 (Remote Grid) Updates to grid topology to minimize risk of ignition in HFTDs Remote GridWLDFRContact from objectAggregated | WLDFR | HFTD - Distribution - Tier 3 - 3QU CoRE ¦ 3QU LoRE | Non-Red Flag Warning - Catastrophic Fires | Contact from object | Aggregated | 2041 | 3.0569e-07 | 215.5262 | 6.5884e-05 | 2041 | Mitigation | 0.95 | 45 | 0 | esc | 0.00097009 | 2.9654e-10 | 0.00097009 | 2.9654e-10 | 0.0027911 | 8.1237e-10 | 0.0063316 | 4.7606e-11
[120 empty] | 7.3.3.17.5 (Remote Grid) Updates to grid topology to minimize risk of ignition in HFTDs Remote GridWLDFRContact from objectAggregated | WLDFR | HFTD - Distribution - Tier 3 - 3QU CoRE ¦ 3QU LoRE | Non-Red Flag Warning - Catastrophic Fires | Contact from object | Aggregated | 2042 | 3.0569e-07 | 215.5262 | 6.5884e-05 | 2042 | Mitigation | 0.95 | 45 | 0 | esc | 0.00097009 | 2.9654e-10 | 0.00097009 | 2.9654e-10 | 0.0027911 | 8.1237e-10 | 0.0063316 | 4.7606e-11
[120 empty] | 7.3.3.17.5 (Remote Grid) Updates to grid topology to minimize risk of ignition in HFTDs Remote GridWLDFRContact from objectAggregated | WLDFR | HFTD - Distribution - Tier 3 - 3QU CoRE ¦ 3QU LoRE | Non-Red Flag Warning - Catastrophic Fires | Contact from object | Aggregated | 2043 | 3.0569e-07 | 215.5262 | 6.5884e-05 | 2043 | Mitigation | 0.95 | 45 | 0 | esc | 0.00097009 | 2.9654e-10 | 0.00097009 | 2.9654e-10 | 0.0027911 | 8.1237e-10 | 0.0063316 | 4.7606e-11
[120 empty] | 7.3.3.17.5 (Remote Grid) Updates to grid topology to minimize risk of ignition in HFTDs Remote GridWLDFRContact from objectAggregated | WLDFR | HFTD - Distribution - Tier 3 - 3QU CoRE ¦ 3QU LoRE | Non-Red Flag Warning - Catastrophic Fires | Contact from object | Aggregated | 2044 | 3.0569e-07 | 215.5262 | 6.5884e-05 | 2044 | Mitigation | 0.95 | 45 | 0 | esc | 0.00097009 | 2.9654e-10 | 0.00097009 | 2.9654e-10 | 0.0027911 | 8.1237e-10 | 0.0063316 | 4.7606e-11
[120 empty] | 7.3.3.17.5 (Remote Grid) Updates to grid topology to minimize risk of ignition in HFTDs Remote GridWLDFRContact from objectAggregated | WLDFR | HFTD - Distribution - Tier 3 - 3QU CoRE ¦ 3QU LoRE | Non-Red Flag Warning - Catastrophic Fires | Contact from object | Aggregated | 2045 | 3.0569e-07 | 215.5262 | 6.5884e-05 | 2045 | Mitigation | 0.95 | 45 | 0 | esc | 0.00097009 | 2.9654e-10 | 0.00097009 | 2.9654e-10 | 0.0027911 | 8.1237e-10 | 0.0063316 | 4.7606e-11
[120 empty] | 7.3.3.17.5 (Remote Grid) Updates to grid topology to minimize risk of ignition in HFTDs Remote GridWLDFRContact from objectAggregated | WLDFR | HFTD - Distribution - Tier 3 - 3QU CoRE ¦ 3QU LoRE | Non-Red Flag Warning - Catastrophic Fires | Contact from object | Aggregated | 2046 | 3.0569e-07 | 215.5262 | 6.5884e-05 | 2046 | Mitigation | 0.95 | 45 | 0 | esc | 0.00097009 | 2.9654e-10 | 0.00097009 | 2.9654e-10 | 0.0027911 | 8.1237e-10 | 0.0063316 | 4.7606e-11
[120 empty] | 7.3.3.17.5 (Remote Grid) Updates to grid topology to minimize risk of ignition in HFTDs Remote GridWLDFRContact from objectAggregated | WLDFR | HFTD - Distribution - Tier 3 - 3QU CoRE ¦ 3QU LoRE | Non-Red Flag Warning - Catastrophic Fires | Contact from object | Aggregated | 2047 | 3.0569e-07 | 215.5262 | 6.5884e-05 | 2047 | Mitigation | 0.95 | 45 | 0 | esc | 0.00097009 | 2.9654e-10 | 0.00097009 | 2.9654e-10 | 0.0027911 | 8.1237e-10 | 0.0063316 | 4.7606e-11
[120 empty] | 7.3.3.17.5 (Remote Grid) Updates to grid topology to minimize risk of ignition in HFTDs Remote GridWLDFRContact from objectAggregated | WLDFR | HFTD - Distribution - Tier 3 - 3QU CoRE ¦ 3QU LoRE | Non-Red Flag Warning - Catastrophic Fires | Contact from object | Aggregated | 2048 | 3.0569e-07 | 215.5262 | 6.5884e-05 | 2048 | Mitigation | 0.95 | 45 | 0 | esc | 0.00097009 | 2.9654e-10 | 0.00097009 | 2.9654e-10 | 0.0027911 | 8.1237e-10 | 0.0063316 | 4.7606e-11
[120 empty] | 7.3.3.17.5 (Remote Grid) Updates to grid topology to minimize risk of ignition in HFTDs Remote GridWLDFRContact from objectAggregated | WLDFR | HFTD - Distribution - Tier 3 - 3QU CoRE ¦ 3QU LoRE | Non-Red Flag Warning - Catastrophic Fires | Contact from object | Aggregated | 2049 | 3.0569e-07 | 215.5262 | 6.5884e-05 | 2049 | Mitigation | 0.95 | 45 | 0 | esc | 0.00097009 | 2.9654e-10 | 0.00097009 | 2.9654e-10 | 0.0027911 | 8.1237e-10 | 0.0063316 | 4.7606e-11
[120 empty] | 7.3.3.17.5 (Remote Grid) Updates to grid topology to minimize risk of ignition in HFTDs Remote GridWLDFRContact from objectAggregated | WLDFR | HFTD - Distribution - Tier 3 - 3QU CoRE ¦ 3QU LoRE | Non-Red Flag Warning - Catastrophic Fires | Contact from object | Aggregated | 2050 | 3.0569e-07 | 215.5262 | 6.5884e-05 | 2050 | Mitigation | 0.95 | 45 | 0 | esc | 0.00097009 | 2.9654e-10 | 0.00097009 | 2.9654e-10 | 0.0027911 | 8.1237e-10 | 0.0063316 | 4.7606e-11
[120 empty] | 7.3.3.17.5 (Remote Grid) Updates to grid topology to minimize risk of ignition in HFTDs Remote GridWLDFRContact from objectAggregated | WLDFR | HFTD - Distribution - Tier 3 - 3QU CoRE ¦ 3QU LoRE | Non-Red Flag Warning - Catastrophic Fires | Contact from object | Aggregated | 2051 | 3.0569e-07 | 215.5262 | 6.5884e-05 | 2051 | Mitigation | 0.95 | 45 | 0 | esc | 0.00097009 | 2.9654e-10 | 0.00097009 | 2.9654e-10 | 0.0027911 | 8.1237e-10 | 0.0063316 | 4.7606e-11
[120 empty] | 7.3.3.17.5 (Remote Grid) Updates to grid topology to minimize risk of ignition in HFTDs Remote GridWLDFRContact from objectAggregated | WLDFR | HFTD - Distribution - Tier 3 - 3QU CoRE ¦ 3QU LoRE | Non-Red Flag Warning - Catastrophic Fires | Contact from object | Aggregated | 2052 | 3.0569e-07 | 215.5262 | 6.5884e-05 | 2052 | Mitigation | 0.95 | 45 | 0 | esc | 0.00097009 | 2.9654e-10 | 0.00097009 | 2.9654e-10 | 0.0027911 | 8.1237e-10 | 0.0063316 | 4.7606e-11
[120 empty] | 7.3.3.17.5 (Remote Grid) Updates to grid topology to minimize risk of ignition in HFTDs Remote GridWLDFRContact from objectAggregated | WLDFR | HFTD - Distribution - Tier 3 - 3QU CoRE ¦ 3QU LoRE | Non-Red Flag Warning - Catastrophic Fires | Contact from object | Aggregated | 2053 | 3.0569e-07 | 215.5262 | 6.5884e-05 | 2053 | Mitigation | 0.95 | 45 | 0 | esc | 0.00097009 | 2.9654e-10 | 0.00097009 | 2.9654e-10 | 0.0027911 | 8.1237e-10 | 0.0063316 | 4.7606e-11
[120 empty] | 7.3.3.17.5 (Remote Grid) Updates to grid topology to minimize risk of ignition in HFTDs Remote GridWLDFRContact from objectAggregated | WLDFR | HFTD - Distribution - Tier 3 - 3QU CoRE ¦ 3QU LoRE | Non-Red Flag Warning - Catastrophic Fires | Contact from object | Aggregated | 2054 | 3.0569e-07 | 215.5262 | 6.5884e-05 | 2054 | Mitigation | 0.95 | 45 | 0 | esc | 0.00097009 | 2.9654e-10 | 0.00097009 | 2.9654e-10 | 0.0027911 | 8.1237e-10 | 0.0063316 | 4.7606e-11
[120 empty] | 7.3.3.17.5 (Remote Grid) Updates to grid topology to minimize risk of ignition in HFTDs Remote GridWLDFRContact from objectAggregated | WLDFR | HFTD - Distribution - Tier 3 - 3QU CoRE ¦ 3QU LoRE | Non-Red Flag Warning - Catastrophic Fires | Contact from object | Aggregated | 2055 | 3.0569e-07 | 215.5262 | 6.5884e-05 | 2055 | Mitigation | 0.95 | 45 | 0 | esc | 0.00097009 | 2.9654e-10 | 0.00097009 | 2.9654e-10 | 0.0027911 | 8.1237e-10 | 0.0063316 | 4.7606e-11
[120 empty] | 7.3.3.17.5 (Remote Grid) Updates to grid topology to minimize risk of ignition in HFTDs Remote GridWLDFRContact from objectAggregated | WLDFR | HFTD - Distribution - Tier 3 - 3QU CoRE ¦ 3QU LoRE | Non-Red Flag Warning - Catastrophic Fires | Contact from object | Aggregated | 2056 | 3.0569e-07 | 215.5262 | 6.5884e-05 | 2056 | Mitigation | 0.95 | 45 | 0 | esc | 0.00097009 | 2.9654e-10 | 0.00097009 | 2.9654e-10 | 0.0027911 | 8.1237e-10 | 0.0063316 | 4.7606e-11
[120 empty] | 7.3.3.17.5 (Remote Grid) Updates to grid topology to minimize risk of ignition in HFTDs Remote GridWLDFRContact from objectAggregated | WLDFR | HFTD - Distribution - Tier 3 - 3QU CoRE ¦ 3QU LoRE | Non-Red Flag Warning - Catastrophic Fires | Contact from object | Aggregated | 2057 | 3.0569e-07 | 215.5262 | 6.5884e-05 | 2057 | Mitigation | 0.95 | 45 | 0 | esc | 0.00097009 | 2.9654e-10 | 0.00097009 | 2.9654e-10 | 0.0027911 | 8.1237e-10 | 0.0063316 | 4.7606e-11
[120 empty] | 7.3.3.17.5 (Remote Grid) Updates to grid topology to minimize risk of ignition in HFTDs Remote GridWLDFRContact from objectAggregated | WLDFR | HFTD - Distribution - Tier 3 - 3QU CoRE ¦ 3QU LoRE | Non-Red Flag Warning - Catastrophic Fires | Contact from object | Aggregated | 2058 | 3.0569e-07 | 215.5262 | 6.5884e-05 | 2058 | Mitigation | 0.95 | 45 | 0 | esc | 0.00097009 | 2.9654e-10 | 0.00097009 | 2.9654e-10 | 0.0027911 | 8.1237e-10 | 0.0063316 | 4.7606e-11
[120 empty] | 7.3.3.17.5 (Remote Grid) Updates to grid topology to minimize risk of ignition in HFTDs Remote GridWLDFRContact from objectAggregated | WLDFR | HFTD - Distribution - Tier 3 - 3QU CoRE ¦ 3QU LoRE | Non-Red Flag Warning - Catastrophic Fires | Contact from object | Aggregated | 2059 | 3.0569e-07 | 215.5262 | 6.5884e-05 | 2059 | Mitigation | 0.95 | 45 | 0 | esc | 0.00097009 | 2.9654e-10 | 0.00097009 | 2.9654e-10 | 0.0027911 | 8.1237e-10 | 0.0063316 | 4.7606e-11
[120 empty] | 7.3.3.17.5 (Remote Grid) Updates to grid topology to minimize risk of ignition in HFTDs Remote GridWLDFRContact from objectAggregated | WLDFR | HFTD - Distribution - Tier 3 - 3QU CoRE ¦ 3QU LoRE | Non-Red Flag Warning - Catastrophic Fires | Contact from object | Aggregated | 2060 | 3.0569e-07 | 215.5262 | 6.5884e-05 | 2060 | Mitigation | 0.95 | 45 | 0 | esc | 0.00097009 | 2.9654e-10 | 0.00097009 | 2.9654e-10 | 0 | 0 | 0 | 0
[120 empty] | 7.3.3.17.5 (Remote Grid) Updates to grid topology to minimize risk of ignition in HFTDs Remote GridWLDFRContact from objectAggregated | WLDFR | HFTD - Distribution - Tier 3 - 3QU CoRE ¦ 3QU LoRE | Non-Red Flag Warning - Catastrophic Fires | Contact from object | Aggregated | 2061 | 3.0569e-07 | 215.5262 | 6.5884e-05 | 2061 | Mitigation | 0.95 | 45 | 0 | esc | 0.00097009 | 2.9654e-10 | 0.00097009 | 2.9654e-10 | 0.0027911 | 1.0278e-06 | 0 | 0
[120 empty] | 7.3.3.17.5 (Remote Grid) Updates to grid topology to minimize risk of ignition in HFTDs Remote GridWLDFRContact from objectAggregated | WLDFR | HFTD - Distribution - Tier 3 - 3QU CoRE ¦ 3QU LoRE | Non-Red Flag Warning - Catastrophic Fires | Contact from object | Aggregated | 2062 | 3.0569e-07 | 215.5262 | 6.5884e-05 | 2062 | Mitigation | 0.95 | 45 | 0 | esc | 0.00097009 | 2.9654e-10 | 0.00097009 | 2.9654e-10 | 0.0027911 | 1.0278e-06 | 0.010957 | 1.7486e-09
[120 empty] | 7.3.3.17.5 (Remote Grid) Updates to grid topology to minimize risk of ignition in HFTDs Remote GridWLDFRContact from objectAggregated | WLDFR | HFTD - Distribution - Tier 3 - 3QU CoRE ¦ 3QU LoRE | Non-Red Flag Warning - Catastrophic Fires | Contact from object | Aggregated | 2063 | 3.0569e-07 | 215.5262 | 6.5884e-05 | 2063 | Mitigation | 0.95 | 45 | 0 | esc | 0.00097009 | 2.9654e-10 | 0.00097009 | 2.9654e-10 | 0.0027911 | 1.0278e-06 | 0.010957 | 1.7486e-09
[120 empty] | 7.3.3.17.5 (Remote Grid) Updates to grid topology to minimize risk of ignition in HFTDs Remote GridWLDFRContact from objectAggregated | WLDFR | HFTD - Distribution - Tier 3 - 3QU CoRE ¦ 3QU LoRE | Non-Red Flag Warning - Catastrophic Fires | Contact from object | Aggregated | 2064 | 3.0569e-07 | 215.5262 | 6.5884e-05 | 2064 | Mitigation | 0.95 | 45 | 0 | esc | 0.00097009 | 2.9654e-10 | 0.00097009 | 2.9654e-10 | 0.0027911 | 1.0278e-06 | 0.010957 | 1.7486e-09
[120 empty] | 7.3.3.17.5 (Remote Grid) Updates to grid topology to minimize risk of ignition in HFTDs Remote GridWLDFRContact from objectAggregated | WLDFR | HFTD - Distribution - Tier 3 - 3QU CoRE ¦ 3QU LoRE | Non-Red Flag Warning - Catastrophic Fires | Contact from object | Aggregated | 2065 | 3.0569e-07 | 215.5262 | 6.5884e-05 | 2065 | Mitigation | 0.95 | 45 | 0 | esc | 0.00097009 | 2.9654e-10 | 0.00097009 | 2.9654e-10 | 0.0027911 | 1.0278e-06 | 0.010957 | 1.7486e-09
[120 empty] | 7.3.3.17.5 (Remote Grid) Updates to grid topology to minimize risk of ignition in HFTDs Remote GridWLDFRContact from objectAggregated | WLDFR | HFTD - Distribution - Tier 3 - 3QU CoRE ¦ 3QU LoRE | Non-Red Flag Warning - Catastrophic Fires | Contact from object | Aggregated | 2066 | 3.0569e-07 | 215.5262 | 6.5884e-05 | 2066 | Mitigation | 0.95 | 45 | 0 | esc | 0.00097009 | 2.9654e-10 | 0.00097009 | 2.9654e-10 | 0.0027911 | 1.0278e-06 | 0.010957 | 1.7486e-09
[120 empty] | 7.3.3.17.5 (Remote Grid) Updates to grid topology to minimize risk of ignition in HFTDs Remote GridWLDFRContact from objectAggregated | WLDFR | HFTD - Distribution - Tier 3 - 3QU CoRE ¦ 3QU LoRE | Non-Red Flag Warning - Catastrophic Fires | Contact from object | Aggregated | 2067 | 3.0569e-07 | 215.5262 | 6.5884e-05 | 2067 | Mitigation | 0.95 | 45 | 0 | esc | 0 | 0 | 0.00097009 | 2.9654e-10 | 0.0027911 | 1.0278e-06 | 0.010957 | 1.7486e-09
[120 empty] | 7.3.3.17.5 (Remote Grid) Updates to grid topology to minimize risk of ignition in HFTDs Remote GridWLDFRContaminationAggregated | WLDFR | HFTD - Distribution - Tier 3 - 3QU CoRE ¦ 3QU LoRE | Non-Red Flag Warning - Catastrophic Fires | Contamination | Aggregated | 2022 | 8.6541e-09 | 215.5262 | 1.8652e-06 | 2022 | Mitigation | 0.95 | 45 | 0 | esc | 0.00097009 | 8.3952e-12 | 0 | 0 | 0.0027911 | 1.0278e-06 | 0.010957 | 1.7486e-09
[120 empty] | 7.3.3.17.5 (Remote Grid) Updates to grid topology to minimize risk of ignition in HFTDs Remote GridWLDFRContaminationAggregated | WLDFR | HFTD - Distribution - Tier 3 - 3QU CoRE ¦ 3QU LoRE | Non-Red Flag Warning - Catastrophic Fires | Contamination | Aggregated | 2023 | 8.6541e-09 | 215.5262 | 1.8652e-06 | 2023 | Mitigation | 0.95 | 45 | 0 | esc | 0.00097009 | 8.3952e-12 | 0.00097009 | 8.3952e-12 | 0.0027911 | 1.0278e-06 | 0.010957 | 1.7486e-09
[120 empty] | 7.3.3.17.5 (Remote Grid) Updates to grid topology to minimize risk of ignition in HFTDs Remote GridWLDFRContaminationAggregated | WLDFR | HFTD - Distribution - Tier 3 - 3QU CoRE ¦ 3QU LoRE | Non-Red Flag Warning - Catastrophic Fires | Contamination | Aggregated | 2024 | 8.6541e-09 | 215.5262 | 1.8652e-06 | 2024 | Mitigation | 0.95 | 45 | 0 | esc | 0.00097009 | 8.3952e-12 | 0.00097009 | 8.3952e-12 | 0.0027911 | 1.0278e-06 | 0.010957 | 1.7486e-09
[120 empty] | 7.3.3.17.5 (Remote Grid) Updates to grid topology to minimize risk of ignition in HFTDs Remote GridWLDFRContaminationAggregated | WLDFR | HFTD - Distribution - Tier 3 - 3QU CoRE ¦ 3QU LoRE | Non-Red Flag Warning - Catastrophic Fires | Contamination | Aggregated | 2025 | 8.6541e-09 | 215.5262 | 1.8652e-06 | 2025 | Mitigation | 0.95 | 45 | 0 | esc | 0.00097009 | 8.3952e-12 | 0.00097009 | 8.3952e-12 | 0.0027911 | 1.0278e-06 | 0.010957 | 1.7486e-09
[120 empty] | 7.3.3.17.5 (Remote Grid) Updates to grid topology to minimize risk of ignition in HFTDs Remote GridWLDFRContaminationAggregated | WLDFR | HFTD - Distribution - Tier 3 - 3QU CoRE ¦ 3QU LoRE | Non-Red Flag Warning - Catastrophic Fires | Contamination | Aggregated | 2026 | 8.6541e-09 | 215.5262 | 1.8652e-06 | 2026 | Mitigation | 0.95 | 45 | 0 | esc | 0.00097009 | 8.3952e-12 | 0.00097009 | 8.3952e-12 | 0.0027911 | 1.0278e-06 | 0.010957 | 1.7486e-09
[120 empty] | 7.3.3.17.5 (Remote Grid) Updates to grid topology to minimize risk of ignition in HFTDs Remote GridWLDFRContaminationAggregated | WLDFR | HFTD - Distribution - Tier 3 - 3QU CoRE ¦ 3QU LoRE | Non-Red Flag Warning - Catastrophic Fires | Contamination | Aggregated | 2027 | 8.6541e-09 | 215.5262 | 1.8652e-06 | 2027 | Mitigation | 0.95 | 45 | 0 | esc | 0.00097009 | 8.3952e-12 | 0.00097009 | 8.3952e-12 | 0.0027911 | 1.0278e-06 | 0.010957 | 1.7486e-09
[120 empty] | 7.3.3.17.5 (Remote Grid) Updates to grid topology to minimize risk of ignition in HFTDs Remote GridWLDFRContaminationAggregated | WLDFR | HFTD - Distribution - Tier 3 - 3QU CoRE ¦ 3QU LoRE | Non-Red Flag Warning - Catastrophic Fires | Contamination | Aggregated | 2028 | 8.6541e-09 | 215.5262 | 1.8652e-06 | 2028 | Mitigation | 0.95 | 45 | 0 | esc | 0.00097009 | 8.3952e-12 | 0.00097009 | 8.3952e-12 | 0.0027911 | 1.0278e-06 | 0.010957 | 1.7486e-09
[120 empty] | 7.3.3.17.5 (Remote Grid) Updates to grid topology to minimize risk of ignition in HFTDs Remote GridWLDFRContaminationAggregated | WLDFR | HFTD - Distribution - Tier 3 - 3QU CoRE ¦ 3QU LoRE | Non-Red Flag Warning - Catastrophic Fires | Contamination | Aggregated | 2029 | 8.6541e-09 | 215.5262 | 1.8652e-06 | 2029 | Mitigation | 0.95 | 45 | 0 | esc | 0.00097009 | 8.3952e-12 | 0.00097009 | 8.3952e-12 | 0.0027911 | 1.0278e-06 | 0.010957 | 1.7486e-09
[120 empty] | 7.3.3.17.5 (Remote Grid) Updates to grid topology to minimize risk of ignition in HFTDs Remote GridWLDFRContaminationAggregated | WLDFR | HFTD - Distribution - Tier 3 - 3QU CoRE ¦ 3QU LoRE | Non-Red Flag Warning - Catastrophic Fires | Contamination | Aggregated | 2030 | 8.6541e-09 | 215.5262 | 1.8652e-06 | 2030 | Mitigation | 0.95 | 45 | 0 | esc | 0.00097009 | 8.3952e-12 | 0.00097009 | 8.3952e-12 | 0.0027911 | 1.0278e-06 | 0.010957 | 1.7486e-09
[120 empty] | 7.3.3.17.5 (Remote Grid) Updates to grid topology to minimize risk of ignition in HFTDs Remote GridWLDFRContaminationAggregated | WLDFR | HFTD - Distribution - Tier 3 - 3QU CoRE ¦ 3QU LoRE | Non-Red Flag Warning - Catastrophic Fires | Contamination | Aggregated | 2031 | 8.6541e-09 | 215.5262 | 1.8652e-06 | 2031 | Mitigation | 0.95 | 45 | 0 | esc | 0.00097009 | 8.3952e-12 | 0.00097009 | 8.3952e-12 | 0.0027911 | 1.0278e-06 | 0.010957 | 1.7486e-09
[120 empty] | 7.3.3.17.5 (Remote Grid) Updates to grid topology to minimize risk of ignition in HFTDs Remote GridWLDFRContaminationAggregated | WLDFR | HFTD - Distribution - Tier 3 - 3QU CoRE ¦ 3QU LoRE | Non-Red Flag Warning - Catastrophic Fires | Contamination | Aggregated | 2032 | 8.6541e-09 | 215.5262 | 1.8652e-06 | 2032 | Mitigation | 0.95 | 45 | 0 | esc | 0.00097009 | 8.3952e-12 | 0.00097009 | 8.3952e-12 | 0.0027911 | 1.0278e-06 | 0.010957 | 1.7486e-09
[120 empty] | 7.3.3.17.5 (Remote Grid) Updates to grid topology to minimize risk of ignition in HFTDs Remote GridWLDFRContaminationAggregated | WLDFR | HFTD - Distribution - Tier 3 - 3QU CoRE ¦ 3QU LoRE | Non-Red Flag Warning - Catastrophic Fires | Contamination | Aggregated | 2033 | 8.6541e-09 | 215.5262 | 1.8652e-06 | 2033 | Mitigation | 0.95 | 45 | 0 | esc | 0.00097009 | 8.3952e-12 | 0.00097009 | 8.3952e-12 | 0.0027911 | 1.0278e-06 | 0.010957 | 1.7486e-09
[120 empty] | 7.3.3.17.5 (Remote Grid) Updates to grid topology to minimize risk of ignition in HFTDs Remote GridWLDFRContaminationAggregated | WLDFR | HFTD - Distribution - Tier 3 - 3QU CoRE ¦ 3QU LoRE | Non-Red Flag Warning - Catastrophic Fires | Contamination | Aggregated | 2034 | 8.6541e-09 | 215.5262 | 1.8652e-06 | 2034 | Mitigation | 0.95 | 45 | 0 | esc | 0.00097009 | 8.3952e-12 | 0.00097009 | 8.3952e-12 | 0.0027911 | 1.0278e-06 | 0.010957 | 1.7486e-09
[120 empty] | 7.3.3.17.5 (Remote Grid) Updates to grid topology to minimize risk of ignition in HFTDs Remote GridWLDFRContaminationAggregated | WLDFR | HFTD - Distribution - Tier 3 - 3QU CoRE ¦ 3QU LoRE | Non-Red Flag Warning - Catastrophic Fires | Contamination | Aggregated | 2035 | 8.6541e-09 | 215.5262 | 1.8652e-06 | 2035 | Mitigation | 0.95 | 45 | 0 | esc | 0.00097009 | 8.3952e-12 | 0.00097009 | 8.3952e-12 | 0.0027911 | 1.0278e-06 | 0.010957 | 1.7486e-09
[120 empty] | 7.3.3.17.5 (Remote Grid) Updates to grid topology to minimize risk of ignition in HFTDs Remote GridWLDFRContaminationAggregated | WLDFR | HFTD - Distribution - Tier 3 - 3QU CoRE ¦ 3QU LoRE | Non-Red Flag Warning - Catastrophic Fires | Contamination | Aggregated | 2036 | 8.6541e-09 | 215.5262 | 1.8652e-06 | 2036 | Mitigation | 0.95 | 45 | 0 | esc | 0.00097009 | 8.3952e-12 | 0.00097009 | 8.3952e-12 | 0.0027911 | 1.0278e-06 | 0.010957 | 1.7486e-09
[120 empty] | 7.3.3.17.5 (Remote Grid) Updates to grid topology to minimize risk of ignition in HFTDs Remote GridWLDFRContaminationAggregated | WLDFR | HFTD - Distribution - Tier 3 - 3QU CoRE ¦ 3QU LoRE | Non-Red Flag Warning - Catastrophic Fires | Contamination | Aggregated | 2037 | 8.6541e-09 | 215.5262 | 1.8652e-06 | 2037 | Mitigation | 0.95 | 45 | 0 | esc | 0.00097009 | 8.3952e-12 | 0.00097009 | 8.3952e-12 | 0.0027911 | 1.0278e-06 | 0.010957 | 1.7486e-09
[120 empty] | 7.3.3.17.5 (Remote Grid) Updates to grid topology to minimize risk of ignition in HFTDs Remote GridWLDFRContaminationAggregated | WLDFR | HFTD - Distribution - Tier 3 - 3QU CoRE ¦ 3QU LoRE | Non-Red Flag Warning - Catastrophic Fires | Contamination | Aggregated | 2038 | 8.6541e-09 | 215.5262 | 1.8652e-06 | 2038 | Mitigation | 0.95 | 45 | 0 | esc | 0.00097009 | 8.3952e-12 | 0.00097009 | 8.3952e-12 | 0.0027911 | 1.0278e-06 | 0.010957 | 1.7486e-09
[120 empty] | 7.3.3.17.5 (Remote Grid) Updates to grid topology to minimize risk of ignition in HFTDs Remote GridWLDFRContaminationAggregated | WLDFR | HFTD - Distribution - Tier 3 - 3QU CoRE ¦ 3QU LoRE | Non-Red Flag Warning - Catastrophic Fires | Contamination | Aggregated | 2039 | 8.6541e-09 | 215.5262 | 1.8652e-06 | 2039 | Mitigation | 0.95 | 45 | 0 | esc | 0.00097009 | 8.3952e-12 | 0.00097009 | 8.3952e-12 | 0.0027911 | 1.0278e-06 | 0.010957 | 1.7486e-09
[120 empty] | 7.3.3.17.5 (Remote Grid) Updates to grid topology to minimize risk of ignition in HFTDs Remote GridWLDFRContaminationAggregated | WLDFR | HFTD - Distribution - Tier 3 - 3QU CoRE ¦ 3QU LoRE | Non-Red Flag Warning - Catastrophic Fires | Contamination | Aggregated | 2040 | 8.6541e-09 | 215.5262 | 1.8652e-06 | 2040 | Mitigation | 0.95 | 45 | 0 | esc | 0.00097009 | 8.3952e-12 | 0.00097009 | 8.3952e-12 | 0.0027911 | 1.0278e-06 | 0.010957 | 1.7486e-09
[120 empty] | 7.3.3.17.5 (Remote Grid) Updates to grid topology to minimize risk of ignition in HFTDs Remote GridWLDFRContaminationAggregated | WLDFR | HFTD - Distribution - Tier 3 - 3QU CoRE ¦ 3QU LoRE | Non-Red Flag Warning - Catastrophic Fires | Contamination | Aggregated | 2041 | 8.6541e-09 | 215.5262 | 1.8652e-06 | 2041 | Mitigation | 0.95 | 45 | 0 | esc | 0.00097009 | 8.3952e-12 | 0.00097009 | 8.3952e-12 | 0.0027911 | 1.0278e-06 | 0.010957 | 1.7486e-09
[120 empty] | 7.3.3.17.5 (Remote Grid) Updates to grid topology to minimize risk of ignition in HFTDs Remote GridWLDFRContaminationAggregated | WLDFR | HFTD - Distribution - Tier 3 - 3QU CoRE ¦ 3QU LoRE | Non-Red Flag Warning - Catastrophic Fires | Contamination | Aggregated | 2042 | 8.6541e-09 | 215.5262 | 1.8652e-06 | 2042 | Mitigation | 0.95 | 45 | 0 | esc | 0.00097009 | 8.3952e-12 | 0.00097009 | 8.3952e-12 | 0.0027911 | 1.0278e-06 | 0.010957 | 1.7486e-09
[120 empty] | 7.3.3.17.5 (Remote Grid) Updates to grid topology to minimize risk of ignition in HFTDs Remote GridWLDFRContaminationAggregated | WLDFR | HFTD - Distribution - Tier 3 - 3QU CoRE ¦ 3QU LoRE | Non-Red Flag Warning - Catastrophic Fires | Contamination | Aggregated | 2043 | 8.6541e-09 | 215.5262 | 1.8652e-06 | 2043 | Mitigation | 0.95 | 45 | 0 | esc | 0.00097009 | 8.3952e-12 | 0.00097009 | 8.3952e-12 | 0.0027911 | 1.0278e-06 | 0.010957 | 1.7486e-09
[120 empty] | 7.3.3.17.5 (Remote Grid) Updates to grid topology to minimize risk of ignition in HFTDs Remote GridWLDFRContaminationAggregated | WLDFR | HFTD - Distribution - Tier 3 - 3QU CoRE ¦ 3QU LoRE | Non-Red Flag Warning - Catastrophic Fires | Contamination | Aggregated | 2044 | 8.6541e-09 | 215.5262 | 1.8652e-06 | 2044 | Mitigation | 0.95 | 45 | 0 | esc | 0.00097009 | 8.3952e-12 | 0.00097009 | 8.3952e-12 | 0.0027911 | 1.0278e-06 | 0.010957 | 1.7486e-09
[120 empty] | 7.3.3.17.5 (Remote Grid) Updates to grid topology to minimize risk of ignition in HFTDs Remote GridWLDFRContaminationAggregated | WLDFR | HFTD - Distribution - Tier 3 - 3QU CoRE ¦ 3QU LoRE | Non-Red Flag Warning - Catastrophic Fires | Contamination | Aggregated | 2045 | 8.6541e-09 | 215.5262 | 1.8652e-06 | 2045 | Mitigation | 0.95 | 45 | 0 | esc | 0.00097009 | 8.3952e-12 | 0.00097009 | 8.3952e-12 | 0.0027911 | 1.0278e-06 | 0.010957 | 1.7486e-09
[120 empty] | 7.3.3.17.5 (Remote Grid) Updates to grid topology to minimize risk of ignition in HFTDs Remote GridWLDFRContaminationAggregated | WLDFR | HFTD - Distribution - Tier 3 - 3QU CoRE ¦ 3QU LoRE | Non-Red Flag Warning - Catastrophic Fires | Contamination | Aggregated | 2046 | 8.6541e-09 | 215.5262 | 1.8652e-06 | 2046 | Mitigation | 0.95 | 45 | 0 | esc | 0.00097009 | 8.3952e-12 | 0.00097009 | 8.3952e-12 | 0.0027911 | 1.0278e-06 | 0 | 0
[120 empty] | 7.3.3.17.5 (Remote Grid) Updates to grid topology to minimize risk of ignition in HFTDs Remote GridWLDFRContaminationAggregated | WLDFR | HFTD - Distribution - Tier 3 - 3QU CoRE ¦ 3QU LoRE | Non-Red Flag Warning - Catastrophic Fires | Contamination | Aggregated | 2047 | 8.6541e-09 | 215.5262 | 1.8652e-06 | 2047 | Mitigation | 0.95 | 45 | 0 | esc | 0.00097009 | 8.3952e-12 | 0.00097009 | 8.3952e-12 | 0.0027911 | 1.0278e-06 | 0 | 0
[120 empty] | 7.3.3.17.5 (Remote Grid) Updates to grid topology to minimize risk of ignition in HFTDs Remote GridWLDFRContaminationAggregated | WLDFR | HFTD - Distribution - Tier 3 - 3QU CoRE ¦ 3QU LoRE | Non-Red Flag Warning - Catastrophic Fires | Contamination | Aggregated | 2048 | 8.6541e-09 | 215.5262 | 1.8652e-06 | 2048 | Mitigation | 0.95 | 45 | 0 | esc | 0.00097009 | 8.3952e-12 | 0.00097009 | 8.3952e-12 | 0.0027911 | 1.0278e-06 | 0.012004 | 7.7403e-11
[120 empty] | 7.3.3.17.5 (Remote Grid) Updates to grid topology to minimize risk of ignition in HFTDs Remote GridWLDFRContaminationAggregated | WLDFR | HFTD - Distribution - Tier 3 - 3QU CoRE ¦ 3QU LoRE | Non-Red Flag Warning - Catastrophic Fires | Contamination | Aggregated | 2049 | 8.6541e-09 | 215.5262 | 1.8652e-06 | 2049 | Mitigation | 0.95 | 45 | 0 | esc | 0.00097009 | 8.3952e-12 | 0.00097009 | 8.3952e-12 | 0.0027911 | 1.0278e-06 | 0.012004 | 7.7403e-11
[120 empty] | 7.3.3.17.5 (Remote Grid) Updates to grid topology to minimize risk of ignition in HFTDs Remote GridWLDFRContaminationAggregated | WLDFR | HFTD - Distribution - Tier 3 - 3QU CoRE ¦ 3QU LoRE | Non-Red Flag Warning - Catastrophic Fires | Contamination | Aggregated | 2050 | 8.6541e-09 | 215.5262 | 1.8652e-06 | 2050 | Mitigation | 0.95 | 45 | 0 | esc | 0.00097009 | 8.3952e-12 | 0.00097009 | 8.3952e-12 | 0.0027911 | 1.0278e-06 | 0.012004 | 7.7403e-11
[120 empty] | 7.3.3.17.5 (Remote Grid) Updates to grid topology to minimize risk of ignition in HFTDs Remote GridWLDFRContaminationAggregated | WLDFR | HFTD - Distribution - Tier 3 - 3QU CoRE ¦ 3QU LoRE | Non-Red Flag Warning - Catastrophic Fires | Contamination | Aggregated | 2051 | 8.6541e-09 | 215.5262 | 1.8652e-06 | 2051 | Mitigation | 0.95 | 45 | 0 | esc | 0.00097009 | 8.3952e-12 | 0.00097009 | 8.3952e-12 | 0.0027911 | 1.0278e-06 | 0.012004 | 7.7403e-11
[120 empty] | 7.3.3.17.5 (Remote Grid) Updates to grid topology to minimize risk of ignition in HFTDs Remote GridWLDFRContaminationAggregated | WLDFR | HFTD - Distribution - Tier 3 - 3QU CoRE ¦ 3QU LoRE | Non-Red Flag Warning - Catastrophic Fires | Contamination | Aggregated | 2052 | 8.6541e-09 | 215.5262 | 1.8652e-06 | 2052 | Mitigation | 0.95 | 45 | 0 | esc | 0.00097009 | 8.3952e-12 | 0.00097009 | 8.3952e-12 | 0.0027911 | 1.0278e-06 | 0.012004 | 7.7403e-11
[120 empty] | 7.3.3.17.5 (Remote Grid) Updates to grid topology to minimize risk of ignition in HFTDs Remote GridWLDFRContaminationAggregated | WLDFR | HFTD - Distribution - Tier 3 - 3QU CoRE ¦ 3QU LoRE | Non-Red Flag Warning - Catastrophic Fires | Contamination | Aggregated | 2053 | 8.6541e-09 | 215.5262 | 1.8652e-06 | 2053 | Mitigation | 0.95 | 45 | 0 | esc | 0.00097009 | 8.3952e-12 | 0.00097009 | 8.3952e-12 | 0.0027911 | 1.0278e-06 | 0.012004 | 7.7403e-11
[120 empty] | 7.3.3.17.5 (Remote Grid) Updates to grid topology to minimize risk of ignition in HFTDs Remote GridWLDFRContaminationAggregated | WLDFR | HFTD - Distribution - Tier 3 - 3QU CoRE ¦ 3QU LoRE | Non-Red Flag Warning - Catastrophic Fires | Contamination | Aggregated | 2054 | 8.6541e-09 | 215.5262 | 1.8652e-06 | 2054 | Mitigation | 0.95 | 45 | 0 | esc | 0.00097009 | 8.3952e-12 | 0.00097009 | 8.3952e-12 | 0.0027911 | 1.0278e-06 | 0.012004 | 7.7403e-11
[120 empty] | 7.3.3.17.5 (Remote Grid) Updates to grid topology to minimize risk of ignition in HFTDs Remote GridWLDFRContaminationAggregated | WLDFR | HFTD - Distribution - Tier 3 - 3QU CoRE ¦ 3QU LoRE | Non-Red Flag Warning - Catastrophic Fires | Contamination | Aggregated | 2055 | 8.6541e-09 | 215.5262 | 1.8652e-06 | 2055 | Mitigation | 0.95 | 45 | 0 | esc | 0.00097009 | 8.3952e-12 | 0.00097009 | 8.3952e-12 | 0.0027911 | 1.0278e-06 | 0.012004 | 7.7403e-11
[120 empty] | 7.3.3.17.5 (Remote Grid) Updates to grid topology to minimize risk of ignition in HFTDs Remote GridWLDFRContaminationAggregated | WLDFR | HFTD - Distribution - Tier 3 - 3QU CoRE ¦ 3QU LoRE | Non-Red Flag Warning - Catastrophic Fires | Contamination | Aggregated | 2056 | 8.6541e-09 | 215.5262 | 1.8652e-06 | 2056 | Mitigation | 0.95 | 45 | 0 | esc | 0.00097009 | 8.3952e-12 | 0.00097009 | 8.3952e-12 | 0.0027911 | 1.0278e-06 | 0.012004 | 7.7403e-11
[120 empty] | 7.3.3.17.5 (Remote Grid) Updates to grid topology to minimize risk of ignition in HFTDs Remote GridWLDFRContaminationAggregated | WLDFR | HFTD - Distribution - Tier 3 - 3QU CoRE ¦ 3QU LoRE | Non-Red Flag Warning - Catastrophic Fires | Contamination | Aggregated | 2057 | 8.6541e-09 | 215.5262 | 1.8652e-06 | 2057 | Mitigation | 0.95 | 45 | 0 | esc | 0.00097009 | 8.3952e-12 | 0.00097009 | 8.3952e-12 | 0.0027911 | 1.0278e-06 | 0.012004 | 7.7403e-11
[120 empty] | 7.3.3.17.5 (Remote Grid) Updates to grid topology to minimize risk of ignition in HFTDs Remote GridWLDFRContaminationAggregated | WLDFR | HFTD - Distribution - Tier 3 - 3QU CoRE ¦ 3QU LoRE | Non-Red Flag Warning - Catastrophic Fires | Contamination | Aggregated | 2058 | 8.6541e-09 | 215.5262 | 1.8652e-06 | 2058 | Mitigation | 0.95 | 45 | 0 | esc | 0.00097009 | 8.3952e-12 | 0.00097009 | 8.3952e-12 | 0.0027911 | 1.0278e-06 | 0.012004 | 7.7403e-11
[120 empty] | 7.3.3.17.5 (Remote Grid) Updates to grid topology to minimize risk of ignition in HFTDs Remote GridWLDFRContaminationAggregated | WLDFR | HFTD - Distribution - Tier 3 - 3QU CoRE ¦ 3QU LoRE | Non-Red Flag Warning - Catastrophic Fires | Contamination | Aggregated | 2059 | 8.6541e-09 | 215.5262 | 1.8652e-06 | 2059 | Mitigation | 0.95 | 45 | 0 | esc | 0.00097009 | 8.3952e-12 | 0.00097009 | 8.3952e-12 | 0.0027911 | 1.0278e-06 | 0.012004 | 7.7403e-11
[120 empty] | 7.3.3.17.5 (Remote Grid) Updates to grid topology to minimize risk of ignition in HFTDs Remote GridWLDFRContaminationAggregated | WLDFR | HFTD - Distribution - Tier 3 - 3QU CoRE ¦ 3QU LoRE | Non-Red Flag Warning - Catastrophic Fires | Contamination | Aggregated | 2060 | 8.6541e-09 | 215.5262 | 1.8652e-06 | 2060 | Mitigation | 0.95 | 45 | 0 | esc | 0.00097009 | 8.3952e-12 | 0.00097009 | 8.3952e-12 | 0.0027911 | 1.0278e-06 | 0.012004 | 7.7403e-11
[120 empty] | 7.3.3.17.5 (Remote Grid) Updates to grid topology to minimize risk of ignition in HFTDs Remote GridWLDFRContaminationAggregated | WLDFR | HFTD - Distribution - Tier 3 - 3QU CoRE ¦ 3QU LoRE | Non-Red Flag Warning - Catastrophic Fires | Contamination | Aggregated | 2061 | 8.6541e-09 | 215.5262 | 1.8652e-06 | 2061 | Mitigation | 0.95 | 45 | 0 | esc | 0.00097009 | 8.3952e-12 | 0.00097009 | 8.3952e-12 | 0.0027911 | 1.0278e-06 | 0.012004 | 7.7403e-11
[120 empty] | 7.3.3.17.5 (Remote Grid) Updates to grid topology to minimize risk of ignition in HFTDs Remote GridWLDFRContaminationAggregated | WLDFR | HFTD - Distribution - Tier 3 - 3QU CoRE ¦ 3QU LoRE | Non-Red Flag Warning - Catastrophic Fires | Contamination | Aggregated | 2062 | 8.6541e-09 | 215.5262 | 1.8652e-06 | 2062 | Mitigation | 0.95 | 45 | 0 | esc | 0.00097009 | 8.3952e-12 | 0.00097009 | 8.3952e-12 | 0.0027911 | 1.0278e-06 | 0.012004 | 7.7403e-11
[120 empty] | 7.3.3.17.5 (Remote Grid) Updates to grid topology to minimize risk of ignition in HFTDs Remote GridWLDFRContaminationAggregated | WLDFR | HFTD - Distribution - Tier 3 - 3QU CoRE ¦ 3QU LoRE | Non-Red Flag Warning - Catastrophic Fires | Contamination | Aggregated | 2063 | 8.6541e-09 | 215.5262 | 1.8652e-06 | 2063 | Mitigation | 0.95 | 45 | 0 | esc | 0.00097009 | 8.3952e-12 | 0.00097009 | 8.3952e-12 | 0.0027911 | 1.0278e-06 | 0.012004 | 7.7403e-11
[120 empty] | 7.3.3.17.5 (Remote Grid) Updates to grid topology to minimize risk of ignition in HFTDs Remote GridWLDFRContaminationAggregated | WLDFR | HFTD - Distribution - Tier 3 - 3QU CoRE ¦ 3QU LoRE | Non-Red Flag Warning - Catastrophic Fires | Contamination | Aggregated | 2064 | 8.6541e-09 | 215.5262 | 1.8652e-06 | 2064 | Mitigation | 0.95 | 45 | 0 | esc | 0.00097009 | 8.3952e-12 | 0.00097009 | 8.3952e-12 | 0 | 0 | 0.012004 | 7.7403e-11
[120 empty] | 7.3.3.17.5 (Remote Grid) Updates to grid topology to minimize risk of ignition in HFTDs Remote GridWLDFRContaminationAggregated | WLDFR | HFTD - Distribution - Tier 3 - 3QU CoRE ¦ 3QU LoRE | Non-Red Flag Warning - Catastrophic Fires | Contamination | Aggregated | 2065 | 8.6541e-09 | 215.5262 | 1.8652e-06 | 2065 | Mitigation | 0.95 | 45 | 0 | esc | 0.00097009 | 8.3952e-12 | 0.00097009 | 8.3952e-12 | 0.0027911 | 1.7161e-08 | 0.012004 | 7.7403e-11
[120 empty] | 7.3.3.17.5 (Remote Grid) Updates to grid topology to minimize risk of ignition in HFTDs Remote GridWLDFRContaminationAggregated | WLDFR | HFTD - Distribution - Tier 3 - 3QU CoRE ¦ 3QU LoRE | Non-Red Flag Warning - Catastrophic Fires | Contamination | Aggregated | 2066 | 8.6541e-09 | 215.5262 | 1.8652e-06 | 2066 | Mitigation | 0.95 | 45 | 0 | esc | 0.00097009 | 8.3952e-12 | 0.00097009 | 8.3952e-12 | 0.0027911 | 1.7161e-08 | 0.012004 | 7.7403e-11
[120 empty] | 7.3.3.17.5 (Remote Grid) Updates to grid topology to minimize risk of ignition in HFTDs Remote GridWLDFRContaminationAggregated | WLDFR | HFTD - Distribution - Tier 3 - 3QU CoRE ¦ 3QU LoRE | Non-Red Flag Warning - Catastrophic Fires | Contamination | Aggregated | 2067 | 8.6541e-09 | 215.5262 | 1.8652e-06 | 2067 | Mitigation | 0.95 | 45 | 0 | esc | 0 | 0 | 0.00097009 | 8.3952e-12 | 0.0027911 | 1.7161e-08 | 0.012004 | 7.7403e-11
[120 empty] | 7.3.3.17.5 (Remote Grid) Updates to grid topology to minimize risk of ignition in HFTDs Remote GridWLDFREquipment / facility failureAggregated | WLDFR | HFTD - Distribution - Tier 3 - 3QU CoRE ¦ 3QU LoRE | Non-Red Flag Warning - Catastrophic Fires | Equipment / facility failure | Aggregated | 2022 | 1.8378e-08 | 215.5262 | 3.9608e-06 | 2022 | Mitigation | 0.95 | 45 | 0 | esc | 0.00097009 | 1.7828e-11 | 0 | 0 | 0.0027911 | 1.7161e-08 | 0.012004 | 7.7403e-11
[120 empty] | 7.3.3.17.5 (Remote Grid) Updates to grid topology to minimize risk of ignition in HFTDs Remote GridWLDFREquipment / facility failureAggregated | WLDFR | HFTD - Distribution - Tier 3 - 3QU CoRE ¦ 3QU LoRE | Non-Red Flag Warning - Catastrophic Fires | Equipment / facility failure | Aggregated | 2023 | 1.8378e-08 | 215.5262 | 3.9608e-06 | 2023 | Mitigation | 0.95 | 45 | 0 | esc | 0.00097009 | 1.7828e-11 | 0.00097009 | 1.7828e-11 | 0.0027911 | 1.7161e-08 | 0.012004 | 7.7403e-11
[120 empty] | 7.3.3.17.5 (Remote Grid) Updates to grid topology to minimize risk of ignition in HFTDs Remote GridWLDFREquipment / facility failureAggregated | WLDFR | HFTD - Distribution - Tier 3 - 3QU CoRE ¦ 3QU LoRE | Non-Red Flag Warning - Catastrophic Fires | Equipment / facility failure | Aggregated | 2024 | 1.8378e-08 | 215.5262 | 3.9608e-06 | 2024 | Mitigation | 0.95 | 45 | 0 | esc | 0.00097009 | 1.7828e-11 | 0.00097009 | 1.7828e-11 | 0.0027911 | 1.7161e-08 | 0.012004 | 7.7403e-11
[120 empty] | 7.3.3.17.5 (Remote Grid) Updates to grid topology to minimize risk of ignition in HFTDs Remote GridWLDFREquipment / facility failureAggregated | WLDFR | HFTD - Distribution - Tier 3 - 3QU CoRE ¦ 3QU LoRE | Non-Red Flag Warning - Catastrophic Fires | Equipment / facility failure | Aggregated | 2025 | 1.8378e-08 | 215.5262 | 3.9608e-06 | 2025 | Mitigation | 0.95 | 45 | 0 | esc | 0.00097009 | 1.7828e-11 | 0.00097009 | 1.7828e-11 | 0.0027911 | 1.7161e-08 | 0.012004 | 7.7403e-11
[120 empty] | 7.3.3.17.5 (Remote Grid) Updates to grid topology to minimize risk of ignition in HFTDs Remote GridWLDFREquipment / facility failureAggregated | WLDFR | HFTD - Distribution - Tier 3 - 3QU CoRE ¦ 3QU LoRE | Non-Red Flag Warning - Catastrophic Fires | Equipment / facility failure | Aggregated | 2026 | 1.8378e-08 | 215.5262 | 3.9608e-06 | 2026 | Mitigation | 0.95 | 45 | 0 | esc | 0.00097009 | 1.7828e-11 | 0.00097009 | 1.7828e-11 | 0.0027911 | 1.7161e-08 | 0.012004 | 7.7403e-11
[120 empty] | 7.3.3.17.5 (Remote Grid) Updates to grid topology to minimize risk of ignition in HFTDs Remote GridWLDFREquipment / facility failureAggregated | WLDFR | HFTD - Distribution - Tier 3 - 3QU CoRE ¦ 3QU LoRE | Non-Red Flag Warning - Catastrophic Fires | Equipment / facility failure | Aggregated | 2027 | 1.8378e-08 | 215.5262 | 3.9608e-06 | 2027 | Mitigation | 0.95 | 45 | 0 | esc | 0.00097009 | 1.7828e-11 | 0.00097009 | 1.7828e-11 | 0.0027911 | 1.7161e-08 | 0.012004 | 7.7403e-11
[120 empty] | 7.3.3.17.5 (Remote Grid) Updates to grid topology to minimize risk of ignition in HFTDs Remote GridWLDFREquipment / facility failureAggregated | WLDFR | HFTD - Distribution - Tier 3 - 3QU CoRE ¦ 3QU LoRE | Non-Red Flag Warning - Catastrophic Fires | Equipment / facility failure | Aggregated | 2028 | 1.8378e-08 | 215.5262 | 3.9608e-06 | 2028 | Mitigation | 0.95 | 45 | 0 | esc | 0.00097009 | 1.7828e-11 | 0.00097009 | 1.7828e-11 | 0.0027911 | 1.7161e-08 | 0.012004 | 7.7403e-11
[120 empty] | 7.3.3.17.5 (Remote Grid) Updates to grid topology to minimize risk of ignition in HFTDs Remote GridWLDFREquipment / facility failureAggregated | WLDFR | HFTD - Distribution - Tier 3 - 3QU CoRE ¦ 3QU LoRE | Non-Red Flag Warning - Catastrophic Fires | Equipment / facility failure | Aggregated | 2029 | 1.8378e-08 | 215.5262 | 3.9608e-06 | 2029 | Mitigation | 0.95 | 45 | 0 | esc | 0.00097009 | 1.7828e-11 | 0.00097009 | 1.7828e-11 | 0.0027911 | 1.7161e-08 | 0.012004 | 7.7403e-11
[120 empty] | 7.3.3.17.5 (Remote Grid) Updates to grid topology to minimize risk of ignition in HFTDs Remote GridWLDFREquipment / facility failureAggregated | WLDFR | HFTD - Distribution - Tier 3 - 3QU CoRE ¦ 3QU LoRE | Non-Red Flag Warning - Catastrophic Fires | Equipment / facility failure | Aggregated | 2030 | 1.8378e-08 | 215.5262 | 3.9608e-06 | 2030 | Mitigation | 0.95 | 45 | 0 | esc | 0.00097009 | 1.7828e-11 | 0.00097009 | 1.7828e-11 | 0.0027911 | 1.7161e-08 | 0.012004 | 7.7403e-11
[120 empty] | 7.3.3.17.5 (Remote Grid) Updates to grid topology to minimize risk of ignition in HFTDs Remote GridWLDFREquipment / facility failureAggregated | WLDFR | HFTD - Distribution - Tier 3 - 3QU CoRE ¦ 3QU LoRE | Non-Red Flag Warning - Catastrophic Fires | Equipment / facility failure | Aggregated | 2031 | 1.8378e-08 | 215.5262 | 3.9608e-06 | 2031 | Mitigation | 0.95 | 45 | 0 | esc | 0.00097009 | 1.7828e-11 | 0.00097009 | 1.7828e-11 | 0.0027911 | 1.7161e-08 | 0.012004 | 7.7403e-11
[120 empty] | 7.3.3.17.5 (Remote Grid) Updates to grid topology to minimize risk of ignition in HFTDs Remote GridWLDFREquipment / facility failureAggregated | WLDFR | HFTD - Distribution - Tier 3 - 3QU CoRE ¦ 3QU LoRE | Non-Red Flag Warning - Catastrophic Fires | Equipment / facility failure | Aggregated | 2032 | 1.8378e-08 | 215.5262 | 3.9608e-06 | 2032 | Mitigation | 0.95 | 45 | 0 | esc | 0.00097009 | 1.7828e-11 | 0.00097009 | 1.7828e-11 | 0.0027911 | 1.7161e-08 | 0 | 0
[120 empty] | 7.3.3.17.5 (Remote Grid) Updates to grid topology to minimize risk of ignition in HFTDs Remote GridWLDFREquipment / facility failureAggregated | WLDFR | HFTD - Distribution - Tier 3 - 3QU CoRE ¦ 3QU LoRE | Non-Red Flag Warning - Catastrophic Fires | Equipment / facility failure | Aggregated | 2033 | 1.8378e-08 | 215.5262 | 3.9608e-06 | 2033 | Mitigation | 0.95 | 45 | 0 | esc | 0.00097009 | 1.7828e-11 | 0.00097009 | 1.7828e-11 | 0.0027911 | 1.7161e-08 | 0 | 0
[120 empty] | 7.3.3.17.5 (Remote Grid) Updates to grid topology to minimize risk of ignition in HFTDs Remote GridWLDFREquipment / facility failureAggregated | WLDFR | HFTD - Distribution - Tier 3 - 3QU CoRE ¦ 3QU LoRE | Non-Red Flag Warning - Catastrophic Fires | Equipment / facility failure | Aggregated | 2034 | 1.8378e-08 | 215.5262 | 3.9608e-06 | 2034 | Mitigation | 0.95 | 45 | 0 | esc | 0.00097009 | 1.7828e-11 | 0.00097009 | 1.7828e-11 | 0.0027911 | 1.7161e-08 | 0.010025 | 1.6475e-10
[120 empty] | 7.3.3.17.5 (Remote Grid) Updates to grid topology to minimize risk of ignition in HFTDs Remote GridWLDFREquipment / facility failureAggregated | WLDFR | HFTD - Distribution - Tier 3 - 3QU CoRE ¦ 3QU LoRE | Non-Red Flag Warning - Catastrophic Fires | Equipment / facility failure | Aggregated | 2035 | 1.8378e-08 | 215.5262 | 3.9608e-06 | 2035 | Mitigation | 0.95 | 45 | 0 | esc | 0.00097009 | 1.7828e-11 | 0.00097009 | 1.7828e-11 | 0.0027911 | 1.7161e-08 | 0.010025 | 1.6475e-10
[120 empty] | 7.3.3.17.5 (Remote Grid) Updates to grid topology to minimize risk of ignition in HFTDs Remote GridWLDFREquipment / facility failureAggregated | WLDFR | HFTD - Distribution - Tier 3 - 3QU CoRE ¦ 3QU LoRE | Non-Red Flag Warning - Catastrophic Fires | Equipment / facility failure | Aggregated | 2036 | 1.8378e-08 | 215.5262 | 3.9608e-06 | 2036 | Mitigation | 0.95 | 45 | 0 | esc | 0.00097009 | 1.7828e-11 | 0.00097009 | 1.7828e-11 | 0.0027911 | 1.7161e-08 | 0.010025 | 1.6475e-10
[120 empty] | 7.3.3.17.5 (Remote Grid) Updates to grid topology to minimize risk of ignition in HFTDs Remote GridWLDFREquipment / facility failureAggregated | WLDFR | HFTD - Distribution - Tier 3 - 3QU CoRE ¦ 3QU LoRE | Non-Red Flag Warning - Catastrophic Fires | Equipment / facility failure | Aggregated | 2037 | 1.8378e-08 | 215.5262 | 3.9608e-06 | 2037 | Mitigation | 0.95 | 45 | 0 | esc | 0.00097009 | 1.7828e-11 | 0.00097009 | 1.7828e-11 | 0.0027911 | 1.7161e-08 | 0.010025 | 1.6475e-10
[120 empty] | 7.3.3.17.5 (Remote Grid) Updates to grid topology to minimize risk of ignition in HFTDs Remote GridWLDFREquipment / facility failureAggregated | WLDFR | HFTD - Distribution - Tier 3 - 3QU CoRE ¦ 3QU LoRE | Non-Red Flag Warning - Catastrophic Fires | Equipment / facility failure | Aggregated | 2038 | 1.8378e-08 | 215.5262 | 3.9608e-06 | 2038 | Mitigation | 0.95 | 45 | 0 | esc | 0.00097009 | 1.7828e-11 | 0.00097009 | 1.7828e-11 | 0.0027911 | 1.7161e-08 | 0.010025 | 1.6475e-10
[120 empty] | 7.3.3.17.5 (Remote Grid) Updates to grid topology to minimize risk of ignition in HFTDs Remote GridWLDFREquipment / facility failureAggregated | WLDFR | HFTD - Distribution - Tier 3 - 3QU CoRE ¦ 3QU LoRE | Non-Red Flag Warning - Catastrophic Fires | Equipment / facility failure | Aggregated | 2039 | 1.8378e-08 | 215.5262 | 3.9608e-06 | 2039 | Mitigation | 0.95 | 45 | 0 | esc | 0.00097009 | 1.7828e-11 | 0.00097009 | 1.7828e-11 | 0.0027911 | 1.7161e-08 | 0.010025 | 1.6475e-10
[120 empty] | 7.3.3.17.5 (Remote Grid) Updates to grid topology to minimize risk of ignition in HFTDs Remote GridWLDFREquipment / facility failureAggregated | WLDFR | HFTD - Distribution - Tier 3 - 3QU CoRE ¦ 3QU LoRE | Non-Red Flag Warning - Catastrophic Fires | Equipment / facility failure | Aggregated | 2040 | 1.8378e-08 | 215.5262 | 3.9608e-06 | 2040 | Mitigation | 0.95 | 45 | 0 | esc | 0.00097009 | 1.7828e-11 | 0.00097009 | 1.7828e-11 | 0.0027911 | 1.7161e-08 | 0.010025 | 1.6475e-10
[120 empty] | 7.3.3.17.5 (Remote Grid) Updates to grid topology to minimize risk of ignition in HFTDs Remote GridWLDFREquipment / facility failureAggregated | WLDFR | HFTD - Distribution - Tier 3 - 3QU CoRE ¦ 3QU LoRE | Non-Red Flag Warning - Catastrophic Fires | Equipment / facility failure | Aggregated | 2041 | 1.8378e-08 | 215.5262 | 3.9608e-06 | 2041 | Mitigation | 0.95 | 45 | 0 | esc | 0.00097009 | 1.7828e-11 | 0.00097009 | 1.7828e-11 | 0.0027911 | 1.7161e-08 | 0.010025 | 1.6475e-10
[120 empty] | 7.3.3.17.5 (Remote Grid) Updates to grid topology to minimize risk of ignition in HFTDs Remote GridWLDFREquipment / facility failureAggregated | WLDFR | HFTD - Distribution - Tier 3 - 3QU CoRE ¦ 3QU LoRE | Non-Red Flag Warning - Catastrophic Fires | Equipment / facility failure | Aggregated | 2042 | 1.8378e-08 | 215.5262 | 3.9608e-06 | 2042 | Mitigation | 0.95 | 45 | 0 | esc | 0.00097009 | 1.7828e-11 | 0.00097009 | 1.7828e-11 | 0.0027911 | 1.7161e-08 | 0.010025 | 1.6475e-10
[120 empty] | 7.3.3.17.5 (Remote Grid) Updates to grid topology to minimize risk of ignition in HFTDs Remote GridWLDFREquipment / facility failureAggregated | WLDFR | HFTD - Distribution - Tier 3 - 3QU CoRE ¦ 3QU LoRE | Non-Red Flag Warning - Catastrophic Fires | Equipment / facility failure | Aggregated | 2043 | 1.8378e-08 | 215.5262 | 3.9608e-06 | 2043 | Mitigation | 0.95 | 45 | 0 | esc | 0.00097009 | 1.7828e-11 | 0.00097009 | 1.7828e-11 | 0.0027911 | 1.7161e-08 | 0.010025 | 1.6475e-10
[120 empty] | 7.3.3.17.5 (Remote Grid) Updates to grid topology to minimize risk of ignition in HFTDs Remote GridWLDFREquipment / facility failureAggregated | WLDFR | HFTD - Distribution - Tier 3 - 3QU CoRE ¦ 3QU LoRE | Non-Red Flag Warning - Catastrophic Fires | Equipment / facility failure | Aggregated | 2044 | 1.8378e-08 | 215.5262 | 3.9608e-06 | 2044 | Mitigation | 0.95 | 45 | 0 | esc | 0.00097009 | 1.7828e-11 | 0.00097009 | 1.7828e-11 | 0.0027911 | 1.7161e-08 | 0.010025 | 1.6475e-10
[120 empty] | 7.3.3.17.5 (Remote Grid) Updates to grid topology to minimize risk of ignition in HFTDs Remote GridWLDFREquipment / facility failureAggregated | WLDFR | HFTD - Distribution - Tier 3 - 3QU CoRE ¦ 3QU LoRE | Non-Red Flag Warning - Catastrophic Fires | Equipment / facility failure | Aggregated | 2045 | 1.8378e-08 | 215.5262 | 3.9608e-06 | 2045 | Mitigation | 0.95 | 45 | 0 | esc | 0.00097009 | 1.7828e-11 | 0.00097009 | 1.7828e-11 | 0.0027911 | 1.7161e-08 | 0.010025 | 1.6475e-10
[120 empty] | 7.3.3.17.5 (Remote Grid) Updates to grid topology to minimize risk of ignition in HFTDs Remote GridWLDFREquipment / facility failureAggregated | WLDFR | HFTD - Distribution - Tier 3 - 3QU CoRE ¦ 3QU LoRE | Non-Red Flag Warning - Catastrophic Fires | Equipment / facility failure | Aggregated | 2046 | 1.8378e-08 | 215.5262 | 3.9608e-06 | 2046 | Mitigation | 0.95 | 45 | 0 | esc | 0.00097009 | 1.7828e-11 | 0.00097009 | 1.7828e-11 | 0.0027911 | 1.7161e-08 | 0.010025 | 1.6475e-10
[120 empty] | 7.3.3.17.5 (Remote Grid) Updates to grid topology to minimize risk of ignition in HFTDs Remote GridWLDFREquipment / facility failureAggregated | WLDFR | HFTD - Distribution - Tier 3 - 3QU CoRE ¦ 3QU LoRE | Non-Red Flag Warning - Catastrophic Fires | Equipment / facility failure | Aggregated | 2047 | 1.8378e-08 | 215.5262 | 3.9608e-06 | 2047 | Mitigation | 0.95 | 45 | 0 | esc | 0.00097009 | 1.7828e-11 | 0.00097009 | 1.7828e-11 | 0.0027911 | 1.7161e-08 | 0.010025 | 1.6475e-10
[120 empty] | 7.3.3.17.5 (Remote Grid) Updates to grid topology to minimize risk of ignition in HFTDs Remote GridWLDFREquipment / facility failureAggregated | WLDFR | HFTD - Distribution - Tier 3 - 3QU CoRE ¦ 3QU LoRE | Non-Red Flag Warning - Catastrophic Fires | Equipment / facility failure | Aggregated | 2048 | 1.8378e-08 | 215.5262 | 3.9608e-06 | 2048 | Mitigation | 0.95 | 45 | 0 | esc | 0.00097009 | 1.7828e-11 | 0.00097009 | 1.7828e-11 | 0.0027911 | 1.7161e-08 | 0.010025 | 1.6475e-10
[120 empty] | 7.3.3.17.5 (Remote Grid) Updates to grid topology to minimize risk of ignition in HFTDs Remote GridWLDFREquipment / facility failureAggregated | WLDFR | HFTD - Distribution - Tier 3 - 3QU CoRE ¦ 3QU LoRE | Non-Red Flag Warning - Catastrophic Fires | Equipment / facility failure | Aggregated | 2049 | 1.8378e-08 | 215.5262 | 3.9608e-06 | 2049 | Mitigation | 0.95 | 45 | 0 | esc | 0.00097009 | 1.7828e-11 | 0.00097009 | 1.7828e-11 | 0.0027911 | 1.7161e-08 | 0.010025 | 1.6475e-10
[120 empty] | 7.3.3.17.5 (Remote Grid) Updates to grid topology to minimize risk of ignition in HFTDs Remote GridWLDFREquipment / facility failureAggregated | WLDFR | HFTD - Distribution - Tier 3 - 3QU CoRE ¦ 3QU LoRE | Non-Red Flag Warning - Catastrophic Fires | Equipment / facility failure | Aggregated | 2050 | 1.8378e-08 | 215.5262 | 3.9608e-06 | 2050 | Mitigation | 0.95 | 45 | 0 | esc | 0.00097009 | 1.7828e-11 | 0.00097009 | 1.7828e-11 | 0.0027911 | 1.7161e-08 | 0.010025 | 1.6475e-10
[120 empty] | 7.3.3.17.5 (Remote Grid) Updates to grid topology to minimize risk of ignition in HFTDs Remote GridWLDFREquipment / facility failureAggregated | WLDFR | HFTD - Distribution - Tier 3 - 3QU CoRE ¦ 3QU LoRE | Non-Red Flag Warning - Catastrophic Fires | Equipment / facility failure | Aggregated | 2051 | 1.8378e-08 | 215.5262 | 3.9608e-06 | 2051 | Mitigation | 0.95 | 45 | 0 | esc | 0.00097009 | 1.7828e-11 | 0.00097009 | 1.7828e-11 | 0.0027911 | 1.7161e-08 | 0.010025 | 1.6475e-10
[120 empty] | 7.3.3.17.5 (Remote Grid) Updates to grid topology to minimize risk of ignition in HFTDs Remote GridWLDFREquipment / facility failureAggregated | WLDFR | HFTD - Distribution - Tier 3 - 3QU CoRE ¦ 3QU LoRE | Non-Red Flag Warning - Catastrophic Fires | Equipment / facility failure | Aggregated | 2052 | 1.8378e-08 | 215.5262 | 3.9608e-06 | 2052 | Mitigation | 0.95 | 45 | 0 | esc | 0.00097009 | 1.7828e-11 | 0.00097009 | 1.7828e-11 | 0.0027911 | 1.7161e-08 | 0.010025 | 1.6475e-10
[120 empty] | 7.3.3.17.5 (Remote Grid) Updates to grid topology to minimize risk of ignition in HFTDs Remote GridWLDFREquipment / facility failureAggregated | WLDFR | HFTD - Distribution - Tier 3 - 3QU CoRE ¦ 3QU LoRE | Non-Red Flag Warning - Catastrophic Fires | Equipment / facility failure | Aggregated | 2053 | 1.8378e-08 | 215.5262 | 3.9608e-06 | 2053 | Mitigation | 0.95 | 45 | 0 | esc | 0.00097009 | 1.7828e-11 | 0.00097009 | 1.7828e-11 | 0.0027911 | 1.7161e-08 | 0.010025 | 1.6475e-10
[120 empty] | 7.3.3.17.5 (Remote Grid) Updates to grid topology to minimize risk of ignition in HFTDs Remote GridWLDFREquipment / facility failureAggregated | WLDFR | HFTD - Distribution - Tier 3 - 3QU CoRE ¦ 3QU LoRE | Non-Red Flag Warning - Catastrophic Fires | Equipment / facility failure | Aggregated | 2054 | 1.8378e-08 | 215.5262 | 3.9608e-06 | 2054 | Mitigation | 0.95 | 45 | 0 | esc | 0.00097009 | 1.7828e-11 | 0.00097009 | 1.7828e-11 | 0.0027911 | 1.7161e-08 | 0.010025 | 1.6475e-10
[120 empty] | 7.3.3.17.5 (Remote Grid) Updates to grid topology to minimize risk of ignition in HFTDs Remote GridWLDFREquipment / facility failureAggregated | WLDFR | HFTD - Distribution - Tier 3 - 3QU CoRE ¦ 3QU LoRE | Non-Red Flag Warning - Catastrophic Fires | Equipment / facility failure | Aggregated | 2055 | 1.8378e-08 | 215.5262 | 3.9608e-06 | 2055 | Mitigation | 0.95 | 45 | 0 | esc | 0.00097009 | 1.7828e-11 | 0.00097009 | 1.7828e-11 | 0.0027911 | 1.7161e-08 | 0.010025 | 1.6475e-10
[120 empty] | 7.3.3.17.5 (Remote Grid) Updates to grid topology to minimize risk of ignition in HFTDs Remote GridWLDFREquipment / facility failureAggregated | WLDFR | HFTD - Distribution - Tier 3 - 3QU CoRE ¦ 3QU LoRE | Non-Red Flag Warning - Catastrophic Fires | Equipment / facility failure | Aggregated | 2056 | 1.8378e-08 | 215.5262 | 3.9608e-06 | 2056 | Mitigation | 0.95 | 45 | 0 | esc | 0.00097009 | 1.7828e-11 | 0.00097009 | 1.7828e-11 | 0.0027911 | 1.7161e-08 | 0.010025 | 1.6475e-10
[120 empty] | 7.3.3.17.5 (Remote Grid) Updates to grid topology to minimize risk of ignition in HFTDs Remote GridWLDFREquipment / facility failureAggregated | WLDFR | HFTD - Distribution - Tier 3 - 3QU CoRE ¦ 3QU LoRE | Non-Red Flag Warning - Catastrophic Fires | Equipment / facility failure | Aggregated | 2057 | 1.8378e-08 | 215.5262 | 3.9608e-06 | 2057 | Mitigation | 0.95 | 45 | 0 | esc | 0.00097009 | 1.7828e-11 | 0.00097009 | 1.7828e-11 | 0.0027911 | 1.7161e-08 | 0.010025 | 1.6475e-10
[120 empty] | 7.3.3.17.5 (Remote Grid) Updates to grid topology to minimize risk of ignition in HFTDs Remote GridWLDFREquipment / facility failureAggregated | WLDFR | HFTD - Distribution - Tier 3 - 3QU CoRE ¦ 3QU LoRE | Non-Red Flag Warning - Catastrophic Fires | Equipment / facility failure | Aggregated | 2058 | 1.8378e-08 | 215.5262 | 3.9608e-06 | 2058 | Mitigation | 0.95 | 45 | 0 | esc | 0.00097009 | 1.7828e-11 | 0.00097009 | 1.7828e-11 | 0.0027911 | 1.7161e-08 | 0.010025 | 1.6475e-10
[120 empty] | 7.3.3.17.5 (Remote Grid) Updates to grid topology to minimize risk of ignition in HFTDs Remote GridWLDFREquipment / facility failureAggregated | WLDFR | HFTD - Distribution - Tier 3 - 3QU CoRE ¦ 3QU LoRE | Non-Red Flag Warning - Catastrophic Fires | Equipment / facility failure | Aggregated | 2059 | 1.8378e-08 | 215.5262 | 3.9608e-06 | 2059 | Mitigation | 0.95 | 45 | 0 | esc | 0.00097009 | 1.7828e-11 | 0.00097009 | 1.7828e-11 | 0.0027911 | 1.7161e-08 | 0.010025 | 1.6475e-10
[120 empty] | 7.3.3.17.5 (Remote Grid) Updates to grid topology to minimize risk of ignition in HFTDs Remote GridWLDFREquipment / facility failureAggregated | WLDFR | HFTD - Distribution - Tier 3 - 3QU CoRE ¦ 3QU LoRE | Non-Red Flag Warning - Catastrophic Fires | Equipment / facility failure | Aggregated | 2060 | 1.8378e-08 | 215.5262 | 3.9608e-06 | 2060 | Mitigation | 0.95 | 45 | 0 | esc | 0.00097009 | 1.7828e-11 | 0.00097009 | 1.7828e-11 | 0.0027911 | 1.7161e-08 | 0.010025 | 1.6475e-10
[120 empty] | 7.3.3.17.5 (Remote Grid) Updates to grid topology to minimize risk of ignition in HFTDs Remote GridWLDFREquipment / facility failureAggregated | WLDFR | HFTD - Distribution - Tier 3 - 3QU CoRE ¦ 3QU LoRE | Non-Red Flag Warning - Catastrophic Fires | Equipment / facility failure | Aggregated | 2061 | 1.8378e-08 | 215.5262 | 3.9608e-06 | 2061 | Mitigation | 0.95 | 45 | 0 | esc | 0.00097009 | 1.7828e-11 | 0.00097009 | 1.7828e-11 | 0.0027911 | 1.7161e-08 | 0.010025 | 1.6475e-10
[120 empty] | 7.3.3.17.5 (Remote Grid) Updates to grid topology to minimize risk of ignition in HFTDs Remote GridWLDFREquipment / facility failureAggregated | WLDFR | HFTD - Distribution - Tier 3 - 3QU CoRE ¦ 3QU LoRE | Non-Red Flag Warning - Catastrophic Fires | Equipment / facility failure | Aggregated | 2062 | 1.8378e-08 | 215.5262 | 3.9608e-06 | 2062 | Mitigation | 0.95 | 45 | 0 | esc | 0.00097009 | 1.7828e-11 | 0.00097009 | 1.7828e-11 | 0.0027911 | 1.7161e-08 | 0.010025 | 1.6475e-10
[120 empty] | 7.3.3.17.5 (Remote Grid) Updates to grid topology to minimize risk of ignition in HFTDs Remote GridWLDFREquipment / facility failureAggregated | WLDFR | HFTD - Distribution - Tier 3 - 3QU CoRE ¦ 3QU LoRE | Non-Red Flag Warning - Catastrophic Fires | Equipment / facility failure | Aggregated | 2063 | 1.8378e-08 | 215.5262 | 3.9608e-06 | 2063 | Mitigation | 0.95 | 45 | 0 | esc | 0.00097009 | 1.7828e-11 | 0.00097009 | 1.7828e-11 | 0.0027911 | 1.7161e-08 | 0.010025 | 1.6475e-10
[120 empty] | 7.3.3.17.5 (Remote Grid) Updates to grid topology to minimize risk of ignition in HFTDs Remote GridWLDFREquipment / facility failureAggregated | WLDFR | HFTD - Distribution - Tier 3 - 3QU CoRE ¦ 3QU LoRE | Non-Red Flag Warning - Catastrophic Fires | Equipment / facility failure | Aggregated | 2064 | 1.8378e-08 | 215.5262 | 3.9608e-06 | 2064 | Mitigation | 0.95 | 45 | 0 | esc | 0.00097009 | 1.7828e-11 | 0.00097009 | 1.7828e-11 | 0.0027911 | 1.7161e-08 | 0 | 0
[120 empty] | 7.3.3.17.5 (Remote Grid) Updates to grid topology to minimize risk of ignition in HFTDs Remote GridWLDFREquipment / facility failureAggregated | WLDFR | HFTD - Distribution - Tier 3 - 3QU CoRE ¦ 3QU LoRE | Non-Red Flag Warning - Catastrophic Fires | Equipment / facility failure | Aggregated | 2065 | 1.8378e-08 | 215.5262 | 3.9608e-06 | 2065 | Mitigation | 0.95 | 45 | 0 | esc | 0.00097009 | 1.7828e-11 | 0.00097009 | 1.7828e-11 | 0.0027911 | 1.7161e-08 | 0 | 0
[120 empty] | 7.3.3.17.5 (Remote Grid) Updates to grid topology to minimize risk of ignition in HFTDs Remote GridWLDFREquipment / facility failureAggregated | WLDFR | HFTD - Distribution - Tier 3 - 3QU CoRE ¦ 3QU LoRE | Non-Red Flag Warning - Catastrophic Fires | Equipment / facility failure | Aggregated | 2066 | 1.8378e-08 | 215.5262 | 3.9608e-06 | 2066 | Mitigation | 0.95 | 45 | 0 | esc | 0.00097009 | 1.7828e-11 | 0.00097009 | 1.7828e-11 | 0.0027911 | 1.7161e-08 | 0.0094681 | 5.3115e-10
[120 empty] | 7.3.3.17.5 (Remote Grid) Updates to grid topology to minimize risk of ignition in HFTDs Remote GridWLDFREquipment / facility failureAggregated | WLDFR | HFTD - Distribution - Tier 3 - 3QU CoRE ¦ 3QU LoRE | Non-Red Flag Warning - Catastrophic Fires | Equipment / facility failure | Aggregated | 2067 | 1.8378e-08 | 215.5262 | 3.9608e-06 | 2067 | Mitigation | 0.95 | 45 | 0 | esc | 0 | 0 | 0.00097009 | 1.7828e-11 | 0.0027911 | 1.7161e-08 | 0.0094681 | 5.3115e-10
[120 empty] | 7.3.3.17.5 (Remote Grid) Updates to grid topology to minimize risk of ignition in HFTDs Remote GridWLDFRVegetation ContactAggregated | WLDFR | HFTD - Distribution - Tier 3 - 3QU CoRE ¦ 3QU LoRE | Non-Red Flag Warning - Catastrophic Fires | Vegetation Contact | Aggregated | 2022 | 2.7092e-07 | 215.5262 | 5.8389e-05 | 2022 | Mitigation | 0.95 | 45 | 0 | esc | 0.00097009 | 2.6281e-10 | 0 | 0 | 0 | 0 | 0.0094681 | 5.3115e-10
[120 empty] | 7.3.3.17.5 (Remote Grid) Updates to grid topology to minimize risk of ignition in HFTDs Remote GridWLDFRVegetation ContactAggregated | WLDFR | HFTD - Distribution - Tier 3 - 3QU CoRE ¦ 3QU LoRE | Non-Red Flag Warning - Catastrophic Fires | Vegetation Contact | Aggregated | 2023 | 2.7092e-07 | 215.5262 | 5.8389e-05 | 2023 | Mitigation | 0.95 | 45 | 0 | esc | 0.00097009 | 2.6281e-10 | 0.00097009 | 2.6281e-10 | 0.0029922 | 9.8214e-11 | 0.0094681 | 5.3115e-10
[120 empty] | 7.3.3.17.5 (Remote Grid) Updates to grid topology to minimize risk of ignition in HFTDs Remote GridWLDFRVegetation ContactAggregated | WLDFR | HFTD - Distribution - Tier 3 - 3QU CoRE ¦ 3QU LoRE | Non-Red Flag Warning - Catastrophic Fires | Vegetation Contact | Aggregated | 2024 | 2.7092e-07 | 215.5262 | 5.8389e-05 | 2024 | Mitigation | 0.95 | 45 | 0 | esc | 0.00097009 | 2.6281e-10 | 0.00097009 | 2.6281e-10 | 0.0029922 | 9.8214e-11 | 0.0094681 | 5.3115e-10
[120 empty] | 7.3.3.17.5 (Remote Grid) Updates to grid topology to minimize risk of ignition in HFTDs Remote GridWLDFRVegetation ContactAggregated | WLDFR | HFTD - Distribution - Tier 3 - 3QU CoRE ¦ 3QU LoRE | Non-Red Flag Warning - Catastrophic Fires | Vegetation Contact | Aggregated | 2025 | 2.7092e-07 | 215.5262 | 5.8389e-05 | 2025 | Mitigation | 0.95 | 45 | 0 | esc | 0.00097009 | 2.6281e-10 | 0.00097009 | 2.6281e-10 | 0.0029922 | 9.8214e-11 | 0.0094681 | 5.3115e-10
[120 empty] | 7.3.3.17.5 (Remote Grid) Updates to grid topology to minimize risk of ignition in HFTDs Remote GridWLDFRVegetation ContactAggregated | WLDFR | HFTD - Distribution - Tier 3 - 3QU CoRE ¦ 3QU LoRE | Non-Red Flag Warning - Catastrophic Fires | Vegetation Contact | Aggregated | 2026 | 2.7092e-07 | 215.5262 | 5.8389e-05 | 2026 | Mitigation | 0.95 | 45 | 0 | esc | 0.00097009 | 2.6281e-10 | 0.00097009 | 2.6281e-10 | 0.0029922 | 9.8214e-11 | 0.0094681 | 5.3115e-10
[120 empty] | 7.3.3.17.5 (Remote Grid) Updates to grid topology to minimize risk of ignition in HFTDs Remote GridWLDFRVegetation ContactAggregated | WLDFR | HFTD - Distribution - Tier 3 - 3QU CoRE ¦ 3QU LoRE | Non-Red Flag Warning - Catastrophic Fires | Vegetation Contact | Aggregated | 2027 | 2.7092e-07 | 215.5262 | 5.8389e-05 | 2027 | Mitigation | 0.95 | 45 | 0 | esc | 0.00097009 | 2.6281e-10 | 0.00097009 | 2.6281e-10 | 0.0029922 | 9.8214e-11 | 0.0094681 | 5.3115e-10
[120 empty] | 7.3.3.17.5 (Remote Grid) Updates to grid topology to minimize risk of ignition in HFTDs Remote GridWLDFRVegetation ContactAggregated | WLDFR | HFTD - Distribution - Tier 3 - 3QU CoRE ¦ 3QU LoRE | Non-Red Flag Warning - Catastrophic Fires | Vegetation Contact | Aggregated | 2028 | 2.7092e-07 | 215.5262 | 5.8389e-05 | 2028 | Mitigation | 0.95 | 45 | 0 | esc | 0.00097009 | 2.6281e-10 | 0.00097009 | 2.6281e-10 | 0.0029922 | 9.8214e-11 | 0.0094681 | 5.3115e-10
[120 empty] | 7.3.3.17.5 (Remote Grid) Updates to grid topology to minimize risk of ignition in HFTDs Remote GridWLDFRVegetation ContactAggregated | WLDFR | HFTD - Distribution - Tier 3 - 3QU CoRE ¦ 3QU LoRE | Non-Red Flag Warning - Catastrophic Fires | Vegetation Contact | Aggregated | 2029 | 2.7092e-07 | 215.5262 | 5.8389e-05 | 2029 | Mitigation | 0.95 | 45 | 0 | esc | 0.00097009 | 2.6281e-10 | 0.00097009 | 2.6281e-10 | 0.0029922 | 9.8214e-11 | 0.0094681 | 5.3115e-10
[120 empty] | 7.3.3.17.5 (Remote Grid) Updates to grid topology to minimize risk of ignition in HFTDs Remote GridWLDFRVegetation ContactAggregated | WLDFR | HFTD - Distribution - Tier 3 - 3QU CoRE ¦ 3QU LoRE | Non-Red Flag Warning - Catastrophic Fires | Vegetation Contact | Aggregated | 2030 | 2.7092e-07 | 215.5262 | 5.8389e-05 | 2030 | Mitigation | 0.95 | 45 | 0 | esc | 0.00097009 | 2.6281e-10 | 0.00097009 | 2.6281e-10 | 0.0029922 | 9.8214e-11 | 0.0094681 | 5.3115e-10
[120 empty] | 7.3.3.17.5 (Remote Grid) Updates to grid topology to minimize risk of ignition in HFTDs Remote GridWLDFRVegetation ContactAggregated | WLDFR | HFTD - Distribution - Tier 3 - 3QU CoRE ¦ 3QU LoRE | Non-Red Flag Warning - Catastrophic Fires | Vegetation Contact | Aggregated | 2031 | 2.7092e-07 | 215.5262 | 5.8389e-05 | 2031 | Mitigation | 0.95 | 45 | 0 | esc | 0.00097009 | 2.6281e-10 | 0.00097009 | 2.6281e-10 | 0.0029922 | 9.8214e-11 | 0.0094681 | 5.3115e-10
[120 empty] | 7.3.3.17.5 (Remote Grid) Updates to grid topology to minimize risk of ignition in HFTDs Remote GridWLDFRVegetation ContactAggregated | WLDFR | HFTD - Distribution - Tier 3 - 3QU CoRE ¦ 3QU LoRE | Non-Red Flag Warning - Catastrophic Fires | Vegetation Contact | Aggregated | 2032 | 2.7092e-07 | 215.5262 | 5.8389e-05 | 2032 | Mitigation | 0.95 | 45 | 0 | esc | 0.00097009 | 2.6281e-10 | 0.00097009 | 2.6281e-10 | 0.0029922 | 9.8214e-11 | 0.0094681 | 5.3115e-10
[120 empty] | 7.3.3.17.5 (Remote Grid) Updates to grid topology to minimize risk of ignition in HFTDs Remote GridWLDFRVegetation ContactAggregated | WLDFR | HFTD - Distribution - Tier 3 - 3QU CoRE ¦ 3QU LoRE | Non-Red Flag Warning - Catastrophic Fires | Vegetation Contact | Aggregated | 2033 | 2.7092e-07 | 215.5262 | 5.8389e-05 | 2033 | Mitigation | 0.95 | 45 | 0 | esc | 0.00097009 | 2.6281e-10 | 0.00097009 | 2.6281e-10 | 0.0029922 | 9.8214e-11 | 0.0094681 | 5.3115e-10
[120 empty] | 7.3.3.17.5 (Remote Grid) Updates to grid topology to minimize risk of ignition in HFTDs Remote GridWLDFRVegetation ContactAggregated | WLDFR | HFTD - Distribution - Tier 3 - 3QU CoRE ¦ 3QU LoRE | Non-Red Flag Warning - Catastrophic Fires | Vegetation Contact | Aggregated | 2034 | 2.7092e-07 | 215.5262 | 5.8389e-05 | 2034 | Mitigation | 0.95 | 45 | 0 | esc | 0.00097009 | 2.6281e-10 | 0.00097009 | 2.6281e-10 | 0.0029922 | 9.8214e-11 | 0.0094681 | 5.3115e-10
[120 empty] | 7.3.3.17.5 (Remote Grid) Updates to grid topology to minimize risk of ignition in HFTDs Remote GridWLDFRVegetation ContactAggregated | WLDFR | HFTD - Distribution - Tier 3 - 3QU CoRE ¦ 3QU LoRE | Non-Red Flag Warning - Catastrophic Fires | Vegetation Contact | Aggregated | 2035 | 2.7092e-07 | 215.5262 | 5.8389e-05 | 2035 | Mitigation | 0.95 | 45 | 0 | esc | 0.00097009 | 2.6281e-10 | 0.00097009 | 2.6281e-10 | 0.0029922 | 9.8214e-11 | 0.0094681 | 5.3115e-10
[120 empty] | 7.3.3.17.5 (Remote Grid) Updates to grid topology to minimize risk of ignition in HFTDs Remote GridWLDFRVegetation ContactAggregated | WLDFR | HFTD - Distribution - Tier 3 - 3QU CoRE ¦ 3QU LoRE | Non-Red Flag Warning - Catastrophic Fires | Vegetation Contact | Aggregated | 2036 | 2.7092e-07 | 215.5262 | 5.8389e-05 | 2036 | Mitigation | 0.95 | 45 | 0 | esc | 0.00097009 | 2.6281e-10 | 0.00097009 | 2.6281e-10 | 0.0029922 | 9.8214e-11 | 0.0094681 | 5.3115e-10
[120 empty] | 7.3.3.17.5 (Remote Grid) Updates to grid topology to minimize risk of ignition in HFTDs Remote GridWLDFRVegetation ContactAggregated | WLDFR | HFTD - Distribution - Tier 3 - 3QU CoRE ¦ 3QU LoRE | Non-Red Flag Warning - Catastrophic Fires | Vegetation Contact | Aggregated | 2037 | 2.7092e-07 | 215.5262 | 5.8389e-05 | 2037 | Mitigation | 0.95 | 45 | 0 | esc | 0.00097009 | 2.6281e-10 | 0.00097009 | 2.6281e-10 | 0.0029922 | 9.8214e-11 | 0.0094681 | 5.3115e-10
[120 empty] | 7.3.3.17.5 (Remote Grid) Updates to grid topology to minimize risk of ignition in HFTDs Remote GridWLDFRVegetation ContactAggregated | WLDFR | HFTD - Distribution - Tier 3 - 3QU CoRE ¦ 3QU LoRE | Non-Red Flag Warning - Catastrophic Fires | Vegetation Contact | Aggregated | 2038 | 2.7092e-07 | 215.5262 | 5.8389e-05 | 2038 | Mitigation | 0.95 | 45 | 0 | esc | 0.00097009 | 2.6281e-10 | 0.00097009 | 2.6281e-10 | 0.0029922 | 9.8214e-11 | 0.0094681 | 5.3115e-10
[120 empty] | 7.3.3.17.5 (Remote Grid) Updates to grid topology to minimize risk of ignition in HFTDs Remote GridWLDFRVegetation ContactAggregated | WLDFR | HFTD - Distribution - Tier 3 - 3QU CoRE ¦ 3QU LoRE | Non-Red Flag Warning - Catastrophic Fires | Vegetation Contact | Aggregated | 2039 | 2.7092e-07 | 215.5262 | 5.8389e-05 | 2039 | Mitigation | 0.95 | 45 | 0 | esc | 0.00097009 | 2.6281e-10 | 0.00097009 | 2.6281e-10 | 0.0029922 | 9.8214e-11 | 0.0094681 | 5.3115e-10
[120 empty] | 7.3.3.17.5 (Remote Grid) Updates to grid topology to minimize risk of ignition in HFTDs Remote GridWLDFRVegetation ContactAggregated | WLDFR | HFTD - Distribution - Tier 3 - 3QU CoRE ¦ 3QU LoRE | Non-Red Flag Warning - Catastrophic Fires | Vegetation Contact | Aggregated | 2040 | 2.7092e-07 | 215.5262 | 5.8389e-05 | 2040 | Mitigation | 0.95 | 45 | 0 | esc | 0.00097009 | 2.6281e-10 | 0.00097009 | 2.6281e-10 | 0.0029922 | 9.8214e-11 | 0.0094681 | 5.3115e-10
[120 empty] | 7.3.3.17.5 (Remote Grid) Updates to grid topology to minimize risk of ignition in HFTDs Remote GridWLDFRVegetation ContactAggregated | WLDFR | HFTD - Distribution - Tier 3 - 3QU CoRE ¦ 3QU LoRE | Non-Red Flag Warning - Catastrophic Fires | Vegetation Contact | Aggregated | 2041 | 2.7092e-07 | 215.5262 | 5.8389e-05 | 2041 | Mitigation | 0.95 | 45 | 0 | esc | 0.00097009 | 2.6281e-10 | 0.00097009 | 2.6281e-10 | 0.0029922 | 9.8214e-11 | 0.0094681 | 5.3115e-10
[120 empty] | 7.3.3.17.5 (Remote Grid) Updates to grid topology to minimize risk of ignition in HFTDs Remote GridWLDFRVegetation ContactAggregated | WLDFR | HFTD - Distribution - Tier 3 - 3QU CoRE ¦ 3QU LoRE | Non-Red Flag Warning - Catastrophic Fires | Vegetation Contact | Aggregated | 2042 | 2.7092e-07 | 215.5262 | 5.8389e-05 | 2042 | Mitigation | 0.95 | 45 | 0 | esc | 0.00097009 | 2.6281e-10 | 0.00097009 | 2.6281e-10 | 0.0029922 | 9.8214e-11 | 0.0094681 | 5.3115e-10
[120 empty] | 7.3.3.17.5 (Remote Grid) Updates to grid topology to minimize risk of ignition in HFTDs Remote GridWLDFRVegetation ContactAggregated | WLDFR | HFTD - Distribution - Tier 3 - 3QU CoRE ¦ 3QU LoRE | Non-Red Flag Warning - Catastrophic Fires | Vegetation Contact | Aggregated | 2043 | 2.7092e-07 | 215.5262 | 5.8389e-05 | 2043 | Mitigation | 0.95 | 45 | 0 | esc | 0.00097009 | 2.6281e-10 | 0.00097009 | 2.6281e-10 | 0.0029922 | 9.8214e-11 | 0.0094681 | 5.3115e-10
[120 empty] | 7.3.3.17.5 (Remote Grid) Updates to grid topology to minimize risk of ignition in HFTDs Remote GridWLDFRVegetation ContactAggregated | WLDFR | HFTD - Distribution - Tier 3 - 3QU CoRE ¦ 3QU LoRE | Non-Red Flag Warning - Catastrophic Fires | Vegetation Contact | Aggregated | 2044 | 2.7092e-07 | 215.5262 | 5.8389e-05 | 2044 | Mitigation | 0.95 | 45 | 0 | esc | 0.00097009 | 2.6281e-10 | 0.00097009 | 2.6281e-10 | 0.0029922 | 9.8214e-11 | 0.0094681 | 5.3115e-10
[120 empty] | 7.3.3.17.5 (Remote Grid) Updates to grid topology to minimize risk of ignition in HFTDs Remote GridWLDFRVegetation ContactAggregated | WLDFR | HFTD - Distribution - Tier 3 - 3QU CoRE ¦ 3QU LoRE | Non-Red Flag Warning - Catastrophic Fires | Vegetation Contact | Aggregated | 2045 | 2.7092e-07 | 215.5262 | 5.8389e-05 | 2045 | Mitigation | 0.95 | 45 | 0 | esc | 0.00097009 | 2.6281e-10 | 0.00097009 | 2.6281e-10 | 0.0029922 | 9.8214e-11 | 0.0094681 | 5.3115e-10
[120 empty] | 7.3.3.17.5 (Remote Grid) Updates to grid topology to minimize risk of ignition in HFTDs Remote GridWLDFRVegetation ContactAggregated | WLDFR | HFTD - Distribution - Tier 3 - 3QU CoRE ¦ 3QU LoRE | Non-Red Flag Warning - Catastrophic Fires | Vegetation Contact | Aggregated | 2046 | 2.7092e-07 | 215.5262 | 5.8389e-05 | 2046 | Mitigation | 0.95 | 45 | 0 | esc | 0.00097009 | 2.6281e-10 | 0.00097009 | 2.6281e-10 | 0.0029922 | 9.8214e-11 | 0.0094681 | 5.3115e-10
[120 empty] | 7.3.3.17.5 (Remote Grid) Updates to grid topology to minimize risk of ignition in HFTDs Remote GridWLDFRVegetation ContactAggregated | WLDFR | HFTD - Distribution - Tier 3 - 3QU CoRE ¦ 3QU LoRE | Non-Red Flag Warning - Catastrophic Fires | Vegetation Contact | Aggregated | 2047 | 2.7092e-07 | 215.5262 | 5.8389e-05 | 2047 | Mitigation | 0.95 | 45 | 0 | esc | 0.00097009 | 2.6281e-10 | 0.00097009 | 2.6281e-10 | 0.0029922 | 9.8214e-11 | 0.0094681 | 5.3115e-10
[120 empty] | 7.3.3.17.5 (Remote Grid) Updates to grid topology to minimize risk of ignition in HFTDs Remote GridWLDFRVegetation ContactAggregated | WLDFR | HFTD - Distribution - Tier 3 - 3QU CoRE ¦ 3QU LoRE | Non-Red Flag Warning - Catastrophic Fires | Vegetation Contact | Aggregated | 2048 | 2.7092e-07 | 215.5262 | 5.8389e-05 | 2048 | Mitigation | 0.95 | 45 | 0 | esc | 0.00097009 | 2.6281e-10 | 0.00097009 | 2.6281e-10 | 0.0029922 | 9.8214e-11 | 0.0094681 | 5.3115e-10
[120 empty] | 7.3.3.17.5 (Remote Grid) Updates to grid topology to minimize risk of ignition in HFTDs Remote GridWLDFRVegetation ContactAggregated | WLDFR | HFTD - Distribution - Tier 3 - 3QU CoRE ¦ 3QU LoRE | Non-Red Flag Warning - Catastrophic Fires | Vegetation Contact | Aggregated | 2049 | 2.7092e-07 | 215.5262 | 5.8389e-05 | 2049 | Mitigation | 0.95 | 45 | 0 | esc | 0.00097009 | 2.6281e-10 | 0.00097009 | 2.6281e-10 | 0.0029922 | 9.8214e-11 | 0.0094681 | 5.3115e-10
[120 empty] | 7.3.3.17.5 (Remote Grid) Updates to grid topology to minimize risk of ignition in HFTDs Remote GridWLDFRVegetation ContactAggregated | WLDFR | HFTD - Distribution - Tier 3 - 3QU CoRE ¦ 3QU LoRE | Non-Red Flag Warning - Catastrophic Fires | Vegetation Contact | Aggregated | 2050 | 2.7092e-07 | 215.5262 | 5.8389e-05 | 2050 | Mitigation | 0.95 | 45 | 0 | esc | 0.00097009 | 2.6281e-10 | 0.00097009 | 2.6281e-10 | 0.0029922 | 9.8214e-11 | 0 | 0
[120 empty] | 7.3.3.17.5 (Remote Grid) Updates to grid topology to minimize risk of ignition in HFTDs Remote GridWLDFRVegetation ContactAggregated | WLDFR | HFTD - Distribution - Tier 3 - 3QU CoRE ¦ 3QU LoRE | Non-Red Flag Warning - Catastrophic Fires | Vegetation Contact | Aggregated | 2051 | 2.7092e-07 | 215.5262 | 5.8389e-05 | 2051 | Mitigation | 0.95 | 45 | 0 | esc | 0.00097009 | 2.6281e-10 | 0.00097009 | 2.6281e-10 | 0.0029922 | 9.8214e-11 | 0 | 0
[120 empty] | 7.3.3.17.5 (Remote Grid) Updates to grid topology to minimize risk of ignition in HFTDs Remote GridWLDFRVegetation ContactAggregated | WLDFR | HFTD - Distribution - Tier 3 - 3QU CoRE ¦ 3QU LoRE | Non-Red Flag Warning - Catastrophic Fires | Vegetation Contact | Aggregated | 2052 | 2.7092e-07 | 215.5262 | 5.8389e-05 | 2052 | Mitigation | 0.95 | 45 | 0 | esc | 0.00097009 | 2.6281e-10 | 0.00097009 | 2.6281e-10 | 0.0029922 | 9.8214e-11 | 0.010598 | 2.7274e-11
[120 empty] | 7.3.3.17.5 (Remote Grid) Updates to grid topology to minimize risk of ignition in HFTDs Remote GridWLDFRVegetation ContactAggregated | WLDFR | HFTD - Distribution - Tier 3 - 3QU CoRE ¦ 3QU LoRE | Non-Red Flag Warning - Catastrophic Fires | Vegetation Contact | Aggregated | 2053 | 2.7092e-07 | 215.5262 | 5.8389e-05 | 2053 | Mitigation | 0.95 | 45 | 0 | esc | 0.00097009 | 2.6281e-10 | 0.00097009 | 2.6281e-10 | 0.0029922 | 9.8214e-11 | 0.010598 | 2.7274e-11
[120 empty] | 7.3.3.17.5 (Remote Grid) Updates to grid topology to minimize risk of ignition in HFTDs Remote GridWLDFRVegetation ContactAggregated | WLDFR | HFTD - Distribution - Tier 3 - 3QU CoRE ¦ 3QU LoRE | Non-Red Flag Warning - Catastrophic Fires | Vegetation Contact | Aggregated | 2054 | 2.7092e-07 | 215.5262 | 5.8389e-05 | 2054 | Mitigation | 0.95 | 45 | 0 | esc | 0.00097009 | 2.6281e-10 | 0.00097009 | 2.6281e-10 | 0.0029922 | 9.8214e-11 | 0.010598 | 2.7274e-11
[120 empty] | 7.3.3.17.5 (Remote Grid) Updates to grid topology to minimize risk of ignition in HFTDs Remote GridWLDFRVegetation ContactAggregated | WLDFR | HFTD - Distribution - Tier 3 - 3QU CoRE ¦ 3QU LoRE | Non-Red Flag Warning - Catastrophic Fires | Vegetation Contact | Aggregated | 2055 | 2.7092e-07 | 215.5262 | 5.8389e-05 | 2055 | Mitigation | 0.95 | 45 | 0 | esc | 0.00097009 | 2.6281e-10 | 0.00097009 | 2.6281e-10 | 0.0029922 | 9.8214e-11 | 0.010598 | 2.7274e-11
[120 empty] | 7.3.3.17.5 (Remote Grid) Updates to grid topology to minimize risk of ignition in HFTDs Remote GridWLDFRVegetation ContactAggregated | WLDFR | HFTD - Distribution - Tier 3 - 3QU CoRE ¦ 3QU LoRE | Non-Red Flag Warning - Catastrophic Fires | Vegetation Contact | Aggregated | 2056 | 2.7092e-07 | 215.5262 | 5.8389e-05 | 2056 | Mitigation | 0.95 | 45 | 0 | esc | 0.00097009 | 2.6281e-10 | 0.00097009 | 2.6281e-10 | 0.0029922 | 9.8214e-11 | 0.010598 | 2.7274e-11
[120 empty] | 7.3.3.17.5 (Remote Grid) Updates to grid topology to minimize risk of ignition in HFTDs Remote GridWLDFRVegetation ContactAggregated | WLDFR | HFTD - Distribution - Tier 3 - 3QU CoRE ¦ 3QU LoRE | Non-Red Flag Warning - Catastrophic Fires | Vegetation Contact | Aggregated | 2057 | 2.7092e-07 | 215.5262 | 5.8389e-05 | 2057 | Mitigation | 0.95 | 45 | 0 | esc | 0.00097009 | 2.6281e-10 | 0.00097009 | 2.6281e-10 | 0.0029922 | 9.8214e-11 | 0.010598 | 2.7274e-11
[120 empty] | 7.3.3.17.5 (Remote Grid) Updates to grid topology to minimize risk of ignition in HFTDs Remote GridWLDFRVegetation ContactAggregated | WLDFR | HFTD - Distribution - Tier 3 - 3QU CoRE ¦ 3QU LoRE | Non-Red Flag Warning - Catastrophic Fires | Vegetation Contact | Aggregated | 2058 | 2.7092e-07 | 215.5262 | 5.8389e-05 | 2058 | Mitigation | 0.95 | 45 | 0 | esc | 0.00097009 | 2.6281e-10 | 0.00097009 | 2.6281e-10 | 0.0029922 | 9.8214e-11 | 0.010598 | 2.7274e-11
[120 empty] | 7.3.3.17.5 (Remote Grid) Updates to grid topology to minimize risk of ignition in HFTDs Remote GridWLDFRVegetation ContactAggregated | WLDFR | HFTD - Distribution - Tier 3 - 3QU CoRE ¦ 3QU LoRE | Non-Red Flag Warning - Catastrophic Fires | Vegetation Contact | Aggregated | 2059 | 2.7092e-07 | 215.5262 | 5.8389e-05 | 2059 | Mitigation | 0.95 | 45 | 0 | esc | 0.00097009 | 2.6281e-10 | 0.00097009 | 2.6281e-10 | 0.0029922 | 9.8214e-11 | 0.010598 | 2.7274e-11
[120 empty] | 7.3.3.17.5 (Remote Grid) Updates to grid topology to minimize risk of ignition in HFTDs Remote GridWLDFRVegetation ContactAggregated | WLDFR | HFTD - Distribution - Tier 3 - 3QU CoRE ¦ 3QU LoRE | Non-Red Flag Warning - Catastrophic Fires | Vegetation Contact | Aggregated | 2060 | 2.7092e-07 | 215.5262 | 5.8389e-05 | 2060 | Mitigation | 0.95 | 45 | 0 | esc | 0.00097009 | 2.6281e-10 | 0.00097009 | 2.6281e-10 | 0.0029922 | 9.8214e-11 | 0.010598 | 2.7274e-11
[120 empty] | 7.3.3.17.5 (Remote Grid) Updates to grid topology to minimize risk of ignition in HFTDs Remote GridWLDFRVegetation ContactAggregated | WLDFR | HFTD - Distribution - Tier 3 - 3QU CoRE ¦ 3QU LoRE | Non-Red Flag Warning - Catastrophic Fires | Vegetation Contact | Aggregated | 2061 | 2.7092e-07 | 215.5262 | 5.8389e-05 | 2061 | Mitigation | 0.95 | 45 | 0 | esc | 0.00097009 | 2.6281e-10 | 0.00097009 | 2.6281e-10 | 0.0029922 | 9.8214e-11 | 0.010598 | 2.7274e-11
[120 empty] | 7.3.3.17.5 (Remote Grid) Updates to grid topology to minimize risk of ignition in HFTDs Remote GridWLDFRVegetation ContactAggregated | WLDFR | HFTD - Distribution - Tier 3 - 3QU CoRE ¦ 3QU LoRE | Non-Red Flag Warning - Catastrophic Fires | Vegetation Contact | Aggregated | 2062 | 2.7092e-07 | 215.5262 | 5.8389e-05 | 2062 | Mitigation | 0.95 | 45 | 0 | esc | 0.00097009 | 2.6281e-10 | 0.00097009 | 2.6281e-10 | 0.0029922 | 9.8214e-11 | 0.010598 | 2.7274e-11
[120 empty] | 7.3.3.17.5 (Remote Grid) Updates to grid topology to minimize risk of ignition in HFTDs Remote GridWLDFRVegetation ContactAggregated | WLDFR | HFTD - Distribution - Tier 3 - 3QU CoRE ¦ 3QU LoRE | Non-Red Flag Warning - Catastrophic Fires | Vegetation Contact | Aggregated | 2063 | 2.7092e-07 | 215.5262 | 5.8389e-05 | 2063 | Mitigation | 0.95 | 45 | 0 | esc | 0.00097009 | 2.6281e-10 | 0.00097009 | 2.6281e-10 | 0.0029922 | 9.8214e-11 | 0.010598 | 2.7274e-11
[120 empty] | 7.3.3.17.5 (Remote Grid) Updates to grid topology to minimize risk of ignition in HFTDs Remote GridWLDFRVegetation ContactAggregated | WLDFR | HFTD - Distribution - Tier 3 - 3QU CoRE ¦ 3QU LoRE | Non-Red Flag Warning - Catastrophic Fires | Vegetation Contact | Aggregated | 2064 | 2.7092e-07 | 215.5262 | 5.8389e-05 | 2064 | Mitigation | 0.95 | 45 | 0 | esc | 0.00097009 | 2.6281e-10 | 0.00097009 | 2.6281e-10 | 0.0029922 | 9.8214e-11 | 0.010598 | 2.7274e-11
[120 empty] | 7.3.3.17.5 (Remote Grid) Updates to grid topology to minimize risk of ignition in HFTDs Remote GridWLDFRVegetation ContactAggregated | WLDFR | HFTD - Distribution - Tier 3 - 3QU CoRE ¦ 3QU LoRE | Non-Red Flag Warning - Catastrophic Fires | Vegetation Contact | Aggregated | 2065 | 2.7092e-07 | 215.5262 | 5.8389e-05 | 2065 | Mitigation | 0.95 | 45 | 0 | esc | 0.00097009 | 2.6281e-10 | 0.00097009 | 2.6281e-10 | 0.0029922 | 9.8214e-11 | 0.010598 | 2.7274e-11
[120 empty] | 7.3.3.17.5 (Remote Grid) Updates to grid topology to minimize risk of ignition in HFTDs Remote GridWLDFRVegetation ContactAggregated | WLDFR | HFTD - Distribution - Tier 3 - 3QU CoRE ¦ 3QU LoRE | Non-Red Flag Warning - Catastrophic Fires | Vegetation Contact | Aggregated | 2066 | 2.7092e-07 | 215.5262 | 5.8389e-05 | 2066 | Mitigation | 0.95 | 45 | 0 | esc | 0.00097009 | 2.6281e-10 | 0.00097009 | 2.6281e-10 | 0.0029922 | 9.8214e-11 | 0.010598 | 2.7274e-11
[120 empty] | 7.3.3.17.5 (Remote Grid) Updates to grid topology to minimize risk of ignition in HFTDs Remote GridWLDFRVegetation ContactAggregated | WLDFR | HFTD - Distribution - Tier 3 - 3QU CoRE ¦ 3QU LoRE | Non-Red Flag Warning - Catastrophic Fires | Vegetation Contact | Aggregated | 2067 | 2.7092e-07 | 215.5262 | 5.8389e-05 | 2067 | Mitigation | 0.95 | 45 | 0 | esc | 0 | 0 | 0.00097009 | 2.6281e-10 | 0.0029922 | 9.8214e-11 | 0.010598 | 2.7274e-11
[120 empty] | 7.3.3.17.5 (Remote Grid) Updates to grid topology to minimize risk of ignition in HFTDs Remote GridWLDFRWire-to-wire contactAggregated | WLDFR | HFTD - Distribution - Tier 3 - 3QU CoRE ¦ 3QU LoRE | Non-Red Flag Warning - Catastrophic Fires | Wire-to-wire contact | Aggregated | 2022 | 1.3436e-07 | 215.5262 | 2.8959e-05 | 2022 | Mitigation | 0.95 | 45 | 0 | esc | 0.00097009 | 1.3034e-10 | 0 | 0 | 0.0029922 | 9.8214e-11 | 0.010598 | 2.7274e-11
[120 empty] | 7.3.3.17.5 (Remote Grid) Updates to grid topology to minimize risk of ignition in HFTDs Remote GridWLDFRWire-to-wire contactAggregated | WLDFR | HFTD - Distribution - Tier 3 - 3QU CoRE ¦ 3QU LoRE | Non-Red Flag Warning - Catastrophic Fires | Wire-to-wire contact | Aggregated | 2023 | 1.3436e-07 | 215.5262 | 2.8959e-05 | 2023 | Mitigation | 0.95 | 45 | 0 | esc | 0.00097009 | 1.3034e-10 | 0.00097009 | 1.3034e-10 | 0.0029922 | 9.8214e-11 | 0.010598 | 2.7274e-11
[120 empty] | 7.3.3.17.5 (Remote Grid) Updates to grid topology to minimize risk of ignition in HFTDs Remote GridWLDFRWire-to-wire contactAggregated | WLDFR | HFTD - Distribution - Tier 3 - 3QU CoRE ¦ 3QU LoRE | Non-Red Flag Warning - Catastrophic Fires | Wire-to-wire contact | Aggregated | 2024 | 1.3436e-07 | 215.5262 | 2.8959e-05 | 2024 | Mitigation | 0.95 | 45 | 0 | esc | 0.00097009 | 1.3034e-10 | 0.00097009 | 1.3034e-10 | 0.0029922 | 9.8214e-11 | 0.010598 | 2.7274e-11
[120 empty] | 7.3.3.17.5 (Remote Grid) Updates to grid topology to minimize risk of ignition in HFTDs Remote GridWLDFRWire-to-wire contactAggregated | WLDFR | HFTD - Distribution - Tier 3 - 3QU CoRE ¦ 3QU LoRE | Non-Red Flag Warning - Catastrophic Fires | Wire-to-wire contact | Aggregated | 2025 | 1.3436e-07 | 215.5262 | 2.8959e-05 | 2025 | Mitigation | 0.95 | 45 | 0 | esc | 0.00097009 | 1.3034e-10 | 0.00097009 | 1.3034e-10 | 0.0029922 | 9.8214e-11 | 0.010598 | 2.7274e-11
[120 empty] | 7.3.3.17.5 (Remote Grid) Updates to grid topology to minimize risk of ignition in HFTDs Remote GridWLDFRWire-to-wire contactAggregated | WLDFR | HFTD - Distribution - Tier 3 - 3QU CoRE ¦ 3QU LoRE | Non-Red Flag Warning - Catastrophic Fires | Wire-to-wire contact | Aggregated | 2026 | 1.3436e-07 | 215.5262 | 2.8959e-05 | 2026 | Mitigation | 0.95 | 45 | 0 | esc | 0.00097009 | 1.3034e-10 | 0.00097009 | 1.3034e-10 | 0 | 0 | 0.010598 | 2.7274e-11
[120 empty] | 7.3.3.17.5 (Remote Grid) Updates to grid topology to minimize risk of ignition in HFTDs Remote GridWLDFRWire-to-wire contactAggregated | WLDFR | HFTD - Distribution - Tier 3 - 3QU CoRE ¦ 3QU LoRE | Non-Red Flag Warning - Catastrophic Fires | Wire-to-wire contact | Aggregated | 2027 | 1.3436e-07 | 215.5262 | 2.8959e-05 | 2027 | Mitigation | 0.95 | 45 | 0 | esc | 0.00097009 | 1.3034e-10 | 0.00097009 | 1.3034e-10 | 0.0029922 | 2.3357e-12 | 0.010598 | 2.7274e-11
[120 empty] | 7.3.3.17.5 (Remote Grid) Updates to grid topology to minimize risk of ignition in HFTDs Remote GridWLDFRWire-to-wire contactAggregated | WLDFR | HFTD - Distribution - Tier 3 - 3QU CoRE ¦ 3QU LoRE | Non-Red Flag Warning - Catastrophic Fires | Wire-to-wire contact | Aggregated | 2028 | 1.3436e-07 | 215.5262 | 2.8959e-05 | 2028 | Mitigation | 0.95 | 45 | 0 | esc | 0.00097009 | 1.3034e-10 | 0.00097009 | 1.3034e-10 | 0.0029922 | 2.3357e-12 | 0.010598 | 2.7274e-11
[120 empty] | 7.3.3.17.5 (Remote Grid) Updates to grid topology to minimize risk of ignition in HFTDs Remote GridWLDFRWire-to-wire contactAggregated | WLDFR | HFTD - Distribution - Tier 3 - 3QU CoRE ¦ 3QU LoRE | Non-Red Flag Warning - Catastrophic Fires | Wire-to-wire contact | Aggregated | 2029 | 1.3436e-07 | 215.5262 | 2.8959e-05 | 2029 | Mitigation | 0.95 | 45 | 0 | esc | 0.00097009 | 1.3034e-10 | 0.00097009 | 1.3034e-10 | 0.0029922 | 2.3357e-12 | 0.010598 | 2.7274e-11
[120 empty] | 7.3.3.17.5 (Remote Grid) Updates to grid topology to minimize risk of ignition in HFTDs Remote GridWLDFRWire-to-wire contactAggregated | WLDFR | HFTD - Distribution - Tier 3 - 3QU CoRE ¦ 3QU LoRE | Non-Red Flag Warning - Catastrophic Fires | Wire-to-wire contact | Aggregated | 2030 | 1.3436e-07 | 215.5262 | 2.8959e-05 | 2030 | Mitigation | 0.95 | 45 | 0 | esc | 0.00097009 | 1.3034e-10 | 0.00097009 | 1.3034e-10 | 0.0029922 | 2.3357e-12 | 0.010598 | 2.7274e-11
[120 empty] | 7.3.3.17.5 (Remote Grid) Updates to grid topology to minimize risk of ignition in HFTDs Remote GridWLDFRWire-to-wire contactAggregated | WLDFR | HFTD - Distribution - Tier 3 - 3QU CoRE ¦ 3QU LoRE | Non-Red Flag Warning - Catastrophic Fires | Wire-to-wire contact | Aggregated | 2031 | 1.3436e-07 | 215.5262 | 2.8959e-05 | 2031 | Mitigation | 0.95 | 45 | 0 | esc | 0.00097009 | 1.3034e-10 | 0.00097009 | 1.3034e-10 | 0.0029922 | 2.3357e-12 | 0.010598 | 2.7274e-11
[120 empty] | 7.3.3.17.5 (Remote Grid) Updates to grid topology to minimize risk of ignition in HFTDs Remote GridWLDFRWire-to-wire contactAggregated | WLDFR | HFTD - Distribution - Tier 3 - 3QU CoRE ¦ 3QU LoRE | Non-Red Flag Warning - Catastrophic Fires | Wire-to-wire contact | Aggregated | 2032 | 1.3436e-07 | 215.5262 | 2.8959e-05 | 2032 | Mitigation | 0.95 | 45 | 0 | esc | 0.00097009 | 1.3034e-10 | 0.00097009 | 1.3034e-10 | 0.0029922 | 2.3357e-12 | 0.010598 | 2.7274e-11
[120 empty] | 7.3.3.17.5 (Remote Grid) Updates to grid topology to minimize risk of ignition in HFTDs Remote GridWLDFRWire-to-wire contactAggregated | WLDFR | HFTD - Distribution - Tier 3 - 3QU CoRE ¦ 3QU LoRE | Non-Red Flag Warning - Catastrophic Fires | Wire-to-wire contact | Aggregated | 2033 | 1.3436e-07 | 215.5262 | 2.8959e-05 | 2033 | Mitigation | 0.95 | 45 | 0 | esc | 0.00097009 | 1.3034e-10 | 0.00097009 | 1.3034e-10 | 0.0029922 | 2.3357e-12 | 0.010598 | 2.7274e-11
[120 empty] | 7.3.3.17.5 (Remote Grid) Updates to grid topology to minimize risk of ignition in HFTDs Remote GridWLDFRWire-to-wire contactAggregated | WLDFR | HFTD - Distribution - Tier 3 - 3QU CoRE ¦ 3QU LoRE | Non-Red Flag Warning - Catastrophic Fires | Wire-to-wire contact | Aggregated | 2034 | 1.3436e-07 | 215.5262 | 2.8959e-05 | 2034 | Mitigation | 0.95 | 45 | 0 | esc | 0.00097009 | 1.3034e-10 | 0.00097009 | 1.3034e-10 | 0.0029922 | 2.3357e-12 | 0.010598 | 2.7274e-11
[120 empty] | 7.3.3.17.5 (Remote Grid) Updates to grid topology to minimize risk of ignition in HFTDs Remote GridWLDFRWire-to-wire contactAggregated | WLDFR | HFTD - Distribution - Tier 3 - 3QU CoRE ¦ 3QU LoRE | Non-Red Flag Warning - Catastrophic Fires | Wire-to-wire contact | Aggregated | 2035 | 1.3436e-07 | 215.5262 | 2.8959e-05 | 2035 | Mitigation | 0.95 | 45 | 0 | esc | 0.00097009 | 1.3034e-10 | 0.00097009 | 1.3034e-10 | 0.0029922 | 2.3357e-12 | 0.010598 | 2.7274e-11
[120 empty] | 7.3.3.17.5 (Remote Grid) Updates to grid topology to minimize risk of ignition in HFTDs Remote GridWLDFRWire-to-wire contactAggregated | WLDFR | HFTD - Distribution - Tier 3 - 3QU CoRE ¦ 3QU LoRE | Non-Red Flag Warning - Catastrophic Fires | Wire-to-wire contact | Aggregated | 2036 | 1.3436e-07 | 215.5262 | 2.8959e-05 | 2036 | Mitigation | 0.95 | 45 | 0 | esc | 0.00097009 | 1.3034e-10 | 0.00097009 | 1.3034e-10 | 0.0029922 | 2.3357e-12 | 0 | 0
[120 empty] | 7.3.3.17.5 (Remote Grid) Updates to grid topology to minimize risk of ignition in HFTDs Remote GridWLDFRWire-to-wire contactAggregated | WLDFR | HFTD - Distribution - Tier 3 - 3QU CoRE ¦ 3QU LoRE | Non-Red Flag Warning - Catastrophic Fires | Wire-to-wire contact | Aggregated | 2037 | 1.3436e-07 | 215.5262 | 2.8959e-05 | 2037 | Mitigation | 0.95 | 45 | 0 | esc | 0.00097009 | 1.3034e-10 | 0.00097009 | 1.3034e-10 | 0.0029922 | 2.3357e-12 | 0 | 0
[120 empty] | 7.3.3.17.5 (Remote Grid) Updates to grid topology to minimize risk of ignition in HFTDs Remote GridWLDFRWire-to-wire contactAggregated | WLDFR | HFTD - Distribution - Tier 3 - 3QU CoRE ¦ 3QU LoRE | Non-Red Flag Warning - Catastrophic Fires | Wire-to-wire contact | Aggregated | 2038 | 1.3436e-07 | 215.5262 | 2.8959e-05 | 2038 | Mitigation | 0.95 | 45 | 0 | esc | 0.00097009 | 1.3034e-10 | 0.00097009 | 1.3034e-10 | 0.0029922 | 2.3357e-12 | 0.0087991 | 1.0077e-09
[120 empty] | 7.3.3.17.5 (Remote Grid) Updates to grid topology to minimize risk of ignition in HFTDs Remote GridWLDFRWire-to-wire contactAggregated | WLDFR | HFTD - Distribution - Tier 3 - 3QU CoRE ¦ 3QU LoRE | Non-Red Flag Warning - Catastrophic Fires | Wire-to-wire contact | Aggregated | 2039 | 1.3436e-07 | 215.5262 | 2.8959e-05 | 2039 | Mitigation | 0.95 | 45 | 0 | esc | 0.00097009 | 1.3034e-10 | 0.00097009 | 1.3034e-10 | 0.0029922 | 2.3357e-12 | 0.0087991 | 1.0077e-09
[120 empty] | 7.3.3.17.5 (Remote Grid) Updates to grid topology to minimize risk of ignition in HFTDs Remote GridWLDFRWire-to-wire contactAggregated | WLDFR | HFTD - Distribution - Tier 3 - 3QU CoRE ¦ 3QU LoRE | Non-Red Flag Warning - Catastrophic Fires | Wire-to-wire contact | Aggregated | 2040 | 1.3436e-07 | 215.5262 | 2.8959e-05 | 2040 | Mitigation | 0.95 | 45 | 0 | esc | 0.00097009 | 1.3034e-10 | 0.00097009 | 1.3034e-10 | 0.0029922 | 2.3357e-12 | 0.0087991 | 1.0077e-09
[120 empty] | 7.3.3.17.5 (Remote Grid) Updates to grid topology to minimize risk of ignition in HFTDs Remote GridWLDFRWire-to-wire contactAggregated | WLDFR | HFTD - Distribution - Tier 3 - 3QU CoRE ¦ 3QU LoRE | Non-Red Flag Warning - Catastrophic Fires | Wire-to-wire contact | Aggregated | 2041 | 1.3436e-07 | 215.5262 | 2.8959e-05 | 2041 | Mitigation | 0.95 | 45 | 0 | esc | 0.00097009 | 1.3034e-10 | 0.00097009 | 1.3034e-10 | 0.0029922 | 2.3357e-12 | 0.0087991 | 1.0077e-09
[120 empty] | 7.3.3.17.5 (Remote Grid) Updates to grid topology to minimize risk of ignition in HFTDs Remote GridWLDFRWire-to-wire contactAggregated | WLDFR | HFTD - Distribution - Tier 3 - 3QU CoRE ¦ 3QU LoRE | Non-Red Flag Warning - Catastrophic Fires | Wire-to-wire contact | Aggregated | 2042 | 1.3436e-07 | 215.5262 | 2.8959e-05 | 2042 | Mitigation | 0.95 | 45 | 0 | esc | 0.00097009 | 1.3034e-10 | 0.00097009 | 1.3034e-10 | 0.0029922 | 2.3357e-12 | 0.0087991 | 1.0077e-09
[120 empty] | 7.3.3.17.5 (Remote Grid) Updates to grid topology to minimize risk of ignition in HFTDs Remote GridWLDFRWire-to-wire contactAggregated | WLDFR | HFTD - Distribution - Tier 3 - 3QU CoRE ¦ 3QU LoRE | Non-Red Flag Warning - Catastrophic Fires | Wire-to-wire contact | Aggregated | 2043 | 1.3436e-07 | 215.5262 | 2.8959e-05 | 2043 | Mitigation | 0.95 | 45 | 0 | esc | 0.00097009 | 1.3034e-10 | 0.00097009 | 1.3034e-10 | 0.0029922 | 2.3357e-12 | 0.0087991 | 1.0077e-09
[120 empty] | 7.3.3.17.5 (Remote Grid) Updates to grid topology to minimize risk of ignition in HFTDs Remote GridWLDFRWire-to-wire contactAggregated | WLDFR | HFTD - Distribution - Tier 3 - 3QU CoRE ¦ 3QU LoRE | Non-Red Flag Warning - Catastrophic Fires | Wire-to-wire contact | Aggregated | 2044 | 1.3436e-07 | 215.5262 | 2.8959e-05 | 2044 | Mitigation | 0.95 | 45 | 0 | esc | 0.00097009 | 1.3034e-10 | 0.00097009 | 1.3034e-10 | 0.0029922 | 2.3357e-12 | 0.0087991 | 1.0077e-09
[120 empty] | 7.3.3.17.5 (Remote Grid) Updates to grid topology to minimize risk of ignition in HFTDs Remote GridWLDFRWire-to-wire contactAggregated | WLDFR | HFTD - Distribution - Tier 3 - 3QU CoRE ¦ 3QU LoRE | Non-Red Flag Warning - Catastrophic Fires | Wire-to-wire contact | Aggregated | 2045 | 1.3436e-07 | 215.5262 | 2.8959e-05 | 2045 | Mitigation | 0.95 | 45 | 0 | esc | 0.00097009 | 1.3034e-10 | 0.00097009 | 1.3034e-10 | 0.0029922 | 2.3357e-12 | 0.0087991 | 1.0077e-09
[120 empty] | 7.3.3.17.5 (Remote Grid) Updates to grid topology to minimize risk of ignition in HFTDs Remote GridWLDFRWire-to-wire contactAggregated | WLDFR | HFTD - Distribution - Tier 3 - 3QU CoRE ¦ 3QU LoRE | Non-Red Flag Warning - Catastrophic Fires | Wire-to-wire contact | Aggregated | 2046 | 1.3436e-07 | 215.5262 | 2.8959e-05 | 2046 | Mitigation | 0.95 | 45 | 0 | esc | 0.00097009 | 1.3034e-10 | 0.00097009 | 1.3034e-10 | 0.0029922 | 2.3357e-12 | 0.0087991 | 1.0077e-09
[120 empty] | 7.3.3.17.5 (Remote Grid) Updates to grid topology to minimize risk of ignition in HFTDs Remote GridWLDFRWire-to-wire contactAggregated | WLDFR | HFTD - Distribution - Tier 3 - 3QU CoRE ¦ 3QU LoRE | Non-Red Flag Warning - Catastrophic Fires | Wire-to-wire contact | Aggregated | 2047 | 1.3436e-07 | 215.5262 | 2.8959e-05 | 2047 | Mitigation | 0.95 | 45 | 0 | esc | 0.00097009 | 1.3034e-10 | 0.00097009 | 1.3034e-10 | 0.0029922 | 2.3357e-12 | 0.0087991 | 1.0077e-09
[120 empty] | 7.3.3.17.5 (Remote Grid) Updates to grid topology to minimize risk of ignition in HFTDs Remote GridWLDFRWire-to-wire contactAggregated | WLDFR | HFTD - Distribution - Tier 3 - 3QU CoRE ¦ 3QU LoRE | Non-Red Flag Warning - Catastrophic Fires | Wire-to-wire contact | Aggregated | 2048 | 1.3436e-07 | 215.5262 | 2.8959e-05 | 2048 | Mitigation | 0.95 | 45 | 0 | esc | 0.00097009 | 1.3034e-10 | 0.00097009 | 1.3034e-10 | 0.0029922 | 2.3357e-12 | 0.0087991 | 1.0077e-09
[120 empty] | 7.3.3.17.5 (Remote Grid) Updates to grid topology to minimize risk of ignition in HFTDs Remote GridWLDFRWire-to-wire contactAggregated | WLDFR | HFTD - Distribution - Tier 3 - 3QU CoRE ¦ 3QU LoRE | Non-Red Flag Warning - Catastrophic Fires | Wire-to-wire contact | Aggregated | 2049 | 1.3436e-07 | 215.5262 | 2.8959e-05 | 2049 | Mitigation | 0.95 | 45 | 0 | esc | 0.00097009 | 1.3034e-10 | 0.00097009 | 1.3034e-10 | 0.0029922 | 2.3357e-12 | 0.0087991 | 1.0077e-09
[120 empty] | 7.3.3.17.5 (Remote Grid) Updates to grid topology to minimize risk of ignition in HFTDs Remote GridWLDFRWire-to-wire contactAggregated | WLDFR | HFTD - Distribution - Tier 3 - 3QU CoRE ¦ 3QU LoRE | Non-Red Flag Warning - Catastrophic Fires | Wire-to-wire contact | Aggregated | 2050 | 1.3436e-07 | 215.5262 | 2.8959e-05 | 2050 | Mitigation | 0.95 | 45 | 0 | esc | 0.00097009 | 1.3034e-10 | 0.00097009 | 1.3034e-10 | 0.0029922 | 2.3357e-12 | 0.0087991 | 1.0077e-09
[120 empty] | 7.3.3.17.5 (Remote Grid) Updates to grid topology to minimize risk of ignition in HFTDs Remote GridWLDFRWire-to-wire contactAggregated | WLDFR | HFTD - Distribution - Tier 3 - 3QU CoRE ¦ 3QU LoRE | Non-Red Flag Warning - Catastrophic Fires | Wire-to-wire contact | Aggregated | 2051 | 1.3436e-07 | 215.5262 | 2.8959e-05 | 2051 | Mitigation | 0.95 | 45 | 0 | esc | 0.00097009 | 1.3034e-10 | 0.00097009 | 1.3034e-10 | 0.0029922 | 2.3357e-12 | 0.0087991 | 1.0077e-09
[120 empty] | 7.3.3.17.5 (Remote Grid) Updates to grid topology to minimize risk of ignition in HFTDs Remote GridWLDFRWire-to-wire contactAggregated | WLDFR | HFTD - Distribution - Tier 3 - 3QU CoRE ¦ 3QU LoRE | Non-Red Flag Warning - Catastrophic Fires | Wire-to-wire contact | Aggregated | 2052 | 1.3436e-07 | 215.5262 | 2.8959e-05 | 2052 | Mitigation | 0.95 | 45 | 0 | esc | 0.00097009 | 1.3034e-10 | 0.00097009 | 1.3034e-10 | 0.0029922 | 2.3357e-12 | 0.0087991 | 1.0077e-09
[120 empty] | 7.3.3.17.5 (Remote Grid) Updates to grid topology to minimize risk of ignition in HFTDs Remote GridWLDFRWire-to-wire contactAggregated | WLDFR | HFTD - Distribution - Tier 3 - 3QU CoRE ¦ 3QU LoRE | Non-Red Flag Warning - Catastrophic Fires | Wire-to-wire contact | Aggregated | 2053 | 1.3436e-07 | 215.5262 | 2.8959e-05 | 2053 | Mitigation | 0.95 | 45 | 0 | esc | 0.00097009 | 1.3034e-10 | 0.00097009 | 1.3034e-10 | 0.0029922 | 2.3357e-12 | 0.0087991 | 1.0077e-09
[120 empty] | 7.3.3.17.5 (Remote Grid) Updates to grid topology to minimize risk of ignition in HFTDs Remote GridWLDFRWire-to-wire contactAggregated | WLDFR | HFTD - Distribution - Tier 3 - 3QU CoRE ¦ 3QU LoRE | Non-Red Flag Warning - Catastrophic Fires | Wire-to-wire contact | Aggregated | 2054 | 1.3436e-07 | 215.5262 | 2.8959e-05 | 2054 | Mitigation | 0.95 | 45 | 0 | esc | 0.00097009 | 1.3034e-10 | 0.00097009 | 1.3034e-10 | 0.0029922 | 2.3357e-12 | 0.0087991 | 1.0077e-09
[120 empty] | 7.3.3.17.5 (Remote Grid) Updates to grid topology to minimize risk of ignition in HFTDs Remote GridWLDFRWire-to-wire contactAggregated | WLDFR | HFTD - Distribution - Tier 3 - 3QU CoRE ¦ 3QU LoRE | Non-Red Flag Warning - Catastrophic Fires | Wire-to-wire contact | Aggregated | 2055 | 1.3436e-07 | 215.5262 | 2.8959e-05 | 2055 | Mitigation | 0.95 | 45 | 0 | esc | 0.00097009 | 1.3034e-10 | 0.00097009 | 1.3034e-10 | 0.0029922 | 2.3357e-12 | 0.0087991 | 1.0077e-09
[120 empty] | 7.3.3.17.5 (Remote Grid) Updates to grid topology to minimize risk of ignition in HFTDs Remote GridWLDFRWire-to-wire contactAggregated | WLDFR | HFTD - Distribution - Tier 3 - 3QU CoRE ¦ 3QU LoRE | Non-Red Flag Warning - Catastrophic Fires | Wire-to-wire contact | Aggregated | 2056 | 1.3436e-07 | 215.5262 | 2.8959e-05 | 2056 | Mitigation | 0.95 | 45 | 0 | esc | 0.00097009 | 1.3034e-10 | 0.00097009 | 1.3034e-10 | 0.0029922 | 2.3357e-12 | 0.0087991 | 1.0077e-09
[120 empty] | 7.3.3.17.5 (Remote Grid) Updates to grid topology to minimize risk of ignition in HFTDs Remote GridWLDFRWire-to-wire contactAggregated | WLDFR | HFTD - Distribution - Tier 3 - 3QU CoRE ¦ 3QU LoRE | Non-Red Flag Warning - Catastrophic Fires | Wire-to-wire contact | Aggregated | 2057 | 1.3436e-07 | 215.5262 | 2.8959e-05 | 2057 | Mitigation | 0.95 | 45 | 0 | esc | 0.00097009 | 1.3034e-10 | 0.00097009 | 1.3034e-10 | 0.0029922 | 2.3357e-12 | 0.0087991 | 1.0077e-09
[120 empty] | 7.3.3.17.5 (Remote Grid) Updates to grid topology to minimize risk of ignition in HFTDs Remote GridWLDFRWire-to-wire contactAggregated | WLDFR | HFTD - Distribution - Tier 3 - 3QU CoRE ¦ 3QU LoRE | Non-Red Flag Warning - Catastrophic Fires | Wire-to-wire contact | Aggregated | 2058 | 1.3436e-07 | 215.5262 | 2.8959e-05 | 2058 | Mitigation | 0.95 | 45 | 0 | esc | 0.00097009 | 1.3034e-10 | 0.00097009 | 1.3034e-10 | 0.0029922 | 2.3357e-12 | 0.0087991 | 1.0077e-09
[120 empty] | 7.3.3.17.5 (Remote Grid) Updates to grid topology to minimize risk of ignition in HFTDs Remote GridWLDFRWire-to-wire contactAggregated | WLDFR | HFTD - Distribution - Tier 3 - 3QU CoRE ¦ 3QU LoRE | Non-Red Flag Warning - Catastrophic Fires | Wire-to-wire contact | Aggregated | 2059 | 1.3436e-07 | 215.5262 | 2.8959e-05 | 2059 | Mitigation | 0.95 | 45 | 0 | esc | 0.00097009 | 1.3034e-10 | 0.00097009 | 1.3034e-10 | 0.0029922 | 2.3357e-12 | 0.0087991 | 1.0077e-09
[120 empty] | 7.3.3.17.5 (Remote Grid) Updates to grid topology to minimize risk of ignition in HFTDs Remote GridWLDFRWire-to-wire contactAggregated | WLDFR | HFTD - Distribution - Tier 3 - 3QU CoRE ¦ 3QU LoRE | Non-Red Flag Warning - Catastrophic Fires | Wire-to-wire contact | Aggregated | 2060 | 1.3436e-07 | 215.5262 | 2.8959e-05 | 2060 | Mitigation | 0.95 | 45 | 0 | esc | 0.00097009 | 1.3034e-10 | 0.00097009 | 1.3034e-10 | 0.0029922 | 2.3357e-12 | 0.0087991 | 1.0077e-09
[120 empty] | 7.3.3.17.5 (Remote Grid) Updates to grid topology to minimize risk of ignition in HFTDs Remote GridWLDFRWire-to-wire contactAggregated | WLDFR | HFTD - Distribution - Tier 3 - 3QU CoRE ¦ 3QU LoRE | Non-Red Flag Warning - Catastrophic Fires | Wire-to-wire contact | Aggregated | 2061 | 1.3436e-07 | 215.5262 | 2.8959e-05 | 2061 | Mitigation | 0.95 | 45 | 0 | esc | 0.00097009 | 1.3034e-10 | 0.00097009 | 1.3034e-10 | 0.0029922 | 2.3357e-12 | 0.0087991 | 1.0077e-09
[120 empty] | 7.3.3.17.5 (Remote Grid) Updates to grid topology to minimize risk of ignition in HFTDs Remote GridWLDFRWire-to-wire contactAggregated | WLDFR | HFTD - Distribution - Tier 3 - 3QU CoRE ¦ 3QU LoRE | Non-Red Flag Warning - Catastrophic Fires | Wire-to-wire contact | Aggregated | 2062 | 1.3436e-07 | 215.5262 | 2.8959e-05 | 2062 | Mitigation | 0.95 | 45 | 0 | esc | 0.00097009 | 1.3034e-10 | 0.00097009 | 1.3034e-10 | 0.0029922 | 2.3357e-12 | 0.0087991 | 1.0077e-09
[120 empty] | 7.3.3.17.5 (Remote Grid) Updates to grid topology to minimize risk of ignition in HFTDs Remote GridWLDFRWire-to-wire contactAggregated | WLDFR | HFTD - Distribution - Tier 3 - 3QU CoRE ¦ 3QU LoRE | Non-Red Flag Warning - Catastrophic Fires | Wire-to-wire contact | Aggregated | 2063 | 1.3436e-07 | 215.5262 | 2.8959e-05 | 2063 | Mitigation | 0.95 | 45 | 0 | esc | 0.00097009 | 1.3034e-10 | 0.00097009 | 1.3034e-10 | 0.0029922 | 2.3357e-12 | 0.0087991 | 1.0077e-09
[120 empty] | 7.3.3.17.5 (Remote Grid) Updates to grid topology to minimize risk of ignition in HFTDs Remote GridWLDFRWire-to-wire contactAggregated | WLDFR | HFTD - Distribution - Tier 3 - 3QU CoRE ¦ 3QU LoRE | Non-Red Flag Warning - Catastrophic Fires | Wire-to-wire contact | Aggregated | 2064 | 1.3436e-07 | 215.5262 | 2.8959e-05 | 2064 | Mitigation | 0.95 | 45 | 0 | esc | 0.00097009 | 1.3034e-10 | 0.00097009 | 1.3034e-10 | 0.0029922 | 2.3357e-12 | 0.0087991 | 1.0077e-09
[120 empty] | 7.3.3.17.5 (Remote Grid) Updates to grid topology to minimize risk of ignition in HFTDs Remote GridWLDFRWire-to-wire contactAggregated | WLDFR | HFTD - Distribution - Tier 3 - 3QU CoRE ¦ 3QU LoRE | Non-Red Flag Warning - Catastrophic Fires | Wire-to-wire contact | Aggregated | 2065 | 1.3436e-07 | 215.5262 | 2.8959e-05 | 2065 | Mitigation | 0.95 | 45 | 0 | esc | 0.00097009 | 1.3034e-10 | 0.00097009 | 1.3034e-10 | 0.0029922 | 2.3357e-12 | 0.0087991 | 1.0077e-09
[120 empty] | 7.3.3.17.5 (Remote Grid) Updates to grid topology to minimize risk of ignition in HFTDs Remote GridWLDFRWire-to-wire contactAggregated | WLDFR | HFTD - Distribution - Tier 3 - 3QU CoRE ¦ 3QU LoRE | Non-Red Flag Warning - Catastrophic Fires | Wire-to-wire contact | Aggregated | 2066 | 1.3436e-07 | 215.5262 | 2.8959e-05 | 2066 | Mitigation | 0.95 | 45 | 0 | esc | 0.00097009 | 1.3034e-10 | 0.00097009 | 1.3034e-10 | 0.0029922 | 2.3357e-12 | 0.0087991 | 1.0077e-09
[120 empty] | 7.3.3.17.5 (Remote Grid) Updates to grid topology to minimize risk of ignition in HFTDs Remote GridWLDFRWire-to-wire contactAggregated | WLDFR | HFTD - Distribution - Tier 3 - 3QU CoRE ¦ 3QU LoRE | Non-Red Flag Warning - Catastrophic Fires | Wire-to-wire contact | Aggregated | 2067 | 1.3436e-07 | 215.5262 | 2.8959e-05 | 2067 | Mitigation | 0.95 | 45 | 0 | esc | 0 | 0 | 0.00097009 | 1.3034e-10 | 0.0029922 | 2.3357e-12 | 0.0087991 | 1.0077e-09
[120 empty] | 7.3.3.17.5 (Remote Grid) Updates to grid topology to minimize risk of ignition in HFTDs Remote GridWLDFRContact from objectAggregated | WLDFR | HFTD - Distribution - Tier 3 - 3QU CoRE ¦ 3QU LoRE | Non-Red Flag Warning - Destructive Fires | Contact from object | Aggregated | 2022 | 1.9841e-07 | 215.5262 | 4.2762e-05 | 2022 | Mitigation | 0.95 | 45 | 0 | esc | 0.00097009 | 1.9247e-10 | 0 | 0 | 0.0029922 | 2.3357e-12 | 0 | 0
[120 empty] | 7.3.3.17.5 (Remote Grid) Updates to grid topology to minimize risk of ignition in HFTDs Remote GridWLDFRContact from objectAggregated | WLDFR | HFTD - Distribution - Tier 3 - 3QU CoRE ¦ 3QU LoRE | Non-Red Flag Warning - Destructive Fires | Contact from object | Aggregated | 2023 | 1.9841e-07 | 215.5262 | 4.2762e-05 | 2023 | Mitigation | 0.95 | 45 | 0 | esc | 0.00097009 | 1.9247e-10 | 0.00097009 | 1.9247e-10 | 0.0029922 | 2.3357e-12 | 0 | 0
[120 empty] | 7.3.3.17.5 (Remote Grid) Updates to grid topology to minimize risk of ignition in HFTDs Remote GridWLDFRContact from objectAggregated | WLDFR | HFTD - Distribution - Tier 3 - 3QU CoRE ¦ 3QU LoRE | Non-Red Flag Warning - Destructive Fires | Contact from object | Aggregated | 2024 | 1.9841e-07 | 215.5262 | 4.2762e-05 | 2024 | Mitigation | 0.95 | 45 | 0 | esc | 0.00097009 | 1.9247e-10 | 0.00097009 | 1.9247e-10 | 0.0029922 | 2.3357e-12 | 0.00988 | 5.8968e-10
[120 empty] | 7.3.3.17.5 (Remote Grid) Updates to grid topology to minimize risk of ignition in HFTDs Remote GridWLDFRContact from objectAggregated | WLDFR | HFTD - Distribution - Tier 3 - 3QU CoRE ¦ 3QU LoRE | Non-Red Flag Warning - Destructive Fires | Contact from object | Aggregated | 2025 | 1.9841e-07 | 215.5262 | 4.2762e-05 | 2025 | Mitigation | 0.95 | 45 | 0 | esc | 0.00097009 | 1.9247e-10 | 0.00097009 | 1.9247e-10 | 0.0029922 | 2.3357e-12 | 0.00988 | 5.8968e-10
[120 empty] | 7.3.3.17.5 (Remote Grid) Updates to grid topology to minimize risk of ignition in HFTDs Remote GridWLDFRContact from objectAggregated | WLDFR | HFTD - Distribution - Tier 3 - 3QU CoRE ¦ 3QU LoRE | Non-Red Flag Warning - Destructive Fires | Contact from object | Aggregated | 2026 | 1.9841e-07 | 215.5262 | 4.2762e-05 | 2026 | Mitigation | 0.95 | 45 | 0 | esc | 0.00097009 | 1.9247e-10 | 0.00097009 | 1.9247e-10 | 0.0029922 | 2.3357e-12 | 0.00988 | 5.8968e-10
[120 empty] | 7.3.3.17.5 (Remote Grid) Updates to grid topology to minimize risk of ignition in HFTDs Remote GridWLDFRContact from objectAggregated | WLDFR | HFTD - Distribution - Tier 3 - 3QU CoRE ¦ 3QU LoRE | Non-Red Flag Warning - Destructive Fires | Contact from object | Aggregated | 2027 | 1.9841e-07 | 215.5262 | 4.2762e-05 | 2027 | Mitigation | 0.95 | 45 | 0 | esc | 0.00097009 | 1.9247e-10 | 0.00097009 | 1.9247e-10 | 0.0029922 | 2.3357e-12 | 0.00988 | 5.8968e-10
[120 empty] | 7.3.3.17.5 (Remote Grid) Updates to grid topology to minimize risk of ignition in HFTDs Remote GridWLDFRContact from objectAggregated | WLDFR | HFTD - Distribution - Tier 3 - 3QU CoRE ¦ 3QU LoRE | Non-Red Flag Warning - Destructive Fires | Contact from object | Aggregated | 2028 | 1.9841e-07 | 215.5262 | 4.2762e-05 | 2028 | Mitigation | 0.95 | 45 | 0 | esc | 0.00097009 | 1.9247e-10 | 0.00097009 | 1.9247e-10 | 0.0029922 | 2.3357e-12 | 0.00988 | 5.8968e-10
[120 empty] | 7.3.3.17.5 (Remote Grid) Updates to grid topology to minimize risk of ignition in HFTDs Remote GridWLDFRContact from objectAggregated | WLDFR | HFTD - Distribution - Tier 3 - 3QU CoRE ¦ 3QU LoRE | Non-Red Flag Warning - Destructive Fires | Contact from object | Aggregated | 2029 | 1.9841e-07 | 215.5262 | 4.2762e-05 | 2029 | Mitigation | 0.95 | 45 | 0 | esc | 0.00097009 | 1.9247e-10 | 0.00097009 | 1.9247e-10 | 0.0029922 | 2.3357e-12 | 0.00988 | 5.8968e-10
[120 empty] | 7.3.3.17.5 (Remote Grid) Updates to grid topology to minimize risk of ignition in HFTDs Remote GridWLDFRContact from objectAggregated | WLDFR | HFTD - Distribution - Tier 3 - 3QU CoRE ¦ 3QU LoRE | Non-Red Flag Warning - Destructive Fires | Contact from object | Aggregated | 2030 | 1.9841e-07 | 215.5262 | 4.2762e-05 | 2030 | Mitigation | 0.95 | 45 | 0 | esc | 0.00097009 | 1.9247e-10 | 0.00097009 | 1.9247e-10 | 0 | 0 | 0.00988 | 5.8968e-10
[120 empty] | 7.3.3.17.5 (Remote Grid) Updates to grid topology to minimize risk of ignition in HFTDs Remote GridWLDFRContact from objectAggregated | WLDFR | HFTD - Distribution - Tier 3 - 3QU CoRE ¦ 3QU LoRE | Non-Red Flag Warning - Destructive Fires | Contact from object | Aggregated | 2031 | 1.9841e-07 | 215.5262 | 4.2762e-05 | 2031 | Mitigation | 0.95 | 45 | 0 | esc | 0.00097009 | 1.9247e-10 | 0.00097009 | 1.9247e-10 | 0.0029922 | 5.466e-12 | 0.00988 | 5.8968e-10
[120 empty] | 7.3.3.17.5 (Remote Grid) Updates to grid topology to minimize risk of ignition in HFTDs Remote GridWLDFRContact from objectAggregated | WLDFR | HFTD - Distribution - Tier 3 - 3QU CoRE ¦ 3QU LoRE | Non-Red Flag Warning - Destructive Fires | Contact from object | Aggregated | 2032 | 1.9841e-07 | 215.5262 | 4.2762e-05 | 2032 | Mitigation | 0.95 | 45 | 0 | esc | 0.00097009 | 1.9247e-10 | 0.00097009 | 1.9247e-10 | 0.0029922 | 5.466e-12 | 0.00988 | 5.8968e-10
[120 empty] | 7.3.3.17.5 (Remote Grid) Updates to grid topology to minimize risk of ignition in HFTDs Remote GridWLDFRContact from objectAggregated | WLDFR | HFTD - Distribution - Tier 3 - 3QU CoRE ¦ 3QU LoRE | Non-Red Flag Warning - Destructive Fires | Contact from object | Aggregated | 2033 | 1.9841e-07 | 215.5262 | 4.2762e-05 | 2033 | Mitigation | 0.95 | 45 | 0 | esc | 0.00097009 | 1.9247e-10 | 0.00097009 | 1.9247e-10 | 0.0029922 | 5.466e-12 | 0.00988 | 5.8968e-10
[120 empty] | 7.3.3.17.5 (Remote Grid) Updates to grid topology to minimize risk of ignition in HFTDs Remote GridWLDFRContact from objectAggregated | WLDFR | HFTD - Distribution - Tier 3 - 3QU CoRE ¦ 3QU LoRE | Non-Red Flag Warning - Destructive Fires | Contact from object | Aggregated | 2034 | 1.9841e-07 | 215.5262 | 4.2762e-05 | 2034 | Mitigation | 0.95 | 45 | 0 | esc | 0.00097009 | 1.9247e-10 | 0.00097009 | 1.9247e-10 | 0.0029922 | 5.466e-12 | 0.00988 | 5.8968e-10
[120 empty] | 7.3.3.17.5 (Remote Grid) Updates to grid topology to minimize risk of ignition in HFTDs Remote GridWLDFRContact from objectAggregated | WLDFR | HFTD - Distribution - Tier 3 - 3QU CoRE ¦ 3QU LoRE | Non-Red Flag Warning - Destructive Fires | Contact from object | Aggregated | 2035 | 1.9841e-07 | 215.5262 | 4.2762e-05 | 2035 | Mitigation | 0.95 | 45 | 0 | esc | 0.00097009 | 1.9247e-10 | 0.00097009 | 1.9247e-10 | 0.0029922 | 5.466e-12 | 0.00988 | 5.8968e-10
[120 empty] | 7.3.3.17.5 (Remote Grid) Updates to grid topology to minimize risk of ignition in HFTDs Remote GridWLDFRContact from objectAggregated | WLDFR | HFTD - Distribution - Tier 3 - 3QU CoRE ¦ 3QU LoRE | Non-Red Flag Warning - Destructive Fires | Contact from object | Aggregated | 2036 | 1.9841e-07 | 215.5262 | 4.2762e-05 | 2036 | Mitigation | 0.95 | 45 | 0 | esc | 0.00097009 | 1.9247e-10 | 0.00097009 | 1.9247e-10 | 0.0029922 | 5.466e-12 | 0.00988 | 5.8968e-10
[120 empty] | 7.3.3.17.5 (Remote Grid) Updates to grid topology to minimize risk of ignition in HFTDs Remote GridWLDFRContact from objectAggregated | WLDFR | HFTD - Distribution - Tier 3 - 3QU CoRE ¦ 3QU LoRE | Non-Red Flag Warning - Destructive Fires | Contact from object | Aggregated | 2037 | 1.9841e-07 | 215.5262 | 4.2762e-05 | 2037 | Mitigation | 0.95 | 45 | 0 | esc | 0.00097009 | 1.9247e-10 | 0.00097009 | 1.9247e-10 | 0.0029922 | 5.466e-12 | 0.00988 | 5.8968e-10
[120 empty] | 7.3.3.17.5 (Remote Grid) Updates to grid topology to minimize risk of ignition in HFTDs Remote GridWLDFRContact from objectAggregated | WLDFR | HFTD - Distribution - Tier 3 - 3QU CoRE ¦ 3QU LoRE | Non-Red Flag Warning - Destructive Fires | Contact from object | Aggregated | 2038 | 1.9841e-07 | 215.5262 | 4.2762e-05 | 2038 | Mitigation | 0.95 | 45 | 0 | esc | 0.00097009 | 1.9247e-10 | 0.00097009 | 1.9247e-10 | 0.0029922 | 5.466e-12 | 0.00988 | 5.8968e-10
[120 empty] | 7.3.3.17.5 (Remote Grid) Updates to grid topology to minimize risk of ignition in HFTDs Remote GridWLDFRContact from objectAggregated | WLDFR | HFTD - Distribution - Tier 3 - 3QU CoRE ¦ 3QU LoRE | Non-Red Flag Warning - Destructive Fires | Contact from object | Aggregated | 2039 | 1.9841e-07 | 215.5262 | 4.2762e-05 | 2039 | Mitigation | 0.95 | 45 | 0 | esc | 0.00097009 | 1.9247e-10 | 0.00097009 | 1.9247e-10 | 0.0029922 | 5.466e-12 | 0.00988 | 5.8968e-10
[120 empty] | 7.3.3.17.5 (Remote Grid) Updates to grid topology to minimize risk of ignition in HFTDs Remote GridWLDFRContact from objectAggregated | WLDFR | HFTD - Distribution - Tier 3 - 3QU CoRE ¦ 3QU LoRE | Non-Red Flag Warning - Destructive Fires | Contact from object | Aggregated | 2040 | 1.9841e-07 | 215.5262 | 4.2762e-05 | 2040 | Mitigation | 0.95 | 45 | 0 | esc | 0.00097009 | 1.9247e-10 | 0.00097009 | 1.9247e-10 | 0.0029922 | 5.466e-12 | 0.00988 | 5.8968e-10
[120 empty] | 7.3.3.17.5 (Remote Grid) Updates to grid topology to minimize risk of ignition in HFTDs Remote GridWLDFRContact from objectAggregated | WLDFR | HFTD - Distribution - Tier 3 - 3QU CoRE ¦ 3QU LoRE | Non-Red Flag Warning - Destructive Fires | Contact from object | Aggregated | 2041 | 1.9841e-07 | 215.5262 | 4.2762e-05 | 2041 | Mitigation | 0.95 | 45 | 0 | esc | 0.00097009 | 1.9247e-10 | 0.00097009 | 1.9247e-10 | 0.0029922 | 5.466e-12 | 0.00988 | 5.8968e-10
[120 empty] | 7.3.3.17.5 (Remote Grid) Updates to grid topology to minimize risk of ignition in HFTDs Remote GridWLDFRContact from objectAggregated | WLDFR | HFTD - Distribution - Tier 3 - 3QU CoRE ¦ 3QU LoRE | Non-Red Flag Warning - Destructive Fires | Contact from object | Aggregated | 2042 | 1.9841e-07 | 215.5262 | 4.2762e-05 | 2042 | Mitigation | 0.95 | 45 | 0 | esc | 0.00097009 | 1.9247e-10 | 0.00097009 | 1.9247e-10 | 0.0029922 | 5.466e-12 | 0.00988 | 5.8968e-10
[120 empty] | 7.3.3.17.5 (Remote Grid) Updates to grid topology to minimize risk of ignition in HFTDs Remote GridWLDFRContact from objectAggregated | WLDFR | HFTD - Distribution - Tier 3 - 3QU CoRE ¦ 3QU LoRE | Non-Red Flag Warning - Destructive Fires | Contact from object | Aggregated | 2043 | 1.9841e-07 | 215.5262 | 4.2762e-05 | 2043 | Mitigation | 0.95 | 45 | 0 | esc | 0.00097009 | 1.9247e-10 | 0.00097009 | 1.9247e-10 | 0.0029922 | 5.466e-12 | 0.00988 | 5.8968e-10
[120 empty] | 7.3.3.17.5 (Remote Grid) Updates to grid topology to minimize risk of ignition in HFTDs Remote GridWLDFRContact from objectAggregated | WLDFR | HFTD - Distribution - Tier 3 - 3QU CoRE ¦ 3QU LoRE | Non-Red Flag Warning - Destructive Fires | Contact from object | Aggregated | 2044 | 1.9841e-07 | 215.5262 | 4.2762e-05 | 2044 | Mitigation | 0.95 | 45 | 0 | esc | 0.00097009 | 1.9247e-10 | 0.00097009 | 1.9247e-10 | 0.0029922 | 5.466e-12 | 0.00988 | 5.8968e-10
[120 empty] | 7.3.3.17.5 (Remote Grid) Updates to grid topology to minimize risk of ignition in HFTDs Remote GridWLDFRContact from objectAggregated | WLDFR | HFTD - Distribution - Tier 3 - 3QU CoRE ¦ 3QU LoRE | Non-Red Flag Warning - Destructive Fires | Contact from object | Aggregated | 2045 | 1.9841e-07 | 215.5262 | 4.2762e-05 | 2045 | Mitigation | 0.95 | 45 | 0 | esc | 0.00097009 | 1.9247e-10 | 0.00097009 | 1.9247e-10 | 0.0029922 | 5.466e-12 | 0.00988 | 5.8968e-10
[120 empty] | 7.3.3.17.5 (Remote Grid) Updates to grid topology to minimize risk of ignition in HFTDs Remote GridWLDFRContact from objectAggregated | WLDFR | HFTD - Distribution - Tier 3 - 3QU CoRE ¦ 3QU LoRE | Non-Red Flag Warning - Destructive Fires | Contact from object | Aggregated | 2046 | 1.9841e-07 | 215.5262 | 4.2762e-05 | 2046 | Mitigation | 0.95 | 45 | 0 | esc | 0.00097009 | 1.9247e-10 | 0.00097009 | 1.9247e-10 | 0.0029922 | 5.466e-12 | 0.00988 | 5.8968e-10
[120 empty] | 7.3.3.17.5 (Remote Grid) Updates to grid topology to minimize risk of ignition in HFTDs Remote GridWLDFRContact from objectAggregated | WLDFR | HFTD - Distribution - Tier 3 - 3QU CoRE ¦ 3QU LoRE | Non-Red Flag Warning - Destructive Fires | Contact from object | Aggregated | 2047 | 1.9841e-07 | 215.5262 | 4.2762e-05 | 2047 | Mitigation | 0.95 | 45 | 0 | esc | 0.00097009 | 1.9247e-10 | 0.00097009 | 1.9247e-10 | 0.0029922 | 5.466e-12 | 0.00988 | 5.8968e-10
[120 empty] | 7.3.3.17.5 (Remote Grid) Updates to grid topology to minimize risk of ignition in HFTDs Remote GridWLDFRContact from objectAggregated | WLDFR | HFTD - Distribution - Tier 3 - 3QU CoRE ¦ 3QU LoRE | Non-Red Flag Warning - Destructive Fires | Contact from object | Aggregated | 2048 | 1.9841e-07 | 215.5262 | 4.2762e-05 | 2048 | Mitigation | 0.95 | 45 | 0 | esc | 0.00097009 | 1.9247e-10 | 0.00097009 | 1.9247e-10 | 0.0029922 | 5.466e-12 | 0.00988 | 5.8968e-10
[120 empty] | 7.3.3.17.5 (Remote Grid) Updates to grid topology to minimize risk of ignition in HFTDs Remote GridWLDFRContact from objectAggregated | WLDFR | HFTD - Distribution - Tier 3 - 3QU CoRE ¦ 3QU LoRE | Non-Red Flag Warning - Destructive Fires | Contact from object | Aggregated | 2049 | 1.9841e-07 | 215.5262 | 4.2762e-05 | 2049 | Mitigation | 0.95 | 45 | 0 | esc | 0.00097009 | 1.9247e-10 | 0.00097009 | 1.9247e-10 | 0.0029922 | 5.466e-12 | 0.00988 | 5.8968e-10
[120 empty] | 7.3.3.17.5 (Remote Grid) Updates to grid topology to minimize risk of ignition in HFTDs Remote GridWLDFRContact from objectAggregated | WLDFR | HFTD - Distribution - Tier 3 - 3QU CoRE ¦ 3QU LoRE | Non-Red Flag Warning - Destructive Fires | Contact from object | Aggregated | 2050 | 1.9841e-07 | 215.5262 | 4.2762e-05 | 2050 | Mitigation | 0.95 | 45 | 0 | esc | 0.00097009 | 1.9247e-10 | 0.00097009 | 1.9247e-10 | 0.0029922 | 5.466e-12 | 0.00988 | 5.8968e-10
[120 empty] | 7.3.3.17.5 (Remote Grid) Updates to grid topology to minimize risk of ignition in HFTDs Remote GridWLDFRContact from objectAggregated | WLDFR | HFTD - Distribution - Tier 3 - 3QU CoRE ¦ 3QU LoRE | Non-Red Flag Warning - Destructive Fires | Contact from object | Aggregated | 2051 | 1.9841e-07 | 215.5262 | 4.2762e-05 | 2051 | Mitigation | 0.95 | 45 | 0 | esc | 0.00097009 | 1.9247e-10 | 0.00097009 | 1.9247e-10 | 0.0029922 | 5.466e-12 | 0.00988 | 5.8968e-10
[120 empty] | 7.3.3.17.5 (Remote Grid) Updates to grid topology to minimize risk of ignition in HFTDs Remote GridWLDFRContact from objectAggregated | WLDFR | HFTD - Distribution - Tier 3 - 3QU CoRE ¦ 3QU LoRE | Non-Red Flag Warning - Destructive Fires | Contact from object | Aggregated | 2052 | 1.9841e-07 | 215.5262 | 4.2762e-05 | 2052 | Mitigation | 0.95 | 45 | 0 | esc | 0.00097009 | 1.9247e-10 | 0.00097009 | 1.9247e-10 | 0.0029922 | 5.466e-12 | 0.00988 | 5.8968e-10
[120 empty] | 7.3.3.17.5 (Remote Grid) Updates to grid topology to minimize risk of ignition in HFTDs Remote GridWLDFRContact from objectAggregated | WLDFR | HFTD - Distribution - Tier 3 - 3QU CoRE ¦ 3QU LoRE | Non-Red Flag Warning - Destructive Fires | Contact from object | Aggregated | 2053 | 1.9841e-07 | 215.5262 | 4.2762e-05 | 2053 | Mitigation | 0.95 | 45 | 0 | esc | 0.00097009 | 1.9247e-10 | 0.00097009 | 1.9247e-10 | 0.0029922 | 5.466e-12 | 0.00988 | 5.8968e-10
[120 empty] | 7.3.3.17.5 (Remote Grid) Updates to grid topology to minimize risk of ignition in HFTDs Remote GridWLDFRContact from objectAggregated | WLDFR | HFTD - Distribution - Tier 3 - 3QU CoRE ¦ 3QU LoRE | Non-Red Flag Warning - Destructive Fires | Contact from object | Aggregated | 2054 | 1.9841e-07 | 215.5262 | 4.2762e-05 | 2054 | Mitigation | 0.95 | 45 | 0 | esc | 0.00097009 | 1.9247e-10 | 0.00097009 | 1.9247e-10 | 0.0029922 | 5.466e-12 | 0 | 0
[120 empty] | 7.3.3.17.5 (Remote Grid) Updates to grid topology to minimize risk of ignition in HFTDs Remote GridWLDFRContact from objectAggregated | WLDFR | HFTD - Distribution - Tier 3 - 3QU CoRE ¦ 3QU LoRE | Non-Red Flag Warning - Destructive Fires | Contact from object | Aggregated | 2055 | 1.9841e-07 | 215.5262 | 4.2762e-05 | 2055 | Mitigation | 0.95 | 45 | 0 | esc | 0.00097009 | 1.9247e-10 | 0.00097009 | 1.9247e-10 | 0.0029922 | 5.466e-12 | 0 | 0
[120 empty] | 7.3.3.17.5 (Remote Grid) Updates to grid topology to minimize risk of ignition in HFTDs Remote GridWLDFRContact from objectAggregated | WLDFR | HFTD - Distribution - Tier 3 - 3QU CoRE ¦ 3QU LoRE | Non-Red Flag Warning - Destructive Fires | Contact from object | Aggregated | 2056 | 1.9841e-07 | 215.5262 | 4.2762e-05 | 2056 | Mitigation | 0.95 | 45 | 0 | esc | 0.00097009 | 1.9247e-10 | 0.00097009 | 1.9247e-10 | 0.0029922 | 5.466e-12 | 0.0085129 | 5.8114e-10
[120 empty] | 7.3.3.17.5 (Remote Grid) Updates to grid topology to minimize risk of ignition in HFTDs Remote GridWLDFRContact from objectAggregated | WLDFR | HFTD - Distribution - Tier 3 - 3QU CoRE ¦ 3QU LoRE | Non-Red Flag Warning - Destructive Fires | Contact from object | Aggregated | 2057 | 1.9841e-07 | 215.5262 | 4.2762e-05 | 2057 | Mitigation | 0.95 | 45 | 0 | esc | 0.00097009 | 1.9247e-10 | 0.00097009 | 1.9247e-10 | 0.0029922 | 5.466e-12 | 0.0085129 | 5.8114e-10
[120 empty] | 7.3.3.17.5 (Remote Grid) Updates to grid topology to minimize risk of ignition in HFTDs Remote GridWLDFRContact from objectAggregated | WLDFR | HFTD - Distribution - Tier 3 - 3QU CoRE ¦ 3QU LoRE | Non-Red Flag Warning - Destructive Fires | Contact from object | Aggregated | 2058 | 1.9841e-07 | 215.5262 | 4.2762e-05 | 2058 | Mitigation | 0.95 | 45 | 0 | esc | 0.00097009 | 1.9247e-10 | 0.00097009 | 1.9247e-10 | 0.0029922 | 5.466e-12 | 0.0085129 | 5.8114e-10
[120 empty] | 7.3.3.17.5 (Remote Grid) Updates to grid topology to minimize risk of ignition in HFTDs Remote GridWLDFRContact from objectAggregated | WLDFR | HFTD - Distribution - Tier 3 - 3QU CoRE ¦ 3QU LoRE | Non-Red Flag Warning - Destructive Fires | Contact from object | Aggregated | 2059 | 1.9841e-07 | 215.5262 | 4.2762e-05 | 2059 | Mitigation | 0.95 | 45 | 0 | esc | 0.00097009 | 1.9247e-10 | 0.00097009 | 1.9247e-10 | 0.0029922 | 5.466e-12 | 0.0085129 | 5.8114e-10
[120 empty] | 7.3.3.17.5 (Remote Grid) Updates to grid topology to minimize risk of ignition in HFTDs Remote GridWLDFRContact from objectAggregated | WLDFR | HFTD - Distribution - Tier 3 - 3QU CoRE ¦ 3QU LoRE | Non-Red Flag Warning - Destructive Fires | Contact from object | Aggregated | 2060 | 1.9841e-07 | 215.5262 | 4.2762e-05 | 2060 | Mitigation | 0.95 | 45 | 0 | esc | 0.00097009 | 1.9247e-10 | 0.00097009 | 1.9247e-10 | 0.0029922 | 5.466e-12 | 0.0085129 | 5.8114e-10
[120 empty] | 7.3.3.17.5 (Remote Grid) Updates to grid topology to minimize risk of ignition in HFTDs Remote GridWLDFRContact from objectAggregated | WLDFR | HFTD - Distribution - Tier 3 - 3QU CoRE ¦ 3QU LoRE | Non-Red Flag Warning - Destructive Fires | Contact from object | Aggregated | 2061 | 1.9841e-07 | 215.5262 | 4.2762e-05 | 2061 | Mitigation | 0.95 | 45 | 0 | esc | 0.00097009 | 1.9247e-10 | 0.00097009 | 1.9247e-10 | 0.0029922 | 5.466e-12 | 0.0085129 | 5.8114e-10
[120 empty] | 7.3.3.17.5 (Remote Grid) Updates to grid topology to minimize risk of ignition in HFTDs Remote GridWLDFRContact from objectAggregated | WLDFR | HFTD - Distribution - Tier 3 - 3QU CoRE ¦ 3QU LoRE | Non-Red Flag Warning - Destructive Fires | Contact from object | Aggregated | 2062 | 1.9841e-07 | 215.5262 | 4.2762e-05 | 2062 | Mitigation | 0.95 | 45 | 0 | esc | 0.00097009 | 1.9247e-10 | 0.00097009 | 1.9247e-10 | 0.0029922 | 5.466e-12 | 0.0085129 | 5.8114e-10
[120 empty] | 7.3.3.17.5 (Remote Grid) Updates to grid topology to minimize risk of ignition in HFTDs Remote GridWLDFRContact from objectAggregated | WLDFR | HFTD - Distribution - Tier 3 - 3QU CoRE ¦ 3QU LoRE | Non-Red Flag Warning - Destructive Fires | Contact from object | Aggregated | 2063 | 1.9841e-07 | 215.5262 | 4.2762e-05 | 2063 | Mitigation | 0.95 | 45 | 0 | esc | 0.00097009 | 1.9247e-10 | 0.00097009 | 1.9247e-10 | 0.0029922 | 5.466e-12 | 0.0085129 | 5.8114e-10
[120 empty] | 7.3.3.17.5 (Remote Grid) Updates to grid topology to minimize risk of ignition in HFTDs Remote GridWLDFRContact from objectAggregated | WLDFR | HFTD - Distribution - Tier 3 - 3QU CoRE ¦ 3QU LoRE | Non-Red Flag Warning - Destructive Fires | Contact from object | Aggregated | 2064 | 1.9841e-07 | 215.5262 | 4.2762e-05 | 2064 | Mitigation | 0.95 | 45 | 0 | esc | 0.00097009 | 1.9247e-10 | 0.00097009 | 1.9247e-10 | 0.0029922 | 5.466e-12 | 0.0085129 | 5.8114e-10
[120 empty] | 7.3.3.17.5 (Remote Grid) Updates to grid topology to minimize risk of ignition in HFTDs Remote GridWLDFRContact from objectAggregated | WLDFR | HFTD - Distribution - Tier 3 - 3QU CoRE ¦ 3QU LoRE | Non-Red Flag Warning - Destructive Fires | Contact from object | Aggregated | 2065 | 1.9841e-07 | 215.5262 | 4.2762e-05 | 2065 | Mitigation | 0.95 | 45 | 0 | esc | 0.00097009 | 1.9247e-10 | 0.00097009 | 1.9247e-10 | 0.0029922 | 5.466e-12 | 0.0085129 | 5.8114e-10
[120 empty] | 7.3.3.17.5 (Remote Grid) Updates to grid topology to minimize risk of ignition in HFTDs Remote GridWLDFRContact from objectAggregated | WLDFR | HFTD - Distribution - Tier 3 - 3QU CoRE ¦ 3QU LoRE | Non-Red Flag Warning - Destructive Fires | Contact from object | Aggregated | 2066 | 1.9841e-07 | 215.5262 | 4.2762e-05 | 2066 | Mitigation | 0.95 | 45 | 0 | esc | 0.00097009 | 1.9247e-10 | 0.00097009 | 1.9247e-10 | 0.0029922 | 5.466e-12 | 0.0085129 | 5.8114e-10
[120 empty] | 7.3.3.17.5 (Remote Grid) Updates to grid topology to minimize risk of ignition in HFTDs Remote GridWLDFRContact from objectAggregated | WLDFR | HFTD - Distribution - Tier 3 - 3QU CoRE ¦ 3QU LoRE | Non-Red Flag Warning - Destructive Fires | Contact from object | Aggregated | 2067 | 1.9841e-07 | 215.5262 | 4.2762e-05 | 2067 | Mitigation | 0.95 | 45 | 0 | esc | 0 | 0 | 0.00097009 | 1.9247e-10 | 0.0029922 | 5.466e-12 | 0.0085129 | 5.8114e-10
[120 empty] | 7.3.3.17.5 (Remote Grid) Updates to grid topology to minimize risk of ignition in HFTDs Remote GridWLDFRContaminationAggregated | WLDFR | HFTD - Distribution - Tier 3 - 3QU CoRE ¦ 3QU LoRE | Non-Red Flag Warning - Destructive Fires | Contamination | Aggregated | 2022 | 5.5821e-09 | 215.5262 | 1.2031e-06 | 2022 | Mitigation | 0.95 | 45 | 0 | esc | 0.00097009 | 5.4151e-12 | 0 | 0 | 0.0029922 | 5.466e-12 | 0.0085129 | 5.8114e-10
[120 empty] | 7.3.3.17.5 (Remote Grid) Updates to grid topology to minimize risk of ignition in HFTDs Remote GridWLDFRContaminationAggregated | WLDFR | HFTD - Distribution - Tier 3 - 3QU CoRE ¦ 3QU LoRE | Non-Red Flag Warning - Destructive Fires | Contamination | Aggregated | 2023 | 5.5821e-09 | 215.5262 | 1.2031e-06 | 2023 | Mitigation | 0.95 | 45 | 0 | esc | 0.00097009 | 5.4151e-12 | 0.00097009 | 5.4151e-12 | 0.0029922 | 5.466e-12 | 0.0085129 | 5.8114e-10
[120 empty] | 7.3.3.17.5 (Remote Grid) Updates to grid topology to minimize risk of ignition in HFTDs Remote GridWLDFRContaminationAggregated | WLDFR | HFTD - Distribution - Tier 3 - 3QU CoRE ¦ 3QU LoRE | Non-Red Flag Warning - Destructive Fires | Contamination | Aggregated | 2024 | 5.5821e-09 | 215.5262 | 1.2031e-06 | 2024 | Mitigation | 0.95 | 45 | 0 | esc | 0.00097009 | 5.4151e-12 | 0.00097009 | 5.4151e-12 | 0.0029922 | 5.466e-12 | 0.0085129 | 5.8114e-10
[120 empty] | 7.3.3.17.5 (Remote Grid) Updates to grid topology to minimize risk of ignition in HFTDs Remote GridWLDFRContaminationAggregated | WLDFR | HFTD - Distribution - Tier 3 - 3QU CoRE ¦ 3QU LoRE | Non-Red Flag Warning - Destructive Fires | Contamination | Aggregated | 2025 | 5.5821e-09 | 215.5262 | 1.2031e-06 | 2025 | Mitigation | 0.95 | 45 | 0 | esc | 0.00097009 | 5.4151e-12 | 0.00097009 | 5.4151e-12 | 0.0029922 | 5.466e-12 | 0.0085129 | 5.8114e-10
[120 empty] | 7.3.3.17.5 (Remote Grid) Updates to grid topology to minimize risk of ignition in HFTDs Remote GridWLDFRContaminationAggregated | WLDFR | HFTD - Distribution - Tier 3 - 3QU CoRE ¦ 3QU LoRE | Non-Red Flag Warning - Destructive Fires | Contamination | Aggregated | 2026 | 5.5821e-09 | 215.5262 | 1.2031e-06 | 2026 | Mitigation | 0.95 | 45 | 0 | esc | 0.00097009 | 5.4151e-12 | 0.00097009 | 5.4151e-12 | 0.0029922 | 5.466e-12 | 0.0085129 | 5.8114e-10
[120 empty] | 7.3.3.17.5 (Remote Grid) Updates to grid topology to minimize risk of ignition in HFTDs Remote GridWLDFRContaminationAggregated | WLDFR | HFTD - Distribution - Tier 3 - 3QU CoRE ¦ 3QU LoRE | Non-Red Flag Warning - Destructive Fires | Contamination | Aggregated | 2027 | 5.5821e-09 | 215.5262 | 1.2031e-06 | 2027 | Mitigation | 0.95 | 45 | 0 | esc | 0.00097009 | 5.4151e-12 | 0.00097009 | 5.4151e-12 | 0.0029922 | 5.466e-12 | 0.0085129 | 5.8114e-10
[120 empty] | 7.3.3.17.5 (Remote Grid) Updates to grid topology to minimize risk of ignition in HFTDs Remote GridWLDFRContaminationAggregated | WLDFR | HFTD - Distribution - Tier 3 - 3QU CoRE ¦ 3QU LoRE | Non-Red Flag Warning - Destructive Fires | Contamination | Aggregated | 2028 | 5.5821e-09 | 215.5262 | 1.2031e-06 | 2028 | Mitigation | 0.95 | 45 | 0 | esc | 0.00097009 | 5.4151e-12 | 0.00097009 | 5.4151e-12 | 0.0029922 | 5.466e-12 | 0.0085129 | 5.8114e-10
[120 empty] | 7.3.3.17.5 (Remote Grid) Updates to grid topology to minimize risk of ignition in HFTDs Remote GridWLDFRContaminationAggregated | WLDFR | HFTD - Distribution - Tier 3 - 3QU CoRE ¦ 3QU LoRE | Non-Red Flag Warning - Destructive Fires | Contamination | Aggregated | 2029 | 5.5821e-09 | 215.5262 | 1.2031e-06 | 2029 | Mitigation | 0.95 | 45 | 0 | esc | 0.00097009 | 5.4151e-12 | 0.00097009 | 5.4151e-12 | 0.0029922 | 5.466e-12 | 0.0085129 | 5.8114e-10
[120 empty] | 7.3.3.17.5 (Remote Grid) Updates to grid topology to minimize risk of ignition in HFTDs Remote GridWLDFRContaminationAggregated | WLDFR | HFTD - Distribution - Tier 3 - 3QU CoRE ¦ 3QU LoRE | Non-Red Flag Warning - Destructive Fires | Contamination | Aggregated | 2030 | 5.5821e-09 | 215.5262 | 1.2031e-06 | 2030 | Mitigation | 0.95 | 45 | 0 | esc | 0.00097009 | 5.4151e-12 | 0.00097009 | 5.4151e-12 | 0.0029922 | 5.466e-12 | 0.0085129 | 5.8114e-10
[120 empty] | 7.3.3.17.5 (Remote Grid) Updates to grid topology to minimize risk of ignition in HFTDs Remote GridWLDFRContaminationAggregated | WLDFR | HFTD - Distribution - Tier 3 - 3QU CoRE ¦ 3QU LoRE | Non-Red Flag Warning - Destructive Fires | Contamination | Aggregated | 2031 | 5.5821e-09 | 215.5262 | 1.2031e-06 | 2031 | Mitigation | 0.95 | 45 | 0 | esc | 0.00097009 | 5.4151e-12 | 0.00097009 | 5.4151e-12 | 0.0029922 | 5.466e-12 | 0.0085129 | 5.8114e-10
[120 empty] | 7.3.3.17.5 (Remote Grid) Updates to grid topology to minimize risk of ignition in HFTDs Remote GridWLDFRContaminationAggregated | WLDFR | HFTD - Distribution - Tier 3 - 3QU CoRE ¦ 3QU LoRE | Non-Red Flag Warning - Destructive Fires | Contamination | Aggregated | 2032 | 5.5821e-09 | 215.5262 | 1.2031e-06 | 2032 | Mitigation | 0.95 | 45 | 0 | esc | 0.00097009 | 5.4151e-12 | 0.00097009 | 5.4151e-12 | 0.0029922 | 5.466e-12 | 0.0085129 | 5.8114e-10
[120 empty] | 7.3.3.17.5 (Remote Grid) Updates to grid topology to minimize risk of ignition in HFTDs Remote GridWLDFRContaminationAggregated | WLDFR | HFTD - Distribution - Tier 3 - 3QU CoRE ¦ 3QU LoRE | Non-Red Flag Warning - Destructive Fires | Contamination | Aggregated | 2033 | 5.5821e-09 | 215.5262 | 1.2031e-06 | 2033 | Mitigation | 0.95 | 45 | 0 | esc | 0.00097009 | 5.4151e-12 | 0.00097009 | 5.4151e-12 | 0.0029922 | 5.466e-12 | 0.0085129 | 5.8114e-10
[120 empty] | 7.3.3.17.5 (Remote Grid) Updates to grid topology to minimize risk of ignition in HFTDs Remote GridWLDFRContaminationAggregated | WLDFR | HFTD - Distribution - Tier 3 - 3QU CoRE ¦ 3QU LoRE | Non-Red Flag Warning - Destructive Fires | Contamination | Aggregated | 2034 | 5.5821e-09 | 215.5262 | 1.2031e-06 | 2034 | Mitigation | 0.95 | 45 | 0 | esc | 0.00097009 | 5.4151e-12 | 0.00097009 | 5.4151e-12 | 0 | 0 | 0.0085129 | 5.8114e-10
[120 empty] | 7.3.3.17.5 (Remote Grid) Updates to grid topology to minimize risk of ignition in HFTDs Remote GridWLDFRContaminationAggregated | WLDFR | HFTD - Distribution - Tier 3 - 3QU CoRE ¦ 3QU LoRE | Non-Red Flag Warning - Destructive Fires | Contamination | Aggregated | 2035 | 5.5821e-09 | 215.5262 | 1.2031e-06 | 2035 | Mitigation | 0.95 | 45 | 0 | esc | 0.00097009 | 5.4151e-12 | 0.00097009 | 5.4151e-12 | 0.0029922 | 1.6496e-11 | 0.0085129 | 5.8114e-10
[120 empty] | 7.3.3.17.5 (Remote Grid) Updates to grid topology to minimize risk of ignition in HFTDs Remote GridWLDFRContaminationAggregated | WLDFR | HFTD - Distribution - Tier 3 - 3QU CoRE ¦ 3QU LoRE | Non-Red Flag Warning - Destructive Fires | Contamination | Aggregated | 2036 | 5.5821e-09 | 215.5262 | 1.2031e-06 | 2036 | Mitigation | 0.95 | 45 | 0 | esc | 0.00097009 | 5.4151e-12 | 0.00097009 | 5.4151e-12 | 0.0029922 | 1.6496e-11 | 0.0085129 | 5.8114e-10
[120 empty] | 7.3.3.17.5 (Remote Grid) Updates to grid topology to minimize risk of ignition in HFTDs Remote GridWLDFRContaminationAggregated | WLDFR | HFTD - Distribution - Tier 3 - 3QU CoRE ¦ 3QU LoRE | Non-Red Flag Warning - Destructive Fires | Contamination | Aggregated | 2037 | 5.5821e-09 | 215.5262 | 1.2031e-06 | 2037 | Mitigation | 0.95 | 45 | 0 | esc | 0.00097009 | 5.4151e-12 | 0.00097009 | 5.4151e-12 | 0.0029922 | 1.6496e-11 | 0.0085129 | 5.8114e-10
[120 empty] | 7.3.3.17.5 (Remote Grid) Updates to grid topology to minimize risk of ignition in HFTDs Remote GridWLDFRContaminationAggregated | WLDFR | HFTD - Distribution - Tier 3 - 3QU CoRE ¦ 3QU LoRE | Non-Red Flag Warning - Destructive Fires | Contamination | Aggregated | 2038 | 5.5821e-09 | 215.5262 | 1.2031e-06 | 2038 | Mitigation | 0.95 | 45 | 0 | esc | 0.00097009 | 5.4151e-12 | 0.00097009 | 5.4151e-12 | 0.0029922 | 1.6496e-11 | 0.0085129 | 5.8114e-10
[120 empty] | 7.3.3.17.5 (Remote Grid) Updates to grid topology to minimize risk of ignition in HFTDs Remote GridWLDFRContaminationAggregated | WLDFR | HFTD - Distribution - Tier 3 - 3QU CoRE ¦ 3QU LoRE | Non-Red Flag Warning - Destructive Fires | Contamination | Aggregated | 2039 | 5.5821e-09 | 215.5262 | 1.2031e-06 | 2039 | Mitigation | 0.95 | 45 | 0 | esc | 0.00097009 | 5.4151e-12 | 0.00097009 | 5.4151e-12 | 0.0029922 | 1.6496e-11 | 0.0085129 | 5.8114e-10
[120 empty] | 7.3.3.17.5 (Remote Grid) Updates to grid topology to minimize risk of ignition in HFTDs Remote GridWLDFRContaminationAggregated | WLDFR | HFTD - Distribution - Tier 3 - 3QU CoRE ¦ 3QU LoRE | Non-Red Flag Warning - Destructive Fires | Contamination | Aggregated | 2040 | 5.5821e-09 | 215.5262 | 1.2031e-06 | 2040 | Mitigation | 0.95 | 45 | 0 | esc | 0.00097009 | 5.4151e-12 | 0.00097009 | 5.4151e-12 | 0.0029922 | 1.6496e-11 | 0 | 0
[120 empty] | 7.3.3.17.5 (Remote Grid) Updates to grid topology to minimize risk of ignition in HFTDs Remote GridWLDFRContaminationAggregated | WLDFR | HFTD - Distribution - Tier 3 - 3QU CoRE ¦ 3QU LoRE | Non-Red Flag Warning - Destructive Fires | Contamination | Aggregated | 2041 | 5.5821e-09 | 215.5262 | 1.2031e-06 | 2041 | Mitigation | 0.95 | 45 | 0 | esc | 0.00097009 | 5.4151e-12 | 0.00097009 | 5.4151e-12 | 0.0029922 | 1.6496e-11 | 0 | 0
[120 empty] | 7.3.3.17.5 (Remote Grid) Updates to grid topology to minimize risk of ignition in HFTDs Remote GridWLDFRContaminationAggregated | WLDFR | HFTD - Distribution - Tier 3 - 3QU CoRE ¦ 3QU LoRE | Non-Red Flag Warning - Destructive Fires | Contamination | Aggregated | 2042 | 5.5821e-09 | 215.5262 | 1.2031e-06 | 2042 | Mitigation | 0.95 | 45 | 0 | esc | 0.00097009 | 5.4151e-12 | 0.00097009 | 5.4151e-12 | 0.0029922 | 1.6496e-11 | 0.0093087 | 3.7431e-09
[120 empty] | 7.3.3.17.5 (Remote Grid) Updates to grid topology to minimize risk of ignition in HFTDs Remote GridWLDFRContaminationAggregated | WLDFR | HFTD - Distribution - Tier 3 - 3QU CoRE ¦ 3QU LoRE | Non-Red Flag Warning - Destructive Fires | Contamination | Aggregated | 2043 | 5.5821e-09 | 215.5262 | 1.2031e-06 | 2043 | Mitigation | 0.95 | 45 | 0 | esc | 0.00097009 | 5.4151e-12 | 0.00097009 | 5.4151e-12 | 0.0029922 | 1.6496e-11 | 0.0093087 | 3.7431e-09
[120 empty] | 7.3.3.17.5 (Remote Grid) Updates to grid topology to minimize risk of ignition in HFTDs Remote GridWLDFRContaminationAggregated | WLDFR | HFTD - Distribution - Tier 3 - 3QU CoRE ¦ 3QU LoRE | Non-Red Flag Warning - Destructive Fires | Contamination | Aggregated | 2044 | 5.5821e-09 | 215.5262 | 1.2031e-06 | 2044 | Mitigation | 0.95 | 45 | 0 | esc | 0.00097009 | 5.4151e-12 | 0.00097009 | 5.4151e-12 | 0.0029922 | 1.6496e-11 | 0.0093087 | 3.7431e-09
[120 empty] | 7.3.3.17.5 (Remote Grid) Updates to grid topology to minimize risk of ignition in HFTDs Remote GridWLDFRContaminationAggregated | WLDFR | HFTD - Distribution - Tier 3 - 3QU CoRE ¦ 3QU LoRE | Non-Red Flag Warning - Destructive Fires | Contamination | Aggregated | 2045 | 5.5821e-09 | 215.5262 | 1.2031e-06 | 2045 | Mitigation | 0.95 | 45 | 0 | esc | 0.00097009 | 5.4151e-12 | 0.00097009 | 5.4151e-12 | 0.0029922 | 1.6496e-11 | 0.0093087 | 3.7431e-09
[120 empty] | 7.3.3.17.5 (Remote Grid) Updates to grid topology to minimize risk of ignition in HFTDs Remote GridWLDFRContaminationAggregated | WLDFR | HFTD - Distribution - Tier 3 - 3QU CoRE ¦ 3QU LoRE | Non-Red Flag Warning - Destructive Fires | Contamination | Aggregated | 2046 | 5.5821e-09 | 215.5262 | 1.2031e-06 | 2046 | Mitigation | 0.95 | 45 | 0 | esc | 0.00097009 | 5.4151e-12 | 0.00097009 | 5.4151e-12 | 0.0029922 | 1.6496e-11 | 0.0093087 | 3.7431e-09
[120 empty] | 7.3.3.17.5 (Remote Grid) Updates to grid topology to minimize risk of ignition in HFTDs Remote GridWLDFRContaminationAggregated | WLDFR | HFTD - Distribution - Tier 3 - 3QU CoRE ¦ 3QU LoRE | Non-Red Flag Warning - Destructive Fires | Contamination | Aggregated | 2047 | 5.5821e-09 | 215.5262 | 1.2031e-06 | 2047 | Mitigation | 0.95 | 45 | 0 | esc | 0.00097009 | 5.4151e-12 | 0.00097009 | 5.4151e-12 | 0.0029922 | 1.6496e-11 | 0.0093087 | 3.7431e-09
[120 empty] | 7.3.3.17.5 (Remote Grid) Updates to grid topology to minimize risk of ignition in HFTDs Remote GridWLDFRContaminationAggregated | WLDFR | HFTD - Distribution - Tier 3 - 3QU CoRE ¦ 3QU LoRE | Non-Red Flag Warning - Destructive Fires | Contamination | Aggregated | 2048 | 5.5821e-09 | 215.5262 | 1.2031e-06 | 2048 | Mitigation | 0.95 | 45 | 0 | esc | 0.00097009 | 5.4151e-12 | 0.00097009 | 5.4151e-12 | 0.0029922 | 1.6496e-11 | 0.0093087 | 3.7431e-09
[120 empty] | 7.3.3.17.5 (Remote Grid) Updates to grid topology to minimize risk of ignition in HFTDs Remote GridWLDFRContaminationAggregated | WLDFR | HFTD - Distribution - Tier 3 - 3QU CoRE ¦ 3QU LoRE | Non-Red Flag Warning - Destructive Fires | Contamination | Aggregated | 2049 | 5.5821e-09 | 215.5262 | 1.2031e-06 | 2049 | Mitigation | 0.95 | 45 | 0 | esc | 0.00097009 | 5.4151e-12 | 0.00097009 | 5.4151e-12 | 0.0029922 | 1.6496e-11 | 0.0093087 | 3.7431e-09
[120 empty] | 7.3.3.17.5 (Remote Grid) Updates to grid topology to minimize risk of ignition in HFTDs Remote GridWLDFRContaminationAggregated | WLDFR | HFTD - Distribution - Tier 3 - 3QU CoRE ¦ 3QU LoRE | Non-Red Flag Warning - Destructive Fires | Contamination | Aggregated | 2050 | 5.5821e-09 | 215.5262 | 1.2031e-06 | 2050 | Mitigation | 0.95 | 45 | 0 | esc | 0.00097009 | 5.4151e-12 | 0.00097009 | 5.4151e-12 | 0.0029922 | 1.6496e-11 | 0.0093087 | 3.7431e-09
[120 empty] | 7.3.3.17.5 (Remote Grid) Updates to grid topology to minimize risk of ignition in HFTDs Remote GridWLDFRContaminationAggregated | WLDFR | HFTD - Distribution - Tier 3 - 3QU CoRE ¦ 3QU LoRE | Non-Red Flag Warning - Destructive Fires | Contamination | Aggregated | 2051 | 5.5821e-09 | 215.5262 | 1.2031e-06 | 2051 | Mitigation | 0.95 | 45 | 0 | esc | 0.00097009 | 5.4151e-12 | 0.00097009 | 5.4151e-12 | 0.0029922 | 1.6496e-11 | 0.0093087 | 3.7431e-09
[120 empty] | 7.3.3.17.5 (Remote Grid) Updates to grid topology to minimize risk of ignition in HFTDs Remote GridWLDFRContaminationAggregated | WLDFR | HFTD - Distribution - Tier 3 - 3QU CoRE ¦ 3QU LoRE | Non-Red Flag Warning - Destructive Fires | Contamination | Aggregated | 2052 | 5.5821e-09 | 215.5262 | 1.2031e-06 | 2052 | Mitigation | 0.95 | 45 | 0 | esc | 0.00097009 | 5.4151e-12 | 0.00097009 | 5.4151e-12 | 0.0029922 | 1.6496e-11 | 0.0093087 | 3.7431e-09
[120 empty] | 7.3.3.17.5 (Remote Grid) Updates to grid topology to minimize risk of ignition in HFTDs Remote GridWLDFRContaminationAggregated | WLDFR | HFTD - Distribution - Tier 3 - 3QU CoRE ¦ 3QU LoRE | Non-Red Flag Warning - Destructive Fires | Contamination | Aggregated | 2053 | 5.5821e-09 | 215.5262 | 1.2031e-06 | 2053 | Mitigation | 0.95 | 45 | 0 | esc | 0.00097009 | 5.4151e-12 | 0.00097009 | 5.4151e-12 | 0.0029922 | 1.6496e-11 | 0.0093087 | 3.7431e-09
[120 empty] | 7.3.3.17.5 (Remote Grid) Updates to grid topology to minimize risk of ignition in HFTDs Remote GridWLDFRContaminationAggregated | WLDFR | HFTD - Distribution - Tier 3 - 3QU CoRE ¦ 3QU LoRE | Non-Red Flag Warning - Destructive Fires | Contamination | Aggregated | 2054 | 5.5821e-09 | 215.5262 | 1.2031e-06 | 2054 | Mitigation | 0.95 | 45 | 0 | esc | 0.00097009 | 5.4151e-12 | 0.00097009 | 5.4151e-12 | 0.0029922 | 1.6496e-11 | 0.0093087 | 3.7431e-09
[120 empty] | 7.3.3.17.5 (Remote Grid) Updates to grid topology to minimize risk of ignition in HFTDs Remote GridWLDFRContaminationAggregated | WLDFR | HFTD - Distribution - Tier 3 - 3QU CoRE ¦ 3QU LoRE | Non-Red Flag Warning - Destructive Fires | Contamination | Aggregated | 2055 | 5.5821e-09 | 215.5262 | 1.2031e-06 | 2055 | Mitigation | 0.95 | 45 | 0 | esc | 0.00097009 | 5.4151e-12 | 0.00097009 | 5.4151e-12 | 0.0029922 | 1.6496e-11 | 0.0093087 | 3.7431e-09
[120 empty] | 7.3.3.17.5 (Remote Grid) Updates to grid topology to minimize risk of ignition in HFTDs Remote GridWLDFRContaminationAggregated | WLDFR | HFTD - Distribution - Tier 3 - 3QU CoRE ¦ 3QU LoRE | Non-Red Flag Warning - Destructive Fires | Contamination | Aggregated | 2056 | 5.5821e-09 | 215.5262 | 1.2031e-06 | 2056 | Mitigation | 0.95 | 45 | 0 | esc | 0.00097009 | 5.4151e-12 | 0.00097009 | 5.4151e-12 | 0.0029922 | 1.6496e-11 | 0.0093087 | 3.7431e-09
[120 empty] | 7.3.3.17.5 (Remote Grid) Updates to grid topology to minimize risk of ignition in HFTDs Remote GridWLDFRContaminationAggregated | WLDFR | HFTD - Distribution - Tier 3 - 3QU CoRE ¦ 3QU LoRE | Non-Red Flag Warning - Destructive Fires | Contamination | Aggregated | 2057 | 5.5821e-09 | 215.5262 | 1.2031e-06 | 2057 | Mitigation | 0.95 | 45 | 0 | esc | 0.00097009 | 5.4151e-12 | 0.00097009 | 5.4151e-12 | 0.0029922 | 1.6496e-11 | 0.0093087 | 3.7431e-09
[120 empty] | 7.3.3.17.5 (Remote Grid) Updates to grid topology to minimize risk of ignition in HFTDs Remote GridWLDFRContaminationAggregated | WLDFR | HFTD - Distribution - Tier 3 - 3QU CoRE ¦ 3QU LoRE | Non-Red Flag Warning - Destructive Fires | Contamination | Aggregated | 2058 | 5.5821e-09 | 215.5262 | 1.2031e-06 | 2058 | Mitigation | 0.95 | 45 | 0 | esc | 0.00097009 | 5.4151e-12 | 0.00097009 | 5.4151e-12 | 0.0029922 | 1.6496e-11 | 0.0093087 | 3.7431e-09
[120 empty] | 7.3.3.17.5 (Remote Grid) Updates to grid topology to minimize risk of ignition in HFTDs Remote GridWLDFRContaminationAggregated | WLDFR | HFTD - Distribution - Tier 3 - 3QU CoRE ¦ 3QU LoRE | Non-Red Flag Warning - Destructive Fires | Contamination | Aggregated | 2059 | 5.5821e-09 | 215.5262 | 1.2031e-06 | 2059 | Mitigation | 0.95 | 45 | 0 | esc | 0.00097009 | 5.4151e-12 | 0.00097009 | 5.4151e-12 | 0.0029922 | 1.6496e-11 | 0.0093087 | 3.7431e-09
[120 empty] | 7.3.3.17.5 (Remote Grid) Updates to grid topology to minimize risk of ignition in HFTDs Remote GridWLDFRContaminationAggregated | WLDFR | HFTD - Distribution - Tier 3 - 3QU CoRE ¦ 3QU LoRE | Non-Red Flag Warning - Destructive Fires | Contamination | Aggregated | 2060 | 5.5821e-09 | 215.5262 | 1.2031e-06 | 2060 | Mitigation | 0.95 | 45 | 0 | esc | 0.00097009 | 5.4151e-12 | 0.00097009 | 5.4151e-12 | 0.0029922 | 1.6496e-11 | 0.0093087 | 3.7431e-09
[120 empty] | 7.3.3.17.5 (Remote Grid) Updates to grid topology to minimize risk of ignition in HFTDs Remote GridWLDFRContaminationAggregated | WLDFR | HFTD - Distribution - Tier 3 - 3QU CoRE ¦ 3QU LoRE | Non-Red Flag Warning - Destructive Fires | Contamination | Aggregated | 2061 | 5.5821e-09 | 215.5262 | 1.2031e-06 | 2061 | Mitigation | 0.95 | 45 | 0 | esc | 0.00097009 | 5.4151e-12 | 0.00097009 | 5.4151e-12 | 0.0029922 | 1.6496e-11 | 0.0093087 | 3.7431e-09
[120 empty] | 7.3.3.17.5 (Remote Grid) Updates to grid topology to minimize risk of ignition in HFTDs Remote GridWLDFRContaminationAggregated | WLDFR | HFTD - Distribution - Tier 3 - 3QU CoRE ¦ 3QU LoRE | Non-Red Flag Warning - Destructive Fires | Contamination | Aggregated | 2062 | 5.5821e-09 | 215.5262 | 1.2031e-06 | 2062 | Mitigation | 0.95 | 45 | 0 | esc | 0.00097009 | 5.4151e-12 | 0.00097009 | 5.4151e-12 | 0.0029922 | 1.6496e-11 | 0.0093087 | 3.7431e-09
[120 empty] | 7.3.3.17.5 (Remote Grid) Updates to grid topology to minimize risk of ignition in HFTDs Remote GridWLDFRContaminationAggregated | WLDFR | HFTD - Distribution - Tier 3 - 3QU CoRE ¦ 3QU LoRE | Non-Red Flag Warning - Destructive Fires | Contamination | Aggregated | 2063 | 5.5821e-09 | 215.5262 | 1.2031e-06 | 2063 | Mitigation | 0.95 | 45 | 0 | esc | 0.00097009 | 5.4151e-12 | 0.00097009 | 5.4151e-12 | 0.0029922 | 1.6496e-11 | 0.0093087 | 3.7431e-09
[120 empty] | 7.3.3.17.5 (Remote Grid) Updates to grid topology to minimize risk of ignition in HFTDs Remote GridWLDFRContaminationAggregated | WLDFR | HFTD - Distribution - Tier 3 - 3QU CoRE ¦ 3QU LoRE | Non-Red Flag Warning - Destructive Fires | Contamination | Aggregated | 2064 | 5.5821e-09 | 215.5262 | 1.2031e-06 | 2064 | Mitigation | 0.95 | 45 | 0 | esc | 0.00097009 | 5.4151e-12 | 0.00097009 | 5.4151e-12 | 0.0029922 | 1.6496e-11 | 0.0093087 | 3.7431e-09
[120 empty] | 7.3.3.17.5 (Remote Grid) Updates to grid topology to minimize risk of ignition in HFTDs Remote GridWLDFRContaminationAggregated | WLDFR | HFTD - Distribution - Tier 3 - 3QU CoRE ¦ 3QU LoRE | Non-Red Flag Warning - Destructive Fires | Contamination | Aggregated | 2065 | 5.5821e-09 | 215.5262 | 1.2031e-06 | 2065 | Mitigation | 0.95 | 45 | 0 | esc | 0.00097009 | 5.4151e-12 | 0.00097009 | 5.4151e-12 | 0.0029922 | 1.6496e-11 | 0.0093087 | 3.7431e-09
[120 empty] | 7.3.3.17.5 (Remote Grid) Updates to grid topology to minimize risk of ignition in HFTDs Remote GridWLDFRContaminationAggregated | WLDFR | HFTD - Distribution - Tier 3 - 3QU CoRE ¦ 3QU LoRE | Non-Red Flag Warning - Destructive Fires | Contamination | Aggregated | 2066 | 5.5821e-09 | 215.5262 | 1.2031e-06 | 2066 | Mitigation | 0.95 | 45 | 0 | esc | 0.00097009 | 5.4151e-12 | 0.00097009 | 5.4151e-12 | 0.0029922 | 1.6496e-11 | 0.0093087 | 3.7431e-09
[120 empty] | 7.3.3.17.5 (Remote Grid) Updates to grid topology to minimize risk of ignition in HFTDs Remote GridWLDFRContaminationAggregated | WLDFR | HFTD - Distribution - Tier 3 - 3QU CoRE ¦ 3QU LoRE | Non-Red Flag Warning - Destructive Fires | Contamination | Aggregated | 2067 | 5.5821e-09 | 215.5262 | 1.2031e-06 | 2067 | Mitigation | 0.95 | 45 | 0 | esc | 0 | 0 | 0.00097009 | 5.4151e-12 | 0.0029922 | 1.6496e-11 | 0.0093087 | 3.7431e-09
[120 empty] | 7.3.3.17.5 (Remote Grid) Updates to grid topology to minimize risk of ignition in HFTDs Remote GridWLDFREquipment / facility failureAggregated | WLDFR | HFTD - Distribution - Tier 3 - 3QU CoRE ¦ 3QU LoRE | Non-Red Flag Warning - Destructive Fires | Equipment / facility failure | Aggregated | 2022 | 6.5711e-08 | 215.5262 | 1.4163e-05 | 2022 | Mitigation | 0.95 | 45 | 0 | esc | 0.00097009 | 6.3746e-11 | 0 | 0 | 0.0029922 | 1.6496e-11 | 0.0093087 | 3.7431e-09
[120 empty] | 7.3.3.17.5 (Remote Grid) Updates to grid topology to minimize risk of ignition in HFTDs Remote GridWLDFREquipment / facility failureAggregated | WLDFR | HFTD - Distribution - Tier 3 - 3QU CoRE ¦ 3QU LoRE | Non-Red Flag Warning - Destructive Fires | Equipment / facility failure | Aggregated | 2023 | 6.5711e-08 | 215.5262 | 1.4163e-05 | 2023 | Mitigation | 0.95 | 45 | 0 | esc | 0.00097009 | 6.3746e-11 | 0.00097009 | 6.3746e-11 | 0.0029922 | 1.6496e-11 | 0.0093087 | 3.7431e-09
[120 empty] | 7.3.3.17.5 (Remote Grid) Updates to grid topology to minimize risk of ignition in HFTDs Remote GridWLDFREquipment / facility failureAggregated | WLDFR | HFTD - Distribution - Tier 3 - 3QU CoRE ¦ 3QU LoRE | Non-Red Flag Warning - Destructive Fires | Equipment / facility failure | Aggregated | 2024 | 6.5711e-08 | 215.5262 | 1.4163e-05 | 2024 | Mitigation | 0.95 | 45 | 0 | esc | 0.00097009 | 6.3746e-11 | 0.00097009 | 6.3746e-11 | 0.0029922 | 1.6496e-11 | 0.0093087 | 3.7431e-09
[120 empty] | 7.3.3.17.5 (Remote Grid) Updates to grid topology to minimize risk of ignition in HFTDs Remote GridWLDFREquipment / facility failureAggregated | WLDFR | HFTD - Distribution - Tier 3 - 3QU CoRE ¦ 3QU LoRE | Non-Red Flag Warning - Destructive Fires | Equipment / facility failure | Aggregated | 2025 | 6.5711e-08 | 215.5262 | 1.4163e-05 | 2025 | Mitigation | 0.95 | 45 | 0 | esc | 0.00097009 | 6.3746e-11 | 0.00097009 | 6.3746e-11 | 0.0029922 | 1.6496e-11 | 0.0093087 | 3.7431e-09
[120 empty] | 7.3.3.17.5 (Remote Grid) Updates to grid topology to minimize risk of ignition in HFTDs Remote GridWLDFREquipment / facility failureAggregated | WLDFR | HFTD - Distribution - Tier 3 - 3QU CoRE ¦ 3QU LoRE | Non-Red Flag Warning - Destructive Fires | Equipment / facility failure | Aggregated | 2026 | 6.5711e-08 | 215.5262 | 1.4163e-05 | 2026 | Mitigation | 0.95 | 45 | 0 | esc | 0.00097009 | 6.3746e-11 | 0.00097009 | 6.3746e-11 | 0.0029922 | 1.6496e-11 | 0 | 0
[120 empty] | 7.3.3.17.5 (Remote Grid) Updates to grid topology to minimize risk of ignition in HFTDs Remote GridWLDFREquipment / facility failureAggregated | WLDFR | HFTD - Distribution - Tier 3 - 3QU CoRE ¦ 3QU LoRE | Non-Red Flag Warning - Destructive Fires | Equipment / facility failure | Aggregated | 2027 | 6.5711e-08 | 215.5262 | 1.4163e-05 | 2027 | Mitigation | 0.95 | 45 | 0 | esc | 0.00097009 | 6.3746e-11 | 0.00097009 | 6.3746e-11 | 0.0029922 | 1.6496e-11 | 0 | 0
[120 empty] | 7.3.3.17.5 (Remote Grid) Updates to grid topology to minimize risk of ignition in HFTDs Remote GridWLDFREquipment / facility failureAggregated | WLDFR | HFTD - Distribution - Tier 3 - 3QU CoRE ¦ 3QU LoRE | Non-Red Flag Warning - Destructive Fires | Equipment / facility failure | Aggregated | 2028 | 6.5711e-08 | 215.5262 | 1.4163e-05 | 2028 | Mitigation | 0.95 | 45 | 0 | esc | 0.00097009 | 6.3746e-11 | 0.00097009 | 6.3746e-11 | 0.0029922 | 1.6496e-11 | 0.0083522 | 7.0486e-10
[120 empty] | 7.3.3.17.5 (Remote Grid) Updates to grid topology to minimize risk of ignition in HFTDs Remote GridWLDFREquipment / facility failureAggregated | WLDFR | HFTD - Distribution - Tier 3 - 3QU CoRE ¦ 3QU LoRE | Non-Red Flag Warning - Destructive Fires | Equipment / facility failure | Aggregated | 2029 | 6.5711e-08 | 215.5262 | 1.4163e-05 | 2029 | Mitigation | 0.95 | 45 | 0 | esc | 0.00097009 | 6.3746e-11 | 0.00097009 | 6.3746e-11 | 0.0029922 | 1.6496e-11 | 0.0083522 | 7.0486e-10
[120 empty] | 7.3.3.17.5 (Remote Grid) Updates to grid topology to minimize risk of ignition in HFTDs Remote GridWLDFREquipment / facility failureAggregated | WLDFR | HFTD - Distribution - Tier 3 - 3QU CoRE ¦ 3QU LoRE | Non-Red Flag Warning - Destructive Fires | Equipment / facility failure | Aggregated | 2030 | 6.5711e-08 | 215.5262 | 1.4163e-05 | 2030 | Mitigation | 0.95 | 45 | 0 | esc | 0.00097009 | 6.3746e-11 | 0.00097009 | 6.3746e-11 | 0.0029922 | 1.6496e-11 | 0.0083522 | 7.0486e-10
[120 empty] | 7.3.3.17.5 (Remote Grid) Updates to grid topology to minimize risk of ignition in HFTDs Remote GridWLDFREquipment / facility failureAggregated | WLDFR | HFTD - Distribution - Tier 3 - 3QU CoRE ¦ 3QU LoRE | Non-Red Flag Warning - Destructive Fires | Equipment / facility failure | Aggregated | 2031 | 6.5711e-08 | 215.5262 | 1.4163e-05 | 2031 | Mitigation | 0.95 | 45 | 0 | esc | 0.00097009 | 6.3746e-11 | 0.00097009 | 6.3746e-11 | 0.0029922 | 1.6496e-11 | 0.0083522 | 7.0486e-10
[120 empty] | 7.3.3.17.5 (Remote Grid) Updates to grid topology to minimize risk of ignition in HFTDs Remote GridWLDFREquipment / facility failureAggregated | WLDFR | HFTD - Distribution - Tier 3 - 3QU CoRE ¦ 3QU LoRE | Non-Red Flag Warning - Destructive Fires | Equipment / facility failure | Aggregated | 2032 | 6.5711e-08 | 215.5262 | 1.4163e-05 | 2032 | Mitigation | 0.95 | 45 | 0 | esc | 0.00097009 | 6.3746e-11 | 0.00097009 | 6.3746e-11 | 0.0029922 | 1.6496e-11 | 0.0083522 | 7.0486e-10
[120 empty] | 7.3.3.17.5 (Remote Grid) Updates to grid topology to minimize risk of ignition in HFTDs Remote GridWLDFREquipment / facility failureAggregated | WLDFR | HFTD - Distribution - Tier 3 - 3QU CoRE ¦ 3QU LoRE | Non-Red Flag Warning - Destructive Fires | Equipment / facility failure | Aggregated | 2033 | 6.5711e-08 | 215.5262 | 1.4163e-05 | 2033 | Mitigation | 0.95 | 45 | 0 | esc | 0.00097009 | 6.3746e-11 | 0.00097009 | 6.3746e-11 | 0.0029922 | 1.6496e-11 | 0.0083522 | 7.0486e-10
[120 empty] | 7.3.3.17.5 (Remote Grid) Updates to grid topology to minimize risk of ignition in HFTDs Remote GridWLDFREquipment / facility failureAggregated | WLDFR | HFTD - Distribution - Tier 3 - 3QU CoRE ¦ 3QU LoRE | Non-Red Flag Warning - Destructive Fires | Equipment / facility failure | Aggregated | 2034 | 6.5711e-08 | 215.5262 | 1.4163e-05 | 2034 | Mitigation | 0.95 | 45 | 0 | esc | 0.00097009 | 6.3746e-11 | 0.00097009 | 6.3746e-11 | 0.0029922 | 1.6496e-11 | 0.0083522 | 7.0486e-10
[120 empty] | 7.3.3.17.5 (Remote Grid) Updates to grid topology to minimize risk of ignition in HFTDs Remote GridWLDFREquipment / facility failureAggregated | WLDFR | HFTD - Distribution - Tier 3 - 3QU CoRE ¦ 3QU LoRE | Non-Red Flag Warning - Destructive Fires | Equipment / facility failure | Aggregated | 2035 | 6.5711e-08 | 215.5262 | 1.4163e-05 | 2035 | Mitigation | 0.95 | 45 | 0 | esc | 0.00097009 | 6.3746e-11 | 0.00097009 | 6.3746e-11 | 0.0029922 | 1.6496e-11 | 0.0083522 | 7.0486e-10
[120 empty] | 7.3.3.17.5 (Remote Grid) Updates to grid topology to minimize risk of ignition in HFTDs Remote GridWLDFREquipment / facility failureAggregated | WLDFR | HFTD - Distribution - Tier 3 - 3QU CoRE ¦ 3QU LoRE | Non-Red Flag Warning - Destructive Fires | Equipment / facility failure | Aggregated | 2036 | 6.5711e-08 | 215.5262 | 1.4163e-05 | 2036 | Mitigation | 0.95 | 45 | 0 | esc | 0.00097009 | 6.3746e-11 | 0.00097009 | 6.3746e-11 | 0.0029922 | 1.6496e-11 | 0.0083522 | 7.0486e-10
[120 empty] | 7.3.3.17.5 (Remote Grid) Updates to grid topology to minimize risk of ignition in HFTDs Remote GridWLDFREquipment / facility failureAggregated | WLDFR | HFTD - Distribution - Tier 3 - 3QU CoRE ¦ 3QU LoRE | Non-Red Flag Warning - Destructive Fires | Equipment / facility failure | Aggregated | 2037 | 6.5711e-08 | 215.5262 | 1.4163e-05 | 2037 | Mitigation | 0.95 | 45 | 0 | esc | 0.00097009 | 6.3746e-11 | 0.00097009 | 6.3746e-11 | 0.0029922 | 1.6496e-11 | 0.0083522 | 7.0486e-10
[120 empty] | 7.3.3.17.5 (Remote Grid) Updates to grid topology to minimize risk of ignition in HFTDs Remote GridWLDFREquipment / facility failureAggregated | WLDFR | HFTD - Distribution - Tier 3 - 3QU CoRE ¦ 3QU LoRE | Non-Red Flag Warning - Destructive Fires | Equipment / facility failure | Aggregated | 2038 | 6.5711e-08 | 215.5262 | 1.4163e-05 | 2038 | Mitigation | 0.95 | 45 | 0 | esc | 0.00097009 | 6.3746e-11 | 0.00097009 | 6.3746e-11 | 0 | 0 | 0.0083522 | 7.0486e-10
[120 empty] | 7.3.3.17.5 (Remote Grid) Updates to grid topology to minimize risk of ignition in HFTDs Remote GridWLDFREquipment / facility failureAggregated | WLDFR | HFTD - Distribution - Tier 3 - 3QU CoRE ¦ 3QU LoRE | Non-Red Flag Warning - Destructive Fires | Equipment / facility failure | Aggregated | 2039 | 6.5711e-08 | 215.5262 | 1.4163e-05 | 2039 | Mitigation | 0.95 | 45 | 0 | esc | 0.00097009 | 6.3746e-11 | 0.00097009 | 6.3746e-11 | 0.0029922 | 2.3102e-11 | 0.0083522 | 7.0486e-10
[120 empty] | 7.3.3.17.5 (Remote Grid) Updates to grid topology to minimize risk of ignition in HFTDs Remote GridWLDFREquipment / facility failureAggregated | WLDFR | HFTD - Distribution - Tier 3 - 3QU CoRE ¦ 3QU LoRE | Non-Red Flag Warning - Destructive Fires | Equipment / facility failure | Aggregated | 2040 | 6.5711e-08 | 215.5262 | 1.4163e-05 | 2040 | Mitigation | 0.95 | 45 | 0 | esc | 0.00097009 | 6.3746e-11 | 0.00097009 | 6.3746e-11 | 0.0029922 | 2.3102e-11 | 0.0083522 | 7.0486e-10
[120 empty] | 7.3.3.17.5 (Remote Grid) Updates to grid topology to minimize risk of ignition in HFTDs Remote GridWLDFREquipment / facility failureAggregated | WLDFR | HFTD - Distribution - Tier 3 - 3QU CoRE ¦ 3QU LoRE | Non-Red Flag Warning - Destructive Fires | Equipment / facility failure | Aggregated | 2041 | 6.5711e-08 | 215.5262 | 1.4163e-05 | 2041 | Mitigation | 0.95 | 45 | 0 | esc | 0.00097009 | 6.3746e-11 | 0.00097009 | 6.3746e-11 | 0.0029922 | 2.3102e-11 | 0.0083522 | 7.0486e-10
[120 empty] | 7.3.3.17.5 (Remote Grid) Updates to grid topology to minimize risk of ignition in HFTDs Remote GridWLDFREquipment / facility failureAggregated | WLDFR | HFTD - Distribution - Tier 3 - 3QU CoRE ¦ 3QU LoRE | Non-Red Flag Warning - Destructive Fires | Equipment / facility failure | Aggregated | 2042 | 6.5711e-08 | 215.5262 | 1.4163e-05 | 2042 | Mitigation | 0.95 | 45 | 0 | esc | 0.00097009 | 6.3746e-11 | 0.00097009 | 6.3746e-11 | 0.0029922 | 2.3102e-11 | 0.0083522 | 7.0486e-10
[120 empty] | 7.3.3.17.5 (Remote Grid) Updates to grid topology to minimize risk of ignition in HFTDs Remote GridWLDFREquipment / facility failureAggregated | WLDFR | HFTD - Distribution - Tier 3 - 3QU CoRE ¦ 3QU LoRE | Non-Red Flag Warning - Destructive Fires | Equipment / facility failure | Aggregated | 2043 | 6.5711e-08 | 215.5262 | 1.4163e-05 | 2043 | Mitigation | 0.95 | 45 | 0 | esc | 0.00097009 | 6.3746e-11 | 0.00097009 | 6.3746e-11 | 0.0029922 | 2.3102e-11 | 0.0083522 | 7.0486e-10
[120 empty] | 7.3.3.17.5 (Remote Grid) Updates to grid topology to minimize risk of ignition in HFTDs Remote GridWLDFREquipment / facility failureAggregated | WLDFR | HFTD - Distribution - Tier 3 - 3QU CoRE ¦ 3QU LoRE | Non-Red Flag Warning - Destructive Fires | Equipment / facility failure | Aggregated | 2044 | 6.5711e-08 | 215.5262 | 1.4163e-05 | 2044 | Mitigation | 0.95 | 45 | 0 | esc | 0.00097009 | 6.3746e-11 | 0.00097009 | 6.3746e-11 | 0.0029922 | 2.3102e-11 | 0.0083522 | 7.0486e-10
[120 empty] | 7.3.3.17.5 (Remote Grid) Updates to grid topology to minimize risk of ignition in HFTDs Remote GridWLDFREquipment / facility failureAggregated | WLDFR | HFTD - Distribution - Tier 3 - 3QU CoRE ¦ 3QU LoRE | Non-Red Flag Warning - Destructive Fires | Equipment / facility failure | Aggregated | 2045 | 6.5711e-08 | 215.5262 | 1.4163e-05 | 2045 | Mitigation | 0.95 | 45 | 0 | esc | 0.00097009 | 6.3746e-11 | 0.00097009 | 6.3746e-11 | 0.0029922 | 2.3102e-11 | 0.0083522 | 7.0486e-10
[120 empty] | 7.3.3.17.5 (Remote Grid) Updates to grid topology to minimize risk of ignition in HFTDs Remote GridWLDFREquipment / facility failureAggregated | WLDFR | HFTD - Distribution - Tier 3 - 3QU CoRE ¦ 3QU LoRE | Non-Red Flag Warning - Destructive Fires | Equipment / facility failure | Aggregated | 2046 | 6.5711e-08 | 215.5262 | 1.4163e-05 | 2046 | Mitigation | 0.95 | 45 | 0 | esc | 0.00097009 | 6.3746e-11 | 0.00097009 | 6.3746e-11 | 0.0029922 | 2.3102e-11 | 0.0083522 | 7.0486e-10
[120 empty] | 7.3.3.17.5 (Remote Grid) Updates to grid topology to minimize risk of ignition in HFTDs Remote GridWLDFREquipment / facility failureAggregated | WLDFR | HFTD - Distribution - Tier 3 - 3QU CoRE ¦ 3QU LoRE | Non-Red Flag Warning - Destructive Fires | Equipment / facility failure | Aggregated | 2047 | 6.5711e-08 | 215.5262 | 1.4163e-05 | 2047 | Mitigation | 0.95 | 45 | 0 | esc | 0.00097009 | 6.3746e-11 | 0.00097009 | 6.3746e-11 | 0.0029922 | 2.3102e-11 | 0.0083522 | 7.0486e-10
[120 empty] | 7.3.3.17.5 (Remote Grid) Updates to grid topology to minimize risk of ignition in HFTDs Remote GridWLDFREquipment / facility failureAggregated | WLDFR | HFTD - Distribution - Tier 3 - 3QU CoRE ¦ 3QU LoRE | Non-Red Flag Warning - Destructive Fires | Equipment / facility failure | Aggregated | 2048 | 6.5711e-08 | 215.5262 | 1.4163e-05 | 2048 | Mitigation | 0.95 | 45 | 0 | esc | 0.00097009 | 6.3746e-11 | 0.00097009 | 6.3746e-11 | 0.0029922 | 2.3102e-11 | 0.0083522 | 7.0486e-10
[120 empty] | 7.3.3.17.5 (Remote Grid) Updates to grid topology to minimize risk of ignition in HFTDs Remote GridWLDFREquipment / facility failureAggregated | WLDFR | HFTD - Distribution - Tier 3 - 3QU CoRE ¦ 3QU LoRE | Non-Red Flag Warning - Destructive Fires | Equipment / facility failure | Aggregated | 2049 | 6.5711e-08 | 215.5262 | 1.4163e-05 | 2049 | Mitigation | 0.95 | 45 | 0 | esc | 0.00097009 | 6.3746e-11 | 0.00097009 | 6.3746e-11 | 0.0029922 | 2.3102e-11 | 0.0083522 | 7.0486e-10
[120 empty] | 7.3.3.17.5 (Remote Grid) Updates to grid topology to minimize risk of ignition in HFTDs Remote GridWLDFREquipment / facility failureAggregated | WLDFR | HFTD - Distribution - Tier 3 - 3QU CoRE ¦ 3QU LoRE | Non-Red Flag Warning - Destructive Fires | Equipment / facility failure | Aggregated | 2050 | 6.5711e-08 | 215.5262 | 1.4163e-05 | 2050 | Mitigation | 0.95 | 45 | 0 | esc | 0.00097009 | 6.3746e-11 | 0.00097009 | 6.3746e-11 | 0.0029922 | 2.3102e-11 | 0.0083522 | 7.0486e-10
[120 empty] | 7.3.3.17.5 (Remote Grid) Updates to grid topology to minimize risk of ignition in HFTDs Remote GridWLDFREquipment / facility failureAggregated | WLDFR | HFTD - Distribution - Tier 3 - 3QU CoRE ¦ 3QU LoRE | Non-Red Flag Warning - Destructive Fires | Equipment / facility failure | Aggregated | 2051 | 6.5711e-08 | 215.5262 | 1.4163e-05 | 2051 | Mitigation | 0.95 | 45 | 0 | esc | 0.00097009 | 6.3746e-11 | 0.00097009 | 6.3746e-11 | 0.0029922 | 2.3102e-11 | 0.0083522 | 7.0486e-10
[120 empty] | 7.3.3.17.5 (Remote Grid) Updates to grid topology to minimize risk of ignition in HFTDs Remote GridWLDFREquipment / facility failureAggregated | WLDFR | HFTD - Distribution - Tier 3 - 3QU CoRE ¦ 3QU LoRE | Non-Red Flag Warning - Destructive Fires | Equipment / facility failure | Aggregated | 2052 | 6.5711e-08 | 215.5262 | 1.4163e-05 | 2052 | Mitigation | 0.95 | 45 | 0 | esc | 0.00097009 | 6.3746e-11 | 0.00097009 | 6.3746e-11 | 0.0029922 | 2.3102e-11 | 0.0083522 | 7.0486e-10
[120 empty] | 7.3.3.17.5 (Remote Grid) Updates to grid topology to minimize risk of ignition in HFTDs Remote GridWLDFREquipment / facility failureAggregated | WLDFR | HFTD - Distribution - Tier 3 - 3QU CoRE ¦ 3QU LoRE | Non-Red Flag Warning - Destructive Fires | Equipment / facility failure | Aggregated | 2053 | 6.5711e-08 | 215.5262 | 1.4163e-05 | 2053 | Mitigation | 0.95 | 45 | 0 | esc | 0.00097009 | 6.3746e-11 | 0.00097009 | 6.3746e-11 | 0.0029922 | 2.3102e-11 | 0.0083522 | 7.0486e-10
[120 empty] | 7.3.3.17.5 (Remote Grid) Updates to grid topology to minimize risk of ignition in HFTDs Remote GridWLDFREquipment / facility failureAggregated | WLDFR | HFTD - Distribution - Tier 3 - 3QU CoRE ¦ 3QU LoRE | Non-Red Flag Warning - Destructive Fires | Equipment / facility failure | Aggregated | 2054 | 6.5711e-08 | 215.5262 | 1.4163e-05 | 2054 | Mitigation | 0.95 | 45 | 0 | esc | 0.00097009 | 6.3746e-11 | 0.00097009 | 6.3746e-11 | 0.0029922 | 2.3102e-11 | 0.0083522 | 7.0486e-10
[120 empty] | 7.3.3.17.5 (Remote Grid) Updates to grid topology to minimize risk of ignition in HFTDs Remote GridWLDFREquipment / facility failureAggregated | WLDFR | HFTD - Distribution - Tier 3 - 3QU CoRE ¦ 3QU LoRE | Non-Red Flag Warning - Destructive Fires | Equipment / facility failure | Aggregated | 2055 | 6.5711e-08 | 215.5262 | 1.4163e-05 | 2055 | Mitigation | 0.95 | 45 | 0 | esc | 0.00097009 | 6.3746e-11 | 0.00097009 | 6.3746e-11 | 0.0029922 | 2.3102e-11 | 0.0083522 | 7.0486e-10
[120 empty] | 7.3.3.17.5 (Remote Grid) Updates to grid topology to minimize risk of ignition in HFTDs Remote GridWLDFREquipment / facility failureAggregated | WLDFR | HFTD - Distribution - Tier 3 - 3QU CoRE ¦ 3QU LoRE | Non-Red Flag Warning - Destructive Fires | Equipment / facility failure | Aggregated | 2056 | 6.5711e-08 | 215.5262 | 1.4163e-05 | 2056 | Mitigation | 0.95 | 45 | 0 | esc | 0.00097009 | 6.3746e-11 | 0.00097009 | 6.3746e-11 | 0.0029922 | 2.3102e-11 | 0.0083522 | 7.0486e-10
[120 empty] | 7.3.3.17.5 (Remote Grid) Updates to grid topology to minimize risk of ignition in HFTDs Remote GridWLDFREquipment / facility failureAggregated | WLDFR | HFTD - Distribution - Tier 3 - 3QU CoRE ¦ 3QU LoRE | Non-Red Flag Warning - Destructive Fires | Equipment / facility failure | Aggregated | 2057 | 6.5711e-08 | 215.5262 | 1.4163e-05 | 2057 | Mitigation | 0.95 | 45 | 0 | esc | 0.00097009 | 6.3746e-11 | 0.00097009 | 6.3746e-11 | 0.0029922 | 2.3102e-11 | 0.0083522 | 7.0486e-10
[120 empty] | 7.3.3.17.5 (Remote Grid) Updates to grid topology to minimize risk of ignition in HFTDs Remote GridWLDFREquipment / facility failureAggregated | WLDFR | HFTD - Distribution - Tier 3 - 3QU CoRE ¦ 3QU LoRE | Non-Red Flag Warning - Destructive Fires | Equipment / facility failure | Aggregated | 2058 | 6.5711e-08 | 215.5262 | 1.4163e-05 | 2058 | Mitigation | 0.95 | 45 | 0 | esc | 0.00097009 | 6.3746e-11 | 0.00097009 | 6.3746e-11 | 0.0029922 | 2.3102e-11 | 0 | 0
[120 empty] | 7.3.3.17.5 (Remote Grid) Updates to grid topology to minimize risk of ignition in HFTDs Remote GridWLDFREquipment / facility failureAggregated | WLDFR | HFTD - Distribution - Tier 3 - 3QU CoRE ¦ 3QU LoRE | Non-Red Flag Warning - Destructive Fires | Equipment / facility failure | Aggregated | 2059 | 6.5711e-08 | 215.5262 | 1.4163e-05 | 2059 | Mitigation | 0.95 | 45 | 0 | esc | 0.00097009 | 6.3746e-11 | 0.00097009 | 6.3746e-11 | 0.0029922 | 2.3102e-11 | 0 | 0
[120 empty] | 7.3.3.17.5 (Remote Grid) Updates to grid topology to minimize risk of ignition in HFTDs Remote GridWLDFREquipment / facility failureAggregated | WLDFR | HFTD - Distribution - Tier 3 - 3QU CoRE ¦ 3QU LoRE | Non-Red Flag Warning - Destructive Fires | Equipment / facility failure | Aggregated | 2060 | 6.5711e-08 | 215.5262 | 1.4163e-05 | 2060 | Mitigation | 0.95 | 45 | 0 | esc | 0.00097009 | 6.3746e-11 | 0.00097009 | 6.3746e-11 | 0.0029922 | 2.3102e-11 | 0.0092336 | 6.7448e-11
[120 empty] | 7.3.3.17.5 (Remote Grid) Updates to grid topology to minimize risk of ignition in HFTDs Remote GridWLDFREquipment / facility failureAggregated | WLDFR | HFTD - Distribution - Tier 3 - 3QU CoRE ¦ 3QU LoRE | Non-Red Flag Warning - Destructive Fires | Equipment / facility failure | Aggregated | 2061 | 6.5711e-08 | 215.5262 | 1.4163e-05 | 2061 | Mitigation | 0.95 | 45 | 0 | esc | 0.00097009 | 6.3746e-11 | 0.00097009 | 6.3746e-11 | 0.0029922 | 2.3102e-11 | 0.0092336 | 6.7448e-11
[120 empty] | 7.3.3.17.5 (Remote Grid) Updates to grid topology to minimize risk of ignition in HFTDs Remote GridWLDFREquipment / facility failureAggregated | WLDFR | HFTD - Distribution - Tier 3 - 3QU CoRE ¦ 3QU LoRE | Non-Red Flag Warning - Destructive Fires | Equipment / facility failure | Aggregated | 2062 | 6.5711e-08 | 215.5262 | 1.4163e-05 | 2062 | Mitigation | 0.95 | 45 | 0 | esc | 0.00097009 | 6.3746e-11 | 0.00097009 | 6.3746e-11 | 0.0029922 | 2.3102e-11 | 0.0092336 | 6.7448e-11
[120 empty] | 7.3.3.17.5 (Remote Grid) Updates to grid topology to minimize risk of ignition in HFTDs Remote GridWLDFREquipment / facility failureAggregated | WLDFR | HFTD - Distribution - Tier 3 - 3QU CoRE ¦ 3QU LoRE | Non-Red Flag Warning - Destructive Fires | Equipment / facility failure | Aggregated | 2063 | 6.5711e-08 | 215.5262 | 1.4163e-05 | 2063 | Mitigation | 0.95 | 45 | 0 | esc | 0.00097009 | 6.3746e-11 | 0.00097009 | 6.3746e-11 | 0.0029922 | 2.3102e-11 | 0.0092336 | 6.7448e-11
[120 empty] | 7.3.3.17.5 (Remote Grid) Updates to grid topology to minimize risk of ignition in HFTDs Remote GridWLDFREquipment / facility failureAggregated | WLDFR | HFTD - Distribution - Tier 3 - 3QU CoRE ¦ 3QU LoRE | Non-Red Flag Warning - Destructive Fires | Equipment / facility failure | Aggregated | 2064 | 6.5711e-08 | 215.5262 | 1.4163e-05 | 2064 | Mitigation | 0.95 | 45 | 0 | esc | 0.00097009 | 6.3746e-11 | 0.00097009 | 6.3746e-11 | 0.0029922 | 2.3102e-11 | 0.0092336 | 6.7448e-11
[120 empty] | 7.3.3.17.5 (Remote Grid) Updates to grid topology to minimize risk of ignition in HFTDs Remote GridWLDFREquipment / facility failureAggregated | WLDFR | HFTD - Distribution - Tier 3 - 3QU CoRE ¦ 3QU LoRE | Non-Red Flag Warning - Destructive Fires | Equipment / facility failure | Aggregated | 2065 | 6.5711e-08 | 215.5262 | 1.4163e-05 | 2065 | Mitigation | 0.95 | 45 | 0 | esc | 0.00097009 | 6.3746e-11 | 0.00097009 | 6.3746e-11 | 0.0029922 | 2.3102e-11 | 0.0092336 | 6.7448e-11
[120 empty] | 7.3.3.17.5 (Remote Grid) Updates to grid topology to minimize risk of ignition in HFTDs Remote GridWLDFREquipment / facility failureAggregated | WLDFR | HFTD - Distribution - Tier 3 - 3QU CoRE ¦ 3QU LoRE | Non-Red Flag Warning - Destructive Fires | Equipment / facility failure | Aggregated | 2066 | 6.5711e-08 | 215.5262 | 1.4163e-05 | 2066 | Mitigation | 0.95 | 45 | 0 | esc | 0.00097009 | 6.3746e-11 | 0.00097009 | 6.3746e-11 | 0.0029922 | 2.3102e-11 | 0.0092336 | 6.7448e-11
[120 empty] | 7.3.3.17.5 (Remote Grid) Updates to grid topology to minimize risk of ignition in HFTDs Remote GridWLDFREquipment / facility failureAggregated | WLDFR | HFTD - Distribution - Tier 3 - 3QU CoRE ¦ 3QU LoRE | Non-Red Flag Warning - Destructive Fires | Equipment / facility failure | Aggregated | 2067 | 6.5711e-08 | 215.5262 | 1.4163e-05 | 2067 | Mitigation | 0.95 | 45 | 0 | esc | 0 | 0 | 0.00097009 | 6.3746e-11 | 0.0029922 | 2.3102e-11 | 0.0092336 | 6.7448e-11
[120 empty] | 7.3.3.17.5 (Remote Grid) Updates to grid topology to minimize risk of ignition in HFTDs Remote GridWLDFRVegetation ContactAggregated | WLDFR | HFTD - Distribution - Tier 3 - 3QU CoRE ¦ 3QU LoRE | Non-Red Flag Warning - Destructive Fires | Vegetation Contact | Aggregated | 2022 | 6.9176e-07 | 215.5262 | 0.00014909 | 2022 | Mitigation | 0.95 | 45 | 0 | esc | 0.00097009 | 6.7107e-10 | 0 | 0 | 0.0029922 | 2.3102e-11 | 0.0092336 | 6.7448e-11
[120 empty] | 7.3.3.17.5 (Remote Grid) Updates to grid topology to minimize risk of ignition in HFTDs Remote GridWLDFRVegetation ContactAggregated | WLDFR | HFTD - Distribution - Tier 3 - 3QU CoRE ¦ 3QU LoRE | Non-Red Flag Warning - Destructive Fires | Vegetation Contact | Aggregated | 2023 | 6.9176e-07 | 215.5262 | 0.00014909 | 2023 | Mitigation | 0.95 | 45 | 0 | esc | 0.00097009 | 6.7107e-10 | 0.00097009 | 6.7107e-10 | 0.0029922 | 2.3102e-11 | 0.0092336 | 6.7448e-11
[120 empty] | 7.3.3.17.5 (Remote Grid) Updates to grid topology to minimize risk of ignition in HFTDs Remote GridWLDFRVegetation ContactAggregated | WLDFR | HFTD - Distribution - Tier 3 - 3QU CoRE ¦ 3QU LoRE | Non-Red Flag Warning - Destructive Fires | Vegetation Contact | Aggregated | 2024 | 6.9176e-07 | 215.5262 | 0.00014909 | 2024 | Mitigation | 0.95 | 45 | 0 | esc | 0.00097009 | 6.7107e-10 | 0.00097009 | 6.7107e-10 | 0.0029922 | 2.3102e-11 | 0.0092336 | 6.7448e-11
[120 empty] | 7.3.3.17.5 (Remote Grid) Updates to grid topology to minimize risk of ignition in HFTDs Remote GridWLDFRVegetation ContactAggregated | WLDFR | HFTD - Distribution - Tier 3 - 3QU CoRE ¦ 3QU LoRE | Non-Red Flag Warning - Destructive Fires | Vegetation Contact | Aggregated | 2025 | 6.9176e-07 | 215.5262 | 0.00014909 | 2025 | Mitigation | 0.95 | 45 | 0 | esc | 0.00097009 | 6.7107e-10 | 0.00097009 | 6.7107e-10 | 0.0029922 | 2.3102e-11 | 0.0092336 | 6.7448e-11
[120 empty] | 7.3.3.17.5 (Remote Grid) Updates to grid topology to minimize risk of ignition in HFTDs Remote GridWLDFRVegetation ContactAggregated | WLDFR | HFTD - Distribution - Tier 3 - 3QU CoRE ¦ 3QU LoRE | Non-Red Flag Warning - Destructive Fires | Vegetation Contact | Aggregated | 2026 | 6.9176e-07 | 215.5262 | 0.00014909 | 2026 | Mitigation | 0.95 | 45 | 0 | esc | 0.00097009 | 6.7107e-10 | 0.00097009 | 6.7107e-10 | 0.0029922 | 2.3102e-11 | 0.0092336 | 6.7448e-11
[120 empty] | 7.3.3.17.5 (Remote Grid) Updates to grid topology to minimize risk of ignition in HFTDs Remote GridWLDFRVegetation ContactAggregated | WLDFR | HFTD - Distribution - Tier 3 - 3QU CoRE ¦ 3QU LoRE | Non-Red Flag Warning - Destructive Fires | Vegetation Contact | Aggregated | 2027 | 6.9176e-07 | 215.5262 | 0.00014909 | 2027 | Mitigation | 0.95 | 45 | 0 | esc | 0.00097009 | 6.7107e-10 | 0.00097009 | 6.7107e-10 | 0.0029922 | 2.3102e-11 | 0.0092336 | 6.7448e-11
[120 empty] | 7.3.3.17.5 (Remote Grid) Updates to grid topology to minimize risk of ignition in HFTDs Remote GridWLDFRVegetation ContactAggregated | WLDFR | HFTD - Distribution - Tier 3 - 3QU CoRE ¦ 3QU LoRE | Non-Red Flag Warning - Destructive Fires | Vegetation Contact | Aggregated | 2028 | 6.9176e-07 | 215.5262 | 0.00014909 | 2028 | Mitigation | 0.95 | 45 | 0 | esc | 0.00097009 | 6.7107e-10 | 0.00097009 | 6.7107e-10 | 0.0029922 | 2.3102e-11 | 0.0092336 | 6.7448e-11
[120 empty] | 7.3.3.17.5 (Remote Grid) Updates to grid topology to minimize risk of ignition in HFTDs Remote GridWLDFRVegetation ContactAggregated | WLDFR | HFTD - Distribution - Tier 3 - 3QU CoRE ¦ 3QU LoRE | Non-Red Flag Warning - Destructive Fires | Vegetation Contact | Aggregated | 2029 | 6.9176e-07 | 215.5262 | 0.00014909 | 2029 | Mitigation | 0.95 | 45 | 0 | esc | 0.00097009 | 6.7107e-10 | 0.00097009 | 6.7107e-10 | 0.0029922 | 2.3102e-11 | 0.0092336 | 6.7448e-11
[120 empty] | 7.3.3.17.5 (Remote Grid) Updates to grid topology to minimize risk of ignition in HFTDs Remote GridWLDFRVegetation ContactAggregated | WLDFR | HFTD - Distribution - Tier 3 - 3QU CoRE ¦ 3QU LoRE | Non-Red Flag Warning - Destructive Fires | Vegetation Contact | Aggregated | 2030 | 6.9176e-07 | 215.5262 | 0.00014909 | 2030 | Mitigation | 0.95 | 45 | 0 | esc | 0.00097009 | 6.7107e-10 | 0.00097009 | 6.7107e-10 | 0.0029922 | 2.3102e-11 | 0.0092336 | 6.7448e-11
[120 empty] | 7.3.3.17.5 (Remote Grid) Updates to grid topology to minimize risk of ignition in HFTDs Remote GridWLDFRVegetation ContactAggregated | WLDFR | HFTD - Distribution - Tier 3 - 3QU CoRE ¦ 3QU LoRE | Non-Red Flag Warning - Destructive Fires | Vegetation Contact | Aggregated | 2031 | 6.9176e-07 | 215.5262 | 0.00014909 | 2031 | Mitigation | 0.95 | 45 | 0 | esc | 0.00097009 | 6.7107e-10 | 0.00097009 | 6.7107e-10 | 0.0029922 | 2.3102e-11 | 0.0092336 | 6.7448e-11
[120 empty] | 7.3.3.17.5 (Remote Grid) Updates to grid topology to minimize risk of ignition in HFTDs Remote GridWLDFRVegetation ContactAggregated | WLDFR | HFTD - Distribution - Tier 3 - 3QU CoRE ¦ 3QU LoRE | Non-Red Flag Warning - Destructive Fires | Vegetation Contact | Aggregated | 2032 | 6.9176e-07 | 215.5262 | 0.00014909 | 2032 | Mitigation | 0.95 | 45 | 0 | esc | 0.00097009 | 6.7107e-10 | 0.00097009 | 6.7107e-10 | 0.0029922 | 2.3102e-11 | 0.0092336 | 6.7448e-11
[120 empty] | 7.3.3.17.5 (Remote Grid) Updates to grid topology to minimize risk of ignition in HFTDs Remote GridWLDFRVegetation ContactAggregated | WLDFR | HFTD - Distribution - Tier 3 - 3QU CoRE ¦ 3QU LoRE | Non-Red Flag Warning - Destructive Fires | Vegetation Contact | Aggregated | 2033 | 6.9176e-07 | 215.5262 | 0.00014909 | 2033 | Mitigation | 0.95 | 45 | 0 | esc | 0.00097009 | 6.7107e-10 | 0.00097009 | 6.7107e-10 | 0.0029922 | 2.3102e-11 | 0.0092336 | 6.7448e-11
[120 empty] | 7.3.3.17.5 (Remote Grid) Updates to grid topology to minimize risk of ignition in HFTDs Remote GridWLDFRVegetation ContactAggregated | WLDFR | HFTD - Distribution - Tier 3 - 3QU CoRE ¦ 3QU LoRE | Non-Red Flag Warning - Destructive Fires | Vegetation Contact | Aggregated | 2034 | 6.9176e-07 | 215.5262 | 0.00014909 | 2034 | Mitigation | 0.95 | 45 | 0 | esc | 0.00097009 | 6.7107e-10 | 0.00097009 | 6.7107e-10 | 0.0029922 | 2.3102e-11 | 0.0092336 | 6.7448e-11
[120 empty] | 7.3.3.17.5 (Remote Grid) Updates to grid topology to minimize risk of ignition in HFTDs Remote GridWLDFRVegetation ContactAggregated | WLDFR | HFTD - Distribution - Tier 3 - 3QU CoRE ¦ 3QU LoRE | Non-Red Flag Warning - Destructive Fires | Vegetation Contact | Aggregated | 2035 | 6.9176e-07 | 215.5262 | 0.00014909 | 2035 | Mitigation | 0.95 | 45 | 0 | esc | 0.00097009 | 6.7107e-10 | 0.00097009 | 6.7107e-10 | 0.0029922 | 2.3102e-11 | 0.0092336 | 6.7448e-11
[120 empty] | 7.3.3.17.5 (Remote Grid) Updates to grid topology to minimize risk of ignition in HFTDs Remote GridWLDFRVegetation ContactAggregated | WLDFR | HFTD - Distribution - Tier 3 - 3QU CoRE ¦ 3QU LoRE | Non-Red Flag Warning - Destructive Fires | Vegetation Contact | Aggregated | 2036 | 6.9176e-07 | 215.5262 | 0.00014909 | 2036 | Mitigation | 0.95 | 45 | 0 | esc | 0.00097009 | 6.7107e-10 | 0.00097009 | 6.7107e-10 | 0.0029922 | 2.3102e-11 | 0.0092336 | 6.7448e-11
[120 empty] | 7.3.3.17.5 (Remote Grid) Updates to grid topology to minimize risk of ignition in HFTDs Remote GridWLDFRVegetation ContactAggregated | WLDFR | HFTD - Distribution - Tier 3 - 3QU CoRE ¦ 3QU LoRE | Non-Red Flag Warning - Destructive Fires | Vegetation Contact | Aggregated | 2037 | 6.9176e-07 | 215.5262 | 0.00014909 | 2037 | Mitigation | 0.95 | 45 | 0 | esc | 0.00097009 | 6.7107e-10 | 0.00097009 | 6.7107e-10 | 0.0029922 | 2.3102e-11 | 0.0092336 | 6.7448e-11
[120 empty] | 7.3.3.17.5 (Remote Grid) Updates to grid topology to minimize risk of ignition in HFTDs Remote GridWLDFRVegetation ContactAggregated | WLDFR | HFTD - Distribution - Tier 3 - 3QU CoRE ¦ 3QU LoRE | Non-Red Flag Warning - Destructive Fires | Vegetation Contact | Aggregated | 2038 | 6.9176e-07 | 215.5262 | 0.00014909 | 2038 | Mitigation | 0.95 | 45 | 0 | esc | 0.00097009 | 6.7107e-10 | 0.00097009 | 6.7107e-10 | 0.0029922 | 2.3102e-11 | 0.0092336 | 6.7448e-11
[120 empty] | 7.3.3.17.5 (Remote Grid) Updates to grid topology to minimize risk of ignition in HFTDs Remote GridWLDFRVegetation ContactAggregated | WLDFR | HFTD - Distribution - Tier 3 - 3QU CoRE ¦ 3QU LoRE | Non-Red Flag Warning - Destructive Fires | Vegetation Contact | Aggregated | 2039 | 6.9176e-07 | 215.5262 | 0.00014909 | 2039 | Mitigation | 0.95 | 45 | 0 | esc | 0.00097009 | 6.7107e-10 | 0.00097009 | 6.7107e-10 | 0.0029922 | 2.3102e-11 | 0.0092336 | 6.7448e-11
[120 empty] | 7.3.3.17.5 (Remote Grid) Updates to grid topology to minimize risk of ignition in HFTDs Remote GridWLDFRVegetation ContactAggregated | WLDFR | HFTD - Distribution - Tier 3 - 3QU CoRE ¦ 3QU LoRE | Non-Red Flag Warning - Destructive Fires | Vegetation Contact | Aggregated | 2040 | 6.9176e-07 | 215.5262 | 0.00014909 | 2040 | Mitigation | 0.95 | 45 | 0 | esc | 0.00097009 | 6.7107e-10 | 0.00097009 | 6.7107e-10 | 0.0029922 | 2.3102e-11 | 0.0092336 | 6.7448e-11
[120 empty] | 7.3.3.17.5 (Remote Grid) Updates to grid topology to minimize risk of ignition in HFTDs Remote GridWLDFRVegetation ContactAggregated | WLDFR | HFTD - Distribution - Tier 3 - 3QU CoRE ¦ 3QU LoRE | Non-Red Flag Warning - Destructive Fires | Vegetation Contact | Aggregated | 2041 | 6.9176e-07 | 215.5262 | 0.00014909 | 2041 | Mitigation | 0.95 | 45 | 0 | esc | 0.00097009 | 6.7107e-10 | 0.00097009 | 6.7107e-10 | 0.0029922 | 2.3102e-11 | 0.0092336 | 6.7448e-11
[120 empty] | 7.3.3.17.5 (Remote Grid) Updates to grid topology to minimize risk of ignition in HFTDs Remote GridWLDFRVegetation ContactAggregated | WLDFR | HFTD - Distribution - Tier 3 - 3QU CoRE ¦ 3QU LoRE | Non-Red Flag Warning - Destructive Fires | Vegetation Contact | Aggregated | 2042 | 6.9176e-07 | 215.5262 | 0.00014909 | 2042 | Mitigation | 0.95 | 45 | 0 | esc | 0.00097009 | 6.7107e-10 | 0.00097009 | 6.7107e-10 | 0 | 0 | 0.0092336 | 6.7448e-11
[120 empty] | 7.3.3.17.5 (Remote Grid) Updates to grid topology to minimize risk of ignition in HFTDs Remote GridWLDFRVegetation ContactAggregated | WLDFR | HFTD - Distribution - Tier 3 - 3QU CoRE ¦ 3QU LoRE | Non-Red Flag Warning - Destructive Fires | Vegetation Contact | Aggregated | 2043 | 6.9176e-07 | 215.5262 | 0.00014909 | 2043 | Mitigation | 0.95 | 45 | 0 | esc | 0.00097009 | 6.7107e-10 | 0.00097009 | 6.7107e-10 | 0.0029922 | 6.7681e-13 | 0.0092336 | 6.7448e-11
[120 empty] | 7.3.3.17.5 (Remote Grid) Updates to grid topology to minimize risk of ignition in HFTDs Remote GridWLDFRVegetation ContactAggregated | WLDFR | HFTD - Distribution - Tier 3 - 3QU CoRE ¦ 3QU LoRE | Non-Red Flag Warning - Destructive Fires | Vegetation Contact | Aggregated | 2044 | 6.9176e-07 | 215.5262 | 0.00014909 | 2044 | Mitigation | 0.95 | 45 | 0 | esc | 0.00097009 | 6.7107e-10 | 0.00097009 | 6.7107e-10 | 0.0029922 | 6.7681e-13 | 0 | 0
[120 empty] | 7.3.3.17.5 (Remote Grid) Updates to grid topology to minimize risk of ignition in HFTDs Remote GridWLDFRVegetation ContactAggregated | WLDFR | HFTD - Distribution - Tier 3 - 3QU CoRE ¦ 3QU LoRE | Non-Red Flag Warning - Destructive Fires | Vegetation Contact | Aggregated | 2045 | 6.9176e-07 | 215.5262 | 0.00014909 | 2045 | Mitigation | 0.95 | 45 | 0 | esc | 0.00097009 | 6.7107e-10 | 0.00097009 | 6.7107e-10 | 0.0029922 | 6.7681e-13 | 0 | 0
[120 empty] | 7.3.3.17.5 (Remote Grid) Updates to grid topology to minimize risk of ignition in HFTDs Remote GridWLDFRVegetation ContactAggregated | WLDFR | HFTD - Distribution - Tier 3 - 3QU CoRE ¦ 3QU LoRE | Non-Red Flag Warning - Destructive Fires | Vegetation Contact | Aggregated | 2046 | 6.9176e-07 | 215.5262 | 0.00014909 | 2046 | Mitigation | 0.95 | 45 | 0 | esc | 0.00097009 | 6.7107e-10 | 0.00097009 | 6.7107e-10 | 0.0029922 | 6.7681e-13 | 0.0033164 | 1.1487e-09
[120 empty] | 7.3.3.17.5 (Remote Grid) Updates to grid topology to minimize risk of ignition in HFTDs Remote GridWLDFRVegetation ContactAggregated | WLDFR | HFTD - Distribution - Tier 3 - 3QU CoRE ¦ 3QU LoRE | Non-Red Flag Warning - Destructive Fires | Vegetation Contact | Aggregated | 2047 | 6.9176e-07 | 215.5262 | 0.00014909 | 2047 | Mitigation | 0.95 | 45 | 0 | esc | 0.00097009 | 6.7107e-10 | 0.00097009 | 6.7107e-10 | 0.0029922 | 6.7681e-13 | 0.0033164 | 1.1487e-09
[120 empty] | 7.3.3.17.5 (Remote Grid) Updates to grid topology to minimize risk of ignition in HFTDs Remote GridWLDFRVegetation ContactAggregated | WLDFR | HFTD - Distribution - Tier 3 - 3QU CoRE ¦ 3QU LoRE | Non-Red Flag Warning - Destructive Fires | Vegetation Contact | Aggregated | 2048 | 6.9176e-07 | 215.5262 | 0.00014909 | 2048 | Mitigation | 0.95 | 45 | 0 | esc | 0.00097009 | 6.7107e-10 | 0.00097009 | 6.7107e-10 | 0.0029922 | 6.7681e-13 | 0.0033164 | 1.1487e-09
[120 empty] | 7.3.3.17.5 (Remote Grid) Updates to grid topology to minimize risk of ignition in HFTDs Remote GridWLDFRVegetation ContactAggregated | WLDFR | HFTD - Distribution - Tier 3 - 3QU CoRE ¦ 3QU LoRE | Non-Red Flag Warning - Destructive Fires | Vegetation Contact | Aggregated | 2049 | 6.9176e-07 | 215.5262 | 0.00014909 | 2049 | Mitigation | 0.95 | 45 | 0 | esc | 0.00097009 | 6.7107e-10 | 0.00097009 | 6.7107e-10 | 0.0029922 | 6.7681e-13 | 0.0033164 | 1.1487e-09
[120 empty] | 7.3.3.17.5 (Remote Grid) Updates to grid topology to minimize risk of ignition in HFTDs Remote GridWLDFRVegetation ContactAggregated | WLDFR | HFTD - Distribution - Tier 3 - 3QU CoRE ¦ 3QU LoRE | Non-Red Flag Warning - Destructive Fires | Vegetation Contact | Aggregated | 2050 | 6.9176e-07 | 215.5262 | 0.00014909 | 2050 | Mitigation | 0.95 | 45 | 0 | esc | 0.00097009 | 6.7107e-10 | 0.00097009 | 6.7107e-10 | 0.0029922 | 6.7681e-13 | 0.0033164 | 1.1487e-09
[120 empty] | 7.3.3.17.5 (Remote Grid) Updates to grid topology to minimize risk of ignition in HFTDs Remote GridWLDFRVegetation ContactAggregated | WLDFR | HFTD - Distribution - Tier 3 - 3QU CoRE ¦ 3QU LoRE | Non-Red Flag Warning - Destructive Fires | Vegetation Contact | Aggregated | 2051 | 6.9176e-07 | 215.5262 | 0.00014909 | 2051 | Mitigation | 0.95 | 45 | 0 | esc | 0.00097009 | 6.7107e-10 | 0.00097009 | 6.7107e-10 | 0.0029922 | 6.7681e-13 | 0.0033164 | 1.1487e-09
[120 empty] | 7.3.3.17.5 (Remote Grid) Updates to grid topology to minimize risk of ignition in HFTDs Remote GridWLDFRVegetation ContactAggregated | WLDFR | HFTD - Distribution - Tier 3 - 3QU CoRE ¦ 3QU LoRE | Non-Red Flag Warning - Destructive Fires | Vegetation Contact | Aggregated | 2052 | 6.9176e-07 | 215.5262 | 0.00014909 | 2052 | Mitigation | 0.95 | 45 | 0 | esc | 0.00097009 | 6.7107e-10 | 0.00097009 | 6.7107e-10 | 0.0029922 | 6.7681e-13 | 0.0033164 | 1.1487e-09
[120 empty] | 7.3.3.17.5 (Remote Grid) Updates to grid topology to minimize risk of ignition in HFTDs Remote GridWLDFRVegetation ContactAggregated | WLDFR | HFTD - Distribution - Tier 3 - 3QU CoRE ¦ 3QU LoRE | Non-Red Flag Warning - Destructive Fires | Vegetation Contact | Aggregated | 2053 | 6.9176e-07 | 215.5262 | 0.00014909 | 2053 | Mitigation | 0.95 | 45 | 0 | esc | 0.00097009 | 6.7107e-10 | 0.00097009 | 6.7107e-10 | 0.0029922 | 6.7681e-13 | 0.0033164 | 1.1487e-09
[120 empty] | 7.3.3.17.5 (Remote Grid) Updates to grid topology to minimize risk of ignition in HFTDs Remote GridWLDFRVegetation ContactAggregated | WLDFR | HFTD - Distribution - Tier 3 - 3QU CoRE ¦ 3QU LoRE | Non-Red Flag Warning - Destructive Fires | Vegetation Contact | Aggregated | 2054 | 6.9176e-07 | 215.5262 | 0.00014909 | 2054 | Mitigation | 0.95 | 45 | 0 | esc | 0.00097009 | 6.7107e-10 | 0.00097009 | 6.7107e-10 | 0.0029922 | 6.7681e-13 | 0.0033164 | 1.1487e-09
[120 empty] | 7.3.3.17.5 (Remote Grid) Updates to grid topology to minimize risk of ignition in HFTDs Remote GridWLDFRVegetation ContactAggregated | WLDFR | HFTD - Distribution - Tier 3 - 3QU CoRE ¦ 3QU LoRE | Non-Red Flag Warning - Destructive Fires | Vegetation Contact | Aggregated | 2055 | 6.9176e-07 | 215.5262 | 0.00014909 | 2055 | Mitigation | 0.95 | 45 | 0 | esc | 0.00097009 | 6.7107e-10 | 0.00097009 | 6.7107e-10 | 0.0029922 | 6.7681e-13 | 0.0033164 | 1.1487e-09
[120 empty] | 7.3.3.17.5 (Remote Grid) Updates to grid topology to minimize risk of ignition in HFTDs Remote GridWLDFRVegetation ContactAggregated | WLDFR | HFTD - Distribution - Tier 3 - 3QU CoRE ¦ 3QU LoRE | Non-Red Flag Warning - Destructive Fires | Vegetation Contact | Aggregated | 2056 | 6.9176e-07 | 215.5262 | 0.00014909 | 2056 | Mitigation | 0.95 | 45 | 0 | esc | 0.00097009 | 6.7107e-10 | 0.00097009 | 6.7107e-10 | 0.0029922 | 6.7681e-13 | 0.0033164 | 1.1487e-09
[120 empty] | 7.3.3.17.5 (Remote Grid) Updates to grid topology to minimize risk of ignition in HFTDs Remote GridWLDFRVegetation ContactAggregated | WLDFR | HFTD - Distribution - Tier 3 - 3QU CoRE ¦ 3QU LoRE | Non-Red Flag Warning - Destructive Fires | Vegetation Contact | Aggregated | 2057 | 6.9176e-07 | 215.5262 | 0.00014909 | 2057 | Mitigation | 0.95 | 45 | 0 | esc | 0.00097009 | 6.7107e-10 | 0.00097009 | 6.7107e-10 | 0.0029922 | 6.7681e-13 | 0.0033164 | 1.1487e-09
[120 empty] | 7.3.3.17.5 (Remote Grid) Updates to grid topology to minimize risk of ignition in HFTDs Remote GridWLDFRVegetation ContactAggregated | WLDFR | HFTD - Distribution - Tier 3 - 3QU CoRE ¦ 3QU LoRE | Non-Red Flag Warning - Destructive Fires | Vegetation Contact | Aggregated | 2058 | 6.9176e-07 | 215.5262 | 0.00014909 | 2058 | Mitigation | 0.95 | 45 | 0 | esc | 0.00097009 | 6.7107e-10 | 0.00097009 | 6.7107e-10 | 0.0029922 | 6.7681e-13 | 0.0033164 | 1.1487e-09
[120 empty] | 7.3.3.17.5 (Remote Grid) Updates to grid topology to minimize risk of ignition in HFTDs Remote GridWLDFRVegetation ContactAggregated | WLDFR | HFTD - Distribution - Tier 3 - 3QU CoRE ¦ 3QU LoRE | Non-Red Flag Warning - Destructive Fires | Vegetation Contact | Aggregated | 2059 | 6.9176e-07 | 215.5262 | 0.00014909 | 2059 | Mitigation | 0.95 | 45 | 0 | esc | 0.00097009 | 6.7107e-10 | 0.00097009 | 6.7107e-10 | 0.0029922 | 6.7681e-13 | 0.0033164 | 1.1487e-09
[120 empty] | 7.3.3.17.5 (Remote Grid) Updates to grid topology to minimize risk of ignition in HFTDs Remote GridWLDFRVegetation ContactAggregated | WLDFR | HFTD - Distribution - Tier 3 - 3QU CoRE ¦ 3QU LoRE | Non-Red Flag Warning - Destructive Fires | Vegetation Contact | Aggregated | 2060 | 6.9176e-07 | 215.5262 | 0.00014909 | 2060 | Mitigation | 0.95 | 45 | 0 | esc | 0.00097009 | 6.7107e-10 | 0.00097009 | 6.7107e-10 | 0.0029922 | 6.7681e-13 | 0.0033164 | 1.1487e-09
[120 empty] | 7.3.3.17.5 (Remote Grid) Updates to grid topology to minimize risk of ignition in HFTDs Remote GridWLDFRVegetation ContactAggregated | WLDFR | HFTD - Distribution - Tier 3 - 3QU CoRE ¦ 3QU LoRE | Non-Red Flag Warning - Destructive Fires | Vegetation Contact | Aggregated | 2061 | 6.9176e-07 | 215.5262 | 0.00014909 | 2061 | Mitigation | 0.95 | 45 | 0 | esc | 0.00097009 | 6.7107e-10 | 0.00097009 | 6.7107e-10 | 0.0029922 | 6.7681e-13 | 0.0033164 | 1.1487e-09
[120 empty] | 7.3.3.17.5 (Remote Grid) Updates to grid topology to minimize risk of ignition in HFTDs Remote GridWLDFRVegetation ContactAggregated | WLDFR | HFTD - Distribution - Tier 3 - 3QU CoRE ¦ 3QU LoRE | Non-Red Flag Warning - Destructive Fires | Vegetation Contact | Aggregated | 2062 | 6.9176e-07 | 215.5262 | 0.00014909 | 2062 | Mitigation | 0.95 | 45 | 0 | esc | 0.00097009 | 6.7107e-10 | 0.00097009 | 6.7107e-10 | 0.0029922 | 6.7681e-13 | 0.0033164 | 1.1487e-09
[120 empty] | 7.3.3.17.5 (Remote Grid) Updates to grid topology to minimize risk of ignition in HFTDs Remote GridWLDFRVegetation ContactAggregated | WLDFR | HFTD - Distribution - Tier 3 - 3QU CoRE ¦ 3QU LoRE | Non-Red Flag Warning - Destructive Fires | Vegetation Contact | Aggregated | 2063 | 6.9176e-07 | 215.5262 | 0.00014909 | 2063 | Mitigation | 0.95 | 45 | 0 | esc | 0.00097009 | 6.7107e-10 | 0.00097009 | 6.7107e-10 | 0.0029922 | 6.7681e-13 | 0.0033164 | 1.1487e-09
[120 empty] | 7.3.3.17.5 (Remote Grid) Updates to grid topology to minimize risk of ignition in HFTDs Remote GridWLDFRVegetation ContactAggregated | WLDFR | HFTD - Distribution - Tier 3 - 3QU CoRE ¦ 3QU LoRE | Non-Red Flag Warning - Destructive Fires | Vegetation Contact | Aggregated | 2064 | 6.9176e-07 | 215.5262 | 0.00014909 | 2064 | Mitigation | 0.95 | 45 | 0 | esc | 0.00097009 | 6.7107e-10 | 0.00097009 | 6.7107e-10 | 0.0029922 | 6.7681e-13 | 0.0033164 | 1.1487e-09
[120 empty] | 7.3.3.17.5 (Remote Grid) Updates to grid topology to minimize risk of ignition in HFTDs Remote GridWLDFRVegetation ContactAggregated | WLDFR | HFTD - Distribution - Tier 3 - 3QU CoRE ¦ 3QU LoRE | Non-Red Flag Warning - Destructive Fires | Vegetation Contact | Aggregated | 2065 | 6.9176e-07 | 215.5262 | 0.00014909 | 2065 | Mitigation | 0.95 | 45 | 0 | esc | 0.00097009 | 6.7107e-10 | 0.00097009 | 6.7107e-10 | 0.0029922 | 6.7681e-13 | 0.0033164 | 1.1487e-09
[120 empty] | 7.3.3.17.5 (Remote Grid) Updates to grid topology to minimize risk of ignition in HFTDs Remote GridWLDFRVegetation ContactAggregated | WLDFR | HFTD - Distribution - Tier 3 - 3QU CoRE ¦ 3QU LoRE | Non-Red Flag Warning - Destructive Fires | Vegetation Contact | Aggregated | 2066 | 6.9176e-07 | 215.5262 | 0.00014909 | 2066 | Mitigation | 0.95 | 45 | 0 | esc | 0.00097009 | 6.7107e-10 | 0.00097009 | 6.7107e-10 | 0.0029922 | 6.7681e-13 | 0.0033164 | 1.1487e-09
[120 empty] | 7.3.3.17.5 (Remote Grid) Updates to grid topology to minimize risk of ignition in HFTDs Remote GridWLDFRVegetation ContactAggregated | WLDFR | HFTD - Distribution - Tier 3 - 3QU CoRE ¦ 3QU LoRE | Non-Red Flag Warning - Destructive Fires | Vegetation Contact | Aggregated | 2067 | 6.9176e-07 | 215.5262 | 0.00014909 | 2067 | Mitigation | 0.95 | 45 | 0 | esc | 0 | 0 | 0.00097009 | 6.7107e-10 | 0.0029922 | 6.7681e-13 | 0.0033164 | 1.1487e-09
[120 empty] | 7.3.3.17.5 (Remote Grid) Updates to grid topology to minimize risk of ignition in HFTDs Remote GridWLDFRWire-to-wire contactAggregated | WLDFR | HFTD - Distribution - Tier 3 - 3QU CoRE ¦ 3QU LoRE | Non-Red Flag Warning - Destructive Fires | Wire-to-wire contact | Aggregated | 2022 | 9.4191e-08 | 215.5262 | 2.0301e-05 | 2022 | Mitigation | 0.95 | 45 | 0 | esc | 0.00097009 | 9.1374e-11 | 0 | 0 | 0.0029922 | 6.7681e-13 | 0.0033164 | 1.1487e-09
[120 empty] | 7.3.3.17.5 (Remote Grid) Updates to grid topology to minimize risk of ignition in HFTDs Remote GridWLDFRWire-to-wire contactAggregated | WLDFR | HFTD - Distribution - Tier 3 - 3QU CoRE ¦ 3QU LoRE | Non-Red Flag Warning - Destructive Fires | Wire-to-wire contact | Aggregated | 2023 | 9.4191e-08 | 215.5262 | 2.0301e-05 | 2023 | Mitigation | 0.95 | 45 | 0 | esc | 0.00097009 | 9.1374e-11 | 0.00097009 | 9.1374e-11 | 0.0029922 | 6.7681e-13 | 0.0033164 | 1.1487e-09
[120 empty] | 7.3.3.17.5 (Remote Grid) Updates to grid topology to minimize risk of ignition in HFTDs Remote GridWLDFRWire-to-wire contactAggregated | WLDFR | HFTD - Distribution - Tier 3 - 3QU CoRE ¦ 3QU LoRE | Non-Red Flag Warning - Destructive Fires | Wire-to-wire contact | Aggregated | 2024 | 9.4191e-08 | 215.5262 | 2.0301e-05 | 2024 | Mitigation | 0.95 | 45 | 0 | esc | 0.00097009 | 9.1374e-11 | 0.00097009 | 9.1374e-11 | 0.0029922 | 6.7681e-13 | 0.0033164 | 1.1487e-09
[120 empty] | 7.3.3.17.5 (Remote Grid) Updates to grid topology to minimize risk of ignition in HFTDs Remote GridWLDFRWire-to-wire contactAggregated | WLDFR | HFTD - Distribution - Tier 3 - 3QU CoRE ¦ 3QU LoRE | Non-Red Flag Warning - Destructive Fires | Wire-to-wire contact | Aggregated | 2025 | 9.4191e-08 | 215.5262 | 2.0301e-05 | 2025 | Mitigation | 0.95 | 45 | 0 | esc | 0.00097009 | 9.1374e-11 | 0.00097009 | 9.1374e-11 | 0.0029922 | 6.7681e-13 | 0.0033164 | 1.1487e-09
[120 empty] | 7.3.3.17.5 (Remote Grid) Updates to grid topology to minimize risk of ignition in HFTDs Remote GridWLDFRWire-to-wire contactAggregated | WLDFR | HFTD - Distribution - Tier 3 - 3QU CoRE ¦ 3QU LoRE | Non-Red Flag Warning - Destructive Fires | Wire-to-wire contact | Aggregated | 2026 | 9.4191e-08 | 215.5262 | 2.0301e-05 | 2026 | Mitigation | 0.95 | 45 | 0 | esc | 0.00097009 | 9.1374e-11 | 0.00097009 | 9.1374e-11 | 0.0029922 | 6.7681e-13 | 0.0033164 | 1.1487e-09
[120 empty] | 7.3.3.17.5 (Remote Grid) Updates to grid topology to minimize risk of ignition in HFTDs Remote GridWLDFRWire-to-wire contactAggregated | WLDFR | HFTD - Distribution - Tier 3 - 3QU CoRE ¦ 3QU LoRE | Non-Red Flag Warning - Destructive Fires | Wire-to-wire contact | Aggregated | 2027 | 9.4191e-08 | 215.5262 | 2.0301e-05 | 2027 | Mitigation | 0.95 | 45 | 0 | esc | 0.00097009 | 9.1374e-11 | 0.00097009 | 9.1374e-11 | 0.0029922 | 6.7681e-13 | 0.0033164 | 1.1487e-09
[120 empty] | 7.3.3.17.5 (Remote Grid) Updates to grid topology to minimize risk of ignition in HFTDs Remote GridWLDFRWire-to-wire contactAggregated | WLDFR | HFTD - Distribution - Tier 3 - 3QU CoRE ¦ 3QU LoRE | Non-Red Flag Warning - Destructive Fires | Wire-to-wire contact | Aggregated | 2028 | 9.4191e-08 | 215.5262 | 2.0301e-05 | 2028 | Mitigation | 0.95 | 45 | 0 | esc | 0.00097009 | 9.1374e-11 | 0.00097009 | 9.1374e-11 | 0.0029922 | 6.7681e-13 | 0.0033164 | 1.1487e-09
[120 empty] | 7.3.3.17.5 (Remote Grid) Updates to grid topology to minimize risk of ignition in HFTDs Remote GridWLDFRWire-to-wire contactAggregated | WLDFR | HFTD - Distribution - Tier 3 - 3QU CoRE ¦ 3QU LoRE | Non-Red Flag Warning - Destructive Fires | Wire-to-wire contact | Aggregated | 2029 | 9.4191e-08 | 215.5262 | 2.0301e-05 | 2029 | Mitigation | 0.95 | 45 | 0 | esc | 0.00097009 | 9.1374e-11 | 0.00097009 | 9.1374e-11 | 0.0029922 | 6.7681e-13 | 0.0033164 | 1.1487e-09
[120 empty] | 7.3.3.17.5 (Remote Grid) Updates to grid topology to minimize risk of ignition in HFTDs Remote GridWLDFRWire-to-wire contactAggregated | WLDFR | HFTD - Distribution - Tier 3 - 3QU CoRE ¦ 3QU LoRE | Non-Red Flag Warning - Destructive Fires | Wire-to-wire contact | Aggregated | 2030 | 9.4191e-08 | 215.5262 | 2.0301e-05 | 2030 | Mitigation | 0.95 | 45 | 0 | esc | 0.00097009 | 9.1374e-11 | 0.00097009 | 9.1374e-11 | 0.0029922 | 6.7681e-13 | 0 | 0
[120 empty] | 7.3.3.17.5 (Remote Grid) Updates to grid topology to minimize risk of ignition in HFTDs Remote GridWLDFRWire-to-wire contactAggregated | WLDFR | HFTD - Distribution - Tier 3 - 3QU CoRE ¦ 3QU LoRE | Non-Red Flag Warning - Destructive Fires | Wire-to-wire contact | Aggregated | 2031 | 9.4191e-08 | 215.5262 | 2.0301e-05 | 2031 | Mitigation | 0.95 | 45 | 0 | esc | 0.00097009 | 9.1374e-11 | 0.00097009 | 9.1374e-11 | 0.0029922 | 6.7681e-13 | 0 | 0
[120 empty] | 7.3.3.17.5 (Remote Grid) Updates to grid topology to minimize risk of ignition in HFTDs Remote GridWLDFRWire-to-wire contactAggregated | WLDFR | HFTD - Distribution - Tier 3 - 3QU CoRE ¦ 3QU LoRE | Non-Red Flag Warning - Destructive Fires | Wire-to-wire contact | Aggregated | 2032 | 9.4191e-08 | 215.5262 | 2.0301e-05 | 2032 | Mitigation | 0.95 | 45 | 0 | esc | 0.00097009 | 9.1374e-11 | 0.00097009 | 9.1374e-11 | 0.0029922 | 6.7681e-13 | 0.012804 | 3.698e-08
[120 empty] | 7.3.3.17.5 (Remote Grid) Updates to grid topology to minimize risk of ignition in HFTDs Remote GridWLDFRWire-to-wire contactAggregated | WLDFR | HFTD - Distribution - Tier 3 - 3QU CoRE ¦ 3QU LoRE | Non-Red Flag Warning - Destructive Fires | Wire-to-wire contact | Aggregated | 2033 | 9.4191e-08 | 215.5262 | 2.0301e-05 | 2033 | Mitigation | 0.95 | 45 | 0 | esc | 0.00097009 | 9.1374e-11 | 0.00097009 | 9.1374e-11 | 0.0029922 | 6.7681e-13 | 0.012804 | 3.698e-08
[120 empty] | 7.3.3.17.5 (Remote Grid) Updates to grid topology to minimize risk of ignition in HFTDs Remote GridWLDFRWire-to-wire contactAggregated | WLDFR | HFTD - Distribution - Tier 3 - 3QU CoRE ¦ 3QU LoRE | Non-Red Flag Warning - Destructive Fires | Wire-to-wire contact | Aggregated | 2034 | 9.4191e-08 | 215.5262 | 2.0301e-05 | 2034 | Mitigation | 0.95 | 45 | 0 | esc | 0.00097009 | 9.1374e-11 | 0.00097009 | 9.1374e-11 | 0.0029922 | 6.7681e-13 | 0.012804 | 3.698e-08
[120 empty] | 7.3.3.17.5 (Remote Grid) Updates to grid topology to minimize risk of ignition in HFTDs Remote GridWLDFRWire-to-wire contactAggregated | WLDFR | HFTD - Distribution - Tier 3 - 3QU CoRE ¦ 3QU LoRE | Non-Red Flag Warning - Destructive Fires | Wire-to-wire contact | Aggregated | 2035 | 9.4191e-08 | 215.5262 | 2.0301e-05 | 2035 | Mitigation | 0.95 | 45 | 0 | esc | 0.00097009 | 9.1374e-11 | 0.00097009 | 9.1374e-11 | 0.0029922 | 6.7681e-13 | 0.012804 | 3.698e-08
[120 empty] | 7.3.3.17.5 (Remote Grid) Updates to grid topology to minimize risk of ignition in HFTDs Remote GridWLDFRWire-to-wire contactAggregated | WLDFR | HFTD - Distribution - Tier 3 - 3QU CoRE ¦ 3QU LoRE | Non-Red Flag Warning - Destructive Fires | Wire-to-wire contact | Aggregated | 2036 | 9.4191e-08 | 215.5262 | 2.0301e-05 | 2036 | Mitigation | 0.95 | 45 | 0 | esc | 0.00097009 | 9.1374e-11 | 0.00097009 | 9.1374e-11 | 0.0029922 | 6.7681e-13 | 0.012804 | 3.698e-08
[120 empty] | 7.3.3.17.5 (Remote Grid) Updates to grid topology to minimize risk of ignition in HFTDs Remote GridWLDFRWire-to-wire contactAggregated | WLDFR | HFTD - Distribution - Tier 3 - 3QU CoRE ¦ 3QU LoRE | Non-Red Flag Warning - Destructive Fires | Wire-to-wire contact | Aggregated | 2037 | 9.4191e-08 | 215.5262 | 2.0301e-05 | 2037 | Mitigation | 0.95 | 45 | 0 | esc | 0.00097009 | 9.1374e-11 | 0.00097009 | 9.1374e-11 | 0.0029922 | 6.7681e-13 | 0.012804 | 3.698e-08
[120 empty] | 7.3.3.17.5 (Remote Grid) Updates to grid topology to minimize risk of ignition in HFTDs Remote GridWLDFRWire-to-wire contactAggregated | WLDFR | HFTD - Distribution - Tier 3 - 3QU CoRE ¦ 3QU LoRE | Non-Red Flag Warning - Destructive Fires | Wire-to-wire contact | Aggregated | 2038 | 9.4191e-08 | 215.5262 | 2.0301e-05 | 2038 | Mitigation | 0.95 | 45 | 0 | esc | 0.00097009 | 9.1374e-11 | 0.00097009 | 9.1374e-11 | 0.0029922 | 6.7681e-13 | 0.012804 | 3.698e-08
[120 empty] | 7.3.3.17.5 (Remote Grid) Updates to grid topology to minimize risk of ignition in HFTDs Remote GridWLDFRWire-to-wire contactAggregated | WLDFR | HFTD - Distribution - Tier 3 - 3QU CoRE ¦ 3QU LoRE | Non-Red Flag Warning - Destructive Fires | Wire-to-wire contact | Aggregated | 2039 | 9.4191e-08 | 215.5262 | 2.0301e-05 | 2039 | Mitigation | 0.95 | 45 | 0 | esc | 0.00097009 | 9.1374e-11 | 0.00097009 | 9.1374e-11 | 0.0029922 | 6.7681e-13 | 0.012804 | 3.698e-08
[120 empty] | 7.3.3.17.5 (Remote Grid) Updates to grid topology to minimize risk of ignition in HFTDs Remote GridWLDFRWire-to-wire contactAggregated | WLDFR | HFTD - Distribution - Tier 3 - 3QU CoRE ¦ 3QU LoRE | Non-Red Flag Warning - Destructive Fires | Wire-to-wire contact | Aggregated | 2040 | 9.4191e-08 | 215.5262 | 2.0301e-05 | 2040 | Mitigation | 0.95 | 45 | 0 | esc | 0.00097009 | 9.1374e-11 | 0.00097009 | 9.1374e-11 | 0.0029922 | 6.7681e-13 | 0.012804 | 3.698e-08
[120 empty] | 7.3.3.17.5 (Remote Grid) Updates to grid topology to minimize risk of ignition in HFTDs Remote GridWLDFRWire-to-wire contactAggregated | WLDFR | HFTD - Distribution - Tier 3 - 3QU CoRE ¦ 3QU LoRE | Non-Red Flag Warning - Destructive Fires | Wire-to-wire contact | Aggregated | 2041 | 9.4191e-08 | 215.5262 | 2.0301e-05 | 2041 | Mitigation | 0.95 | 45 | 0 | esc | 0.00097009 | 9.1374e-11 | 0.00097009 | 9.1374e-11 | 0.0029922 | 6.7681e-13 | 0.012804 | 3.698e-08
[120 empty] | 7.3.3.17.5 (Remote Grid) Updates to grid topology to minimize risk of ignition in HFTDs Remote GridWLDFRWire-to-wire contactAggregated | WLDFR | HFTD - Distribution - Tier 3 - 3QU CoRE ¦ 3QU LoRE | Non-Red Flag Warning - Destructive Fires | Wire-to-wire contact | Aggregated | 2042 | 9.4191e-08 | 215.5262 | 2.0301e-05 | 2042 | Mitigation | 0.95 | 45 | 0 | esc | 0.00097009 | 9.1374e-11 | 0.00097009 | 9.1374e-11 | 0.0029922 | 6.7681e-13 | 0.012804 | 3.698e-08
[120 empty] | 7.3.3.17.5 (Remote Grid) Updates to grid topology to minimize risk of ignition in HFTDs Remote GridWLDFRWire-to-wire contactAggregated | WLDFR | HFTD - Distribution - Tier 3 - 3QU CoRE ¦ 3QU LoRE | Non-Red Flag Warning - Destructive Fires | Wire-to-wire contact | Aggregated | 2043 | 9.4191e-08 | 215.5262 | 2.0301e-05 | 2043 | Mitigation | 0.95 | 45 | 0 | esc | 0.00097009 | 9.1374e-11 | 0.00097009 | 9.1374e-11 | 0.0029922 | 6.7681e-13 | 0.012804 | 3.698e-08
[120 empty] | 7.3.3.17.5 (Remote Grid) Updates to grid topology to minimize risk of ignition in HFTDs Remote GridWLDFRWire-to-wire contactAggregated | WLDFR | HFTD - Distribution - Tier 3 - 3QU CoRE ¦ 3QU LoRE | Non-Red Flag Warning - Destructive Fires | Wire-to-wire contact | Aggregated | 2044 | 9.4191e-08 | 215.5262 | 2.0301e-05 | 2044 | Mitigation | 0.95 | 45 | 0 | esc | 0.00097009 | 9.1374e-11 | 0.00097009 | 9.1374e-11 | 0.0029922 | 6.7681e-13 | 0.012804 | 3.698e-08
[120 empty] | 7.3.3.17.5 (Remote Grid) Updates to grid topology to minimize risk of ignition in HFTDs Remote GridWLDFRWire-to-wire contactAggregated | WLDFR | HFTD - Distribution - Tier 3 - 3QU CoRE ¦ 3QU LoRE | Non-Red Flag Warning - Destructive Fires | Wire-to-wire contact | Aggregated | 2045 | 9.4191e-08 | 215.5262 | 2.0301e-05 | 2045 | Mitigation | 0.95 | 45 | 0 | esc | 0.00097009 | 9.1374e-11 | 0.00097009 | 9.1374e-11 | 0.0029922 | 6.7681e-13 | 0.012804 | 3.698e-08
[120 empty] | 7.3.3.17.5 (Remote Grid) Updates to grid topology to minimize risk of ignition in HFTDs Remote GridWLDFRWire-to-wire contactAggregated | WLDFR | HFTD - Distribution - Tier 3 - 3QU CoRE ¦ 3QU LoRE | Non-Red Flag Warning - Destructive Fires | Wire-to-wire contact | Aggregated | 2046 | 9.4191e-08 | 215.5262 | 2.0301e-05 | 2046 | Mitigation | 0.95 | 45 | 0 | esc | 0.00097009 | 9.1374e-11 | 0.00097009 | 9.1374e-11 | 0 | 0 | 0.012804 | 3.698e-08
[120 empty] | 7.3.3.17.5 (Remote Grid) Updates to grid topology to minimize risk of ignition in HFTDs Remote GridWLDFRWire-to-wire contactAggregated | WLDFR | HFTD - Distribution - Tier 3 - 3QU CoRE ¦ 3QU LoRE | Non-Red Flag Warning - Destructive Fires | Wire-to-wire contact | Aggregated | 2047 | 9.4191e-08 | 215.5262 | 2.0301e-05 | 2047 | Mitigation | 0.95 | 45 | 0 | esc | 0.00097009 | 9.1374e-11 | 0.00097009 | 9.1374e-11 | 0.0029922 | 2.9923e-11 | 0.012804 | 3.698e-08
[120 empty] | 7.3.3.17.5 (Remote Grid) Updates to grid topology to minimize risk of ignition in HFTDs Remote GridWLDFRWire-to-wire contactAggregated | WLDFR | HFTD - Distribution - Tier 3 - 3QU CoRE ¦ 3QU LoRE | Non-Red Flag Warning - Destructive Fires | Wire-to-wire contact | Aggregated | 2048 | 9.4191e-08 | 215.5262 | 2.0301e-05 | 2048 | Mitigation | 0.95 | 45 | 0 | esc | 0.00097009 | 9.1374e-11 | 0.00097009 | 9.1374e-11 | 0.0029922 | 2.9923e-11 | 0.012804 | 3.698e-08
[120 empty] | 7.3.3.17.5 (Remote Grid) Updates to grid topology to minimize risk of ignition in HFTDs Remote GridWLDFRWire-to-wire contactAggregated | WLDFR | HFTD - Distribution - Tier 3 - 3QU CoRE ¦ 3QU LoRE | Non-Red Flag Warning - Destructive Fires | Wire-to-wire contact | Aggregated | 2049 | 9.4191e-08 | 215.5262 | 2.0301e-05 | 2049 | Mitigation | 0.95 | 45 | 0 | esc | 0.00097009 | 9.1374e-11 | 0.00097009 | 9.1374e-11 | 0.0029922 | 2.9923e-11 | 0.012804 | 3.698e-08
[120 empty] | 7.3.3.17.5 (Remote Grid) Updates to grid topology to minimize risk of ignition in HFTDs Remote GridWLDFRWire-to-wire contactAggregated | WLDFR | HFTD - Distribution - Tier 3 - 3QU CoRE ¦ 3QU LoRE | Non-Red Flag Warning - Destructive Fires | Wire-to-wire contact | Aggregated | 2050 | 9.4191e-08 | 215.5262 | 2.0301e-05 | 2050 | Mitigation | 0.95 | 45 | 0 | esc | 0.00097009 | 9.1374e-11 | 0.00097009 | 9.1374e-11 | 0.0029922 | 2.9923e-11 | 0.012804 | 3.698e-08
[120 empty] | 7.3.3.17.5 (Remote Grid) Updates to grid topology to minimize risk of ignition in HFTDs Remote GridWLDFRWire-to-wire contactAggregated | WLDFR | HFTD - Distribution - Tier 3 - 3QU CoRE ¦ 3QU LoRE | Non-Red Flag Warning - Destructive Fires | Wire-to-wire contact | Aggregated | 2051 | 9.4191e-08 | 215.5262 | 2.0301e-05 | 2051 | Mitigation | 0.95 | 45 | 0 | esc | 0.00097009 | 9.1374e-11 | 0.00097009 | 9.1374e-11 | 0.0029922 | 2.9923e-11 | 0.012804 | 3.698e-08
[120 empty] | 7.3.3.17.5 (Remote Grid) Updates to grid topology to minimize risk of ignition in HFTDs Remote GridWLDFRWire-to-wire contactAggregated | WLDFR | HFTD - Distribution - Tier 3 - 3QU CoRE ¦ 3QU LoRE | Non-Red Flag Warning - Destructive Fires | Wire-to-wire contact | Aggregated | 2052 | 9.4191e-08 | 215.5262 | 2.0301e-05 | 2052 | Mitigation | 0.95 | 45 | 0 | esc | 0.00097009 | 9.1374e-11 | 0.00097009 | 9.1374e-11 | 0.0029922 | 2.9923e-11 | 0.012804 | 3.698e-08
[120 empty] | 7.3.3.17.5 (Remote Grid) Updates to grid topology to minimize risk of ignition in HFTDs Remote GridWLDFRWire-to-wire contactAggregated | WLDFR | HFTD - Distribution - Tier 3 - 3QU CoRE ¦ 3QU LoRE | Non-Red Flag Warning - Destructive Fires | Wire-to-wire contact | Aggregated | 2053 | 9.4191e-08 | 215.5262 | 2.0301e-05 | 2053 | Mitigation | 0.95 | 45 | 0 | esc | 0.00097009 | 9.1374e-11 | 0.00097009 | 9.1374e-11 | 0.0029922 | 2.9923e-11 | 0.012804 | 3.698e-08
[120 empty] | 7.3.3.17.5 (Remote Grid) Updates to grid topology to minimize risk of ignition in HFTDs Remote GridWLDFRWire-to-wire contactAggregated | WLDFR | HFTD - Distribution - Tier 3 - 3QU CoRE ¦ 3QU LoRE | Non-Red Flag Warning - Destructive Fires | Wire-to-wire contact | Aggregated | 2054 | 9.4191e-08 | 215.5262 | 2.0301e-05 | 2054 | Mitigation | 0.95 | 45 | 0 | esc | 0.00097009 | 9.1374e-11 | 0.00097009 | 9.1374e-11 | 0.0029922 | 2.9923e-11 | 0.012804 | 3.698e-08
[120 empty] | 7.3.3.17.5 (Remote Grid) Updates to grid topology to minimize risk of ignition in HFTDs Remote GridWLDFRWire-to-wire contactAggregated | WLDFR | HFTD - Distribution - Tier 3 - 3QU CoRE ¦ 3QU LoRE | Non-Red Flag Warning - Destructive Fires | Wire-to-wire contact | Aggregated | 2055 | 9.4191e-08 | 215.5262 | 2.0301e-05 | 2055 | Mitigation | 0.95 | 45 | 0 | esc | 0.00097009 | 9.1374e-11 | 0.00097009 | 9.1374e-11 | 0.0029922 | 2.9923e-11 | 0.012804 | 3.698e-08
[120 empty] | 7.3.3.17.5 (Remote Grid) Updates to grid topology to minimize risk of ignition in HFTDs Remote GridWLDFRWire-to-wire contactAggregated | WLDFR | HFTD - Distribution - Tier 3 - 3QU CoRE ¦ 3QU LoRE | Non-Red Flag Warning - Destructive Fires | Wire-to-wire contact | Aggregated | 2056 | 9.4191e-08 | 215.5262 | 2.0301e-05 | 2056 | Mitigation | 0.95 | 45 | 0 | esc | 0.00097009 | 9.1374e-11 | 0.00097009 | 9.1374e-11 | 0.0029922 | 2.9923e-11 | 0.012804 | 3.698e-08
[120 empty] | 7.3.3.17.5 (Remote Grid) Updates to grid topology to minimize risk of ignition in HFTDs Remote GridWLDFRWire-to-wire contactAggregated | WLDFR | HFTD - Distribution - Tier 3 - 3QU CoRE ¦ 3QU LoRE | Non-Red Flag Warning - Destructive Fires | Wire-to-wire contact | Aggregated | 2057 | 9.4191e-08 | 215.5262 | 2.0301e-05 | 2057 | Mitigation | 0.95 | 45 | 0 | esc | 0.00097009 | 9.1374e-11 | 0.00097009 | 9.1374e-11 | 0.0029922 | 2.9923e-11 | 0.012804 | 3.698e-08
[120 empty] | 7.3.3.17.5 (Remote Grid) Updates to grid topology to minimize risk of ignition in HFTDs Remote GridWLDFRWire-to-wire contactAggregated | WLDFR | HFTD - Distribution - Tier 3 - 3QU CoRE ¦ 3QU LoRE | Non-Red Flag Warning - Destructive Fires | Wire-to-wire contact | Aggregated | 2058 | 9.4191e-08 | 215.5262 | 2.0301e-05 | 2058 | Mitigation | 0.95 | 45 | 0 | esc | 0.00097009 | 9.1374e-11 | 0.00097009 | 9.1374e-11 | 0.0029922 | 2.9923e-11 | 0.012804 | 3.698e-08
[120 empty] | 7.3.3.17.5 (Remote Grid) Updates to grid topology to minimize risk of ignition in HFTDs Remote GridWLDFRWire-to-wire contactAggregated | WLDFR | HFTD - Distribution - Tier 3 - 3QU CoRE ¦ 3QU LoRE | Non-Red Flag Warning - Destructive Fires | Wire-to-wire contact | Aggregated | 2059 | 9.4191e-08 | 215.5262 | 2.0301e-05 | 2059 | Mitigation | 0.95 | 45 | 0 | esc | 0.00097009 | 9.1374e-11 | 0.00097009 | 9.1374e-11 | 0.0029922 | 2.9923e-11 | 0.012804 | 3.698e-08
[120 empty] | 7.3.3.17.5 (Remote Grid) Updates to grid topology to minimize risk of ignition in HFTDs Remote GridWLDFRWire-to-wire contactAggregated | WLDFR | HFTD - Distribution - Tier 3 - 3QU CoRE ¦ 3QU LoRE | Non-Red Flag Warning - Destructive Fires | Wire-to-wire contact | Aggregated | 2060 | 9.4191e-08 | 215.5262 | 2.0301e-05 | 2060 | Mitigation | 0.95 | 45 | 0 | esc | 0.00097009 | 9.1374e-11 | 0.00097009 | 9.1374e-11 | 0.0029922 | 2.9923e-11 | 0.012804 | 3.698e-08
[120 empty] | 7.3.3.17.5 (Remote Grid) Updates to grid topology to minimize risk of ignition in HFTDs Remote GridWLDFRWire-to-wire contactAggregated | WLDFR | HFTD - Distribution - Tier 3 - 3QU CoRE ¦ 3QU LoRE | Non-Red Flag Warning - Destructive Fires | Wire-to-wire contact | Aggregated | 2061 | 9.4191e-08 | 215.5262 | 2.0301e-05 | 2061 | Mitigation | 0.95 | 45 | 0 | esc | 0.00097009 | 9.1374e-11 | 0.00097009 | 9.1374e-11 | 0.0029922 | 2.9923e-11 | 0.012804 | 3.698e-08
[120 empty] | 7.3.3.17.5 (Remote Grid) Updates to grid topology to minimize risk of ignition in HFTDs Remote GridWLDFRWire-to-wire contactAggregated | WLDFR | HFTD - Distribution - Tier 3 - 3QU CoRE ¦ 3QU LoRE | Non-Red Flag Warning - Destructive Fires | Wire-to-wire contact | Aggregated | 2062 | 9.4191e-08 | 215.5262 | 2.0301e-05 | 2062 | Mitigation | 0.95 | 45 | 0 | esc | 0.00097009 | 9.1374e-11 | 0.00097009 | 9.1374e-11 | 0.0029922 | 2.9923e-11 | 0 | 0
[120 empty] | 7.3.3.17.5 (Remote Grid) Updates to grid topology to minimize risk of ignition in HFTDs Remote GridWLDFRWire-to-wire contactAggregated | WLDFR | HFTD - Distribution - Tier 3 - 3QU CoRE ¦ 3QU LoRE | Non-Red Flag Warning - Destructive Fires | Wire-to-wire contact | Aggregated | 2063 | 9.4191e-08 | 215.5262 | 2.0301e-05 | 2063 | Mitigation | 0.95 | 45 | 0 | esc | 0.00097009 | 9.1374e-11 | 0.00097009 | 9.1374e-11 | 0.0029922 | 2.9923e-11 | 0 | 0
[120 empty] | 7.3.3.17.5 (Remote Grid) Updates to grid topology to minimize risk of ignition in HFTDs Remote GridWLDFRWire-to-wire contactAggregated | WLDFR | HFTD - Distribution - Tier 3 - 3QU CoRE ¦ 3QU LoRE | Non-Red Flag Warning - Destructive Fires | Wire-to-wire contact | Aggregated | 2064 | 9.4191e-08 | 215.5262 | 2.0301e-05 | 2064 | Mitigation | 0.95 | 45 | 0 | esc | 0.00097009 | 9.1374e-11 | 0.00097009 | 9.1374e-11 | 0.0029922 | 2.9923e-11 | 0.014899 | 2.2022e-09
[120 empty] | 7.3.3.17.5 (Remote Grid) Updates to grid topology to minimize risk of ignition in HFTDs Remote GridWLDFRWire-to-wire contactAggregated | WLDFR | HFTD - Distribution - Tier 3 - 3QU CoRE ¦ 3QU LoRE | Non-Red Flag Warning - Destructive Fires | Wire-to-wire contact | Aggregated | 2065 | 9.4191e-08 | 215.5262 | 2.0301e-05 | 2065 | Mitigation | 0.95 | 45 | 0 | esc | 0.00097009 | 9.1374e-11 | 0.00097009 | 9.1374e-11 | 0.0029922 | 2.9923e-11 | 0.014899 | 2.2022e-09
[120 empty] | 7.3.3.17.5 (Remote Grid) Updates to grid topology to minimize risk of ignition in HFTDs Remote GridWLDFRWire-to-wire contactAggregated | WLDFR | HFTD - Distribution - Tier 3 - 3QU CoRE ¦ 3QU LoRE | Non-Red Flag Warning - Destructive Fires | Wire-to-wire contact | Aggregated | 2066 | 9.4191e-08 | 215.5262 | 2.0301e-05 | 2066 | Mitigation | 0.95 | 45 | 0 | esc | 0.00097009 | 9.1374e-11 | 0.00097009 | 9.1374e-11 | 0.0029922 | 2.9923e-11 | 0.014899 | 2.2022e-09
[120 empty] | 7.3.3.17.5 (Remote Grid) Updates to grid topology to minimize risk of ignition in HFTDs Remote GridWLDFRWire-to-wire contactAggregated | WLDFR | HFTD - Distribution - Tier 3 - 3QU CoRE ¦ 3QU LoRE | Non-Red Flag Warning - Destructive Fires | Wire-to-wire contact | Aggregated | 2067 | 9.4191e-08 | 215.5262 | 2.0301e-05 | 2067 | Mitigation | 0.95 | 45 | 0 | esc | 0 | 0 | 0.00097009 | 9.1374e-11 | 0.0029922 | 2.9923e-11 | 0.014899 | 2.2022e-09
[120 empty] | 7.3.3.17.5 (Remote Grid) Updates to grid topology to minimize risk of ignition in HFTDs Remote GridWLDFRContact from objectAggregated | WLDFR | HFTD - Distribution - Tier 3 - 3QU CoRE ¦ 3QU LoRE | Non-Red Flag Warning - Large Fires | Contact from object | Aggregated | 2022 | 2.3661e-06 | 215.5262 | 0.00050996 | 2022 | Mitigation | 0.95 | 45 | 0 | esc | 0.00097009 | 2.2954e-09 | 0 | 0 | 0.0029922 | 2.9923e-11 | 0.014899 | 2.2022e-09
[120 empty] | 7.3.3.17.5 (Remote Grid) Updates to grid topology to minimize risk of ignition in HFTDs Remote GridWLDFRContact from objectAggregated | WLDFR | HFTD - Distribution - Tier 3 - 3QU CoRE ¦ 3QU LoRE | Non-Red Flag Warning - Large Fires | Contact from object | Aggregated | 2023 | 2.3661e-06 | 215.5262 | 0.00050996 | 2023 | Mitigation | 0.95 | 45 | 0 | esc | 0.00097009 | 2.2954e-09 | 0.00097009 | 2.2954e-09 | 0.0029922 | 2.9923e-11 | 0.014899 | 2.2022e-09
[120 empty] | 7.3.3.17.5 (Remote Grid) Updates to grid topology to minimize risk of ignition in HFTDs Remote GridWLDFRContact from objectAggregated | WLDFR | HFTD - Distribution - Tier 3 - 3QU CoRE ¦ 3QU LoRE | Non-Red Flag Warning - Large Fires | Contact from object | Aggregated | 2024 | 2.3661e-06 | 215.5262 | 0.00050996 | 2024 | Mitigation | 0.95 | 45 | 0 | esc | 0.00097009 | 2.2954e-09 | 0.00097009 | 2.2954e-09 | 0.0029922 | 2.9923e-11 | 0.014899 | 2.2022e-09
[120 empty] | 7.3.3.17.5 (Remote Grid) Updates to grid topology to minimize risk of ignition in HFTDs Remote GridWLDFRContact from objectAggregated | WLDFR | HFTD - Distribution - Tier 3 - 3QU CoRE ¦ 3QU LoRE | Non-Red Flag Warning - Large Fires | Contact from object | Aggregated | 2025 | 2.3661e-06 | 215.5262 | 0.00050996 | 2025 | Mitigation | 0.95 | 45 | 0 | esc | 0.00097009 | 2.2954e-09 | 0.00097009 | 2.2954e-09 | 0.0029922 | 2.9923e-11 | 0.014899 | 2.2022e-09
[120 empty] | 7.3.3.17.5 (Remote Grid) Updates to grid topology to minimize risk of ignition in HFTDs Remote GridWLDFRContact from objectAggregated | WLDFR | HFTD - Distribution - Tier 3 - 3QU CoRE ¦ 3QU LoRE | Non-Red Flag Warning - Large Fires | Contact from object | Aggregated | 2026 | 2.3661e-06 | 215.5262 | 0.00050996 | 2026 | Mitigation | 0.95 | 45 | 0 | esc | 0.00097009 | 2.2954e-09 | 0.00097009 | 2.2954e-09 | 0.0029922 | 2.9923e-11 | 0.014899 | 2.2022e-09
[120 empty] | 7.3.3.17.5 (Remote Grid) Updates to grid topology to minimize risk of ignition in HFTDs Remote GridWLDFRContact from objectAggregated | WLDFR | HFTD - Distribution - Tier 3 - 3QU CoRE ¦ 3QU LoRE | Non-Red Flag Warning - Large Fires | Contact from object | Aggregated | 2027 | 2.3661e-06 | 215.5262 | 0.00050996 | 2027 | Mitigation | 0.95 | 45 | 0 | esc | 0.00097009 | 2.2954e-09 | 0.00097009 | 2.2954e-09 | 0.0029922 | 2.9923e-11 | 0.014899 | 2.2022e-09
[120 empty] | 7.3.3.17.5 (Remote Grid) Updates to grid topology to minimize risk of ignition in HFTDs Remote GridWLDFRContact from objectAggregated | WLDFR | HFTD - Distribution - Tier 3 - 3QU CoRE ¦ 3QU LoRE | Non-Red Flag Warning - Large Fires | Contact from object | Aggregated | 2028 | 2.3661e-06 | 215.5262 | 0.00050996 | 2028 | Mitigation | 0.95 | 45 | 0 | esc | 0.00097009 | 2.2954e-09 | 0.00097009 | 2.2954e-09 | 0.0029922 | 2.9923e-11 | 0.014899 | 2.2022e-09
[120 empty] | 7.3.3.17.5 (Remote Grid) Updates to grid topology to minimize risk of ignition in HFTDs Remote GridWLDFRContact from objectAggregated | WLDFR | HFTD - Distribution - Tier 3 - 3QU CoRE ¦ 3QU LoRE | Non-Red Flag Warning - Large Fires | Contact from object | Aggregated | 2029 | 2.3661e-06 | 215.5262 | 0.00050996 | 2029 | Mitigation | 0.95 | 45 | 0 | esc | 0.00097009 | 2.2954e-09 | 0.00097009 | 2.2954e-09 | 0.0029922 | 2.9923e-11 | 0.014899 | 2.2022e-09
[120 empty] | 7.3.3.17.5 (Remote Grid) Updates to grid topology to minimize risk of ignition in HFTDs Remote GridWLDFRContact from objectAggregated | WLDFR | HFTD - Distribution - Tier 3 - 3QU CoRE ¦ 3QU LoRE | Non-Red Flag Warning - Large Fires | Contact from object | Aggregated | 2030 | 2.3661e-06 | 215.5262 | 0.00050996 | 2030 | Mitigation | 0.95 | 45 | 0 | esc | 0.00097009 | 2.2954e-09 | 0.00097009 | 2.2954e-09 | 0.0029922 | 2.9923e-11 | 0.014899 | 2.2022e-09
[120 empty] | 7.3.3.17.5 (Remote Grid) Updates to grid topology to minimize risk of ignition in HFTDs Remote GridWLDFRContact from objectAggregated | WLDFR | HFTD - Distribution - Tier 3 - 3QU CoRE ¦ 3QU LoRE | Non-Red Flag Warning - Large Fires | Contact from object | Aggregated | 2031 | 2.3661e-06 | 215.5262 | 0.00050996 | 2031 | Mitigation | 0.95 | 45 | 0 | esc | 0.00097009 | 2.2954e-09 | 0.00097009 | 2.2954e-09 | 0.0029922 | 2.9923e-11 | 0.014899 | 2.2022e-09
[120 empty] | 7.3.3.17.5 (Remote Grid) Updates to grid topology to minimize risk of ignition in HFTDs Remote GridWLDFRContact from objectAggregated | WLDFR | HFTD - Distribution - Tier 3 - 3QU CoRE ¦ 3QU LoRE | Non-Red Flag Warning - Large Fires | Contact from object | Aggregated | 2032 | 2.3661e-06 | 215.5262 | 0.00050996 | 2032 | Mitigation | 0.95 | 45 | 0 | esc | 0.00097009 | 2.2954e-09 | 0.00097009 | 2.2954e-09 | 0.0029922 | 2.9923e-11 | 0.014899 | 2.2022e-09
[120 empty] | 7.3.3.17.5 (Remote Grid) Updates to grid topology to minimize risk of ignition in HFTDs Remote GridWLDFRContact from objectAggregated | WLDFR | HFTD - Distribution - Tier 3 - 3QU CoRE ¦ 3QU LoRE | Non-Red Flag Warning - Large Fires | Contact from object | Aggregated | 2033 | 2.3661e-06 | 215.5262 | 0.00050996 | 2033 | Mitigation | 0.95 | 45 | 0 | esc | 0.00097009 | 2.2954e-09 | 0.00097009 | 2.2954e-09 | 0.0029922 | 2.9923e-11 | 0.014899 | 2.2022e-09
[120 empty] | 7.3.3.17.5 (Remote Grid) Updates to grid topology to minimize risk of ignition in HFTDs Remote GridWLDFRContact from objectAggregated | WLDFR | HFTD - Distribution - Tier 3 - 3QU CoRE ¦ 3QU LoRE | Non-Red Flag Warning - Large Fires | Contact from object | Aggregated | 2034 | 2.3661e-06 | 215.5262 | 0.00050996 | 2034 | Mitigation | 0.95 | 45 | 0 | esc | 0.00097009 | 2.2954e-09 | 0.00097009 | 2.2954e-09 | 0.0029922 | 2.9923e-11 | 0.014899 | 2.2022e-09
[120 empty] | 7.3.3.17.5 (Remote Grid) Updates to grid topology to minimize risk of ignition in HFTDs Remote GridWLDFRContact from objectAggregated | WLDFR | HFTD - Distribution - Tier 3 - 3QU CoRE ¦ 3QU LoRE | Non-Red Flag Warning - Large Fires | Contact from object | Aggregated | 2035 | 2.3661e-06 | 215.5262 | 0.00050996 | 2035 | Mitigation | 0.95 | 45 | 0 | esc | 0.00097009 | 2.2954e-09 | 0.00097009 | 2.2954e-09 | 0.0029922 | 2.9923e-11 | 0.014899 | 2.2022e-09
[120 empty] | 7.3.3.17.5 (Remote Grid) Updates to grid topology to minimize risk of ignition in HFTDs Remote GridWLDFRContact from objectAggregated | WLDFR | HFTD - Distribution - Tier 3 - 3QU CoRE ¦ 3QU LoRE | Non-Red Flag Warning - Large Fires | Contact from object | Aggregated | 2036 | 2.3661e-06 | 215.5262 | 0.00050996 | 2036 | Mitigation | 0.95 | 45 | 0 | esc | 0.00097009 | 2.2954e-09 | 0.00097009 | 2.2954e-09 | 0.0029922 | 2.9923e-11 | 0.014899 | 2.2022e-09
[120 empty] | 7.3.3.17.5 (Remote Grid) Updates to grid topology to minimize risk of ignition in HFTDs Remote GridWLDFRContact from objectAggregated | WLDFR | HFTD - Distribution - Tier 3 - 3QU CoRE ¦ 3QU LoRE | Non-Red Flag Warning - Large Fires | Contact from object | Aggregated | 2037 | 2.3661e-06 | 215.5262 | 0.00050996 | 2037 | Mitigation | 0.95 | 45 | 0 | esc | 0.00097009 | 2.2954e-09 | 0.00097009 | 2.2954e-09 | 0.0029922 | 2.9923e-11 | 0.014899 | 2.2022e-09
[120 empty] | 7.3.3.17.5 (Remote Grid) Updates to grid topology to minimize risk of ignition in HFTDs Remote GridWLDFRContact from objectAggregated | WLDFR | HFTD - Distribution - Tier 3 - 3QU CoRE ¦ 3QU LoRE | Non-Red Flag Warning - Large Fires | Contact from object | Aggregated | 2038 | 2.3661e-06 | 215.5262 | 0.00050996 | 2038 | Mitigation | 0.95 | 45 | 0 | esc | 0.00097009 | 2.2954e-09 | 0.00097009 | 2.2954e-09 | 0.0029922 | 2.9923e-11 | 0.014899 | 2.2022e-09
[120 empty] | 7.3.3.17.5 (Remote Grid) Updates to grid topology to minimize risk of ignition in HFTDs Remote GridWLDFRContact from objectAggregated | WLDFR | HFTD - Distribution - Tier 3 - 3QU CoRE ¦ 3QU LoRE | Non-Red Flag Warning - Large Fires | Contact from object | Aggregated | 2039 | 2.3661e-06 | 215.5262 | 0.00050996 | 2039 | Mitigation | 0.95 | 45 | 0 | esc | 0.00097009 | 2.2954e-09 | 0.00097009 | 2.2954e-09 | 0.0029922 | 2.9923e-11 | 0.014899 | 2.2022e-09
[120 empty] | 7.3.3.17.5 (Remote Grid) Updates to grid topology to minimize risk of ignition in HFTDs Remote GridWLDFRContact from objectAggregated | WLDFR | HFTD - Distribution - Tier 3 - 3QU CoRE ¦ 3QU LoRE | Non-Red Flag Warning - Large Fires | Contact from object | Aggregated | 2040 | 2.3661e-06 | 215.5262 | 0.00050996 | 2040 | Mitigation | 0.95 | 45 | 0 | esc | 0.00097009 | 2.2954e-09 | 0.00097009 | 2.2954e-09 | 0.0029922 | 2.9923e-11 | 0.014899 | 2.2022e-09
[120 empty] | 7.3.3.17.5 (Remote Grid) Updates to grid topology to minimize risk of ignition in HFTDs Remote GridWLDFRContact from objectAggregated | WLDFR | HFTD - Distribution - Tier 3 - 3QU CoRE ¦ 3QU LoRE | Non-Red Flag Warning - Large Fires | Contact from object | Aggregated | 2041 | 2.3661e-06 | 215.5262 | 0.00050996 | 2041 | Mitigation | 0.95 | 45 | 0 | esc | 0.00097009 | 2.2954e-09 | 0.00097009 | 2.2954e-09 | 0.0029922 | 2.9923e-11 | 0.014899 | 2.2022e-09
[120 empty] | 7.3.3.17.5 (Remote Grid) Updates to grid topology to minimize risk of ignition in HFTDs Remote GridWLDFRContact from objectAggregated | WLDFR | HFTD - Distribution - Tier 3 - 3QU CoRE ¦ 3QU LoRE | Non-Red Flag Warning - Large Fires | Contact from object | Aggregated | 2042 | 2.3661e-06 | 215.5262 | 0.00050996 | 2042 | Mitigation | 0.95 | 45 | 0 | esc | 0.00097009 | 2.2954e-09 | 0.00097009 | 2.2954e-09 | 0.0029922 | 2.9923e-11 | 0.014899 | 2.2022e-09
[120 empty] | 7.3.3.17.5 (Remote Grid) Updates to grid topology to minimize risk of ignition in HFTDs Remote GridWLDFRContact from objectAggregated | WLDFR | HFTD - Distribution - Tier 3 - 3QU CoRE ¦ 3QU LoRE | Non-Red Flag Warning - Large Fires | Contact from object | Aggregated | 2043 | 2.3661e-06 | 215.5262 | 0.00050996 | 2043 | Mitigation | 0.95 | 45 | 0 | esc | 0.00097009 | 2.2954e-09 | 0.00097009 | 2.2954e-09 | 0.0029922 | 2.9923e-11 | 0.014899 | 2.2022e-09
[120 empty] | 7.3.3.17.5 (Remote Grid) Updates to grid topology to minimize risk of ignition in HFTDs Remote GridWLDFRContact from objectAggregated | WLDFR | HFTD - Distribution - Tier 3 - 3QU CoRE ¦ 3QU LoRE | Non-Red Flag Warning - Large Fires | Contact from object | Aggregated | 2044 | 2.3661e-06 | 215.5262 | 0.00050996 | 2044 | Mitigation | 0.95 | 45 | 0 | esc | 0.00097009 | 2.2954e-09 | 0.00097009 | 2.2954e-09 | 0.0029922 | 2.9923e-11 | 0.014899 | 2.2022e-09
[120 empty] | 7.3.3.17.5 (Remote Grid) Updates to grid topology to minimize risk of ignition in HFTDs Remote GridWLDFRContact from objectAggregated | WLDFR | HFTD - Distribution - Tier 3 - 3QU CoRE ¦ 3QU LoRE | Non-Red Flag Warning - Large Fires | Contact from object | Aggregated | 2045 | 2.3661e-06 | 215.5262 | 0.00050996 | 2045 | Mitigation | 0.95 | 45 | 0 | esc | 0.00097009 | 2.2954e-09 | 0.00097009 | 2.2954e-09 | 0.0029922 | 2.9923e-11 | 0.014899 | 2.2022e-09
[120 empty] | 7.3.3.17.5 (Remote Grid) Updates to grid topology to minimize risk of ignition in HFTDs Remote GridWLDFRContact from objectAggregated | WLDFR | HFTD - Distribution - Tier 3 - 3QU CoRE ¦ 3QU LoRE | Non-Red Flag Warning - Large Fires | Contact from object | Aggregated | 2046 | 2.3661e-06 | 215.5262 | 0.00050996 | 2046 | Mitigation | 0.95 | 45 | 0 | esc | 0.00097009 | 2.2954e-09 | 0.00097009 | 2.2954e-09 | 0.0029922 | 2.9923e-11 | 0.014899 | 2.2022e-09
[120 empty] | 7.3.3.17.5 (Remote Grid) Updates to grid topology to minimize risk of ignition in HFTDs Remote GridWLDFRContact from objectAggregated | WLDFR | HFTD - Distribution - Tier 3 - 3QU CoRE ¦ 3QU LoRE | Non-Red Flag Warning - Large Fires | Contact from object | Aggregated | 2047 | 2.3661e-06 | 215.5262 | 0.00050996 | 2047 | Mitigation | 0.95 | 45 | 0 | esc | 0.00097009 | 2.2954e-09 | 0.00097009 | 2.2954e-09 | 0.0029922 | 2.9923e-11 | 0.014899 | 2.2022e-09
[120 empty] | 7.3.3.17.5 (Remote Grid) Updates to grid topology to minimize risk of ignition in HFTDs Remote GridWLDFRContact from objectAggregated | WLDFR | HFTD - Distribution - Tier 3 - 3QU CoRE ¦ 3QU LoRE | Non-Red Flag Warning - Large Fires | Contact from object | Aggregated | 2048 | 2.3661e-06 | 215.5262 | 0.00050996 | 2048 | Mitigation | 0.95 | 45 | 0 | esc | 0.00097009 | 2.2954e-09 | 0.00097009 | 2.2954e-09 | 0.0029922 | 2.9923e-11 | 0 | 0
[120 empty] | 7.3.3.17.5 (Remote Grid) Updates to grid topology to minimize risk of ignition in HFTDs Remote GridWLDFRContact from objectAggregated | WLDFR | HFTD - Distribution - Tier 3 - 3QU CoRE ¦ 3QU LoRE | Non-Red Flag Warning - Large Fires | Contact from object | Aggregated | 2049 | 2.3661e-06 | 215.5262 | 0.00050996 | 2049 | Mitigation | 0.95 | 45 | 0 | esc | 0.00097009 | 2.2954e-09 | 0.00097009 | 2.2954e-09 | 0.0029922 | 2.9923e-11 | 0 | 0
[120 empty] | 7.3.3.17.5 (Remote Grid) Updates to grid topology to minimize risk of ignition in HFTDs Remote GridWLDFRContact from objectAggregated | WLDFR | HFTD - Distribution - Tier 3 - 3QU CoRE ¦ 3QU LoRE | Non-Red Flag Warning - Large Fires | Contact from object | Aggregated | 2050 | 2.3661e-06 | 215.5262 | 0.00050996 | 2050 | Mitigation | 0.95 | 45 | 0 | esc | 0.00097009 | 2.2954e-09 | 0.00097009 | 2.2954e-09 | 0 | 0 | 0.008942 | 7.6482e-09
[120 empty] | 7.3.3.17.5 (Remote Grid) Updates to grid topology to minimize risk of ignition in HFTDs Remote GridWLDFRContact from objectAggregated | WLDFR | HFTD - Distribution - Tier 3 - 3QU CoRE ¦ 3QU LoRE | Non-Red Flag Warning - Large Fires | Contact from object | Aggregated | 2051 | 2.3661e-06 | 215.5262 | 0.00050996 | 2051 | Mitigation | 0.95 | 45 | 0 | esc | 0.00097009 | 2.2954e-09 | 0.00097009 | 2.2954e-09 | 0.0029922 | 3.9974e-11 | 0.008942 | 7.6482e-09
[120 empty] | 7.3.3.17.5 (Remote Grid) Updates to grid topology to minimize risk of ignition in HFTDs Remote GridWLDFRContact from objectAggregated | WLDFR | HFTD - Distribution - Tier 3 - 3QU CoRE ¦ 3QU LoRE | Non-Red Flag Warning - Large Fires | Contact from object | Aggregated | 2052 | 2.3661e-06 | 215.5262 | 0.00050996 | 2052 | Mitigation | 0.95 | 45 | 0 | esc | 0.00097009 | 2.2954e-09 | 0.00097009 | 2.2954e-09 | 0.0029922 | 3.9974e-11 | 0.008942 | 7.6482e-09
[120 empty] | 7.3.3.17.5 (Remote Grid) Updates to grid topology to minimize risk of ignition in HFTDs Remote GridWLDFRContact from objectAggregated | WLDFR | HFTD - Distribution - Tier 3 - 3QU CoRE ¦ 3QU LoRE | Non-Red Flag Warning - Large Fires | Contact from object | Aggregated | 2053 | 2.3661e-06 | 215.5262 | 0.00050996 | 2053 | Mitigation | 0.95 | 45 | 0 | esc | 0.00097009 | 2.2954e-09 | 0.00097009 | 2.2954e-09 | 0.0029922 | 3.9974e-11 | 0.008942 | 7.6482e-09
[120 empty] | 7.3.3.17.5 (Remote Grid) Updates to grid topology to minimize risk of ignition in HFTDs Remote GridWLDFRContact from objectAggregated | WLDFR | HFTD - Distribution - Tier 3 - 3QU CoRE ¦ 3QU LoRE | Non-Red Flag Warning - Large Fires | Contact from object | Aggregated | 2054 | 2.3661e-06 | 215.5262 | 0.00050996 | 2054 | Mitigation | 0.95 | 45 | 0 | esc | 0.00097009 | 2.2954e-09 | 0.00097009 | 2.2954e-09 | 0.0029922 | 3.9974e-11 | 0.008942 | 7.6482e-09
[120 empty] | 7.3.3.17.5 (Remote Grid) Updates to grid topology to minimize risk of ignition in HFTDs Remote GridWLDFRContact from objectAggregated | WLDFR | HFTD - Distribution - Tier 3 - 3QU CoRE ¦ 3QU LoRE | Non-Red Flag Warning - Large Fires | Contact from object | Aggregated | 2055 | 2.3661e-06 | 215.5262 | 0.00050996 | 2055 | Mitigation | 0.95 | 45 | 0 | esc | 0.00097009 | 2.2954e-09 | 0.00097009 | 2.2954e-09 | 0.0029922 | 3.9974e-11 | 0.008942 | 7.6482e-09
[120 empty] | 7.3.3.17.5 (Remote Grid) Updates to grid topology to minimize risk of ignition in HFTDs Remote GridWLDFRContact from objectAggregated | WLDFR | HFTD - Distribution - Tier 3 - 3QU CoRE ¦ 3QU LoRE | Non-Red Flag Warning - Large Fires | Contact from object | Aggregated | 2056 | 2.3661e-06 | 215.5262 | 0.00050996 | 2056 | Mitigation | 0.95 | 45 | 0 | esc | 0.00097009 | 2.2954e-09 | 0.00097009 | 2.2954e-09 | 0.0029922 | 3.9974e-11 | 0.008942 | 7.6482e-09
[120 empty] | 7.3.3.17.5 (Remote Grid) Updates to grid topology to minimize risk of ignition in HFTDs Remote GridWLDFRContact from objectAggregated | WLDFR | HFTD - Distribution - Tier 3 - 3QU CoRE ¦ 3QU LoRE | Non-Red Flag Warning - Large Fires | Contact from object | Aggregated | 2057 | 2.3661e-06 | 215.5262 | 0.00050996 | 2057 | Mitigation | 0.95 | 45 | 0 | esc | 0.00097009 | 2.2954e-09 | 0.00097009 | 2.2954e-09 | 0.0029922 | 3.9974e-11 | 0.008942 | 7.6482e-09
[120 empty] | 7.3.3.17.5 (Remote Grid) Updates to grid topology to minimize risk of ignition in HFTDs Remote GridWLDFRContact from objectAggregated | WLDFR | HFTD - Distribution - Tier 3 - 3QU CoRE ¦ 3QU LoRE | Non-Red Flag Warning - Large Fires | Contact from object | Aggregated | 2058 | 2.3661e-06 | 215.5262 | 0.00050996 | 2058 | Mitigation | 0.95 | 45 | 0 | esc | 0.00097009 | 2.2954e-09 | 0.00097009 | 2.2954e-09 | 0.0029922 | 3.9974e-11 | 0.008942 | 7.6482e-09
[120 empty] | 7.3.3.17.5 (Remote Grid) Updates to grid topology to minimize risk of ignition in HFTDs Remote GridWLDFRContact from objectAggregated | WLDFR | HFTD - Distribution - Tier 3 - 3QU CoRE ¦ 3QU LoRE | Non-Red Flag Warning - Large Fires | Contact from object | Aggregated | 2059 | 2.3661e-06 | 215.5262 | 0.00050996 | 2059 | Mitigation | 0.95 | 45 | 0 | esc | 0.00097009 | 2.2954e-09 | 0.00097009 | 2.2954e-09 | 0.0029922 | 3.9974e-11 | 0.008942 | 7.6482e-09
[120 empty] | 7.3.3.17.5 (Remote Grid) Updates to grid topology to minimize risk of ignition in HFTDs Remote GridWLDFRContact from objectAggregated | WLDFR | HFTD - Distribution - Tier 3 - 3QU CoRE ¦ 3QU LoRE | Non-Red Flag Warning - Large Fires | Contact from object | Aggregated | 2060 | 2.3661e-06 | 215.5262 | 0.00050996 | 2060 | Mitigation | 0.95 | 45 | 0 | esc | 0.00097009 | 2.2954e-09 | 0.00097009 | 2.2954e-09 | 0.0029922 | 3.9974e-11 | 0.008942 | 7.6482e-09
[120 empty] | 7.3.3.17.5 (Remote Grid) Updates to grid topology to minimize risk of ignition in HFTDs Remote GridWLDFRContact from objectAggregated | WLDFR | HFTD - Distribution - Tier 3 - 3QU CoRE ¦ 3QU LoRE | Non-Red Flag Warning - Large Fires | Contact from object | Aggregated | 2061 | 2.3661e-06 | 215.5262 | 0.00050996 | 2061 | Mitigation | 0.95 | 45 | 0 | esc | 0.00097009 | 2.2954e-09 | 0.00097009 | 2.2954e-09 | 0.0029922 | 3.9974e-11 | 0.008942 | 7.6482e-09
[120 empty] | 7.3.3.17.5 (Remote Grid) Updates to grid topology to minimize risk of ignition in HFTDs Remote GridWLDFRContact from objectAggregated | WLDFR | HFTD - Distribution - Tier 3 - 3QU CoRE ¦ 3QU LoRE | Non-Red Flag Warning - Large Fires | Contact from object | Aggregated | 2062 | 2.3661e-06 | 215.5262 | 0.00050996 | 2062 | Mitigation | 0.95 | 45 | 0 | esc | 0.00097009 | 2.2954e-09 | 0.00097009 | 2.2954e-09 | 0.0029922 | 3.9974e-11 | 0.008942 | 7.6482e-09
[120 empty] | 7.3.3.17.5 (Remote Grid) Updates to grid topology to minimize risk of ignition in HFTDs Remote GridWLDFRContact from objectAggregated | WLDFR | HFTD - Distribution - Tier 3 - 3QU CoRE ¦ 3QU LoRE | Non-Red Flag Warning - Large Fires | Contact from object | Aggregated | 2063 | 2.3661e-06 | 215.5262 | 0.00050996 | 2063 | Mitigation | 0.95 | 45 | 0 | esc | 0.00097009 | 2.2954e-09 | 0.00097009 | 2.2954e-09 | 0.0029922 | 3.9974e-11 | 0.008942 | 7.6482e-09
[120 empty] | 7.3.3.17.5 (Remote Grid) Updates to grid topology to minimize risk of ignition in HFTDs Remote GridWLDFRContact from objectAggregated | WLDFR | HFTD - Distribution - Tier 3 - 3QU CoRE ¦ 3QU LoRE | Non-Red Flag Warning - Large Fires | Contact from object | Aggregated | 2064 | 2.3661e-06 | 215.5262 | 0.00050996 | 2064 | Mitigation | 0.95 | 45 | 0 | esc | 0.00097009 | 2.2954e-09 | 0.00097009 | 2.2954e-09 | 0.0029922 | 3.9974e-11 | 0.008942 | 7.6482e-09
[120 empty] | 7.3.3.17.5 (Remote Grid) Updates to grid topology to minimize risk of ignition in HFTDs Remote GridWLDFRContact from objectAggregated | WLDFR | HFTD - Distribution - Tier 3 - 3QU CoRE ¦ 3QU LoRE | Non-Red Flag Warning - Large Fires | Contact from object | Aggregated | 2065 | 2.3661e-06 | 215.5262 | 0.00050996 | 2065 | Mitigation | 0.95 | 45 | 0 | esc | 0.00097009 | 2.2954e-09 | 0.00097009 | 2.2954e-09 | 0.0029922 | 3.9974e-11 | 0.008942 | 7.6482e-09
[120 empty] | 7.3.3.17.5 (Remote Grid) Updates to grid topology to minimize risk of ignition in HFTDs Remote GridWLDFRContact from objectAggregated | WLDFR | HFTD - Distribution - Tier 3 - 3QU CoRE ¦ 3QU LoRE | Non-Red Flag Warning - Large Fires | Contact from object | Aggregated | 2066 | 2.3661e-06 | 215.5262 | 0.00050996 | 2066 | Mitigation | 0.95 | 45 | 0 | esc | 0.00097009 | 2.2954e-09 | 0.00097009 | 2.2954e-09 | 0.0029922 | 3.9974e-11 | 0.008942 | 7.6482e-09
[120 empty] | 7.3.3.17.5 (Remote Grid) Updates to grid topology to minimize risk of ignition in HFTDs Remote GridWLDFRContact from objectAggregated | WLDFR | HFTD - Distribution - Tier 3 - 3QU CoRE ¦ 3QU LoRE | Non-Red Flag Warning - Large Fires | Contact from object | Aggregated | 2067 | 2.3661e-06 | 215.5262 | 0.00050996 | 2067 | Mitigation | 0.95 | 45 | 0 | esc | 0 | 0 | 0.00097009 | 2.2954e-09 | 0.0029922 | 3.9974e-11 | 0.008942 | 7.6482e-09
[120 empty] | 7.3.3.17.5 (Remote Grid) Updates to grid topology to minimize risk of ignition in HFTDs Remote GridWLDFRContaminationAggregated | WLDFR | HFTD - Distribution - Tier 3 - 3QU CoRE ¦ 3QU LoRE | Non-Red Flag Warning - Large Fires | Contamination | Aggregated | 2022 | 8.1403e-08 | 215.5262 | 1.7545e-05 | 2022 | Mitigation | 0.95 | 45 | 0 | esc | 0.00097009 | 7.8968e-11 | 0 | 0 | 0.0029922 | 3.9974e-11 | 0.008942 | 7.6482e-09
[120 empty] | 7.3.3.17.5 (Remote Grid) Updates to grid topology to minimize risk of ignition in HFTDs Remote GridWLDFRContaminationAggregated | WLDFR | HFTD - Distribution - Tier 3 - 3QU CoRE ¦ 3QU LoRE | Non-Red Flag Warning - Large Fires | Contamination | Aggregated | 2023 | 8.1403e-08 | 215.5262 | 1.7545e-05 | 2023 | Mitigation | 0.95 | 45 | 0 | esc | 0.00097009 | 7.8968e-11 | 0.00097009 | 7.8968e-11 | 0.0029922 | 3.9974e-11 | 0.008942 | 7.6482e-09
[120 empty] | 7.3.3.17.5 (Remote Grid) Updates to grid topology to minimize risk of ignition in HFTDs Remote GridWLDFRContaminationAggregated | WLDFR | HFTD - Distribution - Tier 3 - 3QU CoRE ¦ 3QU LoRE | Non-Red Flag Warning - Large Fires | Contamination | Aggregated | 2024 | 8.1403e-08 | 215.5262 | 1.7545e-05 | 2024 | Mitigation | 0.95 | 45 | 0 | esc | 0.00097009 | 7.8968e-11 | 0.00097009 | 7.8968e-11 | 0.0029922 | 3.9974e-11 | 0.008942 | 7.6482e-09
[120 empty] | 7.3.3.17.5 (Remote Grid) Updates to grid topology to minimize risk of ignition in HFTDs Remote GridWLDFRContaminationAggregated | WLDFR | HFTD - Distribution - Tier 3 - 3QU CoRE ¦ 3QU LoRE | Non-Red Flag Warning - Large Fires | Contamination | Aggregated | 2025 | 8.1403e-08 | 215.5262 | 1.7545e-05 | 2025 | Mitigation | 0.95 | 45 | 0 | esc | 0.00097009 | 7.8968e-11 | 0.00097009 | 7.8968e-11 | 0.0029922 | 3.9974e-11 | 0.008942 | 7.6482e-09
[120 empty] | 7.3.3.17.5 (Remote Grid) Updates to grid topology to minimize risk of ignition in HFTDs Remote GridWLDFRContaminationAggregated | WLDFR | HFTD - Distribution - Tier 3 - 3QU CoRE ¦ 3QU LoRE | Non-Red Flag Warning - Large Fires | Contamination | Aggregated | 2026 | 8.1403e-08 | 215.5262 | 1.7545e-05 | 2026 | Mitigation | 0.95 | 45 | 0 | esc | 0.00097009 | 7.8968e-11 | 0.00097009 | 7.8968e-11 | 0.0029922 | 3.9974e-11 | 0.008942 | 7.6482e-09
[120 empty] | 7.3.3.17.5 (Remote Grid) Updates to grid topology to minimize risk of ignition in HFTDs Remote GridWLDFRContaminationAggregated | WLDFR | HFTD - Distribution - Tier 3 - 3QU CoRE ¦ 3QU LoRE | Non-Red Flag Warning - Large Fires | Contamination | Aggregated | 2027 | 8.1403e-08 | 215.5262 | 1.7545e-05 | 2027 | Mitigation | 0.95 | 45 | 0 | esc | 0.00097009 | 7.8968e-11 | 0.00097009 | 7.8968e-11 | 0.0029922 | 3.9974e-11 | 0.008942 | 7.6482e-09
[120 empty] | 7.3.3.17.5 (Remote Grid) Updates to grid topology to minimize risk of ignition in HFTDs Remote GridWLDFRContaminationAggregated | WLDFR | HFTD - Distribution - Tier 3 - 3QU CoRE ¦ 3QU LoRE | Non-Red Flag Warning - Large Fires | Contamination | Aggregated | 2028 | 8.1403e-08 | 215.5262 | 1.7545e-05 | 2028 | Mitigation | 0.95 | 45 | 0 | esc | 0.00097009 | 7.8968e-11 | 0.00097009 | 7.8968e-11 | 0.0029922 | 3.9974e-11 | 0.008942 | 7.6482e-09
[120 empty] | 7.3.3.17.5 (Remote Grid) Updates to grid topology to minimize risk of ignition in HFTDs Remote GridWLDFRContaminationAggregated | WLDFR | HFTD - Distribution - Tier 3 - 3QU CoRE ¦ 3QU LoRE | Non-Red Flag Warning - Large Fires | Contamination | Aggregated | 2029 | 8.1403e-08 | 215.5262 | 1.7545e-05 | 2029 | Mitigation | 0.95 | 45 | 0 | esc | 0.00097009 | 7.8968e-11 | 0.00097009 | 7.8968e-11 | 0.0029922 | 3.9974e-11 | 0.008942 | 7.6482e-09
[120 empty] | 7.3.3.17.5 (Remote Grid) Updates to grid topology to minimize risk of ignition in HFTDs Remote GridWLDFRContaminationAggregated | WLDFR | HFTD - Distribution - Tier 3 - 3QU CoRE ¦ 3QU LoRE | Non-Red Flag Warning - Large Fires | Contamination | Aggregated | 2030 | 8.1403e-08 | 215.5262 | 1.7545e-05 | 2030 | Mitigation | 0.95 | 45 | 0 | esc | 0.00097009 | 7.8968e-11 | 0.00097009 | 7.8968e-11 | 0.0029922 | 3.9974e-11 | 0.008942 | 7.6482e-09
[120 empty] | 7.3.3.17.5 (Remote Grid) Updates to grid topology to minimize risk of ignition in HFTDs Remote GridWLDFRContaminationAggregated | WLDFR | HFTD - Distribution - Tier 3 - 3QU CoRE ¦ 3QU LoRE | Non-Red Flag Warning - Large Fires | Contamination | Aggregated | 2031 | 8.1403e-08 | 215.5262 | 1.7545e-05 | 2031 | Mitigation | 0.95 | 45 | 0 | esc | 0.00097009 | 7.8968e-11 | 0.00097009 | 7.8968e-11 | 0.0029922 | 3.9974e-11 | 0.008942 | 7.6482e-09
[120 empty] | 7.3.3.17.5 (Remote Grid) Updates to grid topology to minimize risk of ignition in HFTDs Remote GridWLDFRContaminationAggregated | WLDFR | HFTD - Distribution - Tier 3 - 3QU CoRE ¦ 3QU LoRE | Non-Red Flag Warning - Large Fires | Contamination | Aggregated | 2032 | 8.1403e-08 | 215.5262 | 1.7545e-05 | 2032 | Mitigation | 0.95 | 45 | 0 | esc | 0.00097009 | 7.8968e-11 | 0.00097009 | 7.8968e-11 | 0.0029922 | 3.9974e-11 | 0.008942 | 7.6482e-09
[120 empty] | 7.3.3.17.5 (Remote Grid) Updates to grid topology to minimize risk of ignition in HFTDs Remote GridWLDFRContaminationAggregated | WLDFR | HFTD - Distribution - Tier 3 - 3QU CoRE ¦ 3QU LoRE | Non-Red Flag Warning - Large Fires | Contamination | Aggregated | 2033 | 8.1403e-08 | 215.5262 | 1.7545e-05 | 2033 | Mitigation | 0.95 | 45 | 0 | esc | 0.00097009 | 7.8968e-11 | 0.00097009 | 7.8968e-11 | 0.0029922 | 3.9974e-11 | 0.008942 | 7.6482e-09
[120 empty] | 7.3.3.17.5 (Remote Grid) Updates to grid topology to minimize risk of ignition in HFTDs Remote GridWLDFRContaminationAggregated | WLDFR | HFTD - Distribution - Tier 3 - 3QU CoRE ¦ 3QU LoRE | Non-Red Flag Warning - Large Fires | Contamination | Aggregated | 2034 | 8.1403e-08 | 215.5262 | 1.7545e-05 | 2034 | Mitigation | 0.95 | 45 | 0 | esc | 0.00097009 | 7.8968e-11 | 0.00097009 | 7.8968e-11 | 0.0029922 | 3.9974e-11 | 0 | 0
[120 empty] | 7.3.3.17.5 (Remote Grid) Updates to grid topology to minimize risk of ignition in HFTDs Remote GridWLDFRContaminationAggregated | WLDFR | HFTD - Distribution - Tier 3 - 3QU CoRE ¦ 3QU LoRE | Non-Red Flag Warning - Large Fires | Contamination | Aggregated | 2035 | 8.1403e-08 | 215.5262 | 1.7545e-05 | 2035 | Mitigation | 0.95 | 45 | 0 | esc | 0.00097009 | 7.8968e-11 | 0.00097009 | 7.8968e-11 | 0.0029922 | 3.9974e-11 | 0 | 0
[120 empty] | 7.3.3.17.5 (Remote Grid) Updates to grid topology to minimize risk of ignition in HFTDs Remote GridWLDFRContaminationAggregated | WLDFR | HFTD - Distribution - Tier 3 - 3QU CoRE ¦ 3QU LoRE | Non-Red Flag Warning - Large Fires | Contamination | Aggregated | 2036 | 8.1403e-08 | 215.5262 | 1.7545e-05 | 2036 | Mitigation | 0.95 | 45 | 0 | esc | 0.00097009 | 7.8968e-11 | 0.00097009 | 7.8968e-11 | 0.0029922 | 3.9974e-11 | 0.0088147 | 3.251e-08
[120 empty] | 7.3.3.17.5 (Remote Grid) Updates to grid topology to minimize risk of ignition in HFTDs Remote GridWLDFRContaminationAggregated | WLDFR | HFTD - Distribution - Tier 3 - 3QU CoRE ¦ 3QU LoRE | Non-Red Flag Warning - Large Fires | Contamination | Aggregated | 2037 | 8.1403e-08 | 215.5262 | 1.7545e-05 | 2037 | Mitigation | 0.95 | 45 | 0 | esc | 0.00097009 | 7.8968e-11 | 0.00097009 | 7.8968e-11 | 0.0029922 | 3.9974e-11 | 0.0088147 | 3.251e-08
[120 empty] | 7.3.3.17.5 (Remote Grid) Updates to grid topology to minimize risk of ignition in HFTDs Remote GridWLDFRContaminationAggregated | WLDFR | HFTD - Distribution - Tier 3 - 3QU CoRE ¦ 3QU LoRE | Non-Red Flag Warning - Large Fires | Contamination | Aggregated | 2038 | 8.1403e-08 | 215.5262 | 1.7545e-05 | 2038 | Mitigation | 0.95 | 45 | 0 | esc | 0.00097009 | 7.8968e-11 | 0.00097009 | 7.8968e-11 | 0.0029922 | 3.9974e-11 | 0.0088147 | 3.251e-08
[120 empty] | 7.3.3.17.5 (Remote Grid) Updates to grid topology to minimize risk of ignition in HFTDs Remote GridWLDFRContaminationAggregated | WLDFR | HFTD - Distribution - Tier 3 - 3QU CoRE ¦ 3QU LoRE | Non-Red Flag Warning - Large Fires | Contamination | Aggregated | 2039 | 8.1403e-08 | 215.5262 | 1.7545e-05 | 2039 | Mitigation | 0.95 | 45 | 0 | esc | 0.00097009 | 7.8968e-11 | 0.00097009 | 7.8968e-11 | 0.0029922 | 3.9974e-11 | 0.0088147 | 3.251e-08
[120 empty] | 7.3.3.17.5 (Remote Grid) Updates to grid topology to minimize risk of ignition in HFTDs Remote GridWLDFRContaminationAggregated | WLDFR | HFTD - Distribution - Tier 3 - 3QU CoRE ¦ 3QU LoRE | Non-Red Flag Warning - Large Fires | Contamination | Aggregated | 2040 | 8.1403e-08 | 215.5262 | 1.7545e-05 | 2040 | Mitigation | 0.95 | 45 | 0 | esc | 0.00097009 | 7.8968e-11 | 0.00097009 | 7.8968e-11 | 0.0029922 | 3.9974e-11 | 0.0088147 | 3.251e-08
[120 empty] | 7.3.3.17.5 (Remote Grid) Updates to grid topology to minimize risk of ignition in HFTDs Remote GridWLDFRContaminationAggregated | WLDFR | HFTD - Distribution - Tier 3 - 3QU CoRE ¦ 3QU LoRE | Non-Red Flag Warning - Large Fires | Contamination | Aggregated | 2041 | 8.1403e-08 | 215.5262 | 1.7545e-05 | 2041 | Mitigation | 0.95 | 45 | 0 | esc | 0.00097009 | 7.8968e-11 | 0.00097009 | 7.8968e-11 | 0.0029922 | 3.9974e-11 | 0.0088147 | 3.251e-08
[120 empty] | 7.3.3.17.5 (Remote Grid) Updates to grid topology to minimize risk of ignition in HFTDs Remote GridWLDFRContaminationAggregated | WLDFR | HFTD - Distribution - Tier 3 - 3QU CoRE ¦ 3QU LoRE | Non-Red Flag Warning - Large Fires | Contamination | Aggregated | 2042 | 8.1403e-08 | 215.5262 | 1.7545e-05 | 2042 | Mitigation | 0.95 | 45 | 0 | esc | 0.00097009 | 7.8968e-11 | 0.00097009 | 7.8968e-11 | 0.0029922 | 3.9974e-11 | 0.0088147 | 3.251e-08
[120 empty] | 7.3.3.17.5 (Remote Grid) Updates to grid topology to minimize risk of ignition in HFTDs Remote GridWLDFRContaminationAggregated | WLDFR | HFTD - Distribution - Tier 3 - 3QU CoRE ¦ 3QU LoRE | Non-Red Flag Warning - Large Fires | Contamination | Aggregated | 2043 | 8.1403e-08 | 215.5262 | 1.7545e-05 | 2043 | Mitigation | 0.95 | 45 | 0 | esc | 0.00097009 | 7.8968e-11 | 0.00097009 | 7.8968e-11 | 0.0029922 | 3.9974e-11 | 0.0088147 | 3.251e-08
[120 empty] | 7.3.3.17.5 (Remote Grid) Updates to grid topology to minimize risk of ignition in HFTDs Remote GridWLDFRContaminationAggregated | WLDFR | HFTD - Distribution - Tier 3 - 3QU CoRE ¦ 3QU LoRE | Non-Red Flag Warning - Large Fires | Contamination | Aggregated | 2044 | 8.1403e-08 | 215.5262 | 1.7545e-05 | 2044 | Mitigation | 0.95 | 45 | 0 | esc | 0.00097009 | 7.8968e-11 | 0.00097009 | 7.8968e-11 | 0.0029922 | 3.9974e-11 | 0.0088147 | 3.251e-08
[120 empty] | 7.3.3.17.5 (Remote Grid) Updates to grid topology to minimize risk of ignition in HFTDs Remote GridWLDFRContaminationAggregated | WLDFR | HFTD - Distribution - Tier 3 - 3QU CoRE ¦ 3QU LoRE | Non-Red Flag Warning - Large Fires | Contamination | Aggregated | 2045 | 8.1403e-08 | 215.5262 | 1.7545e-05 | 2045 | Mitigation | 0.95 | 45 | 0 | esc | 0.00097009 | 7.8968e-11 | 0.00097009 | 7.8968e-11 | 0.0029922 | 3.9974e-11 | 0.0088147 | 3.251e-08
[120 empty] | 7.3.3.17.5 (Remote Grid) Updates to grid topology to minimize risk of ignition in HFTDs Remote GridWLDFRContaminationAggregated | WLDFR | HFTD - Distribution - Tier 3 - 3QU CoRE ¦ 3QU LoRE | Non-Red Flag Warning - Large Fires | Contamination | Aggregated | 2046 | 8.1403e-08 | 215.5262 | 1.7545e-05 | 2046 | Mitigation | 0.95 | 45 | 0 | esc | 0.00097009 | 7.8968e-11 | 0.00097009 | 7.8968e-11 | 0.0029922 | 3.9974e-11 | 0.0088147 | 3.251e-08
[120 empty] | 7.3.3.17.5 (Remote Grid) Updates to grid topology to minimize risk of ignition in HFTDs Remote GridWLDFRContaminationAggregated | WLDFR | HFTD - Distribution - Tier 3 - 3QU CoRE ¦ 3QU LoRE | Non-Red Flag Warning - Large Fires | Contamination | Aggregated | 2047 | 8.1403e-08 | 215.5262 | 1.7545e-05 | 2047 | Mitigation | 0.95 | 45 | 0 | esc | 0.00097009 | 7.8968e-11 | 0.00097009 | 7.8968e-11 | 0.0029922 | 3.9974e-11 | 0.0088147 | 3.251e-08
[120 empty] | 7.3.3.17.5 (Remote Grid) Updates to grid topology to minimize risk of ignition in HFTDs Remote GridWLDFRContaminationAggregated | WLDFR | HFTD - Distribution - Tier 3 - 3QU CoRE ¦ 3QU LoRE | Non-Red Flag Warning - Large Fires | Contamination | Aggregated | 2048 | 8.1403e-08 | 215.5262 | 1.7545e-05 | 2048 | Mitigation | 0.95 | 45 | 0 | esc | 0.00097009 | 7.8968e-11 | 0.00097009 | 7.8968e-11 | 0.0029922 | 3.9974e-11 | 0.0088147 | 3.251e-08
[120 empty] | 7.3.3.17.5 (Remote Grid) Updates to grid topology to minimize risk of ignition in HFTDs Remote GridWLDFRContaminationAggregated | WLDFR | HFTD - Distribution - Tier 3 - 3QU CoRE ¦ 3QU LoRE | Non-Red Flag Warning - Large Fires | Contamination | Aggregated | 2049 | 8.1403e-08 | 215.5262 | 1.7545e-05 | 2049 | Mitigation | 0.95 | 45 | 0 | esc | 0.00097009 | 7.8968e-11 | 0.00097009 | 7.8968e-11 | 0.0029922 | 3.9974e-11 | 0.0088147 | 3.251e-08
[120 empty] | 7.3.3.17.5 (Remote Grid) Updates to grid topology to minimize risk of ignition in HFTDs Remote GridWLDFRContaminationAggregated | WLDFR | HFTD - Distribution - Tier 3 - 3QU CoRE ¦ 3QU LoRE | Non-Red Flag Warning - Large Fires | Contamination | Aggregated | 2050 | 8.1403e-08 | 215.5262 | 1.7545e-05 | 2050 | Mitigation | 0.95 | 45 | 0 | esc | 0.00097009 | 7.8968e-11 | 0.00097009 | 7.8968e-11 | 0.0029922 | 3.9974e-11 | 0.0088147 | 3.251e-08
[120 empty] | 7.3.3.17.5 (Remote Grid) Updates to grid topology to minimize risk of ignition in HFTDs Remote GridWLDFRContaminationAggregated | WLDFR | HFTD - Distribution - Tier 3 - 3QU CoRE ¦ 3QU LoRE | Non-Red Flag Warning - Large Fires | Contamination | Aggregated | 2051 | 8.1403e-08 | 215.5262 | 1.7545e-05 | 2051 | Mitigation | 0.95 | 45 | 0 | esc | 0.00097009 | 7.8968e-11 | 0.00097009 | 7.8968e-11 | 0.0029922 | 3.9974e-11 | 0.0088147 | 3.251e-08
[120 empty] | 7.3.3.17.5 (Remote Grid) Updates to grid topology to minimize risk of ignition in HFTDs Remote GridWLDFRContaminationAggregated | WLDFR | HFTD - Distribution - Tier 3 - 3QU CoRE ¦ 3QU LoRE | Non-Red Flag Warning - Large Fires | Contamination | Aggregated | 2052 | 8.1403e-08 | 215.5262 | 1.7545e-05 | 2052 | Mitigation | 0.95 | 45 | 0 | esc | 0.00097009 | 7.8968e-11 | 0.00097009 | 7.8968e-11 | 0.0029922 | 3.9974e-11 | 0.0088147 | 3.251e-08
[120 empty] | 7.3.3.17.5 (Remote Grid) Updates to grid topology to minimize risk of ignition in HFTDs Remote GridWLDFRContaminationAggregated | WLDFR | HFTD - Distribution - Tier 3 - 3QU CoRE ¦ 3QU LoRE | Non-Red Flag Warning - Large Fires | Contamination | Aggregated | 2053 | 8.1403e-08 | 215.5262 | 1.7545e-05 | 2053 | Mitigation | 0.95 | 45 | 0 | esc | 0.00097009 | 7.8968e-11 | 0.00097009 | 7.8968e-11 | 0.0029922 | 3.9974e-11 | 0.0088147 | 3.251e-08
[120 empty] | 7.3.3.17.5 (Remote Grid) Updates to grid topology to minimize risk of ignition in HFTDs Remote GridWLDFRContaminationAggregated | WLDFR | HFTD - Distribution - Tier 3 - 3QU CoRE ¦ 3QU LoRE | Non-Red Flag Warning - Large Fires | Contamination | Aggregated | 2054 | 8.1403e-08 | 215.5262 | 1.7545e-05 | 2054 | Mitigation | 0.95 | 45 | 0 | esc | 0.00097009 | 7.8968e-11 | 0.00097009 | 7.8968e-11 | 0 | 0 | 0.0088147 | 3.251e-08
[120 empty] | 7.3.3.17.5 (Remote Grid) Updates to grid topology to minimize risk of ignition in HFTDs Remote GridWLDFRContaminationAggregated | WLDFR | HFTD - Distribution - Tier 3 - 3QU CoRE ¦ 3QU LoRE | Non-Red Flag Warning - Large Fires | Contamination | Aggregated | 2055 | 8.1403e-08 | 215.5262 | 1.7545e-05 | 2055 | Mitigation | 0.95 | 45 | 0 | esc | 0.00097009 | 7.8968e-11 | 0.00097009 | 7.8968e-11 | 0.0029922 | 7.4892e-11 | 0.0088147 | 3.251e-08
[120 empty] | 7.3.3.17.5 (Remote Grid) Updates to grid topology to minimize risk of ignition in HFTDs Remote GridWLDFRContaminationAggregated | WLDFR | HFTD - Distribution - Tier 3 - 3QU CoRE ¦ 3QU LoRE | Non-Red Flag Warning - Large Fires | Contamination | Aggregated | 2056 | 8.1403e-08 | 215.5262 | 1.7545e-05 | 2056 | Mitigation | 0.95 | 45 | 0 | esc | 0.00097009 | 7.8968e-11 | 0.00097009 | 7.8968e-11 | 0.0029922 | 7.4892e-11 | 0.0088147 | 3.251e-08
[120 empty] | 7.3.3.17.5 (Remote Grid) Updates to grid topology to minimize risk of ignition in HFTDs Remote GridWLDFRContaminationAggregated | WLDFR | HFTD - Distribution - Tier 3 - 3QU CoRE ¦ 3QU LoRE | Non-Red Flag Warning - Large Fires | Contamination | Aggregated | 2057 | 8.1403e-08 | 215.5262 | 1.7545e-05 | 2057 | Mitigation | 0.95 | 45 | 0 | esc | 0.00097009 | 7.8968e-11 | 0.00097009 | 7.8968e-11 | 0.0029922 | 7.4892e-11 | 0.0088147 | 3.251e-08
[120 empty] | 7.3.3.17.5 (Remote Grid) Updates to grid topology to minimize risk of ignition in HFTDs Remote GridWLDFRContaminationAggregated | WLDFR | HFTD - Distribution - Tier 3 - 3QU CoRE ¦ 3QU LoRE | Non-Red Flag Warning - Large Fires | Contamination | Aggregated | 2058 | 8.1403e-08 | 215.5262 | 1.7545e-05 | 2058 | Mitigation | 0.95 | 45 | 0 | esc | 0.00097009 | 7.8968e-11 | 0.00097009 | 7.8968e-11 | 0.0029922 | 7.4892e-11 | 0.0088147 | 3.251e-08
[120 empty] | 7.3.3.17.5 (Remote Grid) Updates to grid topology to minimize risk of ignition in HFTDs Remote GridWLDFRContaminationAggregated | WLDFR | HFTD - Distribution - Tier 3 - 3QU CoRE ¦ 3QU LoRE | Non-Red Flag Warning - Large Fires | Contamination | Aggregated | 2059 | 8.1403e-08 | 215.5262 | 1.7545e-05 | 2059 | Mitigation | 0.95 | 45 | 0 | esc | 0.00097009 | 7.8968e-11 | 0.00097009 | 7.8968e-11 | 0.0029922 | 7.4892e-11 | 0.0088147 | 3.251e-08
[120 empty] | 7.3.3.17.5 (Remote Grid) Updates to grid topology to minimize risk of ignition in HFTDs Remote GridWLDFRContaminationAggregated | WLDFR | HFTD - Distribution - Tier 3 - 3QU CoRE ¦ 3QU LoRE | Non-Red Flag Warning - Large Fires | Contamination | Aggregated | 2060 | 8.1403e-08 | 215.5262 | 1.7545e-05 | 2060 | Mitigation | 0.95 | 45 | 0 | esc | 0.00097009 | 7.8968e-11 | 0.00097009 | 7.8968e-11 | 0.0029922 | 7.4892e-11 | 0.0088147 | 3.251e-08
[120 empty] | 7.3.3.17.5 (Remote Grid) Updates to grid topology to minimize risk of ignition in HFTDs Remote GridWLDFRContaminationAggregated | WLDFR | HFTD - Distribution - Tier 3 - 3QU CoRE ¦ 3QU LoRE | Non-Red Flag Warning - Large Fires | Contamination | Aggregated | 2061 | 8.1403e-08 | 215.5262 | 1.7545e-05 | 2061 | Mitigation | 0.95 | 45 | 0 | esc | 0.00097009 | 7.8968e-11 | 0.00097009 | 7.8968e-11 | 0.0029922 | 7.4892e-11 | 0.0088147 | 3.251e-08
[120 empty] | 7.3.3.17.5 (Remote Grid) Updates to grid topology to minimize risk of ignition in HFTDs Remote GridWLDFRContaminationAggregated | WLDFR | HFTD - Distribution - Tier 3 - 3QU CoRE ¦ 3QU LoRE | Non-Red Flag Warning - Large Fires | Contamination | Aggregated | 2062 | 8.1403e-08 | 215.5262 | 1.7545e-05 | 2062 | Mitigation | 0.95 | 45 | 0 | esc | 0.00097009 | 7.8968e-11 | 0.00097009 | 7.8968e-11 | 0.0029922 | 7.4892e-11 | 0.0088147 | 3.251e-08
[120 empty] | 7.3.3.17.5 (Remote Grid) Updates to grid topology to minimize risk of ignition in HFTDs Remote GridWLDFRContaminationAggregated | WLDFR | HFTD - Distribution - Tier 3 - 3QU CoRE ¦ 3QU LoRE | Non-Red Flag Warning - Large Fires | Contamination | Aggregated | 2063 | 8.1403e-08 | 215.5262 | 1.7545e-05 | 2063 | Mitigation | 0.95 | 45 | 0 | esc | 0.00097009 | 7.8968e-11 | 0.00097009 | 7.8968e-11 | 0.0029922 | 7.4892e-11 | 0.0088147 | 3.251e-08
[120 empty] | 7.3.3.17.5 (Remote Grid) Updates to grid topology to minimize risk of ignition in HFTDs Remote GridWLDFRContaminationAggregated | WLDFR | HFTD - Distribution - Tier 3 - 3QU CoRE ¦ 3QU LoRE | Non-Red Flag Warning - Large Fires | Contamination | Aggregated | 2064 | 8.1403e-08 | 215.5262 | 1.7545e-05 | 2064 | Mitigation | 0.95 | 45 | 0 | esc | 0.00097009 | 7.8968e-11 | 0.00097009 | 7.8968e-11 | 0.0029922 | 7.4892e-11 | 0.0088147 | 3.251e-08
[120 empty] | 7.3.3.17.5 (Remote Grid) Updates to grid topology to minimize risk of ignition in HFTDs Remote GridWLDFRContaminationAggregated | WLDFR | HFTD - Distribution - Tier 3 - 3QU CoRE ¦ 3QU LoRE | Non-Red Flag Warning - Large Fires | Contamination | Aggregated | 2065 | 8.1403e-08 | 215.5262 | 1.7545e-05 | 2065 | Mitigation | 0.95 | 45 | 0 | esc | 0.00097009 | 7.8968e-11 | 0.00097009 | 7.8968e-11 | 0.0029922 | 7.4892e-11 | 0.0088147 | 3.251e-08
[120 empty] | 7.3.3.17.5 (Remote Grid) Updates to grid topology to minimize risk of ignition in HFTDs Remote GridWLDFRContaminationAggregated | WLDFR | HFTD - Distribution - Tier 3 - 3QU CoRE ¦ 3QU LoRE | Non-Red Flag Warning - Large Fires | Contamination | Aggregated | 2066 | 8.1403e-08 | 215.5262 | 1.7545e-05 | 2066 | Mitigation | 0.95 | 45 | 0 | esc | 0.00097009 | 7.8968e-11 | 0.00097009 | 7.8968e-11 | 0.0029922 | 7.4892e-11 | 0 | 0
[120 empty] | 7.3.3.17.5 (Remote Grid) Updates to grid topology to minimize risk of ignition in HFTDs Remote GridWLDFRContaminationAggregated | WLDFR | HFTD - Distribution - Tier 3 - 3QU CoRE ¦ 3QU LoRE | Non-Red Flag Warning - Large Fires | Contamination | Aggregated | 2067 | 8.1403e-08 | 215.5262 | 1.7545e-05 | 2067 | Mitigation | 0.95 | 45 | 0 | esc | 0 | 0 | 0.00097009 | 7.8968e-11 | 0.0029922 | 7.4892e-11 | 0 | 0
[120 empty] | 7.3.3.17.5 (Remote Grid) Updates to grid topology to minimize risk of ignition in HFTDs Remote GridWLDFREquipment / facility failureAggregated | WLDFR | HFTD - Distribution - Tier 3 - 3QU CoRE ¦ 3QU LoRE | Non-Red Flag Warning - Large Fires | Equipment / facility failure | Aggregated | 2022 | 1.2175e-06 | 215.5262 | 0.00026239 | 2022 | Mitigation | 0.95 | 45 | 0 | esc | 0.00097009 | 1.181e-09 | 0 | 0 | 0.0029922 | 7.4892e-11 | 0.013543 | 1.4626e-10
[120 empty] | 7.3.3.17.5 (Remote Grid) Updates to grid topology to minimize risk of ignition in HFTDs Remote GridWLDFREquipment / facility failureAggregated | WLDFR | HFTD - Distribution - Tier 3 - 3QU CoRE ¦ 3QU LoRE | Non-Red Flag Warning - Large Fires | Equipment / facility failure | Aggregated | 2023 | 1.2175e-06 | 215.5262 | 0.00026239 | 2023 | Mitigation | 0.95 | 45 | 0 | esc | 0.00097009 | 1.181e-09 | 0.00097009 | 1.181e-09 | 0.0029922 | 7.4892e-11 | 0.013543 | 1.4626e-10
[120 empty] | 7.3.3.17.5 (Remote Grid) Updates to grid topology to minimize risk of ignition in HFTDs Remote GridWLDFREquipment / facility failureAggregated | WLDFR | HFTD - Distribution - Tier 3 - 3QU CoRE ¦ 3QU LoRE | Non-Red Flag Warning - Large Fires | Equipment / facility failure | Aggregated | 2024 | 1.2175e-06 | 215.5262 | 0.00026239 | 2024 | Mitigation | 0.95 | 45 | 0 | esc | 0.00097009 | 1.181e-09 | 0.00097009 | 1.181e-09 | 0.0029922 | 7.4892e-11 | 0.013543 | 1.4626e-10
[120 empty] | 7.3.3.17.5 (Remote Grid) Updates to grid topology to minimize risk of ignition in HFTDs Remote GridWLDFREquipment / facility failureAggregated | WLDFR | HFTD - Distribution - Tier 3 - 3QU CoRE ¦ 3QU LoRE | Non-Red Flag Warning - Large Fires | Equipment / facility failure | Aggregated | 2025 | 1.2175e-06 | 215.5262 | 0.00026239 | 2025 | Mitigation | 0.95 | 45 | 0 | esc | 0.00097009 | 1.181e-09 | 0.00097009 | 1.181e-09 | 0.0029922 | 7.4892e-11 | 0.013543 | 1.4626e-10
[120 empty] | 7.3.3.17.5 (Remote Grid) Updates to grid topology to minimize risk of ignition in HFTDs Remote GridWLDFREquipment / facility failureAggregated | WLDFR | HFTD - Distribution - Tier 3 - 3QU CoRE ¦ 3QU LoRE | Non-Red Flag Warning - Large Fires | Equipment / facility failure | Aggregated | 2026 | 1.2175e-06 | 215.5262 | 0.00026239 | 2026 | Mitigation | 0.95 | 45 | 0 | esc | 0.00097009 | 1.181e-09 | 0.00097009 | 1.181e-09 | 0.0029922 | 7.4892e-11 | 0.013543 | 1.4626e-10
[120 empty] | 7.3.3.17.5 (Remote Grid) Updates to grid topology to minimize risk of ignition in HFTDs Remote GridWLDFREquipment / facility failureAggregated | WLDFR | HFTD - Distribution - Tier 3 - 3QU CoRE ¦ 3QU LoRE | Non-Red Flag Warning - Large Fires | Equipment / facility failure | Aggregated | 2027 | 1.2175e-06 | 215.5262 | 0.00026239 | 2027 | Mitigation | 0.95 | 45 | 0 | esc | 0.00097009 | 1.181e-09 | 0.00097009 | 1.181e-09 | 0.0029922 | 7.4892e-11 | 0.013543 | 1.4626e-10
[120 empty] | 7.3.3.17.5 (Remote Grid) Updates to grid topology to minimize risk of ignition in HFTDs Remote GridWLDFREquipment / facility failureAggregated | WLDFR | HFTD - Distribution - Tier 3 - 3QU CoRE ¦ 3QU LoRE | Non-Red Flag Warning - Large Fires | Equipment / facility failure | Aggregated | 2028 | 1.2175e-06 | 215.5262 | 0.00026239 | 2028 | Mitigation | 0.95 | 45 | 0 | esc | 0.00097009 | 1.181e-09 | 0.00097009 | 1.181e-09 | 0.0029922 | 7.4892e-11 | 0.013543 | 1.4626e-10
[120 empty] | 7.3.3.17.5 (Remote Grid) Updates to grid topology to minimize risk of ignition in HFTDs Remote GridWLDFREquipment / facility failureAggregated | WLDFR | HFTD - Distribution - Tier 3 - 3QU CoRE ¦ 3QU LoRE | Non-Red Flag Warning - Large Fires | Equipment / facility failure | Aggregated | 2029 | 1.2175e-06 | 215.5262 | 0.00026239 | 2029 | Mitigation | 0.95 | 45 | 0 | esc | 0.00097009 | 1.181e-09 | 0.00097009 | 1.181e-09 | 0.0029922 | 7.4892e-11 | 0.013543 | 1.4626e-10
[120 empty] | 7.3.3.17.5 (Remote Grid) Updates to grid topology to minimize risk of ignition in HFTDs Remote GridWLDFREquipment / facility failureAggregated | WLDFR | HFTD - Distribution - Tier 3 - 3QU CoRE ¦ 3QU LoRE | Non-Red Flag Warning - Large Fires | Equipment / facility failure | Aggregated | 2030 | 1.2175e-06 | 215.5262 | 0.00026239 | 2030 | Mitigation | 0.95 | 45 | 0 | esc | 0.00097009 | 1.181e-09 | 0.00097009 | 1.181e-09 | 0.0029922 | 7.4892e-11 | 0.013543 | 1.4626e-10
[120 empty] | 7.3.3.17.5 (Remote Grid) Updates to grid topology to minimize risk of ignition in HFTDs Remote GridWLDFREquipment / facility failureAggregated | WLDFR | HFTD - Distribution - Tier 3 - 3QU CoRE ¦ 3QU LoRE | Non-Red Flag Warning - Large Fires | Equipment / facility failure | Aggregated | 2031 | 1.2175e-06 | 215.5262 | 0.00026239 | 2031 | Mitigation | 0.95 | 45 | 0 | esc | 0.00097009 | 1.181e-09 | 0.00097009 | 1.181e-09 | 0.0029922 | 7.4892e-11 | 0.013543 | 1.4626e-10
[120 empty] | 7.3.3.17.5 (Remote Grid) Updates to grid topology to minimize risk of ignition in HFTDs Remote GridWLDFREquipment / facility failureAggregated | WLDFR | HFTD - Distribution - Tier 3 - 3QU CoRE ¦ 3QU LoRE | Non-Red Flag Warning - Large Fires | Equipment / facility failure | Aggregated | 2032 | 1.2175e-06 | 215.5262 | 0.00026239 | 2032 | Mitigation | 0.95 | 45 | 0 | esc | 0.00097009 | 1.181e-09 | 0.00097009 | 1.181e-09 | 0.0029922 | 7.4892e-11 | 0.013543 | 1.4626e-10
[120 empty] | 7.3.3.17.5 (Remote Grid) Updates to grid topology to minimize risk of ignition in HFTDs Remote GridWLDFREquipment / facility failureAggregated | WLDFR | HFTD - Distribution - Tier 3 - 3QU CoRE ¦ 3QU LoRE | Non-Red Flag Warning - Large Fires | Equipment / facility failure | Aggregated | 2033 | 1.2175e-06 | 215.5262 | 0.00026239 | 2033 | Mitigation | 0.95 | 45 | 0 | esc | 0.00097009 | 1.181e-09 | 0.00097009 | 1.181e-09 | 0.0029922 | 7.4892e-11 | 0.013543 | 1.4626e-10
[120 empty] | 7.3.3.17.5 (Remote Grid) Updates to grid topology to minimize risk of ignition in HFTDs Remote GridWLDFREquipment / facility failureAggregated | WLDFR | HFTD - Distribution - Tier 3 - 3QU CoRE ¦ 3QU LoRE | Non-Red Flag Warning - Large Fires | Equipment / facility failure | Aggregated | 2034 | 1.2175e-06 | 215.5262 | 0.00026239 | 2034 | Mitigation | 0.95 | 45 | 0 | esc | 0.00097009 | 1.181e-09 | 0.00097009 | 1.181e-09 | 0.0029922 | 7.4892e-11 | 0.013543 | 1.4626e-10
[120 empty] | 7.3.3.17.5 (Remote Grid) Updates to grid topology to minimize risk of ignition in HFTDs Remote GridWLDFREquipment / facility failureAggregated | WLDFR | HFTD - Distribution - Tier 3 - 3QU CoRE ¦ 3QU LoRE | Non-Red Flag Warning - Large Fires | Equipment / facility failure | Aggregated | 2035 | 1.2175e-06 | 215.5262 | 0.00026239 | 2035 | Mitigation | 0.95 | 45 | 0 | esc | 0.00097009 | 1.181e-09 | 0.00097009 | 1.181e-09 | 0.0029922 | 7.4892e-11 | 0.013543 | 1.4626e-10
[120 empty] | 7.3.3.17.5 (Remote Grid) Updates to grid topology to minimize risk of ignition in HFTDs Remote GridWLDFREquipment / facility failureAggregated | WLDFR | HFTD - Distribution - Tier 3 - 3QU CoRE ¦ 3QU LoRE | Non-Red Flag Warning - Large Fires | Equipment / facility failure | Aggregated | 2036 | 1.2175e-06 | 215.5262 | 0.00026239 | 2036 | Mitigation | 0.95 | 45 | 0 | esc | 0.00097009 | 1.181e-09 | 0.00097009 | 1.181e-09 | 0.0029922 | 7.4892e-11 | 0.013543 | 1.4626e-10
[120 empty] | 7.3.3.17.5 (Remote Grid) Updates to grid topology to minimize risk of ignition in HFTDs Remote GridWLDFREquipment / facility failureAggregated | WLDFR | HFTD - Distribution - Tier 3 - 3QU CoRE ¦ 3QU LoRE | Non-Red Flag Warning - Large Fires | Equipment / facility failure | Aggregated | 2037 | 1.2175e-06 | 215.5262 | 0.00026239 | 2037 | Mitigation | 0.95 | 45 | 0 | esc | 0.00097009 | 1.181e-09 | 0.00097009 | 1.181e-09 | 0.0029922 | 7.4892e-11 | 0.013543 | 1.4626e-10
[120 empty] | 7.3.3.17.5 (Remote Grid) Updates to grid topology to minimize risk of ignition in HFTDs Remote GridWLDFREquipment / facility failureAggregated | WLDFR | HFTD - Distribution - Tier 3 - 3QU CoRE ¦ 3QU LoRE | Non-Red Flag Warning - Large Fires | Equipment / facility failure | Aggregated | 2038 | 1.2175e-06 | 215.5262 | 0.00026239 | 2038 | Mitigation | 0.95 | 45 | 0 | esc | 0.00097009 | 1.181e-09 | 0.00097009 | 1.181e-09 | 0.0029922 | 7.4892e-11 | 0.013543 | 1.4626e-10
[120 empty] | 7.3.3.17.5 (Remote Grid) Updates to grid topology to minimize risk of ignition in HFTDs Remote GridWLDFREquipment / facility failureAggregated | WLDFR | HFTD - Distribution - Tier 3 - 3QU CoRE ¦ 3QU LoRE | Non-Red Flag Warning - Large Fires | Equipment / facility failure | Aggregated | 2039 | 1.2175e-06 | 215.5262 | 0.00026239 | 2039 | Mitigation | 0.95 | 45 | 0 | esc | 0.00097009 | 1.181e-09 | 0.00097009 | 1.181e-09 | 0.0029922 | 7.4892e-11 | 0.013543 | 1.4626e-10
[120 empty] | 7.3.3.17.5 (Remote Grid) Updates to grid topology to minimize risk of ignition in HFTDs Remote GridWLDFREquipment / facility failureAggregated | WLDFR | HFTD - Distribution - Tier 3 - 3QU CoRE ¦ 3QU LoRE | Non-Red Flag Warning - Large Fires | Equipment / facility failure | Aggregated | 2040 | 1.2175e-06 | 215.5262 | 0.00026239 | 2040 | Mitigation | 0.95 | 45 | 0 | esc | 0.00097009 | 1.181e-09 | 0.00097009 | 1.181e-09 | 0.0029922 | 7.4892e-11 | 0.013543 | 1.4626e-10
[120 empty] | 7.3.3.17.5 (Remote Grid) Updates to grid topology to minimize risk of ignition in HFTDs Remote GridWLDFREquipment / facility failureAggregated | WLDFR | HFTD - Distribution - Tier 3 - 3QU CoRE ¦ 3QU LoRE | Non-Red Flag Warning - Large Fires | Equipment / facility failure | Aggregated | 2041 | 1.2175e-06 | 215.5262 | 0.00026239 | 2041 | Mitigation | 0.95 | 45 | 0 | esc | 0.00097009 | 1.181e-09 | 0.00097009 | 1.181e-09 | 0.0029922 | 7.4892e-11 | 0.013543 | 1.4626e-10
[120 empty] | 7.3.3.17.5 (Remote Grid) Updates to grid topology to minimize risk of ignition in HFTDs Remote GridWLDFREquipment / facility failureAggregated | WLDFR | HFTD - Distribution - Tier 3 - 3QU CoRE ¦ 3QU LoRE | Non-Red Flag Warning - Large Fires | Equipment / facility failure | Aggregated | 2042 | 1.2175e-06 | 215.5262 | 0.00026239 | 2042 | Mitigation | 0.95 | 45 | 0 | esc | 0.00097009 | 1.181e-09 | 0.00097009 | 1.181e-09 | 0.0029922 | 7.4892e-11 | 0.013543 | 1.4626e-10
[120 empty] | 7.3.3.17.5 (Remote Grid) Updates to grid topology to minimize risk of ignition in HFTDs Remote GridWLDFREquipment / facility failureAggregated | WLDFR | HFTD - Distribution - Tier 3 - 3QU CoRE ¦ 3QU LoRE | Non-Red Flag Warning - Large Fires | Equipment / facility failure | Aggregated | 2043 | 1.2175e-06 | 215.5262 | 0.00026239 | 2043 | Mitigation | 0.95 | 45 | 0 | esc | 0.00097009 | 1.181e-09 | 0.00097009 | 1.181e-09 | 0.0029922 | 7.4892e-11 | 0.013543 | 1.4626e-10
[120 empty] | 7.3.3.17.5 (Remote Grid) Updates to grid topology to minimize risk of ignition in HFTDs Remote GridWLDFREquipment / facility failureAggregated | WLDFR | HFTD - Distribution - Tier 3 - 3QU CoRE ¦ 3QU LoRE | Non-Red Flag Warning - Large Fires | Equipment / facility failure | Aggregated | 2044 | 1.2175e-06 | 215.5262 | 0.00026239 | 2044 | Mitigation | 0.95 | 45 | 0 | esc | 0.00097009 | 1.181e-09 | 0.00097009 | 1.181e-09 | 0.0029922 | 7.4892e-11 | 0.013543 | 1.4626e-10
[120 empty] | 7.3.3.17.5 (Remote Grid) Updates to grid topology to minimize risk of ignition in HFTDs Remote GridWLDFREquipment / facility failureAggregated | WLDFR | HFTD - Distribution - Tier 3 - 3QU CoRE ¦ 3QU LoRE | Non-Red Flag Warning - Large Fires | Equipment / facility failure | Aggregated | 2045 | 1.2175e-06 | 215.5262 | 0.00026239 | 2045 | Mitigation | 0.95 | 45 | 0 | esc | 0.00097009 | 1.181e-09 | 0.00097009 | 1.181e-09 | 0.0029922 | 7.4892e-11 | 0.013543 | 1.4626e-10
[120 empty] | 7.3.3.17.5 (Remote Grid) Updates to grid topology to minimize risk of ignition in HFTDs Remote GridWLDFREquipment / facility failureAggregated | WLDFR | HFTD - Distribution - Tier 3 - 3QU CoRE ¦ 3QU LoRE | Non-Red Flag Warning - Large Fires | Equipment / facility failure | Aggregated | 2046 | 1.2175e-06 | 215.5262 | 0.00026239 | 2046 | Mitigation | 0.95 | 45 | 0 | esc | 0.00097009 | 1.181e-09 | 0.00097009 | 1.181e-09 | 0.0029922 | 7.4892e-11 | 0.013543 | 1.4626e-10
[120 empty] | 7.3.3.17.5 (Remote Grid) Updates to grid topology to minimize risk of ignition in HFTDs Remote GridWLDFREquipment / facility failureAggregated | WLDFR | HFTD - Distribution - Tier 3 - 3QU CoRE ¦ 3QU LoRE | Non-Red Flag Warning - Large Fires | Equipment / facility failure | Aggregated | 2047 | 1.2175e-06 | 215.5262 | 0.00026239 | 2047 | Mitigation | 0.95 | 45 | 0 | esc | 0.00097009 | 1.181e-09 | 0.00097009 | 1.181e-09 | 0.0029922 | 7.4892e-11 | 0.013543 | 1.4626e-10
[120 empty] | 7.3.3.17.5 (Remote Grid) Updates to grid topology to minimize risk of ignition in HFTDs Remote GridWLDFREquipment / facility failureAggregated | WLDFR | HFTD - Distribution - Tier 3 - 3QU CoRE ¦ 3QU LoRE | Non-Red Flag Warning - Large Fires | Equipment / facility failure | Aggregated | 2048 | 1.2175e-06 | 215.5262 | 0.00026239 | 2048 | Mitigation | 0.95 | 45 | 0 | esc | 0.00097009 | 1.181e-09 | 0.00097009 | 1.181e-09 | 0.0029922 | 7.4892e-11 | 0.013543 | 1.4626e-10
[120 empty] | 7.3.3.17.5 (Remote Grid) Updates to grid topology to minimize risk of ignition in HFTDs Remote GridWLDFREquipment / facility failureAggregated | WLDFR | HFTD - Distribution - Tier 3 - 3QU CoRE ¦ 3QU LoRE | Non-Red Flag Warning - Large Fires | Equipment / facility failure | Aggregated | 2049 | 1.2175e-06 | 215.5262 | 0.00026239 | 2049 | Mitigation | 0.95 | 45 | 0 | esc | 0.00097009 | 1.181e-09 | 0.00097009 | 1.181e-09 | 0.0029922 | 7.4892e-11 | 0.013543 | 1.4626e-10
[120 empty] | 7.3.3.17.5 (Remote Grid) Updates to grid topology to minimize risk of ignition in HFTDs Remote GridWLDFREquipment / facility failureAggregated | WLDFR | HFTD - Distribution - Tier 3 - 3QU CoRE ¦ 3QU LoRE | Non-Red Flag Warning - Large Fires | Equipment / facility failure | Aggregated | 2050 | 1.2175e-06 | 215.5262 | 0.00026239 | 2050 | Mitigation | 0.95 | 45 | 0 | esc | 0.00097009 | 1.181e-09 | 0.00097009 | 1.181e-09 | 0.0029922 | 7.4892e-11 | 0.013543 | 1.4626e-10
[120 empty] | 7.3.3.17.5 (Remote Grid) Updates to grid topology to minimize risk of ignition in HFTDs Remote GridWLDFREquipment / facility failureAggregated | WLDFR | HFTD - Distribution - Tier 3 - 3QU CoRE ¦ 3QU LoRE | Non-Red Flag Warning - Large Fires | Equipment / facility failure | Aggregated | 2051 | 1.2175e-06 | 215.5262 | 0.00026239 | 2051 | Mitigation | 0.95 | 45 | 0 | esc | 0.00097009 | 1.181e-09 | 0.00097009 | 1.181e-09 | 0.0029922 | 7.4892e-11 | 0.013543 | 1.4626e-10
[120 empty] | 7.3.3.17.5 (Remote Grid) Updates to grid topology to minimize risk of ignition in HFTDs Remote GridWLDFREquipment / facility failureAggregated | WLDFR | HFTD - Distribution - Tier 3 - 3QU CoRE ¦ 3QU LoRE | Non-Red Flag Warning - Large Fires | Equipment / facility failure | Aggregated | 2052 | 1.2175e-06 | 215.5262 | 0.00026239 | 2052 | Mitigation | 0.95 | 45 | 0 | esc | 0.00097009 | 1.181e-09 | 0.00097009 | 1.181e-09 | 0.0029922 | 7.4892e-11 | 0 | 0
[120 empty] | 7.3.3.17.5 (Remote Grid) Updates to grid topology to minimize risk of ignition in HFTDs Remote GridWLDFREquipment / facility failureAggregated | WLDFR | HFTD - Distribution - Tier 3 - 3QU CoRE ¦ 3QU LoRE | Non-Red Flag Warning - Large Fires | Equipment / facility failure | Aggregated | 2053 | 1.2175e-06 | 215.5262 | 0.00026239 | 2053 | Mitigation | 0.95 | 45 | 0 | esc | 0.00097009 | 1.181e-09 | 0.00097009 | 1.181e-09 | 0.0029922 | 7.4892e-11 | 0 | 0
[120 empty] | 7.3.3.17.5 (Remote Grid) Updates to grid topology to minimize risk of ignition in HFTDs Remote GridWLDFREquipment / facility failureAggregated | WLDFR | HFTD - Distribution - Tier 3 - 3QU CoRE ¦ 3QU LoRE | Non-Red Flag Warning - Large Fires | Equipment / facility failure | Aggregated | 2054 | 1.2175e-06 | 215.5262 | 0.00026239 | 2054 | Mitigation | 0.95 | 45 | 0 | esc | 0.00097009 | 1.181e-09 | 0.00097009 | 1.181e-09 | 0.0029922 | 7.4892e-11 | 0.0013359 | 2.7603e-10
[120 empty] | 7.3.3.17.5 (Remote Grid) Updates to grid topology to minimize risk of ignition in HFTDs Remote GridWLDFREquipment / facility failureAggregated | WLDFR | HFTD - Distribution - Tier 3 - 3QU CoRE ¦ 3QU LoRE | Non-Red Flag Warning - Large Fires | Equipment / facility failure | Aggregated | 2055 | 1.2175e-06 | 215.5262 | 0.00026239 | 2055 | Mitigation | 0.95 | 45 | 0 | esc | 0.00097009 | 1.181e-09 | 0.00097009 | 1.181e-09 | 0.0029922 | 7.4892e-11 | 0.0013359 | 2.7603e-10
[120 empty] | 7.3.3.17.5 (Remote Grid) Updates to grid topology to minimize risk of ignition in HFTDs Remote GridWLDFREquipment / facility failureAggregated | WLDFR | HFTD - Distribution - Tier 3 - 3QU CoRE ¦ 3QU LoRE | Non-Red Flag Warning - Large Fires | Equipment / facility failure | Aggregated | 2056 | 1.2175e-06 | 215.5262 | 0.00026239 | 2056 | Mitigation | 0.95 | 45 | 0 | esc | 0.00097009 | 1.181e-09 | 0.00097009 | 1.181e-09 | 0.0029922 | 7.4892e-11 | 0.0013359 | 2.7603e-10
[120 empty] | 7.3.3.17.5 (Remote Grid) Updates to grid topology to minimize risk of ignition in HFTDs Remote GridWLDFREquipment / facility failureAggregated | WLDFR | HFTD - Distribution - Tier 3 - 3QU CoRE ¦ 3QU LoRE | Non-Red Flag Warning - Large Fires | Equipment / facility failure | Aggregated | 2057 | 1.2175e-06 | 215.5262 | 0.00026239 | 2057 | Mitigation | 0.95 | 45 | 0 | esc | 0.00097009 | 1.181e-09 | 0.00097009 | 1.181e-09 | 0.0029922 | 7.4892e-11 | 0.0013359 | 2.7603e-10
[120 empty] | 7.3.3.17.5 (Remote Grid) Updates to grid topology to minimize risk of ignition in HFTDs Remote GridWLDFREquipment / facility failureAggregated | WLDFR | HFTD - Distribution - Tier 3 - 3QU CoRE ¦ 3QU LoRE | Non-Red Flag Warning - Large Fires | Equipment / facility failure | Aggregated | 2058 | 1.2175e-06 | 215.5262 | 0.00026239 | 2058 | Mitigation | 0.95 | 45 | 0 | esc | 0.00097009 | 1.181e-09 | 0.00097009 | 1.181e-09 | 0 | 0 | 0.0013359 | 2.7603e-10
[120 empty] | 7.3.3.17.5 (Remote Grid) Updates to grid topology to minimize risk of ignition in HFTDs Remote GridWLDFREquipment / facility failureAggregated | WLDFR | HFTD - Distribution - Tier 3 - 3QU CoRE ¦ 3QU LoRE | Non-Red Flag Warning - Large Fires | Equipment / facility failure | Aggregated | 2059 | 1.2175e-06 | 215.5262 | 0.00026239 | 2059 | Mitigation | 0.95 | 45 | 0 | esc | 0.00097009 | 1.181e-09 | 0.00097009 | 1.181e-09 | 0.0029922 | 1.7559e-12 | 0.0013359 | 2.7603e-10
[120 empty] | 7.3.3.17.5 (Remote Grid) Updates to grid topology to minimize risk of ignition in HFTDs Remote GridWLDFREquipment / facility failureAggregated | WLDFR | HFTD - Distribution - Tier 3 - 3QU CoRE ¦ 3QU LoRE | Non-Red Flag Warning - Large Fires | Equipment / facility failure | Aggregated | 2060 | 1.2175e-06 | 215.5262 | 0.00026239 | 2060 | Mitigation | 0.95 | 45 | 0 | esc | 0.00097009 | 1.181e-09 | 0.00097009 | 1.181e-09 | 0.0029922 | 1.7559e-12 | 0.0013359 | 2.7603e-10
[120 empty] | 7.3.3.17.5 (Remote Grid) Updates to grid topology to minimize risk of ignition in HFTDs Remote GridWLDFREquipment / facility failureAggregated | WLDFR | HFTD - Distribution - Tier 3 - 3QU CoRE ¦ 3QU LoRE | Non-Red Flag Warning - Large Fires | Equipment / facility failure | Aggregated | 2061 | 1.2175e-06 | 215.5262 | 0.00026239 | 2061 | Mitigation | 0.95 | 45 | 0 | esc | 0.00097009 | 1.181e-09 | 0.00097009 | 1.181e-09 | 0.0029922 | 1.7559e-12 | 0.0013359 | 2.7603e-10
[120 empty] | 7.3.3.17.5 (Remote Grid) Updates to grid topology to minimize risk of ignition in HFTDs Remote GridWLDFREquipment / facility failureAggregated | WLDFR | HFTD - Distribution - Tier 3 - 3QU CoRE ¦ 3QU LoRE | Non-Red Flag Warning - Large Fires | Equipment / facility failure | Aggregated | 2062 | 1.2175e-06 | 215.5262 | 0.00026239 | 2062 | Mitigation | 0.95 | 45 | 0 | esc | 0.00097009 | 1.181e-09 | 0.00097009 | 1.181e-09 | 0.0029922 | 1.7559e-12 | 0.0013359 | 2.7603e-10
[120 empty] | 7.3.3.17.5 (Remote Grid) Updates to grid topology to minimize risk of ignition in HFTDs Remote GridWLDFREquipment / facility failureAggregated | WLDFR | HFTD - Distribution - Tier 3 - 3QU CoRE ¦ 3QU LoRE | Non-Red Flag Warning - Large Fires | Equipment / facility failure | Aggregated | 2063 | 1.2175e-06 | 215.5262 | 0.00026239 | 2063 | Mitigation | 0.95 | 45 | 0 | esc | 0.00097009 | 1.181e-09 | 0.00097009 | 1.181e-09 | 0.0029922 | 1.7559e-12 | 0.0013359 | 2.7603e-10
[120 empty] | 7.3.3.17.5 (Remote Grid) Updates to grid topology to minimize risk of ignition in HFTDs Remote GridWLDFREquipment / facility failureAggregated | WLDFR | HFTD - Distribution - Tier 3 - 3QU CoRE ¦ 3QU LoRE | Non-Red Flag Warning - Large Fires | Equipment / facility failure | Aggregated | 2064 | 1.2175e-06 | 215.5262 | 0.00026239 | 2064 | Mitigation | 0.95 | 45 | 0 | esc | 0.00097009 | 1.181e-09 | 0.00097009 | 1.181e-09 | 0.0029922 | 1.7559e-12 | 0.0013359 | 2.7603e-10
[120 empty] | 7.3.3.17.5 (Remote Grid) Updates to grid topology to minimize risk of ignition in HFTDs Remote GridWLDFREquipment / facility failureAggregated | WLDFR | HFTD - Distribution - Tier 3 - 3QU CoRE ¦ 3QU LoRE | Non-Red Flag Warning - Large Fires | Equipment / facility failure | Aggregated | 2065 | 1.2175e-06 | 215.5262 | 0.00026239 | 2065 | Mitigation | 0.95 | 45 | 0 | esc | 0.00097009 | 1.181e-09 | 0.00097009 | 1.181e-09 | 0.0029922 | 1.7559e-12 | 0.0013359 | 2.7603e-10
[120 empty] | 7.3.3.17.5 (Remote Grid) Updates to grid topology to minimize risk of ignition in HFTDs Remote GridWLDFREquipment / facility failureAggregated | WLDFR | HFTD - Distribution - Tier 3 - 3QU CoRE ¦ 3QU LoRE | Non-Red Flag Warning - Large Fires | Equipment / facility failure | Aggregated | 2066 | 1.2175e-06 | 215.5262 | 0.00026239 | 2066 | Mitigation | 0.95 | 45 | 0 | esc | 0.00097009 | 1.181e-09 | 0.00097009 | 1.181e-09 | 0.0029922 | 1.7559e-12 | 0.0013359 | 2.7603e-10
[120 empty] | 7.3.3.17.5 (Remote Grid) Updates to grid topology to minimize risk of ignition in HFTDs Remote GridWLDFREquipment / facility failureAggregated | WLDFR | HFTD - Distribution - Tier 3 - 3QU CoRE ¦ 3QU LoRE | Non-Red Flag Warning - Large Fires | Equipment / facility failure | Aggregated | 2067 | 1.2175e-06 | 215.5262 | 0.00026239 | 2067 | Mitigation | 0.95 | 45 | 0 | esc | 0 | 0 | 0.00097009 | 1.181e-09 | 0.0029922 | 1.7559e-12 | 0.0013359 | 2.7603e-10
[120 empty] | 7.3.3.17.5 (Remote Grid) Updates to grid topology to minimize risk of ignition in HFTDs Remote GridWLDFRVegetation ContactAggregated | WLDFR | HFTD - Distribution - Tier 3 - 3QU CoRE ¦ 3QU LoRE | Non-Red Flag Warning - Large Fires | Vegetation Contact | Aggregated | 2022 | 1.2809e-05 | 215.5262 | 0.0027607 | 2022 | Mitigation | 0.95 | 45 | 0 | esc | 0.00097009 | 1.2426e-08 | 0 | 0 | 0.0029922 | 1.7559e-12 | 0.0013359 | 2.7603e-10
[120 empty] | 7.3.3.17.5 (Remote Grid) Updates to grid topology to minimize risk of ignition in HFTDs Remote GridWLDFRVegetation ContactAggregated | WLDFR | HFTD - Distribution - Tier 3 - 3QU CoRE ¦ 3QU LoRE | Non-Red Flag Warning - Large Fires | Vegetation Contact | Aggregated | 2023 | 1.2809e-05 | 215.5262 | 0.0027607 | 2023 | Mitigation | 0.95 | 45 | 0 | esc | 0.00097009 | 1.2426e-08 | 0.00097009 | 1.2426e-08 | 0.0029922 | 1.7559e-12 | 0.0013359 | 2.7603e-10
[120 empty] | 7.3.3.17.5 (Remote Grid) Updates to grid topology to minimize risk of ignition in HFTDs Remote GridWLDFRVegetation ContactAggregated | WLDFR | HFTD - Distribution - Tier 3 - 3QU CoRE ¦ 3QU LoRE | Non-Red Flag Warning - Large Fires | Vegetation Contact | Aggregated | 2024 | 1.2809e-05 | 215.5262 | 0.0027607 | 2024 | Mitigation | 0.95 | 45 | 0 | esc | 0.00097009 | 1.2426e-08 | 0.00097009 | 1.2426e-08 | 0.0029922 | 1.7559e-12 | 0.0013359 | 2.7603e-10
[120 empty] | 7.3.3.17.5 (Remote Grid) Updates to grid topology to minimize risk of ignition in HFTDs Remote GridWLDFRVegetation ContactAggregated | WLDFR | HFTD - Distribution - Tier 3 - 3QU CoRE ¦ 3QU LoRE | Non-Red Flag Warning - Large Fires | Vegetation Contact | Aggregated | 2025 | 1.2809e-05 | 215.5262 | 0.0027607 | 2025 | Mitigation | 0.95 | 45 | 0 | esc | 0.00097009 | 1.2426e-08 | 0.00097009 | 1.2426e-08 | 0.0029922 | 1.7559e-12 | 0.0013359 | 2.7603e-10
[120 empty] | 7.3.3.17.5 (Remote Grid) Updates to grid topology to minimize risk of ignition in HFTDs Remote GridWLDFRVegetation ContactAggregated | WLDFR | HFTD - Distribution - Tier 3 - 3QU CoRE ¦ 3QU LoRE | Non-Red Flag Warning - Large Fires | Vegetation Contact | Aggregated | 2026 | 1.2809e-05 | 215.5262 | 0.0027607 | 2026 | Mitigation | 0.95 | 45 | 0 | esc | 0.00097009 | 1.2426e-08 | 0.00097009 | 1.2426e-08 | 0.0029922 | 1.7559e-12 | 0.0013359 | 2.7603e-10
[120 empty] | 7.3.3.17.5 (Remote Grid) Updates to grid topology to minimize risk of ignition in HFTDs Remote GridWLDFRVegetation ContactAggregated | WLDFR | HFTD - Distribution - Tier 3 - 3QU CoRE ¦ 3QU LoRE | Non-Red Flag Warning - Large Fires | Vegetation Contact | Aggregated | 2027 | 1.2809e-05 | 215.5262 | 0.0027607 | 2027 | Mitigation | 0.95 | 45 | 0 | esc | 0.00097009 | 1.2426e-08 | 0.00097009 | 1.2426e-08 | 0.0029922 | 1.7559e-12 | 0.0013359 | 2.7603e-10
[120 empty] | 7.3.3.17.5 (Remote Grid) Updates to grid topology to minimize risk of ignition in HFTDs Remote GridWLDFRVegetation ContactAggregated | WLDFR | HFTD - Distribution - Tier 3 - 3QU CoRE ¦ 3QU LoRE | Non-Red Flag Warning - Large Fires | Vegetation Contact | Aggregated | 2028 | 1.2809e-05 | 215.5262 | 0.0027607 | 2028 | Mitigation | 0.95 | 45 | 0 | esc | 0.00097009 | 1.2426e-08 | 0.00097009 | 1.2426e-08 | 0.0029922 | 1.7559e-12 | 0.0013359 | 2.7603e-10
[120 empty] | 7.3.3.17.5 (Remote Grid) Updates to grid topology to minimize risk of ignition in HFTDs Remote GridWLDFRVegetation ContactAggregated | WLDFR | HFTD - Distribution - Tier 3 - 3QU CoRE ¦ 3QU LoRE | Non-Red Flag Warning - Large Fires | Vegetation Contact | Aggregated | 2029 | 1.2809e-05 | 215.5262 | 0.0027607 | 2029 | Mitigation | 0.95 | 45 | 0 | esc | 0.00097009 | 1.2426e-08 | 0.00097009 | 1.2426e-08 | 0.0029922 | 1.7559e-12 | 0.0013359 | 2.7603e-10
[120 empty] | 7.3.3.17.5 (Remote Grid) Updates to grid topology to minimize risk of ignition in HFTDs Remote GridWLDFRVegetation ContactAggregated | WLDFR | HFTD - Distribution - Tier 3 - 3QU CoRE ¦ 3QU LoRE | Non-Red Flag Warning - Large Fires | Vegetation Contact | Aggregated | 2030 | 1.2809e-05 | 215.5262 | 0.0027607 | 2030 | Mitigation | 0.95 | 45 | 0 | esc | 0.00097009 | 1.2426e-08 | 0.00097009 | 1.2426e-08 | 0.0029922 | 1.7559e-12 | 0.0013359 | 2.7603e-10
[120 empty] | 7.3.3.17.5 (Remote Grid) Updates to grid topology to minimize risk of ignition in HFTDs Remote GridWLDFRVegetation ContactAggregated | WLDFR | HFTD - Distribution - Tier 3 - 3QU CoRE ¦ 3QU LoRE | Non-Red Flag Warning - Large Fires | Vegetation Contact | Aggregated | 2031 | 1.2809e-05 | 215.5262 | 0.0027607 | 2031 | Mitigation | 0.95 | 45 | 0 | esc | 0.00097009 | 1.2426e-08 | 0.00097009 | 1.2426e-08 | 0.0029922 | 1.7559e-12 | 0.0013359 | 2.7603e-10
[120 empty] | 7.3.3.17.5 (Remote Grid) Updates to grid topology to minimize risk of ignition in HFTDs Remote GridWLDFRVegetation ContactAggregated | WLDFR | HFTD - Distribution - Tier 3 - 3QU CoRE ¦ 3QU LoRE | Non-Red Flag Warning - Large Fires | Vegetation Contact | Aggregated | 2032 | 1.2809e-05 | 215.5262 | 0.0027607 | 2032 | Mitigation | 0.95 | 45 | 0 | esc | 0.00097009 | 1.2426e-08 | 0.00097009 | 1.2426e-08 | 0.0029922 | 1.7559e-12 | 0.0013359 | 2.7603e-10
[120 empty] | 7.3.3.17.5 (Remote Grid) Updates to grid topology to minimize risk of ignition in HFTDs Remote GridWLDFRVegetation ContactAggregated | WLDFR | HFTD - Distribution - Tier 3 - 3QU CoRE ¦ 3QU LoRE | Non-Red Flag Warning - Large Fires | Vegetation Contact | Aggregated | 2033 | 1.2809e-05 | 215.5262 | 0.0027607 | 2033 | Mitigation | 0.95 | 45 | 0 | esc | 0.00097009 | 1.2426e-08 | 0.00097009 | 1.2426e-08 | 0.0029922 | 1.7559e-12 | 0.0013359 | 2.7603e-10
[120 empty] | 7.3.3.17.5 (Remote Grid) Updates to grid topology to minimize risk of ignition in HFTDs Remote GridWLDFRVegetation ContactAggregated | WLDFR | HFTD - Distribution - Tier 3 - 3QU CoRE ¦ 3QU LoRE | Non-Red Flag Warning - Large Fires | Vegetation Contact | Aggregated | 2034 | 1.2809e-05 | 215.5262 | 0.0027607 | 2034 | Mitigation | 0.95 | 45 | 0 | esc | 0.00097009 | 1.2426e-08 | 0.00097009 | 1.2426e-08 | 0.0029922 | 1.7559e-12 | 0.0013359 | 2.7603e-10
[120 empty] | 7.3.3.17.5 (Remote Grid) Updates to grid topology to minimize risk of ignition in HFTDs Remote GridWLDFRVegetation ContactAggregated | WLDFR | HFTD - Distribution - Tier 3 - 3QU CoRE ¦ 3QU LoRE | Non-Red Flag Warning - Large Fires | Vegetation Contact | Aggregated | 2035 | 1.2809e-05 | 215.5262 | 0.0027607 | 2035 | Mitigation | 0.95 | 45 | 0 | esc | 0.00097009 | 1.2426e-08 | 0.00097009 | 1.2426e-08 | 0.0029922 | 1.7559e-12 | 0.0013359 | 2.7603e-10
[120 empty] | 7.3.3.17.5 (Remote Grid) Updates to grid topology to minimize risk of ignition in HFTDs Remote GridWLDFRVegetation ContactAggregated | WLDFR | HFTD - Distribution - Tier 3 - 3QU CoRE ¦ 3QU LoRE | Non-Red Flag Warning - Large Fires | Vegetation Contact | Aggregated | 2036 | 1.2809e-05 | 215.5262 | 0.0027607 | 2036 | Mitigation | 0.95 | 45 | 0 | esc | 0.00097009 | 1.2426e-08 | 0.00097009 | 1.2426e-08 | 0.0029922 | 1.7559e-12 | 0.0013359 | 2.7603e-10
[120 empty] | 7.3.3.17.5 (Remote Grid) Updates to grid topology to minimize risk of ignition in HFTDs Remote GridWLDFRVegetation ContactAggregated | WLDFR | HFTD - Distribution - Tier 3 - 3QU CoRE ¦ 3QU LoRE | Non-Red Flag Warning - Large Fires | Vegetation Contact | Aggregated | 2037 | 1.2809e-05 | 215.5262 | 0.0027607 | 2037 | Mitigation | 0.95 | 45 | 0 | esc | 0.00097009 | 1.2426e-08 | 0.00097009 | 1.2426e-08 | 0.0029922 | 1.7559e-12 | 0.0013359 | 2.7603e-10
[120 empty] | 7.3.3.17.5 (Remote Grid) Updates to grid topology to minimize risk of ignition in HFTDs Remote GridWLDFRVegetation ContactAggregated | WLDFR | HFTD - Distribution - Tier 3 - 3QU CoRE ¦ 3QU LoRE | Non-Red Flag Warning - Large Fires | Vegetation Contact | Aggregated | 2038 | 1.2809e-05 | 215.5262 | 0.0027607 | 2038 | Mitigation | 0.95 | 45 | 0 | esc | 0.00097009 | 1.2426e-08 | 0.00097009 | 1.2426e-08 | 0.0029922 | 1.7559e-12 | 0 | 0
[120 empty] | 7.3.3.17.5 (Remote Grid) Updates to grid topology to minimize risk of ignition in HFTDs Remote GridWLDFRVegetation ContactAggregated | WLDFR | HFTD - Distribution - Tier 3 - 3QU CoRE ¦ 3QU LoRE | Non-Red Flag Warning - Large Fires | Vegetation Contact | Aggregated | 2039 | 1.2809e-05 | 215.5262 | 0.0027607 | 2039 | Mitigation | 0.95 | 45 | 0 | esc | 0.00097009 | 1.2426e-08 | 0.00097009 | 1.2426e-08 | 0.0029922 | 1.7559e-12 | 0 | 0
[120 empty] | 7.3.3.17.5 (Remote Grid) Updates to grid topology to minimize risk of ignition in HFTDs Remote GridWLDFRVegetation ContactAggregated | WLDFR | HFTD - Distribution - Tier 3 - 3QU CoRE ¦ 3QU LoRE | Non-Red Flag Warning - Large Fires | Vegetation Contact | Aggregated | 2040 | 1.2809e-05 | 215.5262 | 0.0027607 | 2040 | Mitigation | 0.95 | 45 | 0 | esc | 0.00097009 | 1.2426e-08 | 0.00097009 | 1.2426e-08 | 0.0029922 | 1.7559e-12 | 0.0093813 | 5.4013e-09
[120 empty] | 7.3.3.17.5 (Remote Grid) Updates to grid topology to minimize risk of ignition in HFTDs Remote GridWLDFRVegetation ContactAggregated | WLDFR | HFTD - Distribution - Tier 3 - 3QU CoRE ¦ 3QU LoRE | Non-Red Flag Warning - Large Fires | Vegetation Contact | Aggregated | 2041 | 1.2809e-05 | 215.5262 | 0.0027607 | 2041 | Mitigation | 0.95 | 45 | 0 | esc | 0.00097009 | 1.2426e-08 | 0.00097009 | 1.2426e-08 | 0.0029922 | 1.7559e-12 | 0.0093813 | 5.4013e-09
[120 empty] | 7.3.3.17.5 (Remote Grid) Updates to grid topology to minimize risk of ignition in HFTDs Remote GridWLDFRVegetation ContactAggregated | WLDFR | HFTD - Distribution - Tier 3 - 3QU CoRE ¦ 3QU LoRE | Non-Red Flag Warning - Large Fires | Vegetation Contact | Aggregated | 2042 | 1.2809e-05 | 215.5262 | 0.0027607 | 2042 | Mitigation | 0.95 | 45 | 0 | esc | 0.00097009 | 1.2426e-08 | 0.00097009 | 1.2426e-08 | 0.0029922 | 1.7559e-12 | 0.0093813 | 5.4013e-09
[120 empty] | 7.3.3.17.5 (Remote Grid) Updates to grid topology to minimize risk of ignition in HFTDs Remote GridWLDFRVegetation ContactAggregated | WLDFR | HFTD - Distribution - Tier 3 - 3QU CoRE ¦ 3QU LoRE | Non-Red Flag Warning - Large Fires | Vegetation Contact | Aggregated | 2043 | 1.2809e-05 | 215.5262 | 0.0027607 | 2043 | Mitigation | 0.95 | 45 | 0 | esc | 0.00097009 | 1.2426e-08 | 0.00097009 | 1.2426e-08 | 0.0029922 | 1.7559e-12 | 0.0093813 | 5.4013e-09
[120 empty] | 7.3.3.17.5 (Remote Grid) Updates to grid topology to minimize risk of ignition in HFTDs Remote GridWLDFRVegetation ContactAggregated | WLDFR | HFTD - Distribution - Tier 3 - 3QU CoRE ¦ 3QU LoRE | Non-Red Flag Warning - Large Fires | Vegetation Contact | Aggregated | 2044 | 1.2809e-05 | 215.5262 | 0.0027607 | 2044 | Mitigation | 0.95 | 45 | 0 | esc | 0.00097009 | 1.2426e-08 | 0.00097009 | 1.2426e-08 | 0.0029922 | 1.7559e-12 | 0.0093813 | 5.4013e-09
[120 empty] | 7.3.3.17.5 (Remote Grid) Updates to grid topology to minimize risk of ignition in HFTDs Remote GridWLDFRVegetation ContactAggregated | WLDFR | HFTD - Distribution - Tier 3 - 3QU CoRE ¦ 3QU LoRE | Non-Red Flag Warning - Large Fires | Vegetation Contact | Aggregated | 2045 | 1.2809e-05 | 215.5262 | 0.0027607 | 2045 | Mitigation | 0.95 | 45 | 0 | esc | 0.00097009 | 1.2426e-08 | 0.00097009 | 1.2426e-08 | 0.0029922 | 1.7559e-12 | 0.0093813 | 5.4013e-09
[120 empty] | 7.3.3.17.5 (Remote Grid) Updates to grid topology to minimize risk of ignition in HFTDs Remote GridWLDFRVegetation ContactAggregated | WLDFR | HFTD - Distribution - Tier 3 - 3QU CoRE ¦ 3QU LoRE | Non-Red Flag Warning - Large Fires | Vegetation Contact | Aggregated | 2046 | 1.2809e-05 | 215.5262 | 0.0027607 | 2046 | Mitigation | 0.95 | 45 | 0 | esc | 0.00097009 | 1.2426e-08 | 0.00097009 | 1.2426e-08 | 0.0029922 | 1.7559e-12 | 0.0093813 | 5.4013e-09
[120 empty] | 7.3.3.17.5 (Remote Grid) Updates to grid topology to minimize risk of ignition in HFTDs Remote GridWLDFRVegetation ContactAggregated | WLDFR | HFTD - Distribution - Tier 3 - 3QU CoRE ¦ 3QU LoRE | Non-Red Flag Warning - Large Fires | Vegetation Contact | Aggregated | 2047 | 1.2809e-05 | 215.5262 | 0.0027607 | 2047 | Mitigation | 0.95 | 45 | 0 | esc | 0.00097009 | 1.2426e-08 | 0.00097009 | 1.2426e-08 | 0.0029922 | 1.7559e-12 | 0.0093813 | 5.4013e-09
[120 empty] | 7.3.3.17.5 (Remote Grid) Updates to grid topology to minimize risk of ignition in HFTDs Remote GridWLDFRVegetation ContactAggregated | WLDFR | HFTD - Distribution - Tier 3 - 3QU CoRE ¦ 3QU LoRE | Non-Red Flag Warning - Large Fires | Vegetation Contact | Aggregated | 2048 | 1.2809e-05 | 215.5262 | 0.0027607 | 2048 | Mitigation | 0.95 | 45 | 0 | esc | 0.00097009 | 1.2426e-08 | 0.00097009 | 1.2426e-08 | 0.0029922 | 1.7559e-12 | 0.0093813 | 5.4013e-09
[120 empty] | 7.3.3.17.5 (Remote Grid) Updates to grid topology to minimize risk of ignition in HFTDs Remote GridWLDFRVegetation ContactAggregated | WLDFR | HFTD - Distribution - Tier 3 - 3QU CoRE ¦ 3QU LoRE | Non-Red Flag Warning - Large Fires | Vegetation Contact | Aggregated | 2049 | 1.2809e-05 | 215.5262 | 0.0027607 | 2049 | Mitigation | 0.95 | 45 | 0 | esc | 0.00097009 | 1.2426e-08 | 0.00097009 | 1.2426e-08 | 0.0029922 | 1.7559e-12 | 0.0093813 | 5.4013e-09
[120 empty] | 7.3.3.17.5 (Remote Grid) Updates to grid topology to minimize risk of ignition in HFTDs Remote GridWLDFRVegetation ContactAggregated | WLDFR | HFTD - Distribution - Tier 3 - 3QU CoRE ¦ 3QU LoRE | Non-Red Flag Warning - Large Fires | Vegetation Contact | Aggregated | 2050 | 1.2809e-05 | 215.5262 | 0.0027607 | 2050 | Mitigation | 0.95 | 45 | 0 | esc | 0.00097009 | 1.2426e-08 | 0.00097009 | 1.2426e-08 | 0.0029922 | 1.7559e-12 | 0.0093813 | 5.4013e-09
[120 empty] | 7.3.3.17.5 (Remote Grid) Updates to grid topology to minimize risk of ignition in HFTDs Remote GridWLDFRVegetation ContactAggregated | WLDFR | HFTD - Distribution - Tier 3 - 3QU CoRE ¦ 3QU LoRE | Non-Red Flag Warning - Large Fires | Vegetation Contact | Aggregated | 2051 | 1.2809e-05 | 215.5262 | 0.0027607 | 2051 | Mitigation | 0.95 | 45 | 0 | esc | 0.00097009 | 1.2426e-08 | 0.00097009 | 1.2426e-08 | 0.0029922 | 1.7559e-12 | 0.0093813 | 5.4013e-09
[120 empty] | 7.3.3.17.5 (Remote Grid) Updates to grid topology to minimize risk of ignition in HFTDs Remote GridWLDFRVegetation ContactAggregated | WLDFR | HFTD - Distribution - Tier 3 - 3QU CoRE ¦ 3QU LoRE | Non-Red Flag Warning - Large Fires | Vegetation Contact | Aggregated | 2052 | 1.2809e-05 | 215.5262 | 0.0027607 | 2052 | Mitigation | 0.95 | 45 | 0 | esc | 0.00097009 | 1.2426e-08 | 0.00097009 | 1.2426e-08 | 0.0029922 | 1.7559e-12 | 0.0093813 | 5.4013e-09
[120 empty] | 7.3.3.17.5 (Remote Grid) Updates to grid topology to minimize risk of ignition in HFTDs Remote GridWLDFRVegetation ContactAggregated | WLDFR | HFTD - Distribution - Tier 3 - 3QU CoRE ¦ 3QU LoRE | Non-Red Flag Warning - Large Fires | Vegetation Contact | Aggregated | 2053 | 1.2809e-05 | 215.5262 | 0.0027607 | 2053 | Mitigation | 0.95 | 45 | 0 | esc | 0.00097009 | 1.2426e-08 | 0.00097009 | 1.2426e-08 | 0.0029922 | 1.7559e-12 | 0.0093813 | 5.4013e-09
[120 empty] | 7.3.3.17.5 (Remote Grid) Updates to grid topology to minimize risk of ignition in HFTDs Remote GridWLDFRVegetation ContactAggregated | WLDFR | HFTD - Distribution - Tier 3 - 3QU CoRE ¦ 3QU LoRE | Non-Red Flag Warning - Large Fires | Vegetation Contact | Aggregated | 2054 | 1.2809e-05 | 215.5262 | 0.0027607 | 2054 | Mitigation | 0.95 | 45 | 0 | esc | 0.00097009 | 1.2426e-08 | 0.00097009 | 1.2426e-08 | 0.0029922 | 1.7559e-12 | 0.0093813 | 5.4013e-09
[120 empty] | 7.3.3.17.5 (Remote Grid) Updates to grid topology to minimize risk of ignition in HFTDs Remote GridWLDFRVegetation ContactAggregated | WLDFR | HFTD - Distribution - Tier 3 - 3QU CoRE ¦ 3QU LoRE | Non-Red Flag Warning - Large Fires | Vegetation Contact | Aggregated | 2055 | 1.2809e-05 | 215.5262 | 0.0027607 | 2055 | Mitigation | 0.95 | 45 | 0 | esc | 0.00097009 | 1.2426e-08 | 0.00097009 | 1.2426e-08 | 0.0029922 | 1.7559e-12 | 0.0093813 | 5.4013e-09
[120 empty] | 7.3.3.17.5 (Remote Grid) Updates to grid topology to minimize risk of ignition in HFTDs Remote GridWLDFRVegetation ContactAggregated | WLDFR | HFTD - Distribution - Tier 3 - 3QU CoRE ¦ 3QU LoRE | Non-Red Flag Warning - Large Fires | Vegetation Contact | Aggregated | 2056 | 1.2809e-05 | 215.5262 | 0.0027607 | 2056 | Mitigation | 0.95 | 45 | 0 | esc | 0.00097009 | 1.2426e-08 | 0.00097009 | 1.2426e-08 | 0.0029922 | 1.7559e-12 | 0.0093813 | 5.4013e-09
[120 empty] | 7.3.3.17.5 (Remote Grid) Updates to grid topology to minimize risk of ignition in HFTDs Remote GridWLDFRVegetation ContactAggregated | WLDFR | HFTD - Distribution - Tier 3 - 3QU CoRE ¦ 3QU LoRE | Non-Red Flag Warning - Large Fires | Vegetation Contact | Aggregated | 2057 | 1.2809e-05 | 215.5262 | 0.0027607 | 2057 | Mitigation | 0.95 | 45 | 0 | esc | 0.00097009 | 1.2426e-08 | 0.00097009 | 1.2426e-08 | 0.0029922 | 1.7559e-12 | 0.0093813 | 5.4013e-09
[120 empty] | 7.3.3.17.5 (Remote Grid) Updates to grid topology to minimize risk of ignition in HFTDs Remote GridWLDFRVegetation ContactAggregated | WLDFR | HFTD - Distribution - Tier 3 - 3QU CoRE ¦ 3QU LoRE | Non-Red Flag Warning - Large Fires | Vegetation Contact | Aggregated | 2058 | 1.2809e-05 | 215.5262 | 0.0027607 | 2058 | Mitigation | 0.95 | 45 | 0 | esc | 0.00097009 | 1.2426e-08 | 0.00097009 | 1.2426e-08 | 0.0029922 | 1.7559e-12 | 0.0093813 | 5.4013e-09
[120 empty] | 7.3.3.17.5 (Remote Grid) Updates to grid topology to minimize risk of ignition in HFTDs Remote GridWLDFRVegetation ContactAggregated | WLDFR | HFTD - Distribution - Tier 3 - 3QU CoRE ¦ 3QU LoRE | Non-Red Flag Warning - Large Fires | Vegetation Contact | Aggregated | 2059 | 1.2809e-05 | 215.5262 | 0.0027607 | 2059 | Mitigation | 0.95 | 45 | 0 | esc | 0.00097009 | 1.2426e-08 | 0.00097009 | 1.2426e-08 | 0.0029922 | 1.7559e-12 | 0.0093813 | 5.4013e-09
[120 empty] | 7.3.3.17.5 (Remote Grid) Updates to grid topology to minimize risk of ignition in HFTDs Remote GridWLDFRVegetation ContactAggregated | WLDFR | HFTD - Distribution - Tier 3 - 3QU CoRE ¦ 3QU LoRE | Non-Red Flag Warning - Large Fires | Vegetation Contact | Aggregated | 2060 | 1.2809e-05 | 215.5262 | 0.0027607 | 2060 | Mitigation | 0.95 | 45 | 0 | esc | 0.00097009 | 1.2426e-08 | 0.00097009 | 1.2426e-08 | 0.0029922 | 1.7559e-12 | 0.0093813 | 5.4013e-09
[120 empty] | 7.3.3.17.5 (Remote Grid) Updates to grid topology to minimize risk of ignition in HFTDs Remote GridWLDFRVegetation ContactAggregated | WLDFR | HFTD - Distribution - Tier 3 - 3QU CoRE ¦ 3QU LoRE | Non-Red Flag Warning - Large Fires | Vegetation Contact | Aggregated | 2061 | 1.2809e-05 | 215.5262 | 0.0027607 | 2061 | Mitigation | 0.95 | 45 | 0 | esc | 0.00097009 | 1.2426e-08 | 0.00097009 | 1.2426e-08 | 0.0029922 | 1.7559e-12 | 0.0093813 | 5.4013e-09
[120 empty] | 7.3.3.17.5 (Remote Grid) Updates to grid topology to minimize risk of ignition in HFTDs Remote GridWLDFRVegetation ContactAggregated | WLDFR | HFTD - Distribution - Tier 3 - 3QU CoRE ¦ 3QU LoRE | Non-Red Flag Warning - Large Fires | Vegetation Contact | Aggregated | 2062 | 1.2809e-05 | 215.5262 | 0.0027607 | 2062 | Mitigation | 0.95 | 45 | 0 | esc | 0.00097009 | 1.2426e-08 | 0.00097009 | 1.2426e-08 | 0 | 0 | 0.0093813 | 5.4013e-09
[120 empty] | 7.3.3.17.5 (Remote Grid) Updates to grid topology to minimize risk of ignition in HFTDs Remote GridWLDFRVegetation ContactAggregated | WLDFR | HFTD - Distribution - Tier 3 - 3QU CoRE ¦ 3QU LoRE | Non-Red Flag Warning - Large Fires | Vegetation Contact | Aggregated | 2063 | 1.2809e-05 | 215.5262 | 0.0027607 | 2063 | Mitigation | 0.95 | 45 | 0 | esc | 0.00097009 | 1.2426e-08 | 0.00097009 | 1.2426e-08 | 0.0029922 | 2.3196e-11 | 0.0093813 | 5.4013e-09
[120 empty] | 7.3.3.17.5 (Remote Grid) Updates to grid topology to minimize risk of ignition in HFTDs Remote GridWLDFRVegetation ContactAggregated | WLDFR | HFTD - Distribution - Tier 3 - 3QU CoRE ¦ 3QU LoRE | Non-Red Flag Warning - Large Fires | Vegetation Contact | Aggregated | 2064 | 1.2809e-05 | 215.5262 | 0.0027607 | 2064 | Mitigation | 0.95 | 45 | 0 | esc | 0.00097009 | 1.2426e-08 | 0.00097009 | 1.2426e-08 | 0.0029922 | 2.3196e-11 | 0.0093813 | 5.4013e-09
[120 empty] | 7.3.3.17.5 (Remote Grid) Updates to grid topology to minimize risk of ignition in HFTDs Remote GridWLDFRVegetation ContactAggregated | WLDFR | HFTD - Distribution - Tier 3 - 3QU CoRE ¦ 3QU LoRE | Non-Red Flag Warning - Large Fires | Vegetation Contact | Aggregated | 2065 | 1.2809e-05 | 215.5262 | 0.0027607 | 2065 | Mitigation | 0.95 | 45 | 0 | esc | 0.00097009 | 1.2426e-08 | 0.00097009 | 1.2426e-08 | 0.0029922 | 2.3196e-11 | 0.0093813 | 5.4013e-09
[120 empty] | 7.3.3.17.5 (Remote Grid) Updates to grid topology to minimize risk of ignition in HFTDs Remote GridWLDFRVegetation ContactAggregated | WLDFR | HFTD - Distribution - Tier 3 - 3QU CoRE ¦ 3QU LoRE | Non-Red Flag Warning - Large Fires | Vegetation Contact | Aggregated | 2066 | 1.2809e-05 | 215.5262 | 0.0027607 | 2066 | Mitigation | 0.95 | 45 | 0 | esc | 0.00097009 | 1.2426e-08 | 0.00097009 | 1.2426e-08 | 0.0029922 | 2.3196e-11 | 0.0093813 | 5.4013e-09
[120 empty] | 7.3.3.17.5 (Remote Grid) Updates to grid topology to minimize risk of ignition in HFTDs Remote GridWLDFRVegetation ContactAggregated | WLDFR | HFTD - Distribution - Tier 3 - 3QU CoRE ¦ 3QU LoRE | Non-Red Flag Warning - Large Fires | Vegetation Contact | Aggregated | 2067 | 1.2809e-05 | 215.5262 | 0.0027607 | 2067 | Mitigation | 0.95 | 45 | 0 | esc | 0 | 0 | 0.00097009 | 1.2426e-08 | 0.0029922 | 2.3196e-11 | 0.0093813 | 5.4013e-09
[120 empty] | 7.3.3.17.5 (Remote Grid) Updates to grid topology to minimize risk of ignition in HFTDs Remote GridWLDFRWire-to-wire contactAggregated | WLDFR | HFTD - Distribution - Tier 3 - 3QU CoRE ¦ 3QU LoRE | Non-Red Flag Warning - Large Fires | Wire-to-wire contact | Aggregated | 2022 | 1.0523e-06 | 215.5262 | 0.0002268 | 2022 | Mitigation | 0.95 | 45 | 0 | esc | 0.00097009 | 1.0208e-09 | 0 | 0 | 0.0029922 | 2.3196e-11 | 0.0093813 | 5.4013e-09
[120 empty] | 7.3.3.17.5 (Remote Grid) Updates to grid topology to minimize risk of ignition in HFTDs Remote GridWLDFRWire-to-wire contactAggregated | WLDFR | HFTD - Distribution - Tier 3 - 3QU CoRE ¦ 3QU LoRE | Non-Red Flag Warning - Large Fires | Wire-to-wire contact | Aggregated | 2023 | 1.0523e-06 | 215.5262 | 0.0002268 | 2023 | Mitigation | 0.95 | 45 | 0 | esc | 0.00097009 | 1.0208e-09 | 0.00097009 | 1.0208e-09 | 0.0029922 | 2.3196e-11 | 0.0093813 | 5.4013e-09
[120 empty] | 7.3.3.17.5 (Remote Grid) Updates to grid topology to minimize risk of ignition in HFTDs Remote GridWLDFRWire-to-wire contactAggregated | WLDFR | HFTD - Distribution - Tier 3 - 3QU CoRE ¦ 3QU LoRE | Non-Red Flag Warning - Large Fires | Wire-to-wire contact | Aggregated | 2024 | 1.0523e-06 | 215.5262 | 0.0002268 | 2024 | Mitigation | 0.95 | 45 | 0 | esc | 0.00097009 | 1.0208e-09 | 0.00097009 | 1.0208e-09 | 0.0029922 | 2.3196e-11 | 0 | 0
[120 empty] | 7.3.3.17.5 (Remote Grid) Updates to grid topology to minimize risk of ignition in HFTDs Remote GridWLDFRWire-to-wire contactAggregated | WLDFR | HFTD - Distribution - Tier 3 - 3QU CoRE ¦ 3QU LoRE | Non-Red Flag Warning - Large Fires | Wire-to-wire contact | Aggregated | 2025 | 1.0523e-06 | 215.5262 | 0.0002268 | 2025 | Mitigation | 0.95 | 45 | 0 | esc | 0.00097009 | 1.0208e-09 | 0.00097009 | 1.0208e-09 | 0.0029922 | 2.3196e-11 | 0 | 0
[120 empty] | 7.3.3.17.5 (Remote Grid) Updates to grid topology to minimize risk of ignition in HFTDs Remote GridWLDFRWire-to-wire contactAggregated | WLDFR | HFTD - Distribution - Tier 3 - 3QU CoRE ¦ 3QU LoRE | Non-Red Flag Warning - Large Fires | Wire-to-wire contact | Aggregated | 2026 | 1.0523e-06 | 215.5262 | 0.0002268 | 2026 | Mitigation | 0.95 | 45 | 0 | esc | 0.00097009 | 1.0208e-09 | 0.00097009 | 1.0208e-09 | 0.0029922 | 2.3196e-11 | 0.014004 | 2.4481e-09
[120 empty] | 7.3.3.17.5 (Remote Grid) Updates to grid topology to minimize risk of ignition in HFTDs Remote GridWLDFRWire-to-wire contactAggregated | WLDFR | HFTD - Distribution - Tier 3 - 3QU CoRE ¦ 3QU LoRE | Non-Red Flag Warning - Large Fires | Wire-to-wire contact | Aggregated | 2027 | 1.0523e-06 | 215.5262 | 0.0002268 | 2027 | Mitigation | 0.95 | 45 | 0 | esc | 0.00097009 | 1.0208e-09 | 0.00097009 | 1.0208e-09 | 0.0029922 | 2.3196e-11 | 0.014004 | 2.4481e-09
[120 empty] | 7.3.3.17.5 (Remote Grid) Updates to grid topology to minimize risk of ignition in HFTDs Remote GridWLDFRWire-to-wire contactAggregated | WLDFR | HFTD - Distribution - Tier 3 - 3QU CoRE ¦ 3QU LoRE | Non-Red Flag Warning - Large Fires | Wire-to-wire contact | Aggregated | 2028 | 1.0523e-06 | 215.5262 | 0.0002268 | 2028 | Mitigation | 0.95 | 45 | 0 | esc | 0.00097009 | 1.0208e-09 | 0.00097009 | 1.0208e-09 | 0.0029922 | 2.3196e-11 | 0.014004 | 2.4481e-09
[120 empty] | 7.3.3.17.5 (Remote Grid) Updates to grid topology to minimize risk of ignition in HFTDs Remote GridWLDFRWire-to-wire contactAggregated | WLDFR | HFTD - Distribution - Tier 3 - 3QU CoRE ¦ 3QU LoRE | Non-Red Flag Warning - Large Fires | Wire-to-wire contact | Aggregated | 2029 | 1.0523e-06 | 215.5262 | 0.0002268 | 2029 | Mitigation | 0.95 | 45 | 0 | esc | 0.00097009 | 1.0208e-09 | 0.00097009 | 1.0208e-09 | 0.0029922 | 2.3196e-11 | 0.014004 | 2.4481e-09
[120 empty] | 7.3.3.17.5 (Remote Grid) Updates to grid topology to minimize risk of ignition in HFTDs Remote GridWLDFRWire-to-wire contactAggregated | WLDFR | HFTD - Distribution - Tier 3 - 3QU CoRE ¦ 3QU LoRE | Non-Red Flag Warning - Large Fires | Wire-to-wire contact | Aggregated | 2030 | 1.0523e-06 | 215.5262 | 0.0002268 | 2030 | Mitigation | 0.95 | 45 | 0 | esc | 0.00097009 | 1.0208e-09 | 0.00097009 | 1.0208e-09 | 0.0029922 | 2.3196e-11 | 0.014004 | 2.4481e-09
[120 empty] | 7.3.3.17.5 (Remote Grid) Updates to grid topology to minimize risk of ignition in HFTDs Remote GridWLDFRWire-to-wire contactAggregated | WLDFR | HFTD - Distribution - Tier 3 - 3QU CoRE ¦ 3QU LoRE | Non-Red Flag Warning - Large Fires | Wire-to-wire contact | Aggregated | 2031 | 1.0523e-06 | 215.5262 | 0.0002268 | 2031 | Mitigation | 0.95 | 45 | 0 | esc | 0.00097009 | 1.0208e-09 | 0.00097009 | 1.0208e-09 | 0.0029922 | 2.3196e-11 | 0.014004 | 2.4481e-09
[120 empty] | 7.3.3.17.5 (Remote Grid) Updates to grid topology to minimize risk of ignition in HFTDs Remote GridWLDFRWire-to-wire contactAggregated | WLDFR | HFTD - Distribution - Tier 3 - 3QU CoRE ¦ 3QU LoRE | Non-Red Flag Warning - Large Fires | Wire-to-wire contact | Aggregated | 2032 | 1.0523e-06 | 215.5262 | 0.0002268 | 2032 | Mitigation | 0.95 | 45 | 0 | esc | 0.00097009 | 1.0208e-09 | 0.00097009 | 1.0208e-09 | 0.0029922 | 2.3196e-11 | 0.014004 | 2.4481e-09
[120 empty] | 7.3.3.17.5 (Remote Grid) Updates to grid topology to minimize risk of ignition in HFTDs Remote GridWLDFRWire-to-wire contactAggregated | WLDFR | HFTD - Distribution - Tier 3 - 3QU CoRE ¦ 3QU LoRE | Non-Red Flag Warning - Large Fires | Wire-to-wire contact | Aggregated | 2033 | 1.0523e-06 | 215.5262 | 0.0002268 | 2033 | Mitigation | 0.95 | 45 | 0 | esc | 0.00097009 | 1.0208e-09 | 0.00097009 | 1.0208e-09 | 0.0029922 | 2.3196e-11 | 0.014004 | 2.4481e-09
[120 empty] | 7.3.3.17.5 (Remote Grid) Updates to grid topology to minimize risk of ignition in HFTDs Remote GridWLDFRWire-to-wire contactAggregated | WLDFR | HFTD - Distribution - Tier 3 - 3QU CoRE ¦ 3QU LoRE | Non-Red Flag Warning - Large Fires | Wire-to-wire contact | Aggregated | 2034 | 1.0523e-06 | 215.5262 | 0.0002268 | 2034 | Mitigation | 0.95 | 45 | 0 | esc | 0.00097009 | 1.0208e-09 | 0.00097009 | 1.0208e-09 | 0.0029922 | 2.3196e-11 | 0.014004 | 2.4481e-09
[120 empty] | 7.3.3.17.5 (Remote Grid) Updates to grid topology to minimize risk of ignition in HFTDs Remote GridWLDFRWire-to-wire contactAggregated | WLDFR | HFTD - Distribution - Tier 3 - 3QU CoRE ¦ 3QU LoRE | Non-Red Flag Warning - Large Fires | Wire-to-wire contact | Aggregated | 2035 | 1.0523e-06 | 215.5262 | 0.0002268 | 2035 | Mitigation | 0.95 | 45 | 0 | esc | 0.00097009 | 1.0208e-09 | 0.00097009 | 1.0208e-09 | 0.0029922 | 2.3196e-11 | 0.014004 | 2.4481e-09
[120 empty] | 7.3.3.17.5 (Remote Grid) Updates to grid topology to minimize risk of ignition in HFTDs Remote GridWLDFRWire-to-wire contactAggregated | WLDFR | HFTD - Distribution - Tier 3 - 3QU CoRE ¦ 3QU LoRE | Non-Red Flag Warning - Large Fires | Wire-to-wire contact | Aggregated | 2036 | 1.0523e-06 | 215.5262 | 0.0002268 | 2036 | Mitigation | 0.95 | 45 | 0 | esc | 0.00097009 | 1.0208e-09 | 0.00097009 | 1.0208e-09 | 0.0029922 | 2.3196e-11 | 0.014004 | 2.4481e-09
[120 empty] | 7.3.3.17.5 (Remote Grid) Updates to grid topology to minimize risk of ignition in HFTDs Remote GridWLDFRWire-to-wire contactAggregated | WLDFR | HFTD - Distribution - Tier 3 - 3QU CoRE ¦ 3QU LoRE | Non-Red Flag Warning - Large Fires | Wire-to-wire contact | Aggregated | 2037 | 1.0523e-06 | 215.5262 | 0.0002268 | 2037 | Mitigation | 0.95 | 45 | 0 | esc | 0.00097009 | 1.0208e-09 | 0.00097009 | 1.0208e-09 | 0.0029922 | 2.3196e-11 | 0.014004 | 2.4481e-09
[120 empty] | 7.3.3.17.5 (Remote Grid) Updates to grid topology to minimize risk of ignition in HFTDs Remote GridWLDFRWire-to-wire contactAggregated | WLDFR | HFTD - Distribution - Tier 3 - 3QU CoRE ¦ 3QU LoRE | Non-Red Flag Warning - Large Fires | Wire-to-wire contact | Aggregated | 2038 | 1.0523e-06 | 215.5262 | 0.0002268 | 2038 | Mitigation | 0.95 | 45 | 0 | esc | 0.00097009 | 1.0208e-09 | 0.00097009 | 1.0208e-09 | 0.0029922 | 2.3196e-11 | 0.014004 | 2.4481e-09
[120 empty] | 7.3.3.17.5 (Remote Grid) Updates to grid topology to minimize risk of ignition in HFTDs Remote GridWLDFRWire-to-wire contactAggregated | WLDFR | HFTD - Distribution - Tier 3 - 3QU CoRE ¦ 3QU LoRE | Non-Red Flag Warning - Large Fires | Wire-to-wire contact | Aggregated | 2039 | 1.0523e-06 | 215.5262 | 0.0002268 | 2039 | Mitigation | 0.95 | 45 | 0 | esc | 0.00097009 | 1.0208e-09 | 0.00097009 | 1.0208e-09 | 0.0029922 | 2.3196e-11 | 0.014004 | 2.4481e-09
[120 empty] | 7.3.3.17.5 (Remote Grid) Updates to grid topology to minimize risk of ignition in HFTDs Remote GridWLDFRWire-to-wire contactAggregated | WLDFR | HFTD - Distribution - Tier 3 - 3QU CoRE ¦ 3QU LoRE | Non-Red Flag Warning - Large Fires | Wire-to-wire contact | Aggregated | 2040 | 1.0523e-06 | 215.5262 | 0.0002268 | 2040 | Mitigation | 0.95 | 45 | 0 | esc | 0.00097009 | 1.0208e-09 | 0.00097009 | 1.0208e-09 | 0.0029922 | 2.3196e-11 | 0.014004 | 2.4481e-09
[120 empty] | 7.3.3.17.5 (Remote Grid) Updates to grid topology to minimize risk of ignition in HFTDs Remote GridWLDFRWire-to-wire contactAggregated | WLDFR | HFTD - Distribution - Tier 3 - 3QU CoRE ¦ 3QU LoRE | Non-Red Flag Warning - Large Fires | Wire-to-wire contact | Aggregated | 2041 | 1.0523e-06 | 215.5262 | 0.0002268 | 2041 | Mitigation | 0.95 | 45 | 0 | esc | 0.00097009 | 1.0208e-09 | 0.00097009 | 1.0208e-09 | 0.0029922 | 2.3196e-11 | 0.014004 | 2.4481e-09
[120 empty] | 7.3.3.17.5 (Remote Grid) Updates to grid topology to minimize risk of ignition in HFTDs Remote GridWLDFRWire-to-wire contactAggregated | WLDFR | HFTD - Distribution - Tier 3 - 3QU CoRE ¦ 3QU LoRE | Non-Red Flag Warning - Large Fires | Wire-to-wire contact | Aggregated | 2042 | 1.0523e-06 | 215.5262 | 0.0002268 | 2042 | Mitigation | 0.95 | 45 | 0 | esc | 0.00097009 | 1.0208e-09 | 0.00097009 | 1.0208e-09 | 0.0029922 | 2.3196e-11 | 0.014004 | 2.4481e-09
[120 empty] | 7.3.3.17.5 (Remote Grid) Updates to grid topology to minimize risk of ignition in HFTDs Remote GridWLDFRWire-to-wire contactAggregated | WLDFR | HFTD - Distribution - Tier 3 - 3QU CoRE ¦ 3QU LoRE | Non-Red Flag Warning - Large Fires | Wire-to-wire contact | Aggregated | 2043 | 1.0523e-06 | 215.5262 | 0.0002268 | 2043 | Mitigation | 0.95 | 45 | 0 | esc | 0.00097009 | 1.0208e-09 | 0.00097009 | 1.0208e-09 | 0.0029922 | 2.3196e-11 | 0.014004 | 2.4481e-09
[120 empty] | 7.3.3.17.5 (Remote Grid) Updates to grid topology to minimize risk of ignition in HFTDs Remote GridWLDFRWire-to-wire contactAggregated | WLDFR | HFTD - Distribution - Tier 3 - 3QU CoRE ¦ 3QU LoRE | Non-Red Flag Warning - Large Fires | Wire-to-wire contact | Aggregated | 2044 | 1.0523e-06 | 215.5262 | 0.0002268 | 2044 | Mitigation | 0.95 | 45 | 0 | esc | 0.00097009 | 1.0208e-09 | 0.00097009 | 1.0208e-09 | 0.0029922 | 2.3196e-11 | 0.014004 | 2.4481e-09
[120 empty] | 7.3.3.17.5 (Remote Grid) Updates to grid topology to minimize risk of ignition in HFTDs Remote GridWLDFRWire-to-wire contactAggregated | WLDFR | HFTD - Distribution - Tier 3 - 3QU CoRE ¦ 3QU LoRE | Non-Red Flag Warning - Large Fires | Wire-to-wire contact | Aggregated | 2045 | 1.0523e-06 | 215.5262 | 0.0002268 | 2045 | Mitigation | 0.95 | 45 | 0 | esc | 0.00097009 | 1.0208e-09 | 0.00097009 | 1.0208e-09 | 0.0029922 | 2.3196e-11 | 0.014004 | 2.4481e-09
[120 empty] | 7.3.3.17.5 (Remote Grid) Updates to grid topology to minimize risk of ignition in HFTDs Remote GridWLDFRWire-to-wire contactAggregated | WLDFR | HFTD - Distribution - Tier 3 - 3QU CoRE ¦ 3QU LoRE | Non-Red Flag Warning - Large Fires | Wire-to-wire contact | Aggregated | 2046 | 1.0523e-06 | 215.5262 | 0.0002268 | 2046 | Mitigation | 0.95 | 45 | 0 | esc | 0.00097009 | 1.0208e-09 | 0.00097009 | 1.0208e-09 | 0.0029922 | 2.3196e-11 | 0.014004 | 2.4481e-09
[120 empty] | 7.3.3.17.5 (Remote Grid) Updates to grid topology to minimize risk of ignition in HFTDs Remote GridWLDFRWire-to-wire contactAggregated | WLDFR | HFTD - Distribution - Tier 3 - 3QU CoRE ¦ 3QU LoRE | Non-Red Flag Warning - Large Fires | Wire-to-wire contact | Aggregated | 2047 | 1.0523e-06 | 215.5262 | 0.0002268 | 2047 | Mitigation | 0.95 | 45 | 0 | esc | 0.00097009 | 1.0208e-09 | 0.00097009 | 1.0208e-09 | 0.0029922 | 2.3196e-11 | 0.014004 | 2.4481e-09
[120 empty] | 7.3.3.17.5 (Remote Grid) Updates to grid topology to minimize risk of ignition in HFTDs Remote GridWLDFRWire-to-wire contactAggregated | WLDFR | HFTD - Distribution - Tier 3 - 3QU CoRE ¦ 3QU LoRE | Non-Red Flag Warning - Large Fires | Wire-to-wire contact | Aggregated | 2048 | 1.0523e-06 | 215.5262 | 0.0002268 | 2048 | Mitigation | 0.95 | 45 | 0 | esc | 0.00097009 | 1.0208e-09 | 0.00097009 | 1.0208e-09 | 0.0029922 | 2.3196e-11 | 0.014004 | 2.4481e-09
[120 empty] | 7.3.3.17.5 (Remote Grid) Updates to grid topology to minimize risk of ignition in HFTDs Remote GridWLDFRWire-to-wire contactAggregated | WLDFR | HFTD - Distribution - Tier 3 - 3QU CoRE ¦ 3QU LoRE | Non-Red Flag Warning - Large Fires | Wire-to-wire contact | Aggregated | 2049 | 1.0523e-06 | 215.5262 | 0.0002268 | 2049 | Mitigation | 0.95 | 45 | 0 | esc | 0.00097009 | 1.0208e-09 | 0.00097009 | 1.0208e-09 | 0.0029922 | 2.3196e-11 | 0.014004 | 2.4481e-09
[120 empty] | 7.3.3.17.5 (Remote Grid) Updates to grid topology to minimize risk of ignition in HFTDs Remote GridWLDFRWire-to-wire contactAggregated | WLDFR | HFTD - Distribution - Tier 3 - 3QU CoRE ¦ 3QU LoRE | Non-Red Flag Warning - Large Fires | Wire-to-wire contact | Aggregated | 2050 | 1.0523e-06 | 215.5262 | 0.0002268 | 2050 | Mitigation | 0.95 | 45 | 0 | esc | 0.00097009 | 1.0208e-09 | 0.00097009 | 1.0208e-09 | 0.0029922 | 2.3196e-11 | 0.014004 | 2.4481e-09
[120 empty] | 7.3.3.17.5 (Remote Grid) Updates to grid topology to minimize risk of ignition in HFTDs Remote GridWLDFRWire-to-wire contactAggregated | WLDFR | HFTD - Distribution - Tier 3 - 3QU CoRE ¦ 3QU LoRE | Non-Red Flag Warning - Large Fires | Wire-to-wire contact | Aggregated | 2051 | 1.0523e-06 | 215.5262 | 0.0002268 | 2051 | Mitigation | 0.95 | 45 | 0 | esc | 0.00097009 | 1.0208e-09 | 0.00097009 | 1.0208e-09 | 0.0029922 | 2.3196e-11 | 0.014004 | 2.4481e-09
[120 empty] | 7.3.3.17.5 (Remote Grid) Updates to grid topology to minimize risk of ignition in HFTDs Remote GridWLDFRWire-to-wire contactAggregated | WLDFR | HFTD - Distribution - Tier 3 - 3QU CoRE ¦ 3QU LoRE | Non-Red Flag Warning - Large Fires | Wire-to-wire contact | Aggregated | 2052 | 1.0523e-06 | 215.5262 | 0.0002268 | 2052 | Mitigation | 0.95 | 45 | 0 | esc | 0.00097009 | 1.0208e-09 | 0.00097009 | 1.0208e-09 | 0.0029922 | 2.3196e-11 | 0.014004 | 2.4481e-09
[120 empty] | 7.3.3.17.5 (Remote Grid) Updates to grid topology to minimize risk of ignition in HFTDs Remote GridWLDFRWire-to-wire contactAggregated | WLDFR | HFTD - Distribution - Tier 3 - 3QU CoRE ¦ 3QU LoRE | Non-Red Flag Warning - Large Fires | Wire-to-wire contact | Aggregated | 2053 | 1.0523e-06 | 215.5262 | 0.0002268 | 2053 | Mitigation | 0.95 | 45 | 0 | esc | 0.00097009 | 1.0208e-09 | 0.00097009 | 1.0208e-09 | 0.0029922 | 2.3196e-11 | 0.014004 | 2.4481e-09
[120 empty] | 7.3.3.17.5 (Remote Grid) Updates to grid topology to minimize risk of ignition in HFTDs Remote GridWLDFRWire-to-wire contactAggregated | WLDFR | HFTD - Distribution - Tier 3 - 3QU CoRE ¦ 3QU LoRE | Non-Red Flag Warning - Large Fires | Wire-to-wire contact | Aggregated | 2054 | 1.0523e-06 | 215.5262 | 0.0002268 | 2054 | Mitigation | 0.95 | 45 | 0 | esc | 0.00097009 | 1.0208e-09 | 0.00097009 | 1.0208e-09 | 0.0029922 | 2.3196e-11 | 0.014004 | 2.4481e-09
[120 empty] | 7.3.3.17.5 (Remote Grid) Updates to grid topology to minimize risk of ignition in HFTDs Remote GridWLDFRWire-to-wire contactAggregated | WLDFR | HFTD - Distribution - Tier 3 - 3QU CoRE ¦ 3QU LoRE | Non-Red Flag Warning - Large Fires | Wire-to-wire contact | Aggregated | 2055 | 1.0523e-06 | 215.5262 | 0.0002268 | 2055 | Mitigation | 0.95 | 45 | 0 | esc | 0.00097009 | 1.0208e-09 | 0.00097009 | 1.0208e-09 | 0.0029922 | 2.3196e-11 | 0.014004 | 2.4481e-09
[120 empty] | 7.3.3.17.5 (Remote Grid) Updates to grid topology to minimize risk of ignition in HFTDs Remote GridWLDFRWire-to-wire contactAggregated | WLDFR | HFTD - Distribution - Tier 3 - 3QU CoRE ¦ 3QU LoRE | Non-Red Flag Warning - Large Fires | Wire-to-wire contact | Aggregated | 2056 | 1.0523e-06 | 215.5262 | 0.0002268 | 2056 | Mitigation | 0.95 | 45 | 0 | esc | 0.00097009 | 1.0208e-09 | 0.00097009 | 1.0208e-09 | 0.0029922 | 2.3196e-11 | 0 | 0
[120 empty] | 7.3.3.17.5 (Remote Grid) Updates to grid topology to minimize risk of ignition in HFTDs Remote GridWLDFRWire-to-wire contactAggregated | WLDFR | HFTD - Distribution - Tier 3 - 3QU CoRE ¦ 3QU LoRE | Non-Red Flag Warning - Large Fires | Wire-to-wire contact | Aggregated | 2057 | 1.0523e-06 | 215.5262 | 0.0002268 | 2057 | Mitigation | 0.95 | 45 | 0 | esc | 0.00097009 | 1.0208e-09 | 0.00097009 | 1.0208e-09 | 0.0029922 | 2.3196e-11 | 0 | 0
[120 empty] | 7.3.3.17.5 (Remote Grid) Updates to grid topology to minimize risk of ignition in HFTDs Remote GridWLDFRWire-to-wire contactAggregated | WLDFR | HFTD - Distribution - Tier 3 - 3QU CoRE ¦ 3QU LoRE | Non-Red Flag Warning - Large Fires | Wire-to-wire contact | Aggregated | 2058 | 1.0523e-06 | 215.5262 | 0.0002268 | 2058 | Mitigation | 0.95 | 45 | 0 | esc | 0.00097009 | 1.0208e-09 | 0.00097009 | 1.0208e-09 | 0.0029922 | 2.3196e-11 | 0.012777 | 1.3079e-09
[120 empty] | 7.3.3.17.5 (Remote Grid) Updates to grid topology to minimize risk of ignition in HFTDs Remote GridWLDFRWire-to-wire contactAggregated | WLDFR | HFTD - Distribution - Tier 3 - 3QU CoRE ¦ 3QU LoRE | Non-Red Flag Warning - Large Fires | Wire-to-wire contact | Aggregated | 2059 | 1.0523e-06 | 215.5262 | 0.0002268 | 2059 | Mitigation | 0.95 | 45 | 0 | esc | 0.00097009 | 1.0208e-09 | 0.00097009 | 1.0208e-09 | 0.0029922 | 2.3196e-11 | 0.012777 | 1.3079e-09
[120 empty] | 7.3.3.17.5 (Remote Grid) Updates to grid topology to minimize risk of ignition in HFTDs Remote GridWLDFRWire-to-wire contactAggregated | WLDFR | HFTD - Distribution - Tier 3 - 3QU CoRE ¦ 3QU LoRE | Non-Red Flag Warning - Large Fires | Wire-to-wire contact | Aggregated | 2060 | 1.0523e-06 | 215.5262 | 0.0002268 | 2060 | Mitigation | 0.95 | 45 | 0 | esc | 0.00097009 | 1.0208e-09 | 0.00097009 | 1.0208e-09 | 0.0029922 | 2.3196e-11 | 0.012777 | 1.3079e-09
[120 empty] | 7.3.3.17.5 (Remote Grid) Updates to grid topology to minimize risk of ignition in HFTDs Remote GridWLDFRWire-to-wire contactAggregated | WLDFR | HFTD - Distribution - Tier 3 - 3QU CoRE ¦ 3QU LoRE | Non-Red Flag Warning - Large Fires | Wire-to-wire contact | Aggregated | 2061 | 1.0523e-06 | 215.5262 | 0.0002268 | 2061 | Mitigation | 0.95 | 45 | 0 | esc | 0.00097009 | 1.0208e-09 | 0.00097009 | 1.0208e-09 | 0.0029922 | 2.3196e-11 | 0.012777 | 1.3079e-09
[120 empty] | 7.3.3.17.5 (Remote Grid) Updates to grid topology to minimize risk of ignition in HFTDs Remote GridWLDFRWire-to-wire contactAggregated | WLDFR | HFTD - Distribution - Tier 3 - 3QU CoRE ¦ 3QU LoRE | Non-Red Flag Warning - Large Fires | Wire-to-wire contact | Aggregated | 2062 | 1.0523e-06 | 215.5262 | 0.0002268 | 2062 | Mitigation | 0.95 | 45 | 0 | esc | 0.00097009 | 1.0208e-09 | 0.00097009 | 1.0208e-09 | 0.0029922 | 2.3196e-11 | 0.012777 | 1.3079e-09
[120 empty] | 7.3.3.17.5 (Remote Grid) Updates to grid topology to minimize risk of ignition in HFTDs Remote GridWLDFRWire-to-wire contactAggregated | WLDFR | HFTD - Distribution - Tier 3 - 3QU CoRE ¦ 3QU LoRE | Non-Red Flag Warning - Large Fires | Wire-to-wire contact | Aggregated | 2063 | 1.0523e-06 | 215.5262 | 0.0002268 | 2063 | Mitigation | 0.95 | 45 | 0 | esc | 0.00097009 | 1.0208e-09 | 0.00097009 | 1.0208e-09 | 0.0029922 | 2.3196e-11 | 0.012777 | 1.3079e-09
[120 empty] | 7.3.3.17.5 (Remote Grid) Updates to grid topology to minimize risk of ignition in HFTDs Remote GridWLDFRWire-to-wire contactAggregated | WLDFR | HFTD - Distribution - Tier 3 - 3QU CoRE ¦ 3QU LoRE | Non-Red Flag Warning - Large Fires | Wire-to-wire contact | Aggregated | 2064 | 1.0523e-06 | 215.5262 | 0.0002268 | 2064 | Mitigation | 0.95 | 45 | 0 | esc | 0.00097009 | 1.0208e-09 | 0.00097009 | 1.0208e-09 | 0.0029922 | 2.3196e-11 | 0.012777 | 1.3079e-09
[120 empty] | 7.3.3.17.5 (Remote Grid) Updates to grid topology to minimize risk of ignition in HFTDs Remote GridWLDFRWire-to-wire contactAggregated | WLDFR | HFTD - Distribution - Tier 3 - 3QU CoRE ¦ 3QU LoRE | Non-Red Flag Warning - Large Fires | Wire-to-wire contact | Aggregated | 2065 | 1.0523e-06 | 215.5262 | 0.0002268 | 2065 | Mitigation | 0.95 | 45 | 0 | esc | 0.00097009 | 1.0208e-09 | 0.00097009 | 1.0208e-09 | 0.0029922 | 2.3196e-11 | 0.012777 | 1.3079e-09
[120 empty] | 7.3.3.17.5 (Remote Grid) Updates to grid topology to minimize risk of ignition in HFTDs Remote GridWLDFRWire-to-wire contactAggregated | WLDFR | HFTD - Distribution - Tier 3 - 3QU CoRE ¦ 3QU LoRE | Non-Red Flag Warning - Large Fires | Wire-to-wire contact | Aggregated | 2066 | 1.0523e-06 | 215.5262 | 0.0002268 | 2066 | Mitigation | 0.95 | 45 | 0 | esc | 0.00097009 | 1.0208e-09 | 0.00097009 | 1.0208e-09 | 0 | 0 | 0.012777 | 1.3079e-09
[120 empty] | 7.3.3.17.5 (Remote Grid) Updates to grid topology to minimize risk of ignition in HFTDs Remote GridWLDFRWire-to-wire contactAggregated | WLDFR | HFTD - Distribution - Tier 3 - 3QU CoRE ¦ 3QU LoRE | Non-Red Flag Warning - Large Fires | Wire-to-wire contact | Aggregated | 2067 | 1.0523e-06 | 215.5262 | 0.0002268 | 2067 | Mitigation | 0.95 | 45 | 0 | esc | 0 | 0 | 0.00097009 | 1.0208e-09 | 0.0029922 | 1.2612e-11 | 0.012777 | 1.3079e-09
[120 empty] | 7.3.3.17.5 (Remote Grid) Updates to grid topology to minimize risk of ignition in HFTDs Remote GridWLDFRContact from objectAggregated | WLDFR | HFTD - Distribution - Tier 3 - 3QU CoRE ¦ 3QU LoRE | Non-Red Flag Warning - Small Fires | Contact from object | Aggregated | 2022 | 0.00041823 | 215.5262 | 0.09014 | 2022 | Mitigation | 0.95 | 45 | 0 | esc | 0.00097009 | 4.0572e-07 | 0 | 0 | 0.0029922 | 1.2612e-11 | 0.012777 | 1.3079e-09
[120 empty] | 7.3.3.17.5 (Remote Grid) Updates to grid topology to minimize risk of ignition in HFTDs Remote GridWLDFRContact from objectAggregated | WLDFR | HFTD - Distribution - Tier 3 - 3QU CoRE ¦ 3QU LoRE | Non-Red Flag Warning - Small Fires | Contact from object | Aggregated | 2023 | 0.00041823 | 215.5262 | 0.09014 | 2023 | Mitigation | 0.95 | 45 | 0 | esc | 0.00097009 | 4.0572e-07 | 0.00097009 | 4.0572e-07 | 0.0029922 | 1.2612e-11 | 0.012777 | 1.3079e-09
[120 empty] | 7.3.3.17.5 (Remote Grid) Updates to grid topology to minimize risk of ignition in HFTDs Remote GridWLDFRContact from objectAggregated | WLDFR | HFTD - Distribution - Tier 3 - 3QU CoRE ¦ 3QU LoRE | Non-Red Flag Warning - Small Fires | Contact from object | Aggregated | 2024 | 0.00041823 | 215.5262 | 0.09014 | 2024 | Mitigation | 0.95 | 45 | 0 | esc | 0.00097009 | 4.0572e-07 | 0.00097009 | 4.0572e-07 | 0.0029922 | 1.2612e-11 | 0.012777 | 1.3079e-09
[120 empty] | 7.3.3.17.5 (Remote Grid) Updates to grid topology to minimize risk of ignition in HFTDs Remote GridWLDFRContact from objectAggregated | WLDFR | HFTD - Distribution - Tier 3 - 3QU CoRE ¦ 3QU LoRE | Non-Red Flag Warning - Small Fires | Contact from object | Aggregated | 2025 | 0.00041823 | 215.5262 | 0.09014 | 2025 | Mitigation | 0.95 | 45 | 0 | esc | 0.00097009 | 4.0572e-07 | 0.00097009 | 4.0572e-07 | 0.0029922 | 1.2612e-11 | 0.012777 | 1.3079e-09
[120 empty] | 7.3.3.17.5 (Remote Grid) Updates to grid topology to minimize risk of ignition in HFTDs Remote GridWLDFRContact from objectAggregated | WLDFR | HFTD - Distribution - Tier 3 - 3QU CoRE ¦ 3QU LoRE | Non-Red Flag Warning - Small Fires | Contact from object | Aggregated | 2026 | 0.00041823 | 215.5262 | 0.09014 | 2026 | Mitigation | 0.95 | 45 | 0 | esc | 0.00097009 | 4.0572e-07 | 0.00097009 | 4.0572e-07 | 0.0029922 | 1.2612e-11 | 0.012777 | 1.3079e-09
[120 empty] | 7.3.3.17.5 (Remote Grid) Updates to grid topology to minimize risk of ignition in HFTDs Remote GridWLDFRContact from objectAggregated | WLDFR | HFTD - Distribution - Tier 3 - 3QU CoRE ¦ 3QU LoRE | Non-Red Flag Warning - Small Fires | Contact from object | Aggregated | 2027 | 0.00041823 | 215.5262 | 0.09014 | 2027 | Mitigation | 0.95 | 45 | 0 | esc | 0.00097009 | 4.0572e-07 | 0.00097009 | 4.0572e-07 | 0.0029922 | 1.2612e-11 | 0.012777 | 1.3079e-09
[120 empty] | 7.3.3.17.5 (Remote Grid) Updates to grid topology to minimize risk of ignition in HFTDs Remote GridWLDFRContact from objectAggregated | WLDFR | HFTD - Distribution - Tier 3 - 3QU CoRE ¦ 3QU LoRE | Non-Red Flag Warning - Small Fires | Contact from object | Aggregated | 2028 | 0.00041823 | 215.5262 | 0.09014 | 2028 | Mitigation | 0.95 | 45 | 0 | esc | 0.00097009 | 4.0572e-07 | 0.00097009 | 4.0572e-07 | 0.0029922 | 1.2612e-11 | 0.012777 | 1.3079e-09
[120 empty] | 7.3.3.17.5 (Remote Grid) Updates to grid topology to minimize risk of ignition in HFTDs Remote GridWLDFRContact from objectAggregated | WLDFR | HFTD - Distribution - Tier 3 - 3QU CoRE ¦ 3QU LoRE | Non-Red Flag Warning - Small Fires | Contact from object | Aggregated | 2029 | 0.00041823 | 215.5262 | 0.09014 | 2029 | Mitigation | 0.95 | 45 | 0 | esc | 0.00097009 | 4.0572e-07 | 0.00097009 | 4.0572e-07 | 0.0029922 | 1.2612e-11 | 0.012777 | 1.3079e-09
[120 empty] | 7.3.3.17.5 (Remote Grid) Updates to grid topology to minimize risk of ignition in HFTDs Remote GridWLDFRContact from objectAggregated | WLDFR | HFTD - Distribution - Tier 3 - 3QU CoRE ¦ 3QU LoRE | Non-Red Flag Warning - Small Fires | Contact from object | Aggregated | 2030 | 0.00041823 | 215.5262 | 0.09014 | 2030 | Mitigation | 0.95 | 45 | 0 | esc | 0.00097009 | 4.0572e-07 | 0.00097009 | 4.0572e-07 | 0.0029922 | 1.2612e-11 | 0.012777 | 1.3079e-09
[120 empty] | 7.3.3.17.5 (Remote Grid) Updates to grid topology to minimize risk of ignition in HFTDs Remote GridWLDFRContact from objectAggregated | WLDFR | HFTD - Distribution - Tier 3 - 3QU CoRE ¦ 3QU LoRE | Non-Red Flag Warning - Small Fires | Contact from object | Aggregated | 2031 | 0.00041823 | 215.5262 | 0.09014 | 2031 | Mitigation | 0.95 | 45 | 0 | esc | 0.00097009 | 4.0572e-07 | 0.00097009 | 4.0572e-07 | 0.0029922 | 1.2612e-11 | 0.012777 | 1.3079e-09
[120 empty] | 7.3.3.17.5 (Remote Grid) Updates to grid topology to minimize risk of ignition in HFTDs Remote GridWLDFRContact from objectAggregated | WLDFR | HFTD - Distribution - Tier 3 - 3QU CoRE ¦ 3QU LoRE | Non-Red Flag Warning - Small Fires | Contact from object | Aggregated | 2032 | 0.00041823 | 215.5262 | 0.09014 | 2032 | Mitigation | 0.95 | 45 | 0 | esc | 0.00097009 | 4.0572e-07 | 0.00097009 | 4.0572e-07 | 0.0029922 | 1.2612e-11 | 0.012777 | 1.3079e-09
[120 empty] | 7.3.3.17.5 (Remote Grid) Updates to grid topology to minimize risk of ignition in HFTDs Remote GridWLDFRContact from objectAggregated | WLDFR | HFTD - Distribution - Tier 3 - 3QU CoRE ¦ 3QU LoRE | Non-Red Flag Warning - Small Fires | Contact from object | Aggregated | 2033 | 0.00041823 | 215.5262 | 0.09014 | 2033 | Mitigation | 0.95 | 45 | 0 | esc | 0.00097009 | 4.0572e-07 | 0.00097009 | 4.0572e-07 | 0.0029922 | 1.2612e-11 | 0.012777 | 1.3079e-09
[120 empty] | 7.3.3.17.5 (Remote Grid) Updates to grid topology to minimize risk of ignition in HFTDs Remote GridWLDFRContact from objectAggregated | WLDFR | HFTD - Distribution - Tier 3 - 3QU CoRE ¦ 3QU LoRE | Non-Red Flag Warning - Small Fires | Contact from object | Aggregated | 2034 | 0.00041823 | 215.5262 | 0.09014 | 2034 | Mitigation | 0.95 | 45 | 0 | esc | 0.00097009 | 4.0572e-07 | 0.00097009 | 4.0572e-07 | 0.0029922 | 1.2612e-11 | 0.012777 | 1.3079e-09
[120 empty] | 7.3.3.17.5 (Remote Grid) Updates to grid topology to minimize risk of ignition in HFTDs Remote GridWLDFRContact from objectAggregated | WLDFR | HFTD - Distribution - Tier 3 - 3QU CoRE ¦ 3QU LoRE | Non-Red Flag Warning - Small Fires | Contact from object | Aggregated | 2035 | 0.00041823 | 215.5262 | 0.09014 | 2035 | Mitigation | 0.95 | 45 | 0 | esc | 0.00097009 | 4.0572e-07 | 0.00097009 | 4.0572e-07 | 0.0029922 | 1.2612e-11 | 0.012777 | 1.3079e-09
[120 empty] | 7.3.3.17.5 (Remote Grid) Updates to grid topology to minimize risk of ignition in HFTDs Remote GridWLDFRContact from objectAggregated | WLDFR | HFTD - Distribution - Tier 3 - 3QU CoRE ¦ 3QU LoRE | Non-Red Flag Warning - Small Fires | Contact from object | Aggregated | 2036 | 0.00041823 | 215.5262 | 0.09014 | 2036 | Mitigation | 0.95 | 45 | 0 | esc | 0.00097009 | 4.0572e-07 | 0.00097009 | 4.0572e-07 | 0.0029922 | 1.2612e-11 | 0.012777 | 1.3079e-09
[120 empty] | 7.3.3.17.5 (Remote Grid) Updates to grid topology to minimize risk of ignition in HFTDs Remote GridWLDFRContact from objectAggregated | WLDFR | HFTD - Distribution - Tier 3 - 3QU CoRE ¦ 3QU LoRE | Non-Red Flag Warning - Small Fires | Contact from object | Aggregated | 2037 | 0.00041823 | 215.5262 | 0.09014 | 2037 | Mitigation | 0.95 | 45 | 0 | esc | 0.00097009 | 4.0572e-07 | 0.00097009 | 4.0572e-07 | 0.0029922 | 1.2612e-11 | 0.012777 | 1.3079e-09
[120 empty] | 7.3.3.17.5 (Remote Grid) Updates to grid topology to minimize risk of ignition in HFTDs Remote GridWLDFRContact from objectAggregated | WLDFR | HFTD - Distribution - Tier 3 - 3QU CoRE ¦ 3QU LoRE | Non-Red Flag Warning - Small Fires | Contact from object | Aggregated | 2038 | 0.00041823 | 215.5262 | 0.09014 | 2038 | Mitigation | 0.95 | 45 | 0 | esc | 0.00097009 | 4.0572e-07 | 0.00097009 | 4.0572e-07 | 0.0029922 | 1.2612e-11 | 0.012777 | 1.3079e-09
[120 empty] | 7.3.3.17.5 (Remote Grid) Updates to grid topology to minimize risk of ignition in HFTDs Remote GridWLDFRContact from objectAggregated | WLDFR | HFTD - Distribution - Tier 3 - 3QU CoRE ¦ 3QU LoRE | Non-Red Flag Warning - Small Fires | Contact from object | Aggregated | 2039 | 0.00041823 | 215.5262 | 0.09014 | 2039 | Mitigation | 0.95 | 45 | 0 | esc | 0.00097009 | 4.0572e-07 | 0.00097009 | 4.0572e-07 | 0.0029922 | 1.2612e-11 | 0.012777 | 1.3079e-09
[120 empty] | 7.3.3.17.5 (Remote Grid) Updates to grid topology to minimize risk of ignition in HFTDs Remote GridWLDFRContact from objectAggregated | WLDFR | HFTD - Distribution - Tier 3 - 3QU CoRE ¦ 3QU LoRE | Non-Red Flag Warning - Small Fires | Contact from object | Aggregated | 2040 | 0.00041823 | 215.5262 | 0.09014 | 2040 | Mitigation | 0.95 | 45 | 0 | esc | 0.00097009 | 4.0572e-07 | 0.00097009 | 4.0572e-07 | 0.0029922 | 1.2612e-11 | 0.012777 | 1.3079e-09
[120 empty] | 7.3.3.17.5 (Remote Grid) Updates to grid topology to minimize risk of ignition in HFTDs Remote GridWLDFRContact from objectAggregated | WLDFR | HFTD - Distribution - Tier 3 - 3QU CoRE ¦ 3QU LoRE | Non-Red Flag Warning - Small Fires | Contact from object | Aggregated | 2041 | 0.00041823 | 215.5262 | 0.09014 | 2041 | Mitigation | 0.95 | 45 | 0 | esc | 0.00097009 | 4.0572e-07 | 0.00097009 | 4.0572e-07 | 0.0029922 | 1.2612e-11 | 0.012777 | 1.3079e-09
[120 empty] | 7.3.3.17.5 (Remote Grid) Updates to grid topology to minimize risk of ignition in HFTDs Remote GridWLDFRContact from objectAggregated | WLDFR | HFTD - Distribution - Tier 3 - 3QU CoRE ¦ 3QU LoRE | Non-Red Flag Warning - Small Fires | Contact from object | Aggregated | 2042 | 0.00041823 | 215.5262 | 0.09014 | 2042 | Mitigation | 0.95 | 45 | 0 | esc | 0.00097009 | 4.0572e-07 | 0.00097009 | 4.0572e-07 | 0.0029922 | 1.2612e-11 | 0 | 0
[120 empty] | 7.3.3.17.5 (Remote Grid) Updates to grid topology to minimize risk of ignition in HFTDs Remote GridWLDFRContact from objectAggregated | WLDFR | HFTD - Distribution - Tier 3 - 3QU CoRE ¦ 3QU LoRE | Non-Red Flag Warning - Small Fires | Contact from object | Aggregated | 2043 | 0.00041823 | 215.5262 | 0.09014 | 2043 | Mitigation | 0.95 | 45 | 0 | esc | 0.00097009 | 4.0572e-07 | 0.00097009 | 4.0572e-07 | 0.0029922 | 1.2612e-11 | 0 | 0
[120 empty] | 7.3.3.17.5 (Remote Grid) Updates to grid topology to minimize risk of ignition in HFTDs Remote GridWLDFRContact from objectAggregated | WLDFR | HFTD - Distribution - Tier 3 - 3QU CoRE ¦ 3QU LoRE | Non-Red Flag Warning - Small Fires | Contact from object | Aggregated | 2044 | 0.00041823 | 215.5262 | 0.09014 | 2044 | Mitigation | 0.95 | 45 | 0 | esc | 0.00097009 | 4.0572e-07 | 0.00097009 | 4.0572e-07 | 0.0029922 | 1.2612e-11 | 0.012705 | 1.0996e-09
[120 empty] | 7.3.3.17.5 (Remote Grid) Updates to grid topology to minimize risk of ignition in HFTDs Remote GridWLDFRContact from objectAggregated | WLDFR | HFTD - Distribution - Tier 3 - 3QU CoRE ¦ 3QU LoRE | Non-Red Flag Warning - Small Fires | Contact from object | Aggregated | 2045 | 0.00041823 | 215.5262 | 0.09014 | 2045 | Mitigation | 0.95 | 45 | 0 | esc | 0.00097009 | 4.0572e-07 | 0.00097009 | 4.0572e-07 | 0.0029922 | 1.2612e-11 | 0.012705 | 1.0996e-09
[120 empty] | 7.3.3.17.5 (Remote Grid) Updates to grid topology to minimize risk of ignition in HFTDs Remote GridWLDFRContact from objectAggregated | WLDFR | HFTD - Distribution - Tier 3 - 3QU CoRE ¦ 3QU LoRE | Non-Red Flag Warning - Small Fires | Contact from object | Aggregated | 2046 | 0.00041823 | 215.5262 | 0.09014 | 2046 | Mitigation | 0.95 | 45 | 0 | esc | 0.00097009 | 4.0572e-07 | 0.00097009 | 4.0572e-07 | 0.0029922 | 1.2612e-11 | 0.012705 | 1.0996e-09
[120 empty] | 7.3.3.17.5 (Remote Grid) Updates to grid topology to minimize risk of ignition in HFTDs Remote GridWLDFRContact from objectAggregated | WLDFR | HFTD - Distribution - Tier 3 - 3QU CoRE ¦ 3QU LoRE | Non-Red Flag Warning - Small Fires | Contact from object | Aggregated | 2047 | 0.00041823 | 215.5262 | 0.09014 | 2047 | Mitigation | 0.95 | 45 | 0 | esc | 0.00097009 | 4.0572e-07 | 0.00097009 | 4.0572e-07 | 0.0029922 | 1.2612e-11 | 0.012705 | 1.0996e-09
[120 empty] | 7.3.3.17.5 (Remote Grid) Updates to grid topology to minimize risk of ignition in HFTDs Remote GridWLDFRContact from objectAggregated | WLDFR | HFTD - Distribution - Tier 3 - 3QU CoRE ¦ 3QU LoRE | Non-Red Flag Warning - Small Fires | Contact from object | Aggregated | 2048 | 0.00041823 | 215.5262 | 0.09014 | 2048 | Mitigation | 0.95 | 45 | 0 | esc | 0.00097009 | 4.0572e-07 | 0.00097009 | 4.0572e-07 | 0.0029922 | 1.2612e-11 | 0.012705 | 1.0996e-09
[120 empty] | 7.3.3.17.5 (Remote Grid) Updates to grid topology to minimize risk of ignition in HFTDs Remote GridWLDFRContact from objectAggregated | WLDFR | HFTD - Distribution - Tier 3 - 3QU CoRE ¦ 3QU LoRE | Non-Red Flag Warning - Small Fires | Contact from object | Aggregated | 2049 | 0.00041823 | 215.5262 | 0.09014 | 2049 | Mitigation | 0.95 | 45 | 0 | esc | 0.00097009 | 4.0572e-07 | 0.00097009 | 4.0572e-07 | 0.0029922 | 1.2612e-11 | 0.012705 | 1.0996e-09
[120 empty] | 7.3.3.17.5 (Remote Grid) Updates to grid topology to minimize risk of ignition in HFTDs Remote GridWLDFRContact from objectAggregated | WLDFR | HFTD - Distribution - Tier 3 - 3QU CoRE ¦ 3QU LoRE | Non-Red Flag Warning - Small Fires | Contact from object | Aggregated | 2050 | 0.00041823 | 215.5262 | 0.09014 | 2050 | Mitigation | 0.95 | 45 | 0 | esc | 0.00097009 | 4.0572e-07 | 0.00097009 | 4.0572e-07 | 0.0029922 | 1.2612e-11 | 0.012705 | 1.0996e-09
[120 empty] | 7.3.3.17.5 (Remote Grid) Updates to grid topology to minimize risk of ignition in HFTDs Remote GridWLDFRContact from objectAggregated | WLDFR | HFTD - Distribution - Tier 3 - 3QU CoRE ¦ 3QU LoRE | Non-Red Flag Warning - Small Fires | Contact from object | Aggregated | 2051 | 0.00041823 | 215.5262 | 0.09014 | 2051 | Mitigation | 0.95 | 45 | 0 | esc | 0.00097009 | 4.0572e-07 | 0.00097009 | 4.0572e-07 | 0.0029922 | 1.2612e-11 | 0.012705 | 1.0996e-09
[120 empty] | 7.3.3.17.5 (Remote Grid) Updates to grid topology to minimize risk of ignition in HFTDs Remote GridWLDFRContact from objectAggregated | WLDFR | HFTD - Distribution - Tier 3 - 3QU CoRE ¦ 3QU LoRE | Non-Red Flag Warning - Small Fires | Contact from object | Aggregated | 2052 | 0.00041823 | 215.5262 | 0.09014 | 2052 | Mitigation | 0.95 | 45 | 0 | esc | 0.00097009 | 4.0572e-07 | 0.00097009 | 4.0572e-07 | 0.0029922 | 1.2612e-11 | 0.012705 | 1.0996e-09
[120 empty] | 7.3.3.17.5 (Remote Grid) Updates to grid topology to minimize risk of ignition in HFTDs Remote GridWLDFRContact from objectAggregated | WLDFR | HFTD - Distribution - Tier 3 - 3QU CoRE ¦ 3QU LoRE | Non-Red Flag Warning - Small Fires | Contact from object | Aggregated | 2053 | 0.00041823 | 215.5262 | 0.09014 | 2053 | Mitigation | 0.95 | 45 | 0 | esc | 0.00097009 | 4.0572e-07 | 0.00097009 | 4.0572e-07 | 0.0029922 | 1.2612e-11 | 0.012705 | 1.0996e-09
[120 empty] | 7.3.3.17.5 (Remote Grid) Updates to grid topology to minimize risk of ignition in HFTDs Remote GridWLDFRContact from objectAggregated | WLDFR | HFTD - Distribution - Tier 3 - 3QU CoRE ¦ 3QU LoRE | Non-Red Flag Warning - Small Fires | Contact from object | Aggregated | 2054 | 0.00041823 | 215.5262 | 0.09014 | 2054 | Mitigation | 0.95 | 45 | 0 | esc | 0.00097009 | 4.0572e-07 | 0.00097009 | 4.0572e-07 | 0.0029922 | 1.2612e-11 | 0.012705 | 1.0996e-09
[120 empty] | 7.3.3.17.5 (Remote Grid) Updates to grid topology to minimize risk of ignition in HFTDs Remote GridWLDFRContact from objectAggregated | WLDFR | HFTD - Distribution - Tier 3 - 3QU CoRE ¦ 3QU LoRE | Non-Red Flag Warning - Small Fires | Contact from object | Aggregated | 2055 | 0.00041823 | 215.5262 | 0.09014 | 2055 | Mitigation | 0.95 | 45 | 0 | esc | 0.00097009 | 4.0572e-07 | 0.00097009 | 4.0572e-07 | 0.0029922 | 1.2612e-11 | 0.012705 | 1.0996e-09
[120 empty] | 7.3.3.17.5 (Remote Grid) Updates to grid topology to minimize risk of ignition in HFTDs Remote GridWLDFRContact from objectAggregated | WLDFR | HFTD - Distribution - Tier 3 - 3QU CoRE ¦ 3QU LoRE | Non-Red Flag Warning - Small Fires | Contact from object | Aggregated | 2056 | 0.00041823 | 215.5262 | 0.09014 | 2056 | Mitigation | 0.95 | 45 | 0 | esc | 0.00097009 | 4.0572e-07 | 0.00097009 | 4.0572e-07 | 0.0029922 | 1.2612e-11 | 0.012705 | 1.0996e-09
[120 empty] | 7.3.3.17.5 (Remote Grid) Updates to grid topology to minimize risk of ignition in HFTDs Remote GridWLDFRContact from objectAggregated | WLDFR | HFTD - Distribution - Tier 3 - 3QU CoRE ¦ 3QU LoRE | Non-Red Flag Warning - Small Fires | Contact from object | Aggregated | 2057 | 0.00041823 | 215.5262 | 0.09014 | 2057 | Mitigation | 0.95 | 45 | 0 | esc | 0.00097009 | 4.0572e-07 | 0.00097009 | 4.0572e-07 | 0.0029922 | 1.2612e-11 | 0.012705 | 1.0996e-09
[120 empty] | 7.3.3.17.5 (Remote Grid) Updates to grid topology to minimize risk of ignition in HFTDs Remote GridWLDFRContact from objectAggregated | WLDFR | HFTD - Distribution - Tier 3 - 3QU CoRE ¦ 3QU LoRE | Non-Red Flag Warning - Small Fires | Contact from object | Aggregated | 2058 | 0.00041823 | 215.5262 | 0.09014 | 2058 | Mitigation | 0.95 | 45 | 0 | esc | 0.00097009 | 4.0572e-07 | 0.00097009 | 4.0572e-07 | 0.0029922 | 1.2612e-11 | 0.012705 | 1.0996e-09
[120 empty] | 7.3.3.17.5 (Remote Grid) Updates to grid topology to minimize risk of ignition in HFTDs Remote GridWLDFRContact from objectAggregated | WLDFR | HFTD - Distribution - Tier 3 - 3QU CoRE ¦ 3QU LoRE | Non-Red Flag Warning - Small Fires | Contact from object | Aggregated | 2059 | 0.00041823 | 215.5262 | 0.09014 | 2059 | Mitigation | 0.95 | 45 | 0 | esc | 0.00097009 | 4.0572e-07 | 0.00097009 | 4.0572e-07 | 0.0029922 | 1.2612e-11 | 0.012705 | 1.0996e-09
[120 empty] | 7.3.3.17.5 (Remote Grid) Updates to grid topology to minimize risk of ignition in HFTDs Remote GridWLDFRContact from objectAggregated | WLDFR | HFTD - Distribution - Tier 3 - 3QU CoRE ¦ 3QU LoRE | Non-Red Flag Warning - Small Fires | Contact from object | Aggregated | 2060 | 0.00041823 | 215.5262 | 0.09014 | 2060 | Mitigation | 0.95 | 45 | 0 | esc | 0.00097009 | 4.0572e-07 | 0.00097009 | 4.0572e-07 | 0.0029922 | 1.2612e-11 | 0.012705 | 1.0996e-09
[120 empty] | 7.3.3.17.5 (Remote Grid) Updates to grid topology to minimize risk of ignition in HFTDs Remote GridWLDFRContact from objectAggregated | WLDFR | HFTD - Distribution - Tier 3 - 3QU CoRE ¦ 3QU LoRE | Non-Red Flag Warning - Small Fires | Contact from object | Aggregated | 2061 | 0.00041823 | 215.5262 | 0.09014 | 2061 | Mitigation | 0.95 | 45 | 0 | esc | 0.00097009 | 4.0572e-07 | 0.00097009 | 4.0572e-07 | 0.0029922 | 1.2612e-11 | 0.012705 | 1.0996e-09
[120 empty] | 7.3.3.17.5 (Remote Grid) Updates to grid topology to minimize risk of ignition in HFTDs Remote GridWLDFRContact from objectAggregated | WLDFR | HFTD - Distribution - Tier 3 - 3QU CoRE ¦ 3QU LoRE | Non-Red Flag Warning - Small Fires | Contact from object | Aggregated | 2062 | 0.00041823 | 215.5262 | 0.09014 | 2062 | Mitigation | 0.95 | 45 | 0 | esc | 0.00097009 | 4.0572e-07 | 0.00097009 | 4.0572e-07 | 0.0029922 | 1.2612e-11 | 0.012705 | 1.0996e-09
[120 empty] | 7.3.3.17.5 (Remote Grid) Updates to grid topology to minimize risk of ignition in HFTDs Remote GridWLDFRContact from objectAggregated | WLDFR | HFTD - Distribution - Tier 3 - 3QU CoRE ¦ 3QU LoRE | Non-Red Flag Warning - Small Fires | Contact from object | Aggregated | 2063 | 0.00041823 | 215.5262 | 0.09014 | 2063 | Mitigation | 0.95 | 45 | 0 | esc | 0.00097009 | 4.0572e-07 | 0.00097009 | 4.0572e-07 | 0.0029922 | 1.2612e-11 | 0.012705 | 1.0996e-09
[120 empty] | 7.3.3.17.5 (Remote Grid) Updates to grid topology to minimize risk of ignition in HFTDs Remote GridWLDFRContact from objectAggregated | WLDFR | HFTD - Distribution - Tier 3 - 3QU CoRE ¦ 3QU LoRE | Non-Red Flag Warning - Small Fires | Contact from object | Aggregated | 2064 | 0.00041823 | 215.5262 | 0.09014 | 2064 | Mitigation | 0.95 | 45 | 0 | esc | 0.00097009 | 4.0572e-07 | 0.00097009 | 4.0572e-07 | 0.0029922 | 1.2612e-11 | 0.012705 | 1.0996e-09
[120 empty] | 7.3.3.17.5 (Remote Grid) Updates to grid topology to minimize risk of ignition in HFTDs Remote GridWLDFRContact from objectAggregated | WLDFR | HFTD - Distribution - Tier 3 - 3QU CoRE ¦ 3QU LoRE | Non-Red Flag Warning - Small Fires | Contact from object | Aggregated | 2065 | 0.00041823 | 215.5262 | 0.09014 | 2065 | Mitigation | 0.95 | 45 | 0 | esc | 0.00097009 | 4.0572e-07 | 0.00097009 | 4.0572e-07 | 0.0029922 | 1.2612e-11 | 0.012705 | 1.0996e-09
[120 empty] | 7.3.3.17.5 (Remote Grid) Updates to grid topology to minimize risk of ignition in HFTDs Remote GridWLDFRContact from objectAggregated | WLDFR | HFTD - Distribution - Tier 3 - 3QU CoRE ¦ 3QU LoRE | Non-Red Flag Warning - Small Fires | Contact from object | Aggregated | 2066 | 0.00041823 | 215.5262 | 0.09014 | 2066 | Mitigation | 0.95 | 45 | 0 | esc | 0.00097009 | 4.0572e-07 | 0.00097009 | 4.0572e-07 | 0.0029922 | 1.2612e-11 | 0.012705 | 1.0996e-09
[120 empty] | 7.3.3.17.5 (Remote Grid) Updates to grid topology to minimize risk of ignition in HFTDs Remote GridWLDFRContact from objectAggregated | WLDFR | HFTD - Distribution - Tier 3 - 3QU CoRE ¦ 3QU LoRE | Non-Red Flag Warning - Small Fires | Contact from object | Aggregated | 2067 | 0.00041823 | 215.5262 | 0.09014 | 2067 | Mitigation | 0.95 | 45 | 0 | esc | 0 | 0 | 0.00097009 | 4.0572e-07 | 0.0029922 | 1.2612e-11 | 0.012705 | 1.0996e-09
[120 empty] | 7.3.3.17.5 (Remote Grid) Updates to grid topology to minimize risk of ignition in HFTDs Remote GridWLDFRContaminationAggregated | WLDFR | HFTD - Distribution - Tier 3 - 3QU CoRE ¦ 3QU LoRE | Non-Red Flag Warning - Small Fires | Contamination | Aggregated | 2022 | 1.2475e-05 | 215.5262 | 0.0026886 | 2022 | Mitigation | 0.95 | 45 | 0 | esc | 0.00097009 | 1.2101e-08 | 0 | 0 | 0.0029922 | 1.2612e-11 | 0.012705 | 1.0996e-09
[120 empty] | 7.3.3.17.5 (Remote Grid) Updates to grid topology to minimize risk of ignition in HFTDs Remote GridWLDFRContaminationAggregated | WLDFR | HFTD - Distribution - Tier 3 - 3QU CoRE ¦ 3QU LoRE | Non-Red Flag Warning - Small Fires | Contamination | Aggregated | 2023 | 1.2475e-05 | 215.5262 | 0.0026886 | 2023 | Mitigation | 0.95 | 45 | 0 | esc | 0.00097009 | 1.2101e-08 | 0.00097009 | 1.2101e-08 | 0.0029922 | 1.2612e-11 | 0.012705 | 1.0996e-09
[120 empty] | 7.3.3.17.5 (Remote Grid) Updates to grid topology to minimize risk of ignition in HFTDs Remote GridWLDFRContaminationAggregated | WLDFR | HFTD - Distribution - Tier 3 - 3QU CoRE ¦ 3QU LoRE | Non-Red Flag Warning - Small Fires | Contamination | Aggregated | 2024 | 1.2475e-05 | 215.5262 | 0.0026886 | 2024 | Mitigation | 0.95 | 45 | 0 | esc | 0.00097009 | 1.2101e-08 | 0.00097009 | 1.2101e-08 | 0 | 0 | 0.012705 | 1.0996e-09
[120 empty] | 7.3.3.17.5 (Remote Grid) Updates to grid topology to minimize risk of ignition in HFTDs Remote GridWLDFRContaminationAggregated | WLDFR | HFTD - Distribution - Tier 3 - 3QU CoRE ¦ 3QU LoRE | Non-Red Flag Warning - Small Fires | Contamination | Aggregated | 2025 | 1.2475e-05 | 215.5262 | 0.0026886 | 2025 | Mitigation | 0.95 | 45 | 0 | esc | 0.00097009 | 1.2101e-08 | 0.00097009 | 1.2101e-08 | 0.0029922 | 1.8131e-11 | 0.012705 | 1.0996e-09
[120 empty] | 7.3.3.17.5 (Remote Grid) Updates to grid topology to minimize risk of ignition in HFTDs Remote GridWLDFRContaminationAggregated | WLDFR | HFTD - Distribution - Tier 3 - 3QU CoRE ¦ 3QU LoRE | Non-Red Flag Warning - Small Fires | Contamination | Aggregated | 2026 | 1.2475e-05 | 215.5262 | 0.0026886 | 2026 | Mitigation | 0.95 | 45 | 0 | esc | 0.00097009 | 1.2101e-08 | 0.00097009 | 1.2101e-08 | 0.0029922 | 1.8131e-11 | 0.012705 | 1.0996e-09
[120 empty] | 7.3.3.17.5 (Remote Grid) Updates to grid topology to minimize risk of ignition in HFTDs Remote GridWLDFRContaminationAggregated | WLDFR | HFTD - Distribution - Tier 3 - 3QU CoRE ¦ 3QU LoRE | Non-Red Flag Warning - Small Fires | Contamination | Aggregated | 2027 | 1.2475e-05 | 215.5262 | 0.0026886 | 2027 | Mitigation | 0.95 | 45 | 0 | esc | 0.00097009 | 1.2101e-08 | 0.00097009 | 1.2101e-08 | 0.0029922 | 1.8131e-11 | 0.012705 | 1.0996e-09
[120 empty] | 7.3.3.17.5 (Remote Grid) Updates to grid topology to minimize risk of ignition in HFTDs Remote GridWLDFRContaminationAggregated | WLDFR | HFTD - Distribution - Tier 3 - 3QU CoRE ¦ 3QU LoRE | Non-Red Flag Warning - Small Fires | Contamination | Aggregated | 2028 | 1.2475e-05 | 215.5262 | 0.0026886 | 2028 | Mitigation | 0.95 | 45 | 0 | esc | 0.00097009 | 1.2101e-08 | 0.00097009 | 1.2101e-08 | 0.0029922 | 1.8131e-11 | 0 | 0
[120 empty] | 7.3.3.17.5 (Remote Grid) Updates to grid topology to minimize risk of ignition in HFTDs Remote GridWLDFRContaminationAggregated | WLDFR | HFTD - Distribution - Tier 3 - 3QU CoRE ¦ 3QU LoRE | Non-Red Flag Warning - Small Fires | Contamination | Aggregated | 2029 | 1.2475e-05 | 215.5262 | 0.0026886 | 2029 | Mitigation | 0.95 | 45 | 0 | esc | 0.00097009 | 1.2101e-08 | 0.00097009 | 1.2101e-08 | 0.0029922 | 1.8131e-11 | 0 | 0
[120 empty] | 7.3.3.17.5 (Remote Grid) Updates to grid topology to minimize risk of ignition in HFTDs Remote GridWLDFRContaminationAggregated | WLDFR | HFTD - Distribution - Tier 3 - 3QU CoRE ¦ 3QU LoRE | Non-Red Flag Warning - Small Fires | Contamination | Aggregated | 2030 | 1.2475e-05 | 215.5262 | 0.0026886 | 2030 | Mitigation | 0.95 | 45 | 0 | esc | 0.00097009 | 1.2101e-08 | 0.00097009 | 1.2101e-08 | 0.0029922 | 1.8131e-11 | 0.01662 | 2.0887e-10
[120 empty] | 7.3.3.17.5 (Remote Grid) Updates to grid topology to minimize risk of ignition in HFTDs Remote GridWLDFRContaminationAggregated | WLDFR | HFTD - Distribution - Tier 3 - 3QU CoRE ¦ 3QU LoRE | Non-Red Flag Warning - Small Fires | Contamination | Aggregated | 2031 | 1.2475e-05 | 215.5262 | 0.0026886 | 2031 | Mitigation | 0.95 | 45 | 0 | esc | 0.00097009 | 1.2101e-08 | 0.00097009 | 1.2101e-08 | 0.0029922 | 1.8131e-11 | 0.01662 | 2.0887e-10
[120 empty] | 7.3.3.17.5 (Remote Grid) Updates to grid topology to minimize risk of ignition in HFTDs Remote GridWLDFRContaminationAggregated | WLDFR | HFTD - Distribution - Tier 3 - 3QU CoRE ¦ 3QU LoRE | Non-Red Flag Warning - Small Fires | Contamination | Aggregated | 2032 | 1.2475e-05 | 215.5262 | 0.0026886 | 2032 | Mitigation | 0.95 | 45 | 0 | esc | 0.00097009 | 1.2101e-08 | 0.00097009 | 1.2101e-08 | 0.0029922 | 1.8131e-11 | 0.01662 | 2.0887e-10
[120 empty] | 7.3.3.17.5 (Remote Grid) Updates to grid topology to minimize risk of ignition in HFTDs Remote GridWLDFRContaminationAggregated | WLDFR | HFTD - Distribution - Tier 3 - 3QU CoRE ¦ 3QU LoRE | Non-Red Flag Warning - Small Fires | Contamination | Aggregated | 2033 | 1.2475e-05 | 215.5262 | 0.0026886 | 2033 | Mitigation | 0.95 | 45 | 0 | esc | 0.00097009 | 1.2101e-08 | 0.00097009 | 1.2101e-08 | 0.0029922 | 1.8131e-11 | 0.01662 | 2.0887e-10
[120 empty] | 7.3.3.17.5 (Remote Grid) Updates to grid topology to minimize risk of ignition in HFTDs Remote GridWLDFRContaminationAggregated | WLDFR | HFTD - Distribution - Tier 3 - 3QU CoRE ¦ 3QU LoRE | Non-Red Flag Warning - Small Fires | Contamination | Aggregated | 2034 | 1.2475e-05 | 215.5262 | 0.0026886 | 2034 | Mitigation | 0.95 | 45 | 0 | esc | 0.00097009 | 1.2101e-08 | 0.00097009 | 1.2101e-08 | 0.0029922 | 1.8131e-11 | 0.01662 | 2.0887e-10
[120 empty] | 7.3.3.17.5 (Remote Grid) Updates to grid topology to minimize risk of ignition in HFTDs Remote GridWLDFRContaminationAggregated | WLDFR | HFTD - Distribution - Tier 3 - 3QU CoRE ¦ 3QU LoRE | Non-Red Flag Warning - Small Fires | Contamination | Aggregated | 2035 | 1.2475e-05 | 215.5262 | 0.0026886 | 2035 | Mitigation | 0.95 | 45 | 0 | esc | 0.00097009 | 1.2101e-08 | 0.00097009 | 1.2101e-08 | 0.0029922 | 1.8131e-11 | 0.01662 | 2.0887e-10
[120 empty] | 7.3.3.17.5 (Remote Grid) Updates to grid topology to minimize risk of ignition in HFTDs Remote GridWLDFRContaminationAggregated | WLDFR | HFTD - Distribution - Tier 3 - 3QU CoRE ¦ 3QU LoRE | Non-Red Flag Warning - Small Fires | Contamination | Aggregated | 2036 | 1.2475e-05 | 215.5262 | 0.0026886 | 2036 | Mitigation | 0.95 | 45 | 0 | esc | 0.00097009 | 1.2101e-08 | 0.00097009 | 1.2101e-08 | 0.0029922 | 1.8131e-11 | 0.01662 | 2.0887e-10
[120 empty] | 7.3.3.17.5 (Remote Grid) Updates to grid topology to minimize risk of ignition in HFTDs Remote GridWLDFRContaminationAggregated | WLDFR | HFTD - Distribution - Tier 3 - 3QU CoRE ¦ 3QU LoRE | Non-Red Flag Warning - Small Fires | Contamination | Aggregated | 2037 | 1.2475e-05 | 215.5262 | 0.0026886 | 2037 | Mitigation | 0.95 | 45 | 0 | esc | 0.00097009 | 1.2101e-08 | 0.00097009 | 1.2101e-08 | 0.0029922 | 1.8131e-11 | 0.01662 | 2.0887e-10
[120 empty] | 7.3.3.17.5 (Remote Grid) Updates to grid topology to minimize risk of ignition in HFTDs Remote GridWLDFRContaminationAggregated | WLDFR | HFTD - Distribution - Tier 3 - 3QU CoRE ¦ 3QU LoRE | Non-Red Flag Warning - Small Fires | Contamination | Aggregated | 2038 | 1.2475e-05 | 215.5262 | 0.0026886 | 2038 | Mitigation | 0.95 | 45 | 0 | esc | 0.00097009 | 1.2101e-08 | 0.00097009 | 1.2101e-08 | 0.0029922 | 1.8131e-11 | 0.01662 | 2.0887e-10
[120 empty] | 7.3.3.17.5 (Remote Grid) Updates to grid topology to minimize risk of ignition in HFTDs Remote GridWLDFRContaminationAggregated | WLDFR | HFTD - Distribution - Tier 3 - 3QU CoRE ¦ 3QU LoRE | Non-Red Flag Warning - Small Fires | Contamination | Aggregated | 2039 | 1.2475e-05 | 215.5262 | 0.0026886 | 2039 | Mitigation | 0.95 | 45 | 0 | esc | 0.00097009 | 1.2101e-08 | 0.00097009 | 1.2101e-08 | 0.0029922 | 1.8131e-11 | 0.01662 | 2.0887e-10
[120 empty] | 7.3.3.17.5 (Remote Grid) Updates to grid topology to minimize risk of ignition in HFTDs Remote GridWLDFRContaminationAggregated | WLDFR | HFTD - Distribution - Tier 3 - 3QU CoRE ¦ 3QU LoRE | Non-Red Flag Warning - Small Fires | Contamination | Aggregated | 2040 | 1.2475e-05 | 215.5262 | 0.0026886 | 2040 | Mitigation | 0.95 | 45 | 0 | esc | 0.00097009 | 1.2101e-08 | 0.00097009 | 1.2101e-08 | 0.0029922 | 1.8131e-11 | 0.01662 | 2.0887e-10
[120 empty] | 7.3.3.17.5 (Remote Grid) Updates to grid topology to minimize risk of ignition in HFTDs Remote GridWLDFRContaminationAggregated | WLDFR | HFTD - Distribution - Tier 3 - 3QU CoRE ¦ 3QU LoRE | Non-Red Flag Warning - Small Fires | Contamination | Aggregated | 2041 | 1.2475e-05 | 215.5262 | 0.0026886 | 2041 | Mitigation | 0.95 | 45 | 0 | esc | 0.00097009 | 1.2101e-08 | 0.00097009 | 1.2101e-08 | 0.0029922 | 1.8131e-11 | 0.01662 | 2.0887e-10
[120 empty] | 7.3.3.17.5 (Remote Grid) Updates to grid topology to minimize risk of ignition in HFTDs Remote GridWLDFRContaminationAggregated | WLDFR | HFTD - Distribution - Tier 3 - 3QU CoRE ¦ 3QU LoRE | Non-Red Flag Warning - Small Fires | Contamination | Aggregated | 2042 | 1.2475e-05 | 215.5262 | 0.0026886 | 2042 | Mitigation | 0.95 | 45 | 0 | esc | 0.00097009 | 1.2101e-08 | 0.00097009 | 1.2101e-08 | 0.0029922 | 1.8131e-11 | 0.01662 | 2.0887e-10
[120 empty] | 7.3.3.17.5 (Remote Grid) Updates to grid topology to minimize risk of ignition in HFTDs Remote GridWLDFRContaminationAggregated | WLDFR | HFTD - Distribution - Tier 3 - 3QU CoRE ¦ 3QU LoRE | Non-Red Flag Warning - Small Fires | Contamination | Aggregated | 2043 | 1.2475e-05 | 215.5262 | 0.0026886 | 2043 | Mitigation | 0.95 | 45 | 0 | esc | 0.00097009 | 1.2101e-08 | 0.00097009 | 1.2101e-08 | 0.0029922 | 1.8131e-11 | 0.01662 | 2.0887e-10
[120 empty] | 7.3.3.17.5 (Remote Grid) Updates to grid topology to minimize risk of ignition in HFTDs Remote GridWLDFRContaminationAggregated | WLDFR | HFTD - Distribution - Tier 3 - 3QU CoRE ¦ 3QU LoRE | Non-Red Flag Warning - Small Fires | Contamination | Aggregated | 2044 | 1.2475e-05 | 215.5262 | 0.0026886 | 2044 | Mitigation | 0.95 | 45 | 0 | esc | 0.00097009 | 1.2101e-08 | 0.00097009 | 1.2101e-08 | 0.0029922 | 1.8131e-11 | 0.01662 | 2.0887e-10
[120 empty] | 7.3.3.17.5 (Remote Grid) Updates to grid topology to minimize risk of ignition in HFTDs Remote GridWLDFRContaminationAggregated | WLDFR | HFTD - Distribution - Tier 3 - 3QU CoRE ¦ 3QU LoRE | Non-Red Flag Warning - Small Fires | Contamination | Aggregated | 2045 | 1.2475e-05 | 215.5262 | 0.0026886 | 2045 | Mitigation | 0.95 | 45 | 0 | esc | 0.00097009 | 1.2101e-08 | 0.00097009 | 1.2101e-08 | 0.0029922 | 1.8131e-11 | 0.01662 | 2.0887e-10
[120 empty] | 7.3.3.17.5 (Remote Grid) Updates to grid topology to minimize risk of ignition in HFTDs Remote GridWLDFRContaminationAggregated | WLDFR | HFTD - Distribution - Tier 3 - 3QU CoRE ¦ 3QU LoRE | Non-Red Flag Warning - Small Fires | Contamination | Aggregated | 2046 | 1.2475e-05 | 215.5262 | 0.0026886 | 2046 | Mitigation | 0.95 | 45 | 0 | esc | 0.00097009 | 1.2101e-08 | 0.00097009 | 1.2101e-08 | 0.0029922 | 1.8131e-11 | 0.01662 | 2.0887e-10
[120 empty] | 7.3.3.17.5 (Remote Grid) Updates to grid topology to minimize risk of ignition in HFTDs Remote GridWLDFRContaminationAggregated | WLDFR | HFTD - Distribution - Tier 3 - 3QU CoRE ¦ 3QU LoRE | Non-Red Flag Warning - Small Fires | Contamination | Aggregated | 2047 | 1.2475e-05 | 215.5262 | 0.0026886 | 2047 | Mitigation | 0.95 | 45 | 0 | esc | 0.00097009 | 1.2101e-08 | 0.00097009 | 1.2101e-08 | 0.0029922 | 1.8131e-11 | 0.01662 | 2.0887e-10
[120 empty] | 7.3.3.17.5 (Remote Grid) Updates to grid topology to minimize risk of ignition in HFTDs Remote GridWLDFRContaminationAggregated | WLDFR | HFTD - Distribution - Tier 3 - 3QU CoRE ¦ 3QU LoRE | Non-Red Flag Warning - Small Fires | Contamination | Aggregated | 2048 | 1.2475e-05 | 215.5262 | 0.0026886 | 2048 | Mitigation | 0.95 | 45 | 0 | esc | 0.00097009 | 1.2101e-08 | 0.00097009 | 1.2101e-08 | 0.0029922 | 1.8131e-11 | 0.01662 | 2.0887e-10
[120 empty] | 7.3.3.17.5 (Remote Grid) Updates to grid topology to minimize risk of ignition in HFTDs Remote GridWLDFRContaminationAggregated | WLDFR | HFTD - Distribution - Tier 3 - 3QU CoRE ¦ 3QU LoRE | Non-Red Flag Warning - Small Fires | Contamination | Aggregated | 2049 | 1.2475e-05 | 215.5262 | 0.0026886 | 2049 | Mitigation | 0.95 | 45 | 0 | esc | 0.00097009 | 1.2101e-08 | 0.00097009 | 1.2101e-08 | 0.0029922 | 1.8131e-11 | 0.01662 | 2.0887e-10
[120 empty] | 7.3.3.17.5 (Remote Grid) Updates to grid topology to minimize risk of ignition in HFTDs Remote GridWLDFRContaminationAggregated | WLDFR | HFTD - Distribution - Tier 3 - 3QU CoRE ¦ 3QU LoRE | Non-Red Flag Warning - Small Fires | Contamination | Aggregated | 2050 | 1.2475e-05 | 215.5262 | 0.0026886 | 2050 | Mitigation | 0.95 | 45 | 0 | esc | 0.00097009 | 1.2101e-08 | 0.00097009 | 1.2101e-08 | 0.0029922 | 1.8131e-11 | 0.01662 | 2.0887e-10
[120 empty] | 7.3.3.17.5 (Remote Grid) Updates to grid topology to minimize risk of ignition in HFTDs Remote GridWLDFRContaminationAggregated | WLDFR | HFTD - Distribution - Tier 3 - 3QU CoRE ¦ 3QU LoRE | Non-Red Flag Warning - Small Fires | Contamination | Aggregated | 2051 | 1.2475e-05 | 215.5262 | 0.0026886 | 2051 | Mitigation | 0.95 | 45 | 0 | esc | 0.00097009 | 1.2101e-08 | 0.00097009 | 1.2101e-08 | 0.0029922 | 1.8131e-11 | 0.01662 | 2.0887e-10
[120 empty] | 7.3.3.17.5 (Remote Grid) Updates to grid topology to minimize risk of ignition in HFTDs Remote GridWLDFRContaminationAggregated | WLDFR | HFTD - Distribution - Tier 3 - 3QU CoRE ¦ 3QU LoRE | Non-Red Flag Warning - Small Fires | Contamination | Aggregated | 2052 | 1.2475e-05 | 215.5262 | 0.0026886 | 2052 | Mitigation | 0.95 | 45 | 0 | esc | 0.00097009 | 1.2101e-08 | 0.00097009 | 1.2101e-08 | 0.0029922 | 1.8131e-11 | 0.01662 | 2.0887e-10
[120 empty] | 7.3.3.17.5 (Remote Grid) Updates to grid topology to minimize risk of ignition in HFTDs Remote GridWLDFRContaminationAggregated | WLDFR | HFTD - Distribution - Tier 3 - 3QU CoRE ¦ 3QU LoRE | Non-Red Flag Warning - Small Fires | Contamination | Aggregated | 2053 | 1.2475e-05 | 215.5262 | 0.0026886 | 2053 | Mitigation | 0.95 | 45 | 0 | esc | 0.00097009 | 1.2101e-08 | 0.00097009 | 1.2101e-08 | 0.0029922 | 1.8131e-11 | 0.01662 | 2.0887e-10
[120 empty] | 7.3.3.17.5 (Remote Grid) Updates to grid topology to minimize risk of ignition in HFTDs Remote GridWLDFRContaminationAggregated | WLDFR | HFTD - Distribution - Tier 3 - 3QU CoRE ¦ 3QU LoRE | Non-Red Flag Warning - Small Fires | Contamination | Aggregated | 2054 | 1.2475e-05 | 215.5262 | 0.0026886 | 2054 | Mitigation | 0.95 | 45 | 0 | esc | 0.00097009 | 1.2101e-08 | 0.00097009 | 1.2101e-08 | 0.0029922 | 1.8131e-11 | 0.01662 | 2.0887e-10
[120 empty] | 7.3.3.17.5 (Remote Grid) Updates to grid topology to minimize risk of ignition in HFTDs Remote GridWLDFRContaminationAggregated | WLDFR | HFTD - Distribution - Tier 3 - 3QU CoRE ¦ 3QU LoRE | Non-Red Flag Warning - Small Fires | Contamination | Aggregated | 2055 | 1.2475e-05 | 215.5262 | 0.0026886 | 2055 | Mitigation | 0.95 | 45 | 0 | esc | 0.00097009 | 1.2101e-08 | 0.00097009 | 1.2101e-08 | 0.0029922 | 1.8131e-11 | 0.01662 | 2.0887e-10
[120 empty] | 7.3.3.17.5 (Remote Grid) Updates to grid topology to minimize risk of ignition in HFTDs Remote GridWLDFRContaminationAggregated | WLDFR | HFTD - Distribution - Tier 3 - 3QU CoRE ¦ 3QU LoRE | Non-Red Flag Warning - Small Fires | Contamination | Aggregated | 2056 | 1.2475e-05 | 215.5262 | 0.0026886 | 2056 | Mitigation | 0.95 | 45 | 0 | esc | 0.00097009 | 1.2101e-08 | 0.00097009 | 1.2101e-08 | 0.0029922 | 1.8131e-11 | 0.01662 | 2.0887e-10
[120 empty] | 7.3.3.17.5 (Remote Grid) Updates to grid topology to minimize risk of ignition in HFTDs Remote GridWLDFRContaminationAggregated | WLDFR | HFTD - Distribution - Tier 3 - 3QU CoRE ¦ 3QU LoRE | Non-Red Flag Warning - Small Fires | Contamination | Aggregated | 2057 | 1.2475e-05 | 215.5262 | 0.0026886 | 2057 | Mitigation | 0.95 | 45 | 0 | esc | 0.00097009 | 1.2101e-08 | 0.00097009 | 1.2101e-08 | 0.0029922 | 1.8131e-11 | 0.01662 | 2.0887e-10
[120 empty] | 7.3.3.17.5 (Remote Grid) Updates to grid topology to minimize risk of ignition in HFTDs Remote GridWLDFRContaminationAggregated | WLDFR | HFTD - Distribution - Tier 3 - 3QU CoRE ¦ 3QU LoRE | Non-Red Flag Warning - Small Fires | Contamination | Aggregated | 2058 | 1.2475e-05 | 215.5262 | 0.0026886 | 2058 | Mitigation | 0.95 | 45 | 0 | esc | 0.00097009 | 1.2101e-08 | 0.00097009 | 1.2101e-08 | 0.0029922 | 1.8131e-11 | 0.01662 | 2.0887e-10
[120 empty] | 7.3.3.17.5 (Remote Grid) Updates to grid topology to minimize risk of ignition in HFTDs Remote GridWLDFRContaminationAggregated | WLDFR | HFTD - Distribution - Tier 3 - 3QU CoRE ¦ 3QU LoRE | Non-Red Flag Warning - Small Fires | Contamination | Aggregated | 2059 | 1.2475e-05 | 215.5262 | 0.0026886 | 2059 | Mitigation | 0.95 | 45 | 0 | esc | 0.00097009 | 1.2101e-08 | 0.00097009 | 1.2101e-08 | 0.0029922 | 1.8131e-11 | 0.01662 | 2.0887e-10
[120 empty] | 7.3.3.17.5 (Remote Grid) Updates to grid topology to minimize risk of ignition in HFTDs Remote GridWLDFRContaminationAggregated | WLDFR | HFTD - Distribution - Tier 3 - 3QU CoRE ¦ 3QU LoRE | Non-Red Flag Warning - Small Fires | Contamination | Aggregated | 2060 | 1.2475e-05 | 215.5262 | 0.0026886 | 2060 | Mitigation | 0.95 | 45 | 0 | esc | 0.00097009 | 1.2101e-08 | 0.00097009 | 1.2101e-08 | 0.0029922 | 1.8131e-11 | 0 | 0
[120 empty] | 7.3.3.17.5 (Remote Grid) Updates to grid topology to minimize risk of ignition in HFTDs Remote GridWLDFRContaminationAggregated | WLDFR | HFTD - Distribution - Tier 3 - 3QU CoRE ¦ 3QU LoRE | Non-Red Flag Warning - Small Fires | Contamination | Aggregated | 2061 | 1.2475e-05 | 215.5262 | 0.0026886 | 2061 | Mitigation | 0.95 | 45 | 0 | esc | 0.00097009 | 1.2101e-08 | 0.00097009 | 1.2101e-08 | 0.0029922 | 1.8131e-11 | 0 | 0
[120 empty] | 7.3.3.17.5 (Remote Grid) Updates to grid topology to minimize risk of ignition in HFTDs Remote GridWLDFRContaminationAggregated | WLDFR | HFTD - Distribution - Tier 3 - 3QU CoRE ¦ 3QU LoRE | Non-Red Flag Warning - Small Fires | Contamination | Aggregated | 2062 | 1.2475e-05 | 215.5262 | 0.0026886 | 2062 | Mitigation | 0.95 | 45 | 0 | esc | 0.00097009 | 1.2101e-08 | 0.00097009 | 1.2101e-08 | 0.0029922 | 1.8131e-11 | 0.0080352 | 5.3289e-09
[120 empty] | 7.3.3.17.5 (Remote Grid) Updates to grid topology to minimize risk of ignition in HFTDs Remote GridWLDFRContaminationAggregated | WLDFR | HFTD - Distribution - Tier 3 - 3QU CoRE ¦ 3QU LoRE | Non-Red Flag Warning - Small Fires | Contamination | Aggregated | 2063 | 1.2475e-05 | 215.5262 | 0.0026886 | 2063 | Mitigation | 0.95 | 45 | 0 | esc | 0.00097009 | 1.2101e-08 | 0.00097009 | 1.2101e-08 | 0.0029922 | 1.8131e-11 | 0.0080352 | 5.3289e-09
[120 empty] | 7.3.3.17.5 (Remote Grid) Updates to grid topology to minimize risk of ignition in HFTDs Remote GridWLDFRContaminationAggregated | WLDFR | HFTD - Distribution - Tier 3 - 3QU CoRE ¦ 3QU LoRE | Non-Red Flag Warning - Small Fires | Contamination | Aggregated | 2064 | 1.2475e-05 | 215.5262 | 0.0026886 | 2064 | Mitigation | 0.95 | 45 | 0 | esc | 0.00097009 | 1.2101e-08 | 0.00097009 | 1.2101e-08 | 0.0029922 | 1.8131e-11 | 0.0080352 | 5.3289e-09
[120 empty] | 7.3.3.17.5 (Remote Grid) Updates to grid topology to minimize risk of ignition in HFTDs Remote GridWLDFRContaminationAggregated | WLDFR | HFTD - Distribution - Tier 3 - 3QU CoRE ¦ 3QU LoRE | Non-Red Flag Warning - Small Fires | Contamination | Aggregated | 2065 | 1.2475e-05 | 215.5262 | 0.0026886 | 2065 | Mitigation | 0.95 | 45 | 0 | esc | 0.00097009 | 1.2101e-08 | 0.00097009 | 1.2101e-08 | 0.0029922 | 1.8131e-11 | 0.0080352 | 5.3289e-09
[120 empty] | 7.3.3.17.5 (Remote Grid) Updates to grid topology to minimize risk of ignition in HFTDs Remote GridWLDFRContaminationAggregated | WLDFR | HFTD - Distribution - Tier 3 - 3QU CoRE ¦ 3QU LoRE | Non-Red Flag Warning - Small Fires | Contamination | Aggregated | 2066 | 1.2475e-05 | 215.5262 | 0.0026886 | 2066 | Mitigation | 0.95 | 45 | 0 | esc | 0.00097009 | 1.2101e-08 | 0.00097009 | 1.2101e-08 | 0.0029922 | 1.8131e-11 | 0.0080352 | 5.3289e-09
[120 empty] | 7.3.3.17.5 (Remote Grid) Updates to grid topology to minimize risk of ignition in HFTDs Remote GridWLDFRContaminationAggregated | WLDFR | HFTD - Distribution - Tier 3 - 3QU CoRE ¦ 3QU LoRE | Non-Red Flag Warning - Small Fires | Contamination | Aggregated | 2067 | 1.2475e-05 | 215.5262 | 0.0026886 | 2067 | Mitigation | 0.95 | 45 | 0 | esc | 0 | 0 | 0.00097009 | 1.2101e-08 | 0.0029922 | 1.8131e-11 | 0.0080352 | 5.3289e-09
[120 empty] | 7.3.3.17.5 (Remote Grid) Updates to grid topology to minimize risk of ignition in HFTDs Remote GridWLDFREquipment / facility failureAggregated | WLDFR | HFTD - Distribution - Tier 3 - 3QU CoRE ¦ 3QU LoRE | Non-Red Flag Warning - Small Fires | Equipment / facility failure | Aggregated | 2022 | 0.00057034 | 215.5262 | 0.12292 | 2022 | Mitigation | 0.95 | 45 | 0 | esc | 0.00097009 | 5.5328e-07 | 0 | 0 | 0.0029922 | 1.8131e-11 | 0.0080352 | 5.3289e-09
[120 empty] | 7.3.3.17.5 (Remote Grid) Updates to grid topology to minimize risk of ignition in HFTDs Remote GridWLDFREquipment / facility failureAggregated | WLDFR | HFTD - Distribution - Tier 3 - 3QU CoRE ¦ 3QU LoRE | Non-Red Flag Warning - Small Fires | Equipment / facility failure | Aggregated | 2023 | 0.00057034 | 215.5262 | 0.12292 | 2023 | Mitigation | 0.95 | 45 | 0 | esc | 0.00097009 | 5.5328e-07 | 0.00097009 | 5.5328e-07 | 0.0029922 | 1.8131e-11 | 0.0080352 | 5.3289e-09
[120 empty] | 7.3.3.17.5 (Remote Grid) Updates to grid topology to minimize risk of ignition in HFTDs Remote GridWLDFREquipment / facility failureAggregated | WLDFR | HFTD - Distribution - Tier 3 - 3QU CoRE ¦ 3QU LoRE | Non-Red Flag Warning - Small Fires | Equipment / facility failure | Aggregated | 2024 | 0.00057034 | 215.5262 | 0.12292 | 2024 | Mitigation | 0.95 | 45 | 0 | esc | 0.00097009 | 5.5328e-07 | 0.00097009 | 5.5328e-07 | 0.0029922 | 1.8131e-11 | 0.0080352 | 5.3289e-09
[120 empty] | 7.3.3.17.5 (Remote Grid) Updates to grid topology to minimize risk of ignition in HFTDs Remote GridWLDFREquipment / facility failureAggregated | WLDFR | HFTD - Distribution - Tier 3 - 3QU CoRE ¦ 3QU LoRE | Non-Red Flag Warning - Small Fires | Equipment / facility failure | Aggregated | 2025 | 0.00057034 | 215.5262 | 0.12292 | 2025 | Mitigation | 0.95 | 45 | 0 | esc | 0.00097009 | 5.5328e-07 | 0.00097009 | 5.5328e-07 | 0.0029922 | 1.8131e-11 | 0.0080352 | 5.3289e-09
[120 empty] | 7.3.3.17.5 (Remote Grid) Updates to grid topology to minimize risk of ignition in HFTDs Remote GridWLDFREquipment / facility failureAggregated | WLDFR | HFTD - Distribution - Tier 3 - 3QU CoRE ¦ 3QU LoRE | Non-Red Flag Warning - Small Fires | Equipment / facility failure | Aggregated | 2026 | 0.00057034 | 215.5262 | 0.12292 | 2026 | Mitigation | 0.95 | 45 | 0 | esc | 0.00097009 | 5.5328e-07 | 0.00097009 | 5.5328e-07 | 0.0029922 | 1.8131e-11 | 0.0080352 | 5.3289e-09
[120 empty] | 7.3.3.17.5 (Remote Grid) Updates to grid topology to minimize risk of ignition in HFTDs Remote GridWLDFREquipment / facility failureAggregated | WLDFR | HFTD - Distribution - Tier 3 - 3QU CoRE ¦ 3QU LoRE | Non-Red Flag Warning - Small Fires | Equipment / facility failure | Aggregated | 2027 | 0.00057034 | 215.5262 | 0.12292 | 2027 | Mitigation | 0.95 | 45 | 0 | esc | 0.00097009 | 5.5328e-07 | 0.00097009 | 5.5328e-07 | 0.0029922 | 1.8131e-11 | 0.0080352 | 5.3289e-09
[120 empty] | 7.3.3.17.5 (Remote Grid) Updates to grid topology to minimize risk of ignition in HFTDs Remote GridWLDFREquipment / facility failureAggregated | WLDFR | HFTD - Distribution - Tier 3 - 3QU CoRE ¦ 3QU LoRE | Non-Red Flag Warning - Small Fires | Equipment / facility failure | Aggregated | 2028 | 0.00057034 | 215.5262 | 0.12292 | 2028 | Mitigation | 0.95 | 45 | 0 | esc | 0.00097009 | 5.5328e-07 | 0.00097009 | 5.5328e-07 | 0 | 0 | 0.0080352 | 5.3289e-09
[120 empty] | 7.3.3.17.5 (Remote Grid) Updates to grid topology to minimize risk of ignition in HFTDs Remote GridWLDFREquipment / facility failureAggregated | WLDFR | HFTD - Distribution - Tier 3 - 3QU CoRE ¦ 3QU LoRE | Non-Red Flag Warning - Small Fires | Equipment / facility failure | Aggregated | 2029 | 0.00057034 | 215.5262 | 0.12292 | 2029 | Mitigation | 0.95 | 45 | 0 | esc | 0.00097009 | 5.5328e-07 | 0.00097009 | 5.5328e-07 | 0.0029922 | 4.8333e-13 | 0.0080352 | 5.3289e-09
[120 empty] | 7.3.3.17.5 (Remote Grid) Updates to grid topology to minimize risk of ignition in HFTDs Remote GridWLDFREquipment / facility failureAggregated | WLDFR | HFTD - Distribution - Tier 3 - 3QU CoRE ¦ 3QU LoRE | Non-Red Flag Warning - Small Fires | Equipment / facility failure | Aggregated | 2030 | 0.00057034 | 215.5262 | 0.12292 | 2030 | Mitigation | 0.95 | 45 | 0 | esc | 0.00097009 | 5.5328e-07 | 0.00097009 | 5.5328e-07 | 0.0029922 | 4.8333e-13 | 0.0080352 | 5.3289e-09
[120 empty] | 7.3.3.17.5 (Remote Grid) Updates to grid topology to minimize risk of ignition in HFTDs Remote GridWLDFREquipment / facility failureAggregated | WLDFR | HFTD - Distribution - Tier 3 - 3QU CoRE ¦ 3QU LoRE | Non-Red Flag Warning - Small Fires | Equipment / facility failure | Aggregated | 2031 | 0.00057034 | 215.5262 | 0.12292 | 2031 | Mitigation | 0.95 | 45 | 0 | esc | 0.00097009 | 5.5328e-07 | 0.00097009 | 5.5328e-07 | 0.0029922 | 4.8333e-13 | 0.0080352 | 5.3289e-09
[120 empty] | 7.3.3.17.5 (Remote Grid) Updates to grid topology to minimize risk of ignition in HFTDs Remote GridWLDFREquipment / facility failureAggregated | WLDFR | HFTD - Distribution - Tier 3 - 3QU CoRE ¦ 3QU LoRE | Non-Red Flag Warning - Small Fires | Equipment / facility failure | Aggregated | 2032 | 0.00057034 | 215.5262 | 0.12292 | 2032 | Mitigation | 0.95 | 45 | 0 | esc | 0.00097009 | 5.5328e-07 | 0.00097009 | 5.5328e-07 | 0.0029922 | 4.8333e-13 | 0.0080352 | 5.3289e-09
[120 empty] | 7.3.3.17.5 (Remote Grid) Updates to grid topology to minimize risk of ignition in HFTDs Remote GridWLDFREquipment / facility failureAggregated | WLDFR | HFTD - Distribution - Tier 3 - 3QU CoRE ¦ 3QU LoRE | Non-Red Flag Warning - Small Fires | Equipment / facility failure | Aggregated | 2033 | 0.00057034 | 215.5262 | 0.12292 | 2033 | Mitigation | 0.95 | 45 | 0 | esc | 0.00097009 | 5.5328e-07 | 0.00097009 | 5.5328e-07 | 0.0029922 | 4.8333e-13 | 0.0080352 | 5.3289e-09
[120 empty] | 7.3.3.17.5 (Remote Grid) Updates to grid topology to minimize risk of ignition in HFTDs Remote GridWLDFREquipment / facility failureAggregated | WLDFR | HFTD - Distribution - Tier 3 - 3QU CoRE ¦ 3QU LoRE | Non-Red Flag Warning - Small Fires | Equipment / facility failure | Aggregated | 2034 | 0.00057034 | 215.5262 | 0.12292 | 2034 | Mitigation | 0.95 | 45 | 0 | esc | 0.00097009 | 5.5328e-07 | 0.00097009 | 5.5328e-07 | 0.0029922 | 4.8333e-13 | 0.0080352 | 5.3289e-09
[120 empty] | 7.3.3.17.5 (Remote Grid) Updates to grid topology to minimize risk of ignition in HFTDs Remote GridWLDFREquipment / facility failureAggregated | WLDFR | HFTD - Distribution - Tier 3 - 3QU CoRE ¦ 3QU LoRE | Non-Red Flag Warning - Small Fires | Equipment / facility failure | Aggregated | 2035 | 0.00057034 | 215.5262 | 0.12292 | 2035 | Mitigation | 0.95 | 45 | 0 | esc | 0.00097009 | 5.5328e-07 | 0.00097009 | 5.5328e-07 | 0.0029922 | 4.8333e-13 | 0.0080352 | 5.3289e-09
[120 empty] | 7.3.3.17.5 (Remote Grid) Updates to grid topology to minimize risk of ignition in HFTDs Remote GridWLDFREquipment / facility failureAggregated | WLDFR | HFTD - Distribution - Tier 3 - 3QU CoRE ¦ 3QU LoRE | Non-Red Flag Warning - Small Fires | Equipment / facility failure | Aggregated | 2036 | 0.00057034 | 215.5262 | 0.12292 | 2036 | Mitigation | 0.95 | 45 | 0 | esc | 0.00097009 | 5.5328e-07 | 0.00097009 | 5.5328e-07 | 0.0029922 | 4.8333e-13 | 0.0080352 | 5.3289e-09
[120 empty] | 7.3.3.17.5 (Remote Grid) Updates to grid topology to minimize risk of ignition in HFTDs Remote GridWLDFREquipment / facility failureAggregated | WLDFR | HFTD - Distribution - Tier 3 - 3QU CoRE ¦ 3QU LoRE | Non-Red Flag Warning - Small Fires | Equipment / facility failure | Aggregated | 2037 | 0.00057034 | 215.5262 | 0.12292 | 2037 | Mitigation | 0.95 | 45 | 0 | esc | 0.00097009 | 5.5328e-07 | 0.00097009 | 5.5328e-07 | 0.0029922 | 4.8333e-13 | 0.0080352 | 5.3289e-09
[120 empty] | 7.3.3.17.5 (Remote Grid) Updates to grid topology to minimize risk of ignition in HFTDs Remote GridWLDFREquipment / facility failureAggregated | WLDFR | HFTD - Distribution - Tier 3 - 3QU CoRE ¦ 3QU LoRE | Non-Red Flag Warning - Small Fires | Equipment / facility failure | Aggregated | 2038 | 0.00057034 | 215.5262 | 0.12292 | 2038 | Mitigation | 0.95 | 45 | 0 | esc | 0.00097009 | 5.5328e-07 | 0.00097009 | 5.5328e-07 | 0.0029922 | 4.8333e-13 | 0.0080352 | 5.3289e-09
[120 empty] | 7.3.3.17.5 (Remote Grid) Updates to grid topology to minimize risk of ignition in HFTDs Remote GridWLDFREquipment / facility failureAggregated | WLDFR | HFTD - Distribution - Tier 3 - 3QU CoRE ¦ 3QU LoRE | Non-Red Flag Warning - Small Fires | Equipment / facility failure | Aggregated | 2039 | 0.00057034 | 215.5262 | 0.12292 | 2039 | Mitigation | 0.95 | 45 | 0 | esc | 0.00097009 | 5.5328e-07 | 0.00097009 | 5.5328e-07 | 0.0029922 | 4.8333e-13 | 0.0080352 | 5.3289e-09
[120 empty] | 7.3.3.17.5 (Remote Grid) Updates to grid topology to minimize risk of ignition in HFTDs Remote GridWLDFREquipment / facility failureAggregated | WLDFR | HFTD - Distribution - Tier 3 - 3QU CoRE ¦ 3QU LoRE | Non-Red Flag Warning - Small Fires | Equipment / facility failure | Aggregated | 2040 | 0.00057034 | 215.5262 | 0.12292 | 2040 | Mitigation | 0.95 | 45 | 0 | esc | 0.00097009 | 5.5328e-07 | 0.00097009 | 5.5328e-07 | 0.0029922 | 4.8333e-13 | 0.0080352 | 5.3289e-09
[120 empty] | 7.3.3.17.5 (Remote Grid) Updates to grid topology to minimize risk of ignition in HFTDs Remote GridWLDFREquipment / facility failureAggregated | WLDFR | HFTD - Distribution - Tier 3 - 3QU CoRE ¦ 3QU LoRE | Non-Red Flag Warning - Small Fires | Equipment / facility failure | Aggregated | 2041 | 0.00057034 | 215.5262 | 0.12292 | 2041 | Mitigation | 0.95 | 45 | 0 | esc | 0.00097009 | 5.5328e-07 | 0.00097009 | 5.5328e-07 | 0.0029922 | 4.8333e-13 | 0.0080352 | 5.3289e-09
[120 empty] | 7.3.3.17.5 (Remote Grid) Updates to grid topology to minimize risk of ignition in HFTDs Remote GridWLDFREquipment / facility failureAggregated | WLDFR | HFTD - Distribution - Tier 3 - 3QU CoRE ¦ 3QU LoRE | Non-Red Flag Warning - Small Fires | Equipment / facility failure | Aggregated | 2042 | 0.00057034 | 215.5262 | 0.12292 | 2042 | Mitigation | 0.95 | 45 | 0 | esc | 0.00097009 | 5.5328e-07 | 0.00097009 | 5.5328e-07 | 0.0029922 | 4.8333e-13 | 0.0080352 | 5.3289e-09
[120 empty] | 7.3.3.17.5 (Remote Grid) Updates to grid topology to minimize risk of ignition in HFTDs Remote GridWLDFREquipment / facility failureAggregated | WLDFR | HFTD - Distribution - Tier 3 - 3QU CoRE ¦ 3QU LoRE | Non-Red Flag Warning - Small Fires | Equipment / facility failure | Aggregated | 2043 | 0.00057034 | 215.5262 | 0.12292 | 2043 | Mitigation | 0.95 | 45 | 0 | esc | 0.00097009 | 5.5328e-07 | 0.00097009 | 5.5328e-07 | 0.0029922 | 4.8333e-13 | 0.0080352 | 5.3289e-09
[120 empty] | 7.3.3.17.5 (Remote Grid) Updates to grid topology to minimize risk of ignition in HFTDs Remote GridWLDFREquipment / facility failureAggregated | WLDFR | HFTD - Distribution - Tier 3 - 3QU CoRE ¦ 3QU LoRE | Non-Red Flag Warning - Small Fires | Equipment / facility failure | Aggregated | 2044 | 0.00057034 | 215.5262 | 0.12292 | 2044 | Mitigation | 0.95 | 45 | 0 | esc | 0.00097009 | 5.5328e-07 | 0.00097009 | 5.5328e-07 | 0.0029922 | 4.8333e-13 | 0.0080352 | 5.3289e-09
[120 empty] | 7.3.3.17.5 (Remote Grid) Updates to grid topology to minimize risk of ignition in HFTDs Remote GridWLDFREquipment / facility failureAggregated | WLDFR | HFTD - Distribution - Tier 3 - 3QU CoRE ¦ 3QU LoRE | Non-Red Flag Warning - Small Fires | Equipment / facility failure | Aggregated | 2045 | 0.00057034 | 215.5262 | 0.12292 | 2045 | Mitigation | 0.95 | 45 | 0 | esc | 0.00097009 | 5.5328e-07 | 0.00097009 | 5.5328e-07 | 0.0029922 | 4.8333e-13 | 0.0080352 | 5.3289e-09
[120 empty] | 7.3.3.17.5 (Remote Grid) Updates to grid topology to minimize risk of ignition in HFTDs Remote GridWLDFREquipment / facility failureAggregated | WLDFR | HFTD - Distribution - Tier 3 - 3QU CoRE ¦ 3QU LoRE | Non-Red Flag Warning - Small Fires | Equipment / facility failure | Aggregated | 2046 | 0.00057034 | 215.5262 | 0.12292 | 2046 | Mitigation | 0.95 | 45 | 0 | esc | 0.00097009 | 5.5328e-07 | 0.00097009 | 5.5328e-07 | 0.0029922 | 4.8333e-13 | 0 | 0
[120 empty] | 7.3.3.17.5 (Remote Grid) Updates to grid topology to minimize risk of ignition in HFTDs Remote GridWLDFREquipment / facility failureAggregated | WLDFR | HFTD - Distribution - Tier 3 - 3QU CoRE ¦ 3QU LoRE | Non-Red Flag Warning - Small Fires | Equipment / facility failure | Aggregated | 2047 | 0.00057034 | 215.5262 | 0.12292 | 2047 | Mitigation | 0.95 | 45 | 0 | esc | 0.00097009 | 5.5328e-07 | 0.00097009 | 5.5328e-07 | 0.0029922 | 4.8333e-13 | 0 | 0
[120 empty] | 7.3.3.17.5 (Remote Grid) Updates to grid topology to minimize risk of ignition in HFTDs Remote GridWLDFREquipment / facility failureAggregated | WLDFR | HFTD - Distribution - Tier 3 - 3QU CoRE ¦ 3QU LoRE | Non-Red Flag Warning - Small Fires | Equipment / facility failure | Aggregated | 2048 | 0.00057034 | 215.5262 | 0.12292 | 2048 | Mitigation | 0.95 | 45 | 0 | esc | 0.00097009 | 5.5328e-07 | 0.00097009 | 5.5328e-07 | 0.0029922 | 4.8333e-13 | 0.010315 | 3.2607e-09
[120 empty] | 7.3.3.17.5 (Remote Grid) Updates to grid topology to minimize risk of ignition in HFTDs Remote GridWLDFREquipment / facility failureAggregated | WLDFR | HFTD - Distribution - Tier 3 - 3QU CoRE ¦ 3QU LoRE | Non-Red Flag Warning - Small Fires | Equipment / facility failure | Aggregated | 2049 | 0.00057034 | 215.5262 | 0.12292 | 2049 | Mitigation | 0.95 | 45 | 0 | esc | 0.00097009 | 5.5328e-07 | 0.00097009 | 5.5328e-07 | 0.0029922 | 4.8333e-13 | 0.010315 | 3.2607e-09
[120 empty] | 7.3.3.17.5 (Remote Grid) Updates to grid topology to minimize risk of ignition in HFTDs Remote GridWLDFREquipment / facility failureAggregated | WLDFR | HFTD - Distribution - Tier 3 - 3QU CoRE ¦ 3QU LoRE | Non-Red Flag Warning - Small Fires | Equipment / facility failure | Aggregated | 2050 | 0.00057034 | 215.5262 | 0.12292 | 2050 | Mitigation | 0.95 | 45 | 0 | esc | 0.00097009 | 5.5328e-07 | 0.00097009 | 5.5328e-07 | 0.0029922 | 4.8333e-13 | 0.010315 | 3.2607e-09
[120 empty] | 7.3.3.17.5 (Remote Grid) Updates to grid topology to minimize risk of ignition in HFTDs Remote GridWLDFREquipment / facility failureAggregated | WLDFR | HFTD - Distribution - Tier 3 - 3QU CoRE ¦ 3QU LoRE | Non-Red Flag Warning - Small Fires | Equipment / facility failure | Aggregated | 2051 | 0.00057034 | 215.5262 | 0.12292 | 2051 | Mitigation | 0.95 | 45 | 0 | esc | 0.00097009 | 5.5328e-07 | 0.00097009 | 5.5328e-07 | 0.0029922 | 4.8333e-13 | 0.010315 | 3.2607e-09
[120 empty] | 7.3.3.17.5 (Remote Grid) Updates to grid topology to minimize risk of ignition in HFTDs Remote GridWLDFREquipment / facility failureAggregated | WLDFR | HFTD - Distribution - Tier 3 - 3QU CoRE ¦ 3QU LoRE | Non-Red Flag Warning - Small Fires | Equipment / facility failure | Aggregated | 2052 | 0.00057034 | 215.5262 | 0.12292 | 2052 | Mitigation | 0.95 | 45 | 0 | esc | 0.00097009 | 5.5328e-07 | 0.00097009 | 5.5328e-07 | 0.0029922 | 4.8333e-13 | 0.010315 | 3.2607e-09
[120 empty] | 7.3.3.17.5 (Remote Grid) Updates to grid topology to minimize risk of ignition in HFTDs Remote GridWLDFREquipment / facility failureAggregated | WLDFR | HFTD - Distribution - Tier 3 - 3QU CoRE ¦ 3QU LoRE | Non-Red Flag Warning - Small Fires | Equipment / facility failure | Aggregated | 2053 | 0.00057034 | 215.5262 | 0.12292 | 2053 | Mitigation | 0.95 | 45 | 0 | esc | 0.00097009 | 5.5328e-07 | 0.00097009 | 5.5328e-07 | 0.0029922 | 4.8333e-13 | 0.010315 | 3.2607e-09
[120 empty] | 7.3.3.17.5 (Remote Grid) Updates to grid topology to minimize risk of ignition in HFTDs Remote GridWLDFREquipment / facility failureAggregated | WLDFR | HFTD - Distribution - Tier 3 - 3QU CoRE ¦ 3QU LoRE | Non-Red Flag Warning - Small Fires | Equipment / facility failure | Aggregated | 2054 | 0.00057034 | 215.5262 | 0.12292 | 2054 | Mitigation | 0.95 | 45 | 0 | esc | 0.00097009 | 5.5328e-07 | 0.00097009 | 5.5328e-07 | 0.0029922 | 4.8333e-13 | 0.010315 | 3.2607e-09
[120 empty] | 7.3.3.17.5 (Remote Grid) Updates to grid topology to minimize risk of ignition in HFTDs Remote GridWLDFREquipment / facility failureAggregated | WLDFR | HFTD - Distribution - Tier 3 - 3QU CoRE ¦ 3QU LoRE | Non-Red Flag Warning - Small Fires | Equipment / facility failure | Aggregated | 2055 | 0.00057034 | 215.5262 | 0.12292 | 2055 | Mitigation | 0.95 | 45 | 0 | esc | 0.00097009 | 5.5328e-07 | 0.00097009 | 5.5328e-07 | 0.0029922 | 4.8333e-13 | 0.010315 | 3.2607e-09
[120 empty] | 7.3.3.17.5 (Remote Grid) Updates to grid topology to minimize risk of ignition in HFTDs Remote GridWLDFREquipment / facility failureAggregated | WLDFR | HFTD - Distribution - Tier 3 - 3QU CoRE ¦ 3QU LoRE | Non-Red Flag Warning - Small Fires | Equipment / facility failure | Aggregated | 2056 | 0.00057034 | 215.5262 | 0.12292 | 2056 | Mitigation | 0.95 | 45 | 0 | esc | 0.00097009 | 5.5328e-07 | 0.00097009 | 5.5328e-07 | 0.0029922 | 4.8333e-13 | 0.010315 | 3.2607e-09
[120 empty] | 7.3.3.17.5 (Remote Grid) Updates to grid topology to minimize risk of ignition in HFTDs Remote GridWLDFREquipment / facility failureAggregated | WLDFR | HFTD - Distribution - Tier 3 - 3QU CoRE ¦ 3QU LoRE | Non-Red Flag Warning - Small Fires | Equipment / facility failure | Aggregated | 2057 | 0.00057034 | 215.5262 | 0.12292 | 2057 | Mitigation | 0.95 | 45 | 0 | esc | 0.00097009 | 5.5328e-07 | 0.00097009 | 5.5328e-07 | 0.0029922 | 4.8333e-13 | 0.010315 | 3.2607e-09
[120 empty] | 7.3.3.17.5 (Remote Grid) Updates to grid topology to minimize risk of ignition in HFTDs Remote GridWLDFREquipment / facility failureAggregated | WLDFR | HFTD - Distribution - Tier 3 - 3QU CoRE ¦ 3QU LoRE | Non-Red Flag Warning - Small Fires | Equipment / facility failure | Aggregated | 2058 | 0.00057034 | 215.5262 | 0.12292 | 2058 | Mitigation | 0.95 | 45 | 0 | esc | 0.00097009 | 5.5328e-07 | 0.00097009 | 5.5328e-07 | 0.0029922 | 4.8333e-13 | 0.010315 | 3.2607e-09
[120 empty] | 7.3.3.17.5 (Remote Grid) Updates to grid topology to minimize risk of ignition in HFTDs Remote GridWLDFREquipment / facility failureAggregated | WLDFR | HFTD - Distribution - Tier 3 - 3QU CoRE ¦ 3QU LoRE | Non-Red Flag Warning - Small Fires | Equipment / facility failure | Aggregated | 2059 | 0.00057034 | 215.5262 | 0.12292 | 2059 | Mitigation | 0.95 | 45 | 0 | esc | 0.00097009 | 5.5328e-07 | 0.00097009 | 5.5328e-07 | 0.0029922 | 4.8333e-13 | 0.010315 | 3.2607e-09
[120 empty] | 7.3.3.17.5 (Remote Grid) Updates to grid topology to minimize risk of ignition in HFTDs Remote GridWLDFREquipment / facility failureAggregated | WLDFR | HFTD - Distribution - Tier 3 - 3QU CoRE ¦ 3QU LoRE | Non-Red Flag Warning - Small Fires | Equipment / facility failure | Aggregated | 2060 | 0.00057034 | 215.5262 | 0.12292 | 2060 | Mitigation | 0.95 | 45 | 0 | esc | 0.00097009 | 5.5328e-07 | 0.00097009 | 5.5328e-07 | 0.0029922 | 4.8333e-13 | 0.010315 | 3.2607e-09
[120 empty] | 7.3.3.17.5 (Remote Grid) Updates to grid topology to minimize risk of ignition in HFTDs Remote GridWLDFREquipment / facility failureAggregated | WLDFR | HFTD - Distribution - Tier 3 - 3QU CoRE ¦ 3QU LoRE | Non-Red Flag Warning - Small Fires | Equipment / facility failure | Aggregated | 2061 | 0.00057034 | 215.5262 | 0.12292 | 2061 | Mitigation | 0.95 | 45 | 0 | esc | 0.00097009 | 5.5328e-07 | 0.00097009 | 5.5328e-07 | 0.0029922 | 4.8333e-13 | 0.010315 | 3.2607e-09
[120 empty] | 7.3.3.17.5 (Remote Grid) Updates to grid topology to minimize risk of ignition in HFTDs Remote GridWLDFREquipment / facility failureAggregated | WLDFR | HFTD - Distribution - Tier 3 - 3QU CoRE ¦ 3QU LoRE | Non-Red Flag Warning - Small Fires | Equipment / facility failure | Aggregated | 2062 | 0.00057034 | 215.5262 | 0.12292 | 2062 | Mitigation | 0.95 | 45 | 0 | esc | 0.00097009 | 5.5328e-07 | 0.00097009 | 5.5328e-07 | 0.0029922 | 4.8333e-13 | 0.010315 | 3.2607e-09
[120 empty] | 7.3.3.17.5 (Remote Grid) Updates to grid topology to minimize risk of ignition in HFTDs Remote GridWLDFREquipment / facility failureAggregated | WLDFR | HFTD - Distribution - Tier 3 - 3QU CoRE ¦ 3QU LoRE | Non-Red Flag Warning - Small Fires | Equipment / facility failure | Aggregated | 2063 | 0.00057034 | 215.5262 | 0.12292 | 2063 | Mitigation | 0.95 | 45 | 0 | esc | 0.00097009 | 5.5328e-07 | 0.00097009 | 5.5328e-07 | 0.0029922 | 4.8333e-13 | 0.010315 | 3.2607e-09
[120 empty] | 7.3.3.17.5 (Remote Grid) Updates to grid topology to minimize risk of ignition in HFTDs Remote GridWLDFREquipment / facility failureAggregated | WLDFR | HFTD - Distribution - Tier 3 - 3QU CoRE ¦ 3QU LoRE | Non-Red Flag Warning - Small Fires | Equipment / facility failure | Aggregated | 2064 | 0.00057034 | 215.5262 | 0.12292 | 2064 | Mitigation | 0.95 | 45 | 0 | esc | 0.00097009 | 5.5328e-07 | 0.00097009 | 5.5328e-07 | 0.0029922 | 4.8333e-13 | 0.010315 | 3.2607e-09
[120 empty] | 7.3.3.17.5 (Remote Grid) Updates to grid topology to minimize risk of ignition in HFTDs Remote GridWLDFREquipment / facility failureAggregated | WLDFR | HFTD - Distribution - Tier 3 - 3QU CoRE ¦ 3QU LoRE | Non-Red Flag Warning - Small Fires | Equipment / facility failure | Aggregated | 2065 | 0.00057034 | 215.5262 | 0.12292 | 2065 | Mitigation | 0.95 | 45 | 0 | esc | 0.00097009 | 5.5328e-07 | 0.00097009 | 5.5328e-07 | 0.0029922 | 4.8333e-13 | 0.010315 | 3.2607e-09
[120 empty] | 7.3.3.17.5 (Remote Grid) Updates to grid topology to minimize risk of ignition in HFTDs Remote GridWLDFREquipment / facility failureAggregated | WLDFR | HFTD - Distribution - Tier 3 - 3QU CoRE ¦ 3QU LoRE | Non-Red Flag Warning - Small Fires | Equipment / facility failure | Aggregated | 2066 | 0.00057034 | 215.5262 | 0.12292 | 2066 | Mitigation | 0.95 | 45 | 0 | esc | 0.00097009 | 5.5328e-07 | 0.00097009 | 5.5328e-07 | 0.0029922 | 4.8333e-13 | 0.010315 | 3.2607e-09
[120 empty] | 7.3.3.17.5 (Remote Grid) Updates to grid topology to minimize risk of ignition in HFTDs Remote GridWLDFREquipment / facility failureAggregated | WLDFR | HFTD - Distribution - Tier 3 - 3QU CoRE ¦ 3QU LoRE | Non-Red Flag Warning - Small Fires | Equipment / facility failure | Aggregated | 2067 | 0.00057034 | 215.5262 | 0.12292 | 2067 | Mitigation | 0.95 | 45 | 0 | esc | 0 | 0 | 0.00097009 | 5.5328e-07 | 0.0029922 | 4.8333e-13 | 0.010315 | 3.2607e-09
[120 empty] | 7.3.3.17.5 (Remote Grid) Updates to grid topology to minimize risk of ignition in HFTDs Remote GridWLDFRVegetation ContactAggregated | WLDFR | HFTD - Distribution - Tier 3 - 3QU CoRE ¦ 3QU LoRE | Non-Red Flag Warning - Small Fires | Vegetation Contact | Aggregated | 2022 | 0.0027692 | 215.5262 | 0.59683 | 2022 | Mitigation | 0.95 | 45 | 0 | esc | 0.00097009 | 2.6863e-06 | 0 | 0 | 0.0029922 | 4.8333e-13 | 0.010315 | 3.2607e-09
[120 empty] | 7.3.3.17.5 (Remote Grid) Updates to grid topology to minimize risk of ignition in HFTDs Remote GridWLDFRVegetation ContactAggregated | WLDFR | HFTD - Distribution - Tier 3 - 3QU CoRE ¦ 3QU LoRE | Non-Red Flag Warning - Small Fires | Vegetation Contact | Aggregated | 2023 | 0.0027692 | 215.5262 | 0.59683 | 2023 | Mitigation | 0.95 | 45 | 0 | esc | 0.00097009 | 2.6863e-06 | 0.00097009 | 2.6863e-06 | 0.0029922 | 4.8333e-13 | 0.010315 | 3.2607e-09
[120 empty] | 7.3.3.17.5 (Remote Grid) Updates to grid topology to minimize risk of ignition in HFTDs Remote GridWLDFRVegetation ContactAggregated | WLDFR | HFTD - Distribution - Tier 3 - 3QU CoRE ¦ 3QU LoRE | Non-Red Flag Warning - Small Fires | Vegetation Contact | Aggregated | 2024 | 0.0027692 | 215.5262 | 0.59683 | 2024 | Mitigation | 0.95 | 45 | 0 | esc | 0.00097009 | 2.6863e-06 | 0.00097009 | 2.6863e-06 | 0.0029922 | 4.8333e-13 | 0.010315 | 3.2607e-09
[120 empty] | 7.3.3.17.5 (Remote Grid) Updates to grid topology to minimize risk of ignition in HFTDs Remote GridWLDFRVegetation ContactAggregated | WLDFR | HFTD - Distribution - Tier 3 - 3QU CoRE ¦ 3QU LoRE | Non-Red Flag Warning - Small Fires | Vegetation Contact | Aggregated | 2025 | 0.0027692 | 215.5262 | 0.59683 | 2025 | Mitigation | 0.95 | 45 | 0 | esc | 0.00097009 | 2.6863e-06 | 0.00097009 | 2.6863e-06 | 0.0029922 | 4.8333e-13 | 0.010315 | 3.2607e-09
[120 empty] | 7.3.3.17.5 (Remote Grid) Updates to grid topology to minimize risk of ignition in HFTDs Remote GridWLDFRVegetation ContactAggregated | WLDFR | HFTD - Distribution - Tier 3 - 3QU CoRE ¦ 3QU LoRE | Non-Red Flag Warning - Small Fires | Vegetation Contact | Aggregated | 2026 | 0.0027692 | 215.5262 | 0.59683 | 2026 | Mitigation | 0.95 | 45 | 0 | esc | 0.00097009 | 2.6863e-06 | 0.00097009 | 2.6863e-06 | 0.0029922 | 4.8333e-13 | 0.010315 | 3.2607e-09
[120 empty] | 7.3.3.17.5 (Remote Grid) Updates to grid topology to minimize risk of ignition in HFTDs Remote GridWLDFRVegetation ContactAggregated | WLDFR | HFTD - Distribution - Tier 3 - 3QU CoRE ¦ 3QU LoRE | Non-Red Flag Warning - Small Fires | Vegetation Contact | Aggregated | 2027 | 0.0027692 | 215.5262 | 0.59683 | 2027 | Mitigation | 0.95 | 45 | 0 | esc | 0.00097009 | 2.6863e-06 | 0.00097009 | 2.6863e-06 | 0.0029922 | 4.8333e-13 | 0.010315 | 3.2607e-09
[120 empty] | 7.3.3.17.5 (Remote Grid) Updates to grid topology to minimize risk of ignition in HFTDs Remote GridWLDFRVegetation ContactAggregated | WLDFR | HFTD - Distribution - Tier 3 - 3QU CoRE ¦ 3QU LoRE | Non-Red Flag Warning - Small Fires | Vegetation Contact | Aggregated | 2028 | 0.0027692 | 215.5262 | 0.59683 | 2028 | Mitigation | 0.95 | 45 | 0 | esc | 0.00097009 | 2.6863e-06 | 0.00097009 | 2.6863e-06 | 0.0029922 | 4.8333e-13 | 0.010315 | 3.2607e-09
[120 empty] | 7.3.3.17.5 (Remote Grid) Updates to grid topology to minimize risk of ignition in HFTDs Remote GridWLDFRVegetation ContactAggregated | WLDFR | HFTD - Distribution - Tier 3 - 3QU CoRE ¦ 3QU LoRE | Non-Red Flag Warning - Small Fires | Vegetation Contact | Aggregated | 2029 | 0.0027692 | 215.5262 | 0.59683 | 2029 | Mitigation | 0.95 | 45 | 0 | esc | 0.00097009 | 2.6863e-06 | 0.00097009 | 2.6863e-06 | 0.0029922 | 4.8333e-13 | 0.010315 | 3.2607e-09
[120 empty] | 7.3.3.17.5 (Remote Grid) Updates to grid topology to minimize risk of ignition in HFTDs Remote GridWLDFRVegetation ContactAggregated | WLDFR | HFTD - Distribution - Tier 3 - 3QU CoRE ¦ 3QU LoRE | Non-Red Flag Warning - Small Fires | Vegetation Contact | Aggregated | 2030 | 0.0027692 | 215.5262 | 0.59683 | 2030 | Mitigation | 0.95 | 45 | 0 | esc | 0.00097009 | 2.6863e-06 | 0.00097009 | 2.6863e-06 | 0.0029922 | 4.8333e-13 | 0.010315 | 3.2607e-09
[120 empty] | 7.3.3.17.5 (Remote Grid) Updates to grid topology to minimize risk of ignition in HFTDs Remote GridWLDFRVegetation ContactAggregated | WLDFR | HFTD - Distribution - Tier 3 - 3QU CoRE ¦ 3QU LoRE | Non-Red Flag Warning - Small Fires | Vegetation Contact | Aggregated | 2031 | 0.0027692 | 215.5262 | 0.59683 | 2031 | Mitigation | 0.95 | 45 | 0 | esc | 0.00097009 | 2.6863e-06 | 0.00097009 | 2.6863e-06 | 0.0029922 | 4.8333e-13 | 0.010315 | 3.2607e-09
[120 empty] | 7.3.3.17.5 (Remote Grid) Updates to grid topology to minimize risk of ignition in HFTDs Remote GridWLDFRVegetation ContactAggregated | WLDFR | HFTD - Distribution - Tier 3 - 3QU CoRE ¦ 3QU LoRE | Non-Red Flag Warning - Small Fires | Vegetation Contact | Aggregated | 2032 | 0.0027692 | 215.5262 | 0.59683 | 2032 | Mitigation | 0.95 | 45 | 0 | esc | 0.00097009 | 2.6863e-06 | 0.00097009 | 2.6863e-06 | 0 | 0 | 0 | 0
[120 empty] | 7.3.3.17.5 (Remote Grid) Updates to grid topology to minimize risk of ignition in HFTDs Remote GridWLDFRVegetation ContactAggregated | WLDFR | HFTD - Distribution - Tier 3 - 3QU CoRE ¦ 3QU LoRE | Non-Red Flag Warning - Small Fires | Vegetation Contact | Aggregated | 2033 | 0.0027692 | 215.5262 | 0.59683 | 2033 | Mitigation | 0.95 | 45 | 0 | esc | 0.00097009 | 2.6863e-06 | 0.00097009 | 2.6863e-06 | 0.0029922 | 8.7748e-11 | 0 | 0
[120 empty] | 7.3.3.17.5 (Remote Grid) Updates to grid topology to minimize risk of ignition in HFTDs Remote GridWLDFRVegetation ContactAggregated | WLDFR | HFTD - Distribution - Tier 3 - 3QU CoRE ¦ 3QU LoRE | Non-Red Flag Warning - Small Fires | Vegetation Contact | Aggregated | 2034 | 0.0027692 | 215.5262 | 0.59683 | 2034 | Mitigation | 0.95 | 45 | 0 | esc | 0.00097009 | 2.6863e-06 | 0.00097009 | 2.6863e-06 | 0.0029922 | 8.7748e-11 | 0.013666 | 6.0153e-09
[120 empty] | 7.3.3.17.5 (Remote Grid) Updates to grid topology to minimize risk of ignition in HFTDs Remote GridWLDFRVegetation ContactAggregated | WLDFR | HFTD - Distribution - Tier 3 - 3QU CoRE ¦ 3QU LoRE | Non-Red Flag Warning - Small Fires | Vegetation Contact | Aggregated | 2035 | 0.0027692 | 215.5262 | 0.59683 | 2035 | Mitigation | 0.95 | 45 | 0 | esc | 0.00097009 | 2.6863e-06 | 0.00097009 | 2.6863e-06 | 0.0029922 | 8.7748e-11 | 0.013666 | 6.0153e-09
[120 empty] | 7.3.3.17.5 (Remote Grid) Updates to grid topology to minimize risk of ignition in HFTDs Remote GridWLDFRVegetation ContactAggregated | WLDFR | HFTD - Distribution - Tier 3 - 3QU CoRE ¦ 3QU LoRE | Non-Red Flag Warning - Small Fires | Vegetation Contact | Aggregated | 2036 | 0.0027692 | 215.5262 | 0.59683 | 2036 | Mitigation | 0.95 | 45 | 0 | esc | 0.00097009 | 2.6863e-06 | 0.00097009 | 2.6863e-06 | 0.0029922 | 8.7748e-11 | 0.013666 | 6.0153e-09
[120 empty] | 7.3.3.17.5 (Remote Grid) Updates to grid topology to minimize risk of ignition in HFTDs Remote GridWLDFRVegetation ContactAggregated | WLDFR | HFTD - Distribution - Tier 3 - 3QU CoRE ¦ 3QU LoRE | Non-Red Flag Warning - Small Fires | Vegetation Contact | Aggregated | 2037 | 0.0027692 | 215.5262 | 0.59683 | 2037 | Mitigation | 0.95 | 45 | 0 | esc | 0.00097009 | 2.6863e-06 | 0.00097009 | 2.6863e-06 | 0.0029922 | 8.7748e-11 | 0.013666 | 6.0153e-09
[120 empty] | 7.3.3.17.5 (Remote Grid) Updates to grid topology to minimize risk of ignition in HFTDs Remote GridWLDFRVegetation ContactAggregated | WLDFR | HFTD - Distribution - Tier 3 - 3QU CoRE ¦ 3QU LoRE | Non-Red Flag Warning - Small Fires | Vegetation Contact | Aggregated | 2038 | 0.0027692 | 215.5262 | 0.59683 | 2038 | Mitigation | 0.95 | 45 | 0 | esc | 0.00097009 | 2.6863e-06 | 0.00097009 | 2.6863e-06 | 0.0029922 | 8.7748e-11 | 0.013666 | 6.0153e-09
[120 empty] | 7.3.3.17.5 (Remote Grid) Updates to grid topology to minimize risk of ignition in HFTDs Remote GridWLDFRVegetation ContactAggregated | WLDFR | HFTD - Distribution - Tier 3 - 3QU CoRE ¦ 3QU LoRE | Non-Red Flag Warning - Small Fires | Vegetation Contact | Aggregated | 2039 | 0.0027692 | 215.5262 | 0.59683 | 2039 | Mitigation | 0.95 | 45 | 0 | esc | 0.00097009 | 2.6863e-06 | 0.00097009 | 2.6863e-06 | 0.0029922 | 8.7748e-11 | 0.013666 | 6.0153e-09
[120 empty] | 7.3.3.17.5 (Remote Grid) Updates to grid topology to minimize risk of ignition in HFTDs Remote GridWLDFRVegetation ContactAggregated | WLDFR | HFTD - Distribution - Tier 3 - 3QU CoRE ¦ 3QU LoRE | Non-Red Flag Warning - Small Fires | Vegetation Contact | Aggregated | 2040 | 0.0027692 | 215.5262 | 0.59683 | 2040 | Mitigation | 0.95 | 45 | 0 | esc | 0.00097009 | 2.6863e-06 | 0.00097009 | 2.6863e-06 | 0.0029922 | 8.7748e-11 | 0.013666 | 6.0153e-09
[120 empty] | 7.3.3.17.5 (Remote Grid) Updates to grid topology to minimize risk of ignition in HFTDs Remote GridWLDFRVegetation ContactAggregated | WLDFR | HFTD - Distribution - Tier 3 - 3QU CoRE ¦ 3QU LoRE | Non-Red Flag Warning - Small Fires | Vegetation Contact | Aggregated | 2041 | 0.0027692 | 215.5262 | 0.59683 | 2041 | Mitigation | 0.95 | 45 | 0 | esc | 0.00097009 | 2.6863e-06 | 0.00097009 | 2.6863e-06 | 0.0029922 | 8.7748e-11 | 0.013666 | 6.0153e-09
[120 empty] | 7.3.3.17.5 (Remote Grid) Updates to grid topology to minimize risk of ignition in HFTDs Remote GridWLDFRVegetation ContactAggregated | WLDFR | HFTD - Distribution - Tier 3 - 3QU CoRE ¦ 3QU LoRE | Non-Red Flag Warning - Small Fires | Vegetation Contact | Aggregated | 2042 | 0.0027692 | 215.5262 | 0.59683 | 2042 | Mitigation | 0.95 | 45 | 0 | esc | 0.00097009 | 2.6863e-06 | 0.00097009 | 2.6863e-06 | 0.0029922 | 8.7748e-11 | 0.013666 | 6.0153e-09
[120 empty] | 7.3.3.17.5 (Remote Grid) Updates to grid topology to minimize risk of ignition in HFTDs Remote GridWLDFRVegetation ContactAggregated | WLDFR | HFTD - Distribution - Tier 3 - 3QU CoRE ¦ 3QU LoRE | Non-Red Flag Warning - Small Fires | Vegetation Contact | Aggregated | 2043 | 0.0027692 | 215.5262 | 0.59683 | 2043 | Mitigation | 0.95 | 45 | 0 | esc | 0.00097009 | 2.6863e-06 | 0.00097009 | 2.6863e-06 | 0.0029922 | 8.7748e-11 | 0.013666 | 6.0153e-09
[120 empty] | 7.3.3.17.5 (Remote Grid) Updates to grid topology to minimize risk of ignition in HFTDs Remote GridWLDFRVegetation ContactAggregated | WLDFR | HFTD - Distribution - Tier 3 - 3QU CoRE ¦ 3QU LoRE | Non-Red Flag Warning - Small Fires | Vegetation Contact | Aggregated | 2044 | 0.0027692 | 215.5262 | 0.59683 | 2044 | Mitigation | 0.95 | 45 | 0 | esc | 0.00097009 | 2.6863e-06 | 0.00097009 | 2.6863e-06 | 0.0029922 | 8.7748e-11 | 0.013666 | 6.0153e-09
[120 empty] | 7.3.3.17.5 (Remote Grid) Updates to grid topology to minimize risk of ignition in HFTDs Remote GridWLDFRVegetation ContactAggregated | WLDFR | HFTD - Distribution - Tier 3 - 3QU CoRE ¦ 3QU LoRE | Non-Red Flag Warning - Small Fires | Vegetation Contact | Aggregated | 2045 | 0.0027692 | 215.5262 | 0.59683 | 2045 | Mitigation | 0.95 | 45 | 0 | esc | 0.00097009 | 2.6863e-06 | 0.00097009 | 2.6863e-06 | 0.0029922 | 8.7748e-11 | 0.013666 | 6.0153e-09
[120 empty] | 7.3.3.17.5 (Remote Grid) Updates to grid topology to minimize risk of ignition in HFTDs Remote GridWLDFRVegetation ContactAggregated | WLDFR | HFTD - Distribution - Tier 3 - 3QU CoRE ¦ 3QU LoRE | Non-Red Flag Warning - Small Fires | Vegetation Contact | Aggregated | 2046 | 0.0027692 | 215.5262 | 0.59683 | 2046 | Mitigation | 0.95 | 45 | 0 | esc | 0.00097009 | 2.6863e-06 | 0.00097009 | 2.6863e-06 | 0.0029922 | 8.7748e-11 | 0.013666 | 6.0153e-09
[120 empty] | 7.3.3.17.5 (Remote Grid) Updates to grid topology to minimize risk of ignition in HFTDs Remote GridWLDFRVegetation ContactAggregated | WLDFR | HFTD - Distribution - Tier 3 - 3QU CoRE ¦ 3QU LoRE | Non-Red Flag Warning - Small Fires | Vegetation Contact | Aggregated | 2047 | 0.0027692 | 215.5262 | 0.59683 | 2047 | Mitigation | 0.95 | 45 | 0 | esc | 0.00097009 | 2.6863e-06 | 0.00097009 | 2.6863e-06 | 0.0029922 | 8.7748e-11 | 0.013666 | 6.0153e-09
[120 empty] | 7.3.3.17.5 (Remote Grid) Updates to grid topology to minimize risk of ignition in HFTDs Remote GridWLDFRVegetation ContactAggregated | WLDFR | HFTD - Distribution - Tier 3 - 3QU CoRE ¦ 3QU LoRE | Non-Red Flag Warning - Small Fires | Vegetation Contact | Aggregated | 2048 | 0.0027692 | 215.5262 | 0.59683 | 2048 | Mitigation | 0.95 | 45 | 0 | esc | 0.00097009 | 2.6863e-06 | 0.00097009 | 2.6863e-06 | 0.0029922 | 8.7748e-11 | 0.013666 | 6.0153e-09
[120 empty] | 7.3.3.17.5 (Remote Grid) Updates to grid topology to minimize risk of ignition in HFTDs Remote GridWLDFRVegetation ContactAggregated | WLDFR | HFTD - Distribution - Tier 3 - 3QU CoRE ¦ 3QU LoRE | Non-Red Flag Warning - Small Fires | Vegetation Contact | Aggregated | 2049 | 0.0027692 | 215.5262 | 0.59683 | 2049 | Mitigation | 0.95 | 45 | 0 | esc | 0.00097009 | 2.6863e-06 | 0.00097009 | 2.6863e-06 | 0.0029922 | 8.7748e-11 | 0.013666 | 6.0153e-09
[120 empty] | 7.3.3.17.5 (Remote Grid) Updates to grid topology to minimize risk of ignition in HFTDs Remote GridWLDFRVegetation ContactAggregated | WLDFR | HFTD - Distribution - Tier 3 - 3QU CoRE ¦ 3QU LoRE | Non-Red Flag Warning - Small Fires | Vegetation Contact | Aggregated | 2050 | 0.0027692 | 215.5262 | 0.59683 | 2050 | Mitigation | 0.95 | 45 | 0 | esc | 0.00097009 | 2.6863e-06 | 0.00097009 | 2.6863e-06 | 0.0029922 | 8.7748e-11 | 0.013666 | 6.0153e-09
[120 empty] | 7.3.3.17.5 (Remote Grid) Updates to grid topology to minimize risk of ignition in HFTDs Remote GridWLDFRVegetation ContactAggregated | WLDFR | HFTD - Distribution - Tier 3 - 3QU CoRE ¦ 3QU LoRE | Non-Red Flag Warning - Small Fires | Vegetation Contact | Aggregated | 2051 | 0.0027692 | 215.5262 | 0.59683 | 2051 | Mitigation | 0.95 | 45 | 0 | esc | 0.00097009 | 2.6863e-06 | 0.00097009 | 2.6863e-06 | 0.0029922 | 8.7748e-11 | 0.013666 | 6.0153e-09
[120 empty] | 7.3.3.17.5 (Remote Grid) Updates to grid topology to minimize risk of ignition in HFTDs Remote GridWLDFRVegetation ContactAggregated | WLDFR | HFTD - Distribution - Tier 3 - 3QU CoRE ¦ 3QU LoRE | Non-Red Flag Warning - Small Fires | Vegetation Contact | Aggregated | 2052 | 0.0027692 | 215.5262 | 0.59683 | 2052 | Mitigation | 0.95 | 45 | 0 | esc | 0.00097009 | 2.6863e-06 | 0.00097009 | 2.6863e-06 | 0.0029922 | 8.7748e-11 | 0.013666 | 6.0153e-09
[120 empty] | 7.3.3.17.5 (Remote Grid) Updates to grid topology to minimize risk of ignition in HFTDs Remote GridWLDFRVegetation ContactAggregated | WLDFR | HFTD - Distribution - Tier 3 - 3QU CoRE ¦ 3QU LoRE | Non-Red Flag Warning - Small Fires | Vegetation Contact | Aggregated | 2053 | 0.0027692 | 215.5262 | 0.59683 | 2053 | Mitigation | 0.95 | 45 | 0 | esc | 0.00097009 | 2.6863e-06 | 0.00097009 | 2.6863e-06 | 0.0029922 | 8.7748e-11 | 0.013666 | 6.0153e-09
[120 empty] | 7.3.3.17.5 (Remote Grid) Updates to grid topology to minimize risk of ignition in HFTDs Remote GridWLDFRVegetation ContactAggregated | WLDFR | HFTD - Distribution - Tier 3 - 3QU CoRE ¦ 3QU LoRE | Non-Red Flag Warning - Small Fires | Vegetation Contact | Aggregated | 2054 | 0.0027692 | 215.5262 | 0.59683 | 2054 | Mitigation | 0.95 | 45 | 0 | esc | 0.00097009 | 2.6863e-06 | 0.00097009 | 2.6863e-06 | 0.0029922 | 8.7748e-11 | 0.013666 | 6.0153e-09
[120 empty] | 7.3.3.17.5 (Remote Grid) Updates to grid topology to minimize risk of ignition in HFTDs Remote GridWLDFRVegetation ContactAggregated | WLDFR | HFTD - Distribution - Tier 3 - 3QU CoRE ¦ 3QU LoRE | Non-Red Flag Warning - Small Fires | Vegetation Contact | Aggregated | 2055 | 0.0027692 | 215.5262 | 0.59683 | 2055 | Mitigation | 0.95 | 45 | 0 | esc | 0.00097009 | 2.6863e-06 | 0.00097009 | 2.6863e-06 | 0.0029922 | 8.7748e-11 | 0.013666 | 6.0153e-09
[120 empty] | 7.3.3.17.5 (Remote Grid) Updates to grid topology to minimize risk of ignition in HFTDs Remote GridWLDFRVegetation ContactAggregated | WLDFR | HFTD - Distribution - Tier 3 - 3QU CoRE ¦ 3QU LoRE | Non-Red Flag Warning - Small Fires | Vegetation Contact | Aggregated | 2056 | 0.0027692 | 215.5262 | 0.59683 | 2056 | Mitigation | 0.95 | 45 | 0 | esc | 0.00097009 | 2.6863e-06 | 0.00097009 | 2.6863e-06 | 0.0029922 | 8.7748e-11 | 0.013666 | 6.0153e-09
[120 empty] | 7.3.3.17.5 (Remote Grid) Updates to grid topology to minimize risk of ignition in HFTDs Remote GridWLDFRVegetation ContactAggregated | WLDFR | HFTD - Distribution - Tier 3 - 3QU CoRE ¦ 3QU LoRE | Non-Red Flag Warning - Small Fires | Vegetation Contact | Aggregated | 2057 | 0.0027692 | 215.5262 | 0.59683 | 2057 | Mitigation | 0.95 | 45 | 0 | esc | 0.00097009 | 2.6863e-06 | 0.00097009 | 2.6863e-06 | 0.0029922 | 8.7748e-11 | 0.013666 | 6.0153e-09
[120 empty] | 7.3.3.17.5 (Remote Grid) Updates to grid topology to minimize risk of ignition in HFTDs Remote GridWLDFRVegetation ContactAggregated | WLDFR | HFTD - Distribution - Tier 3 - 3QU CoRE ¦ 3QU LoRE | Non-Red Flag Warning - Small Fires | Vegetation Contact | Aggregated | 2058 | 0.0027692 | 215.5262 | 0.59683 | 2058 | Mitigation | 0.95 | 45 | 0 | esc | 0.00097009 | 2.6863e-06 | 0.00097009 | 2.6863e-06 | 0.0029922 | 8.7748e-11 | 0.013666 | 6.0153e-09
[120 empty] | 7.3.3.17.5 (Remote Grid) Updates to grid topology to minimize risk of ignition in HFTDs Remote GridWLDFRVegetation ContactAggregated | WLDFR | HFTD - Distribution - Tier 3 - 3QU CoRE ¦ 3QU LoRE | Non-Red Flag Warning - Small Fires | Vegetation Contact | Aggregated | 2059 | 0.0027692 | 215.5262 | 0.59683 | 2059 | Mitigation | 0.95 | 45 | 0 | esc | 0.00097009 | 2.6863e-06 | 0.00097009 | 2.6863e-06 | 0.0029922 | 8.7748e-11 | 0.013666 | 6.0153e-09
[120 empty] | 7.3.3.17.5 (Remote Grid) Updates to grid topology to minimize risk of ignition in HFTDs Remote GridWLDFRVegetation ContactAggregated | WLDFR | HFTD - Distribution - Tier 3 - 3QU CoRE ¦ 3QU LoRE | Non-Red Flag Warning - Small Fires | Vegetation Contact | Aggregated | 2060 | 0.0027692 | 215.5262 | 0.59683 | 2060 | Mitigation | 0.95 | 45 | 0 | esc | 0.00097009 | 2.6863e-06 | 0.00097009 | 2.6863e-06 | 0.0029922 | 8.7748e-11 | 0.013666 | 6.0153e-09
[120 empty] | 7.3.3.17.5 (Remote Grid) Updates to grid topology to minimize risk of ignition in HFTDs Remote GridWLDFRVegetation ContactAggregated | WLDFR | HFTD - Distribution - Tier 3 - 3QU CoRE ¦ 3QU LoRE | Non-Red Flag Warning - Small Fires | Vegetation Contact | Aggregated | 2061 | 0.0027692 | 215.5262 | 0.59683 | 2061 | Mitigation | 0.95 | 45 | 0 | esc | 0.00097009 | 2.6863e-06 | 0.00097009 | 2.6863e-06 | 0.0029922 | 8.7748e-11 | 0.013666 | 6.0153e-09
[120 empty] | 7.3.3.17.5 (Remote Grid) Updates to grid topology to minimize risk of ignition in HFTDs Remote GridWLDFRVegetation ContactAggregated | WLDFR | HFTD - Distribution - Tier 3 - 3QU CoRE ¦ 3QU LoRE | Non-Red Flag Warning - Small Fires | Vegetation Contact | Aggregated | 2062 | 0.0027692 | 215.5262 | 0.59683 | 2062 | Mitigation | 0.95 | 45 | 0 | esc | 0.00097009 | 2.6863e-06 | 0.00097009 | 2.6863e-06 | 0.0029922 | 8.7748e-11 | 0.013666 | 6.0153e-09
[120 empty] | 7.3.3.17.5 (Remote Grid) Updates to grid topology to minimize risk of ignition in HFTDs Remote GridWLDFRVegetation ContactAggregated | WLDFR | HFTD - Distribution - Tier 3 - 3QU CoRE ¦ 3QU LoRE | Non-Red Flag Warning - Small Fires | Vegetation Contact | Aggregated | 2063 | 0.0027692 | 215.5262 | 0.59683 | 2063 | Mitigation | 0.95 | 45 | 0 | esc | 0.00097009 | 2.6863e-06 | 0.00097009 | 2.6863e-06 | 0.0029922 | 8.7748e-11 | 0.013666 | 6.0153e-09
[120 empty] | 7.3.3.17.5 (Remote Grid) Updates to grid topology to minimize risk of ignition in HFTDs Remote GridWLDFRVegetation ContactAggregated | WLDFR | HFTD - Distribution - Tier 3 - 3QU CoRE ¦ 3QU LoRE | Non-Red Flag Warning - Small Fires | Vegetation Contact | Aggregated | 2064 | 0.0027692 | 215.5262 | 0.59683 | 2064 | Mitigation | 0.95 | 45 | 0 | esc | 0.00097009 | 2.6863e-06 | 0.00097009 | 2.6863e-06 | 0.0029922 | 8.7748e-11 | 0 | 0
[120 empty] | 7.3.3.17.5 (Remote Grid) Updates to grid topology to minimize risk of ignition in HFTDs Remote GridWLDFRVegetation ContactAggregated | WLDFR | HFTD - Distribution - Tier 3 - 3QU CoRE ¦ 3QU LoRE | Non-Red Flag Warning - Small Fires | Vegetation Contact | Aggregated | 2065 | 0.0027692 | 215.5262 | 0.59683 | 2065 | Mitigation | 0.95 | 45 | 0 | esc | 0.00097009 | 2.6863e-06 | 0.00097009 | 2.6863e-06 | 0.0029922 | 8.7748e-11 | 0 | 0
[120 empty] | 7.3.3.17.5 (Remote Grid) Updates to grid topology to minimize risk of ignition in HFTDs Remote GridWLDFRVegetation ContactAggregated | WLDFR | HFTD - Distribution - Tier 3 - 3QU CoRE ¦ 3QU LoRE | Non-Red Flag Warning - Small Fires | Vegetation Contact | Aggregated | 2066 | 0.0027692 | 215.5262 | 0.59683 | 2066 | Mitigation | 0.95 | 45 | 0 | esc | 0.00097009 | 2.6863e-06 | 0.00097009 | 2.6863e-06 | 0.0029922 | 8.7748e-11 | 0.0063316 | 4.3889e-10
[120 empty] | 7.3.3.17.5 (Remote Grid) Updates to grid topology to minimize risk of ignition in HFTDs Remote GridWLDFRVegetation ContactAggregated | WLDFR | HFTD - Distribution - Tier 3 - 3QU CoRE ¦ 3QU LoRE | Non-Red Flag Warning - Small Fires | Vegetation Contact | Aggregated | 2067 | 0.0027692 | 215.5262 | 0.59683 | 2067 | Mitigation | 0.95 | 45 | 0 | esc | 0 | 0 | 0.00097009 | 2.6863e-06 | 0.0029922 | 8.7748e-11 | 0.0063316 | 4.3889e-10
[120 empty] | 7.3.3.17.5 (Remote Grid) Updates to grid topology to minimize risk of ignition in HFTDs Remote GridWLDFRWire-to-wire contactAggregated | WLDFR | HFTD - Distribution - Tier 3 - 3QU CoRE ¦ 3QU LoRE | Non-Red Flag Warning - Small Fires | Wire-to-wire contact | Aggregated | 2022 | 0.00013685 | 215.5262 | 0.029494 | 2022 | Mitigation | 0.95 | 45 | 0 | esc | 0.00097009 | 1.3276e-07 | 0 | 0 | 0.0029922 | 8.7748e-11 | 0.0063316 | 4.3889e-10
[120 empty] | 7.3.3.17.5 (Remote Grid) Updates to grid topology to minimize risk of ignition in HFTDs Remote GridWLDFRWire-to-wire contactAggregated | WLDFR | HFTD - Distribution - Tier 3 - 3QU CoRE ¦ 3QU LoRE | Non-Red Flag Warning - Small Fires | Wire-to-wire contact | Aggregated | 2023 | 0.00013685 | 215.5262 | 0.029494 | 2023 | Mitigation | 0.95 | 45 | 0 | esc | 0.00097009 | 1.3276e-07 | 0.00097009 | 1.3276e-07 | 0.0029922 | 8.7748e-11 | 0.0063316 | 4.3889e-10
[120 empty] | 7.3.3.17.5 (Remote Grid) Updates to grid topology to minimize risk of ignition in HFTDs Remote GridWLDFRWire-to-wire contactAggregated | WLDFR | HFTD - Distribution - Tier 3 - 3QU CoRE ¦ 3QU LoRE | Non-Red Flag Warning - Small Fires | Wire-to-wire contact | Aggregated | 2024 | 0.00013685 | 215.5262 | 0.029494 | 2024 | Mitigation | 0.95 | 45 | 0 | esc | 0.00097009 | 1.3276e-07 | 0.00097009 | 1.3276e-07 | 0.0029922 | 8.7748e-11 | 0.0063316 | 4.3889e-10
[120 empty] | 7.3.3.17.5 (Remote Grid) Updates to grid topology to minimize risk of ignition in HFTDs Remote GridWLDFRWire-to-wire contactAggregated | WLDFR | HFTD - Distribution - Tier 3 - 3QU CoRE ¦ 3QU LoRE | Non-Red Flag Warning - Small Fires | Wire-to-wire contact | Aggregated | 2025 | 0.00013685 | 215.5262 | 0.029494 | 2025 | Mitigation | 0.95 | 45 | 0 | esc | 0.00097009 | 1.3276e-07 | 0.00097009 | 1.3276e-07 | 0.0029922 | 8.7748e-11 | 0.0063316 | 4.3889e-10
[120 empty] | 7.3.3.17.5 (Remote Grid) Updates to grid topology to minimize risk of ignition in HFTDs Remote GridWLDFRWire-to-wire contactAggregated | WLDFR | HFTD - Distribution - Tier 3 - 3QU CoRE ¦ 3QU LoRE | Non-Red Flag Warning - Small Fires | Wire-to-wire contact | Aggregated | 2026 | 0.00013685 | 215.5262 | 0.029494 | 2026 | Mitigation | 0.95 | 45 | 0 | esc | 0.00097009 | 1.3276e-07 | 0.00097009 | 1.3276e-07 | 0.0029922 | 8.7748e-11 | 0.0063316 | 4.3889e-10
[120 empty] | 7.3.3.17.5 (Remote Grid) Updates to grid topology to minimize risk of ignition in HFTDs Remote GridWLDFRWire-to-wire contactAggregated | WLDFR | HFTD - Distribution - Tier 3 - 3QU CoRE ¦ 3QU LoRE | Non-Red Flag Warning - Small Fires | Wire-to-wire contact | Aggregated | 2027 | 0.00013685 | 215.5262 | 0.029494 | 2027 | Mitigation | 0.95 | 45 | 0 | esc | 0.00097009 | 1.3276e-07 | 0.00097009 | 1.3276e-07 | 0.0029922 | 8.7748e-11 | 0.0063316 | 4.3889e-10
[120 empty] | 7.3.3.17.5 (Remote Grid) Updates to grid topology to minimize risk of ignition in HFTDs Remote GridWLDFRWire-to-wire contactAggregated | WLDFR | HFTD - Distribution - Tier 3 - 3QU CoRE ¦ 3QU LoRE | Non-Red Flag Warning - Small Fires | Wire-to-wire contact | Aggregated | 2028 | 0.00013685 | 215.5262 | 0.029494 | 2028 | Mitigation | 0.95 | 45 | 0 | esc | 0.00097009 | 1.3276e-07 | 0.00097009 | 1.3276e-07 | 0.0029922 | 8.7748e-11 | 0.0063316 | 4.3889e-10
[120 empty] | 7.3.3.17.5 (Remote Grid) Updates to grid topology to minimize risk of ignition in HFTDs Remote GridWLDFRWire-to-wire contactAggregated | WLDFR | HFTD - Distribution - Tier 3 - 3QU CoRE ¦ 3QU LoRE | Non-Red Flag Warning - Small Fires | Wire-to-wire contact | Aggregated | 2029 | 0.00013685 | 215.5262 | 0.029494 | 2029 | Mitigation | 0.95 | 45 | 0 | esc | 0.00097009 | 1.3276e-07 | 0.00097009 | 1.3276e-07 | 0.0029922 | 8.7748e-11 | 0.0063316 | 4.3889e-10
[120 empty] | 7.3.3.17.5 (Remote Grid) Updates to grid topology to minimize risk of ignition in HFTDs Remote GridWLDFRWire-to-wire contactAggregated | WLDFR | HFTD - Distribution - Tier 3 - 3QU CoRE ¦ 3QU LoRE | Non-Red Flag Warning - Small Fires | Wire-to-wire contact | Aggregated | 2030 | 0.00013685 | 215.5262 | 0.029494 | 2030 | Mitigation | 0.95 | 45 | 0 | esc | 0.00097009 | 1.3276e-07 | 0.00097009 | 1.3276e-07 | 0.0029922 | 8.7748e-11 | 0.0063316 | 4.3889e-10
[120 empty] | 7.3.3.17.5 (Remote Grid) Updates to grid topology to minimize risk of ignition in HFTDs Remote GridWLDFRWire-to-wire contactAggregated | WLDFR | HFTD - Distribution - Tier 3 - 3QU CoRE ¦ 3QU LoRE | Non-Red Flag Warning - Small Fires | Wire-to-wire contact | Aggregated | 2031 | 0.00013685 | 215.5262 | 0.029494 | 2031 | Mitigation | 0.95 | 45 | 0 | esc | 0.00097009 | 1.3276e-07 | 0.00097009 | 1.3276e-07 | 0.0029922 | 8.7748e-11 | 0.0063316 | 4.3889e-10
[120 empty] | 7.3.3.17.5 (Remote Grid) Updates to grid topology to minimize risk of ignition in HFTDs Remote GridWLDFRWire-to-wire contactAggregated | WLDFR | HFTD - Distribution - Tier 3 - 3QU CoRE ¦ 3QU LoRE | Non-Red Flag Warning - Small Fires | Wire-to-wire contact | Aggregated | 2032 | 0.00013685 | 215.5262 | 0.029494 | 2032 | Mitigation | 0.95 | 45 | 0 | esc | 0.00097009 | 1.3276e-07 | 0.00097009 | 1.3276e-07 | 0.0029922 | 8.7748e-11 | 0.0063316 | 4.3889e-10
[120 empty] | 7.3.3.17.5 (Remote Grid) Updates to grid topology to minimize risk of ignition in HFTDs Remote GridWLDFRWire-to-wire contactAggregated | WLDFR | HFTD - Distribution - Tier 3 - 3QU CoRE ¦ 3QU LoRE | Non-Red Flag Warning - Small Fires | Wire-to-wire contact | Aggregated | 2033 | 0.00013685 | 215.5262 | 0.029494 | 2033 | Mitigation | 0.95 | 45 | 0 | esc | 0.00097009 | 1.3276e-07 | 0.00097009 | 1.3276e-07 | 0.0029922 | 8.7748e-11 | 0.0063316 | 4.3889e-10
[120 empty] | 7.3.3.17.5 (Remote Grid) Updates to grid topology to minimize risk of ignition in HFTDs Remote GridWLDFRWire-to-wire contactAggregated | WLDFR | HFTD - Distribution - Tier 3 - 3QU CoRE ¦ 3QU LoRE | Non-Red Flag Warning - Small Fires | Wire-to-wire contact | Aggregated | 2034 | 0.00013685 | 215.5262 | 0.029494 | 2034 | Mitigation | 0.95 | 45 | 0 | esc | 0.00097009 | 1.3276e-07 | 0.00097009 | 1.3276e-07 | 0.0029922 | 8.7748e-11 | 0.0063316 | 4.3889e-10
[120 empty] | 7.3.3.17.5 (Remote Grid) Updates to grid topology to minimize risk of ignition in HFTDs Remote GridWLDFRWire-to-wire contactAggregated | WLDFR | HFTD - Distribution - Tier 3 - 3QU CoRE ¦ 3QU LoRE | Non-Red Flag Warning - Small Fires | Wire-to-wire contact | Aggregated | 2035 | 0.00013685 | 215.5262 | 0.029494 | 2035 | Mitigation | 0.95 | 45 | 0 | esc | 0.00097009 | 1.3276e-07 | 0.00097009 | 1.3276e-07 | 0.0029922 | 8.7748e-11 | 0.0063316 | 4.3889e-10
[120 empty] | 7.3.3.17.5 (Remote Grid) Updates to grid topology to minimize risk of ignition in HFTDs Remote GridWLDFRWire-to-wire contactAggregated | WLDFR | HFTD - Distribution - Tier 3 - 3QU CoRE ¦ 3QU LoRE | Non-Red Flag Warning - Small Fires | Wire-to-wire contact | Aggregated | 2036 | 0.00013685 | 215.5262 | 0.029494 | 2036 | Mitigation | 0.95 | 45 | 0 | esc | 0.00097009 | 1.3276e-07 | 0.00097009 | 1.3276e-07 | 0 | 0 | 0.0063316 | 4.3889e-10
[120 empty] | 7.3.3.17.5 (Remote Grid) Updates to grid topology to minimize risk of ignition in HFTDs Remote GridWLDFRWire-to-wire contactAggregated | WLDFR | HFTD - Distribution - Tier 3 - 3QU CoRE ¦ 3QU LoRE | Non-Red Flag Warning - Small Fires | Wire-to-wire contact | Aggregated | 2037 | 0.00013685 | 215.5262 | 0.029494 | 2037 | Mitigation | 0.95 | 45 | 0 | esc | 0.00097009 | 1.3276e-07 | 0.00097009 | 1.3276e-07 | 0.0029922 | 3.1219e-11 | 0.0063316 | 4.3889e-10
[120 empty] | 7.3.3.17.5 (Remote Grid) Updates to grid topology to minimize risk of ignition in HFTDs Remote GridWLDFRWire-to-wire contactAggregated | WLDFR | HFTD - Distribution - Tier 3 - 3QU CoRE ¦ 3QU LoRE | Non-Red Flag Warning - Small Fires | Wire-to-wire contact | Aggregated | 2038 | 0.00013685 | 215.5262 | 0.029494 | 2038 | Mitigation | 0.95 | 45 | 0 | esc | 0.00097009 | 1.3276e-07 | 0.00097009 | 1.3276e-07 | 0.0029922 | 3.1219e-11 | 0.0063316 | 4.3889e-10
[120 empty] | 7.3.3.17.5 (Remote Grid) Updates to grid topology to minimize risk of ignition in HFTDs Remote GridWLDFRWire-to-wire contactAggregated | WLDFR | HFTD - Distribution - Tier 3 - 3QU CoRE ¦ 3QU LoRE | Non-Red Flag Warning - Small Fires | Wire-to-wire contact | Aggregated | 2039 | 0.00013685 | 215.5262 | 0.029494 | 2039 | Mitigation | 0.95 | 45 | 0 | esc | 0.00097009 | 1.3276e-07 | 0.00097009 | 1.3276e-07 | 0.0029922 | 3.1219e-11 | 0.0063316 | 4.3889e-10
[120 empty] | 7.3.3.17.5 (Remote Grid) Updates to grid topology to minimize risk of ignition in HFTDs Remote GridWLDFRWire-to-wire contactAggregated | WLDFR | HFTD - Distribution - Tier 3 - 3QU CoRE ¦ 3QU LoRE | Non-Red Flag Warning - Small Fires | Wire-to-wire contact | Aggregated | 2040 | 0.00013685 | 215.5262 | 0.029494 | 2040 | Mitigation | 0.95 | 45 | 0 | esc | 0.00097009 | 1.3276e-07 | 0.00097009 | 1.3276e-07 | 0.0029922 | 3.1219e-11 | 0.0063316 | 4.3889e-10
[120 empty] | 7.3.3.17.5 (Remote Grid) Updates to grid topology to minimize risk of ignition in HFTDs Remote GridWLDFRWire-to-wire contactAggregated | WLDFR | HFTD - Distribution - Tier 3 - 3QU CoRE ¦ 3QU LoRE | Non-Red Flag Warning - Small Fires | Wire-to-wire contact | Aggregated | 2041 | 0.00013685 | 215.5262 | 0.029494 | 2041 | Mitigation | 0.95 | 45 | 0 | esc | 0.00097009 | 1.3276e-07 | 0.00097009 | 1.3276e-07 | 0.0029922 | 3.1219e-11 | 0.0063316 | 4.3889e-10
[120 empty] | 7.3.3.17.5 (Remote Grid) Updates to grid topology to minimize risk of ignition in HFTDs Remote GridWLDFRWire-to-wire contactAggregated | WLDFR | HFTD - Distribution - Tier 3 - 3QU CoRE ¦ 3QU LoRE | Non-Red Flag Warning - Small Fires | Wire-to-wire contact | Aggregated | 2042 | 0.00013685 | 215.5262 | 0.029494 | 2042 | Mitigation | 0.95 | 45 | 0 | esc | 0.00097009 | 1.3276e-07 | 0.00097009 | 1.3276e-07 | 0.0029922 | 3.1219e-11 | 0.0063316 | 4.3889e-10
[120 empty] | 7.3.3.17.5 (Remote Grid) Updates to grid topology to minimize risk of ignition in HFTDs Remote GridWLDFRWire-to-wire contactAggregated | WLDFR | HFTD - Distribution - Tier 3 - 3QU CoRE ¦ 3QU LoRE | Non-Red Flag Warning - Small Fires | Wire-to-wire contact | Aggregated | 2043 | 0.00013685 | 215.5262 | 0.029494 | 2043 | Mitigation | 0.95 | 45 | 0 | esc | 0.00097009 | 1.3276e-07 | 0.00097009 | 1.3276e-07 | 0.0029922 | 3.1219e-11 | 0.0063316 | 4.3889e-10
[120 empty] | 7.3.3.17.5 (Remote Grid) Updates to grid topology to minimize risk of ignition in HFTDs Remote GridWLDFRWire-to-wire contactAggregated | WLDFR | HFTD - Distribution - Tier 3 - 3QU CoRE ¦ 3QU LoRE | Non-Red Flag Warning - Small Fires | Wire-to-wire contact | Aggregated | 2044 | 0.00013685 | 215.5262 | 0.029494 | 2044 | Mitigation | 0.95 | 45 | 0 | esc | 0.00097009 | 1.3276e-07 | 0.00097009 | 1.3276e-07 | 0.0029922 | 3.1219e-11 | 0.0063316 | 4.3889e-10
[120 empty] | 7.3.3.17.5 (Remote Grid) Updates to grid topology to minimize risk of ignition in HFTDs Remote GridWLDFRWire-to-wire contactAggregated | WLDFR | HFTD - Distribution - Tier 3 - 3QU CoRE ¦ 3QU LoRE | Non-Red Flag Warning - Small Fires | Wire-to-wire contact | Aggregated | 2045 | 0.00013685 | 215.5262 | 0.029494 | 2045 | Mitigation | 0.95 | 45 | 0 | esc | 0.00097009 | 1.3276e-07 | 0.00097009 | 1.3276e-07 | 0.0029922 | 3.1219e-11 | 0.0063316 | 4.3889e-10
[120 empty] | 7.3.3.17.5 (Remote Grid) Updates to grid topology to minimize risk of ignition in HFTDs Remote GridWLDFRWire-to-wire contactAggregated | WLDFR | HFTD - Distribution - Tier 3 - 3QU CoRE ¦ 3QU LoRE | Non-Red Flag Warning - Small Fires | Wire-to-wire contact | Aggregated | 2046 | 0.00013685 | 215.5262 | 0.029494 | 2046 | Mitigation | 0.95 | 45 | 0 | esc | 0.00097009 | 1.3276e-07 | 0.00097009 | 1.3276e-07 | 0.0029922 | 3.1219e-11 | 0.0063316 | 4.3889e-10
[120 empty] | 7.3.3.17.5 (Remote Grid) Updates to grid topology to minimize risk of ignition in HFTDs Remote GridWLDFRWire-to-wire contactAggregated | WLDFR | HFTD - Distribution - Tier 3 - 3QU CoRE ¦ 3QU LoRE | Non-Red Flag Warning - Small Fires | Wire-to-wire contact | Aggregated | 2047 | 0.00013685 | 215.5262 | 0.029494 | 2047 | Mitigation | 0.95 | 45 | 0 | esc | 0.00097009 | 1.3276e-07 | 0.00097009 | 1.3276e-07 | 0.0029922 | 3.1219e-11 | 0.0063316 | 4.3889e-10
[120 empty] | 7.3.3.17.5 (Remote Grid) Updates to grid topology to minimize risk of ignition in HFTDs Remote GridWLDFRWire-to-wire contactAggregated | WLDFR | HFTD - Distribution - Tier 3 - 3QU CoRE ¦ 3QU LoRE | Non-Red Flag Warning - Small Fires | Wire-to-wire contact | Aggregated | 2048 | 0.00013685 | 215.5262 | 0.029494 | 2048 | Mitigation | 0.95 | 45 | 0 | esc | 0.00097009 | 1.3276e-07 | 0.00097009 | 1.3276e-07 | 0.0029922 | 3.1219e-11 | 0.0063316 | 4.3889e-10
[120 empty] | 7.3.3.17.5 (Remote Grid) Updates to grid topology to minimize risk of ignition in HFTDs Remote GridWLDFRWire-to-wire contactAggregated | WLDFR | HFTD - Distribution - Tier 3 - 3QU CoRE ¦ 3QU LoRE | Non-Red Flag Warning - Small Fires | Wire-to-wire contact | Aggregated | 2049 | 0.00013685 | 215.5262 | 0.029494 | 2049 | Mitigation | 0.95 | 45 | 0 | esc | 0.00097009 | 1.3276e-07 | 0.00097009 | 1.3276e-07 | 0.0029922 | 3.1219e-11 | 0.0063316 | 4.3889e-10
[120 empty] | 7.3.3.17.5 (Remote Grid) Updates to grid topology to minimize risk of ignition in HFTDs Remote GridWLDFRWire-to-wire contactAggregated | WLDFR | HFTD - Distribution - Tier 3 - 3QU CoRE ¦ 3QU LoRE | Non-Red Flag Warning - Small Fires | Wire-to-wire contact | Aggregated | 2050 | 0.00013685 | 215.5262 | 0.029494 | 2050 | Mitigation | 0.95 | 45 | 0 | esc | 0.00097009 | 1.3276e-07 | 0.00097009 | 1.3276e-07 | 0.0029922 | 3.1219e-11 | 0 | 0
[120 empty] | 7.3.3.17.5 (Remote Grid) Updates to grid topology to minimize risk of ignition in HFTDs Remote GridWLDFRWire-to-wire contactAggregated | WLDFR | HFTD - Distribution - Tier 3 - 3QU CoRE ¦ 3QU LoRE | Non-Red Flag Warning - Small Fires | Wire-to-wire contact | Aggregated | 2051 | 0.00013685 | 215.5262 | 0.029494 | 2051 | Mitigation | 0.95 | 45 | 0 | esc | 0.00097009 | 1.3276e-07 | 0.00097009 | 1.3276e-07 | 0.0029922 | 3.1219e-11 | 0 | 0
[120 empty] | 7.3.3.17.5 (Remote Grid) Updates to grid topology to minimize risk of ignition in HFTDs Remote GridWLDFRWire-to-wire contactAggregated | WLDFR | HFTD - Distribution - Tier 3 - 3QU CoRE ¦ 3QU LoRE | Non-Red Flag Warning - Small Fires | Wire-to-wire contact | Aggregated | 2052 | 0.00013685 | 215.5262 | 0.029494 | 2052 | Mitigation | 0.95 | 45 | 0 | esc | 0.00097009 | 1.3276e-07 | 0.00097009 | 1.3276e-07 | 0.0029922 | 3.1219e-11 | 0.010957 | 1.3896e-08
[120 empty] | 7.3.3.17.5 (Remote Grid) Updates to grid topology to minimize risk of ignition in HFTDs Remote GridWLDFRWire-to-wire contactAggregated | WLDFR | HFTD - Distribution - Tier 3 - 3QU CoRE ¦ 3QU LoRE | Non-Red Flag Warning - Small Fires | Wire-to-wire contact | Aggregated | 2053 | 0.00013685 | 215.5262 | 0.029494 | 2053 | Mitigation | 0.95 | 45 | 0 | esc | 0.00097009 | 1.3276e-07 | 0.00097009 | 1.3276e-07 | 0.0029922 | 3.1219e-11 | 0.010957 | 1.3896e-08
[120 empty] | 7.3.3.17.5 (Remote Grid) Updates to grid topology to minimize risk of ignition in HFTDs Remote GridWLDFRWire-to-wire contactAggregated | WLDFR | HFTD - Distribution - Tier 3 - 3QU CoRE ¦ 3QU LoRE | Non-Red Flag Warning - Small Fires | Wire-to-wire contact | Aggregated | 2054 | 0.00013685 | 215.5262 | 0.029494 | 2054 | Mitigation | 0.95 | 45 | 0 | esc | 0.00097009 | 1.3276e-07 | 0.00097009 | 1.3276e-07 | 0.0029922 | 3.1219e-11 | 0.010957 | 1.3896e-08
[120 empty] | 7.3.3.17.5 (Remote Grid) Updates to grid topology to minimize risk of ignition in HFTDs Remote GridWLDFRWire-to-wire contactAggregated | WLDFR | HFTD - Distribution - Tier 3 - 3QU CoRE ¦ 3QU LoRE | Non-Red Flag Warning - Small Fires | Wire-to-wire contact | Aggregated | 2055 | 0.00013685 | 215.5262 | 0.029494 | 2055 | Mitigation | 0.95 | 45 | 0 | esc | 0.00097009 | 1.3276e-07 | 0.00097009 | 1.3276e-07 | 0.0029922 | 3.1219e-11 | 0.010957 | 1.3896e-08
[120 empty] | 7.3.3.17.5 (Remote Grid) Updates to grid topology to minimize risk of ignition in HFTDs Remote GridWLDFRWire-to-wire contactAggregated | WLDFR | HFTD - Distribution - Tier 3 - 3QU CoRE ¦ 3QU LoRE | Non-Red Flag Warning - Small Fires | Wire-to-wire contact | Aggregated | 2056 | 0.00013685 | 215.5262 | 0.029494 | 2056 | Mitigation | 0.95 | 45 | 0 | esc | 0.00097009 | 1.3276e-07 | 0.00097009 | 1.3276e-07 | 0.0029922 | 3.1219e-11 | 0.010957 | 1.3896e-08
[120 empty] | 7.3.3.17.5 (Remote Grid) Updates to grid topology to minimize risk of ignition in HFTDs Remote GridWLDFRWire-to-wire contactAggregated | WLDFR | HFTD - Distribution - Tier 3 - 3QU CoRE ¦ 3QU LoRE | Non-Red Flag Warning - Small Fires | Wire-to-wire contact | Aggregated | 2057 | 0.00013685 | 215.5262 | 0.029494 | 2057 | Mitigation | 0.95 | 45 | 0 | esc | 0.00097009 | 1.3276e-07 | 0.00097009 | 1.3276e-07 | 0.0029922 | 3.1219e-11 | 0.010957 | 1.3896e-08
[120 empty] | 7.3.3.17.5 (Remote Grid) Updates to grid topology to minimize risk of ignition in HFTDs Remote GridWLDFRWire-to-wire contactAggregated | WLDFR | HFTD - Distribution - Tier 3 - 3QU CoRE ¦ 3QU LoRE | Non-Red Flag Warning - Small Fires | Wire-to-wire contact | Aggregated | 2058 | 0.00013685 | 215.5262 | 0.029494 | 2058 | Mitigation | 0.95 | 45 | 0 | esc | 0.00097009 | 1.3276e-07 | 0.00097009 | 1.3276e-07 | 0.0029922 | 3.1219e-11 | 0.010957 | 1.3896e-08
[120 empty] | 7.3.3.17.5 (Remote Grid) Updates to grid topology to minimize risk of ignition in HFTDs Remote GridWLDFRWire-to-wire contactAggregated | WLDFR | HFTD - Distribution - Tier 3 - 3QU CoRE ¦ 3QU LoRE | Non-Red Flag Warning - Small Fires | Wire-to-wire contact | Aggregated | 2059 | 0.00013685 | 215.5262 | 0.029494 | 2059 | Mitigation | 0.95 | 45 | 0 | esc | 0.00097009 | 1.3276e-07 | 0.00097009 | 1.3276e-07 | 0.0029922 | 3.1219e-11 | 0.010957 | 1.3896e-08
[120 empty] | 7.3.3.17.5 (Remote Grid) Updates to grid topology to minimize risk of ignition in HFTDs Remote GridWLDFRWire-to-wire contactAggregated | WLDFR | HFTD - Distribution - Tier 3 - 3QU CoRE ¦ 3QU LoRE | Non-Red Flag Warning - Small Fires | Wire-to-wire contact | Aggregated | 2060 | 0.00013685 | 215.5262 | 0.029494 | 2060 | Mitigation | 0.95 | 45 | 0 | esc | 0.00097009 | 1.3276e-07 | 0.00097009 | 1.3276e-07 | 0.0029922 | 3.1219e-11 | 0.010957 | 1.3896e-08
[120 empty] | 7.3.3.17.5 (Remote Grid) Updates to grid topology to minimize risk of ignition in HFTDs Remote GridWLDFRWire-to-wire contactAggregated | WLDFR | HFTD - Distribution - Tier 3 - 3QU CoRE ¦ 3QU LoRE | Non-Red Flag Warning - Small Fires | Wire-to-wire contact | Aggregated | 2061 | 0.00013685 | 215.5262 | 0.029494 | 2061 | Mitigation | 0.95 | 45 | 0 | esc | 0.00097009 | 1.3276e-07 | 0.00097009 | 1.3276e-07 | 0.0029922 | 3.1219e-11 | 0.010957 | 1.3896e-08
[120 empty] | 7.3.3.17.5 (Remote Grid) Updates to grid topology to minimize risk of ignition in HFTDs Remote GridWLDFRWire-to-wire contactAggregated | WLDFR | HFTD - Distribution - Tier 3 - 3QU CoRE ¦ 3QU LoRE | Non-Red Flag Warning - Small Fires | Wire-to-wire contact | Aggregated | 2062 | 0.00013685 | 215.5262 | 0.029494 | 2062 | Mitigation | 0.95 | 45 | 0 | esc | 0.00097009 | 1.3276e-07 | 0.00097009 | 1.3276e-07 | 0.0029922 | 3.1219e-11 | 0.010957 | 1.3896e-08
[120 empty] | 7.3.3.17.5 (Remote Grid) Updates to grid topology to minimize risk of ignition in HFTDs Remote GridWLDFRWire-to-wire contactAggregated | WLDFR | HFTD - Distribution - Tier 3 - 3QU CoRE ¦ 3QU LoRE | Non-Red Flag Warning - Small Fires | Wire-to-wire contact | Aggregated | 2063 | 0.00013685 | 215.5262 | 0.029494 | 2063 | Mitigation | 0.95 | 45 | 0 | esc | 0.00097009 | 1.3276e-07 | 0.00097009 | 1.3276e-07 | 0.0029922 | 3.1219e-11 | 0.010957 | 1.3896e-08
[120 empty] | 7.3.3.17.5 (Remote Grid) Updates to grid topology to minimize risk of ignition in HFTDs Remote GridWLDFRWire-to-wire contactAggregated | WLDFR | HFTD - Distribution - Tier 3 - 3QU CoRE ¦ 3QU LoRE | Non-Red Flag Warning - Small Fires | Wire-to-wire contact | Aggregated | 2064 | 0.00013685 | 215.5262 | 0.029494 | 2064 | Mitigation | 0.95 | 45 | 0 | esc | 0.00097009 | 1.3276e-07 | 0.00097009 | 1.3276e-07 | 0.0029922 | 3.1219e-11 | 0.010957 | 1.3896e-08
[120 empty] | 7.3.3.17.5 (Remote Grid) Updates to grid topology to minimize risk of ignition in HFTDs Remote GridWLDFRWire-to-wire contactAggregated | WLDFR | HFTD - Distribution - Tier 3 - 3QU CoRE ¦ 3QU LoRE | Non-Red Flag Warning - Small Fires | Wire-to-wire contact | Aggregated | 2065 | 0.00013685 | 215.5262 | 0.029494 | 2065 | Mitigation | 0.95 | 45 | 0 | esc | 0.00097009 | 1.3276e-07 | 0.00097009 | 1.3276e-07 | 0.0029922 | 3.1219e-11 | 0.010957 | 1.3896e-08
[120 empty] | 7.3.3.17.5 (Remote Grid) Updates to grid topology to minimize risk of ignition in HFTDs Remote GridWLDFRWire-to-wire contactAggregated | WLDFR | HFTD - Distribution - Tier 3 - 3QU CoRE ¦ 3QU LoRE | Non-Red Flag Warning - Small Fires | Wire-to-wire contact | Aggregated | 2066 | 0.00013685 | 215.5262 | 0.029494 | 2066 | Mitigation | 0.95 | 45 | 0 | esc | 0.00097009 | 1.3276e-07 | 0.00097009 | 1.3276e-07 | 0.0029922 | 3.1219e-11 | 0.010957 | 1.3896e-08
[120 empty] | 7.3.3.17.5 (Remote Grid) Updates to grid topology to minimize risk of ignition in HFTDs Remote GridWLDFRWire-to-wire contactAggregated | WLDFR | HFTD - Distribution - Tier 3 - 3QU CoRE ¦ 3QU LoRE | Non-Red Flag Warning - Small Fires | Wire-to-wire contact | Aggregated | 2067 | 0.00013685 | 215.5262 | 0.029494 | 2067 | Mitigation | 0.95 | 45 | 0 | esc | 0 | 0 | 0.00097009 | 1.3276e-07 | 0.0029922 | 3.1219e-11 | 0.010957 | 1.3896e-08
[120 empty] | 7.3.3.17.5 (Remote Grid) Updates to grid topology to minimize risk of ignition in HFTDs Remote GridWLDFREquipment / facility failureAggregated | WLDFR | HFTD - Distribution - Tier 3 - 3QU CoRE ¦ 3QU LoRE | Red Flag Warning - Catastrophic Fires | Equipment / facility failure | Aggregated | 2022 | 5.963e-06 | 215.5262 | 0.0012852 | 2022 | Mitigation | 0.95 | 45 | 0 | esc | 0.00097009 | 5.7846e-09 | 0 | 0 | 0.0029922 | 3.1219e-11 | 0.010957 | 1.3896e-08
[120 empty] | 7.3.3.17.5 (Remote Grid) Updates to grid topology to minimize risk of ignition in HFTDs Remote GridWLDFREquipment / facility failureAggregated | WLDFR | HFTD - Distribution - Tier 3 - 3QU CoRE ¦ 3QU LoRE | Red Flag Warning - Catastrophic Fires | Equipment / facility failure | Aggregated | 2023 | 5.963e-06 | 215.5262 | 0.0012852 | 2023 | Mitigation | 0.95 | 45 | 0 | esc | 0.00097009 | 5.7846e-09 | 0.00097009 | 5.7846e-09 | 0.0029922 | 3.1219e-11 | 0.010957 | 1.3896e-08
[120 empty] | 7.3.3.17.5 (Remote Grid) Updates to grid topology to minimize risk of ignition in HFTDs Remote GridWLDFREquipment / facility failureAggregated | WLDFR | HFTD - Distribution - Tier 3 - 3QU CoRE ¦ 3QU LoRE | Red Flag Warning - Catastrophic Fires | Equipment / facility failure | Aggregated | 2024 | 5.963e-06 | 215.5262 | 0.0012852 | 2024 | Mitigation | 0.95 | 45 | 0 | esc | 0.00097009 | 5.7846e-09 | 0.00097009 | 5.7846e-09 | 0.0029922 | 3.1219e-11 | 0.010957 | 1.3896e-08
[120 empty] | 7.3.3.17.5 (Remote Grid) Updates to grid topology to minimize risk of ignition in HFTDs Remote GridWLDFREquipment / facility failureAggregated | WLDFR | HFTD - Distribution - Tier 3 - 3QU CoRE ¦ 3QU LoRE | Red Flag Warning - Catastrophic Fires | Equipment / facility failure | Aggregated | 2025 | 5.963e-06 | 215.5262 | 0.0012852 | 2025 | Mitigation | 0.95 | 45 | 0 | esc | 0.00097009 | 5.7846e-09 | 0.00097009 | 5.7846e-09 | 0.0029922 | 3.1219e-11 | 0.010957 | 1.3896e-08
[120 empty] | 7.3.3.17.5 (Remote Grid) Updates to grid topology to minimize risk of ignition in HFTDs Remote GridWLDFREquipment / facility failureAggregated | WLDFR | HFTD - Distribution - Tier 3 - 3QU CoRE ¦ 3QU LoRE | Red Flag Warning - Catastrophic Fires | Equipment / facility failure | Aggregated | 2026 | 5.963e-06 | 215.5262 | 0.0012852 | 2026 | Mitigation | 0.95 | 45 | 0 | esc | 0.00097009 | 5.7846e-09 | 0.00097009 | 5.7846e-09 | 0.0029922 | 3.1219e-11 | 0.010957 | 1.3896e-08
[120 empty] | 7.3.3.17.5 (Remote Grid) Updates to grid topology to minimize risk of ignition in HFTDs Remote GridWLDFREquipment / facility failureAggregated | WLDFR | HFTD - Distribution - Tier 3 - 3QU CoRE ¦ 3QU LoRE | Red Flag Warning - Catastrophic Fires | Equipment / facility failure | Aggregated | 2027 | 5.963e-06 | 215.5262 | 0.0012852 | 2027 | Mitigation | 0.95 | 45 | 0 | esc | 0.00097009 | 5.7846e-09 | 0.00097009 | 5.7846e-09 | 0.0029922 | 3.1219e-11 | 0.010957 | 1.3896e-08
[120 empty] | 7.3.3.17.5 (Remote Grid) Updates to grid topology to minimize risk of ignition in HFTDs Remote GridWLDFREquipment / facility failureAggregated | WLDFR | HFTD - Distribution - Tier 3 - 3QU CoRE ¦ 3QU LoRE | Red Flag Warning - Catastrophic Fires | Equipment / facility failure | Aggregated | 2028 | 5.963e-06 | 215.5262 | 0.0012852 | 2028 | Mitigation | 0.95 | 45 | 0 | esc | 0.00097009 | 5.7846e-09 | 0.00097009 | 5.7846e-09 | 0.0029922 | 3.1219e-11 | 0.010957 | 1.3896e-08
[120 empty] | 7.3.3.17.5 (Remote Grid) Updates to grid topology to minimize risk of ignition in HFTDs Remote GridWLDFREquipment / facility failureAggregated | WLDFR | HFTD - Distribution - Tier 3 - 3QU CoRE ¦ 3QU LoRE | Red Flag Warning - Catastrophic Fires | Equipment / facility failure | Aggregated | 2029 | 5.963e-06 | 215.5262 | 0.0012852 | 2029 | Mitigation | 0.95 | 45 | 0 | esc | 0.00097009 | 5.7846e-09 | 0.00097009 | 5.7846e-09 | 0.0029922 | 3.1219e-11 | 0.010957 | 1.3896e-08
[120 empty] | 7.3.3.17.5 (Remote Grid) Updates to grid topology to minimize risk of ignition in HFTDs Remote GridWLDFREquipment / facility failureAggregated | WLDFR | HFTD - Distribution - Tier 3 - 3QU CoRE ¦ 3QU LoRE | Red Flag Warning - Catastrophic Fires | Equipment / facility failure | Aggregated | 2030 | 5.963e-06 | 215.5262 | 0.0012852 | 2030 | Mitigation | 0.95 | 45 | 0 | esc | 0.00097009 | 5.7846e-09 | 0.00097009 | 5.7846e-09 | 0.0029922 | 3.1219e-11 | 0.010957 | 1.3896e-08
[120 empty] | 7.3.3.17.5 (Remote Grid) Updates to grid topology to minimize risk of ignition in HFTDs Remote GridWLDFREquipment / facility failureAggregated | WLDFR | HFTD - Distribution - Tier 3 - 3QU CoRE ¦ 3QU LoRE | Red Flag Warning - Catastrophic Fires | Equipment / facility failure | Aggregated | 2031 | 5.963e-06 | 215.5262 | 0.0012852 | 2031 | Mitigation | 0.95 | 45 | 0 | esc | 0.00097009 | 5.7846e-09 | 0.00097009 | 5.7846e-09 | 0.0029922 | 3.1219e-11 | 0.010957 | 1.3896e-08
[120 empty] | 7.3.3.17.5 (Remote Grid) Updates to grid topology to minimize risk of ignition in HFTDs Remote GridWLDFREquipment / facility failureAggregated | WLDFR | HFTD - Distribution - Tier 3 - 3QU CoRE ¦ 3QU LoRE | Red Flag Warning - Catastrophic Fires | Equipment / facility failure | Aggregated | 2032 | 5.963e-06 | 215.5262 | 0.0012852 | 2032 | Mitigation | 0.95 | 45 | 0 | esc | 0.00097009 | 5.7846e-09 | 0.00097009 | 5.7846e-09 | 0.0029922 | 3.1219e-11 | 0.010957 | 1.3896e-08
[120 empty] | 7.3.3.17.5 (Remote Grid) Updates to grid topology to minimize risk of ignition in HFTDs Remote GridWLDFREquipment / facility failureAggregated | WLDFR | HFTD - Distribution - Tier 3 - 3QU CoRE ¦ 3QU LoRE | Red Flag Warning - Catastrophic Fires | Equipment / facility failure | Aggregated | 2033 | 5.963e-06 | 215.5262 | 0.0012852 | 2033 | Mitigation | 0.95 | 45 | 0 | esc | 0.00097009 | 5.7846e-09 | 0.00097009 | 5.7846e-09 | 0.0029922 | 3.1219e-11 | 0.010957 | 1.3896e-08
[120 empty] | 7.3.3.17.5 (Remote Grid) Updates to grid topology to minimize risk of ignition in HFTDs Remote GridWLDFREquipment / facility failureAggregated | WLDFR | HFTD - Distribution - Tier 3 - 3QU CoRE ¦ 3QU LoRE | Red Flag Warning - Catastrophic Fires | Equipment / facility failure | Aggregated | 2034 | 5.963e-06 | 215.5262 | 0.0012852 | 2034 | Mitigation | 0.95 | 45 | 0 | esc | 0.00097009 | 5.7846e-09 | 0.00097009 | 5.7846e-09 | 0.0029922 | 3.1219e-11 | 0.010957 | 1.3896e-08
[120 empty] | 7.3.3.17.5 (Remote Grid) Updates to grid topology to minimize risk of ignition in HFTDs Remote GridWLDFREquipment / facility failureAggregated | WLDFR | HFTD - Distribution - Tier 3 - 3QU CoRE ¦ 3QU LoRE | Red Flag Warning - Catastrophic Fires | Equipment / facility failure | Aggregated | 2035 | 5.963e-06 | 215.5262 | 0.0012852 | 2035 | Mitigation | 0.95 | 45 | 0 | esc | 0.00097009 | 5.7846e-09 | 0.00097009 | 5.7846e-09 | 0.0029922 | 3.1219e-11 | 0.010957 | 1.3896e-08
[120 empty] | 7.3.3.17.5 (Remote Grid) Updates to grid topology to minimize risk of ignition in HFTDs Remote GridWLDFREquipment / facility failureAggregated | WLDFR | HFTD - Distribution - Tier 3 - 3QU CoRE ¦ 3QU LoRE | Red Flag Warning - Catastrophic Fires | Equipment / facility failure | Aggregated | 2036 | 5.963e-06 | 215.5262 | 0.0012852 | 2036 | Mitigation | 0.95 | 45 | 0 | esc | 0.00097009 | 5.7846e-09 | 0.00097009 | 5.7846e-09 | 0.0029922 | 3.1219e-11 | 0 | 0
[120 empty] | 7.3.3.17.5 (Remote Grid) Updates to grid topology to minimize risk of ignition in HFTDs Remote GridWLDFREquipment / facility failureAggregated | WLDFR | HFTD - Distribution - Tier 3 - 3QU CoRE ¦ 3QU LoRE | Red Flag Warning - Catastrophic Fires | Equipment / facility failure | Aggregated | 2037 | 5.963e-06 | 215.5262 | 0.0012852 | 2037 | Mitigation | 0.95 | 45 | 0 | esc | 0.00097009 | 5.7846e-09 | 0.00097009 | 5.7846e-09 | 0.0029922 | 3.1219e-11 | 0 | 0
[120 empty] | 7.3.3.17.5 (Remote Grid) Updates to grid topology to minimize risk of ignition in HFTDs Remote GridWLDFREquipment / facility failureAggregated | WLDFR | HFTD - Distribution - Tier 3 - 3QU CoRE ¦ 3QU LoRE | Red Flag Warning - Catastrophic Fires | Equipment / facility failure | Aggregated | 2038 | 5.963e-06 | 215.5262 | 0.0012852 | 2038 | Mitigation | 0.95 | 45 | 0 | esc | 0.00097009 | 5.7846e-09 | 0.00097009 | 5.7846e-09 | 0.0029922 | 3.1219e-11 | 0.012004 | 8.2415e-10
[120 empty] | 7.3.3.17.5 (Remote Grid) Updates to grid topology to minimize risk of ignition in HFTDs Remote GridWLDFREquipment / facility failureAggregated | WLDFR | HFTD - Distribution - Tier 3 - 3QU CoRE ¦ 3QU LoRE | Red Flag Warning - Catastrophic Fires | Equipment / facility failure | Aggregated | 2039 | 5.963e-06 | 215.5262 | 0.0012852 | 2039 | Mitigation | 0.95 | 45 | 0 | esc | 0.00097009 | 5.7846e-09 | 0.00097009 | 5.7846e-09 | 0.0029922 | 3.1219e-11 | 0.012004 | 8.2415e-10
[120 empty] | 7.3.3.17.5 (Remote Grid) Updates to grid topology to minimize risk of ignition in HFTDs Remote GridWLDFREquipment / facility failureAggregated | WLDFR | HFTD - Distribution - Tier 3 - 3QU CoRE ¦ 3QU LoRE | Red Flag Warning - Catastrophic Fires | Equipment / facility failure | Aggregated | 2040 | 5.963e-06 | 215.5262 | 0.0012852 | 2040 | Mitigation | 0.95 | 45 | 0 | esc | 0.00097009 | 5.7846e-09 | 0.00097009 | 5.7846e-09 | 0 | 0 | 0.012004 | 8.2415e-10
[120 empty] | 7.3.3.17.5 (Remote Grid) Updates to grid topology to minimize risk of ignition in HFTDs Remote GridWLDFREquipment / facility failureAggregated | WLDFR | HFTD - Distribution - Tier 3 - 3QU CoRE ¦ 3QU LoRE | Red Flag Warning - Catastrophic Fires | Equipment / facility failure | Aggregated | 2041 | 5.963e-06 | 215.5262 | 0.0012852 | 2041 | Mitigation | 0.95 | 45 | 0 | esc | 0.00097009 | 5.7846e-09 | 0.00097009 | 5.7846e-09 | 0.0029922 | 8.3219e-09 | 0.012004 | 8.2415e-10
[120 empty] | 7.3.3.17.5 (Remote Grid) Updates to grid topology to minimize risk of ignition in HFTDs Remote GridWLDFREquipment / facility failureAggregated | WLDFR | HFTD - Distribution - Tier 3 - 3QU CoRE ¦ 3QU LoRE | Red Flag Warning - Catastrophic Fires | Equipment / facility failure | Aggregated | 2042 | 5.963e-06 | 215.5262 | 0.0012852 | 2042 | Mitigation | 0.95 | 45 | 0 | esc | 0.00097009 | 5.7846e-09 | 0.00097009 | 5.7846e-09 | 0.0029922 | 8.3219e-09 | 0.012004 | 8.2415e-10
[120 empty] | 7.3.3.17.5 (Remote Grid) Updates to grid topology to minimize risk of ignition in HFTDs Remote GridWLDFREquipment / facility failureAggregated | WLDFR | HFTD - Distribution - Tier 3 - 3QU CoRE ¦ 3QU LoRE | Red Flag Warning - Catastrophic Fires | Equipment / facility failure | Aggregated | 2043 | 5.963e-06 | 215.5262 | 0.0012852 | 2043 | Mitigation | 0.95 | 45 | 0 | esc | 0.00097009 | 5.7846e-09 | 0.00097009 | 5.7846e-09 | 0.0029922 | 8.3219e-09 | 0.012004 | 8.2415e-10
[120 empty] | 7.3.3.17.5 (Remote Grid) Updates to grid topology to minimize risk of ignition in HFTDs Remote GridWLDFREquipment / facility failureAggregated | WLDFR | HFTD - Distribution - Tier 3 - 3QU CoRE ¦ 3QU LoRE | Red Flag Warning - Catastrophic Fires | Equipment / facility failure | Aggregated | 2044 | 5.963e-06 | 215.5262 | 0.0012852 | 2044 | Mitigation | 0.95 | 45 | 0 | esc | 0.00097009 | 5.7846e-09 | 0.00097009 | 5.7846e-09 | 0.0029922 | 8.3219e-09 | 0.012004 | 8.2415e-10
[120 empty] | 7.3.3.17.5 (Remote Grid) Updates to grid topology to minimize risk of ignition in HFTDs Remote GridWLDFREquipment / facility failureAggregated | WLDFR | HFTD - Distribution - Tier 3 - 3QU CoRE ¦ 3QU LoRE | Red Flag Warning - Catastrophic Fires | Equipment / facility failure | Aggregated | 2045 | 5.963e-06 | 215.5262 | 0.0012852 | 2045 | Mitigation | 0.95 | 45 | 0 | esc | 0.00097009 | 5.7846e-09 | 0.00097009 | 5.7846e-09 | 0.0029922 | 8.3219e-09 | 0.012004 | 8.2415e-10
[120 empty] | 7.3.3.17.5 (Remote Grid) Updates to grid topology to minimize risk of ignition in HFTDs Remote GridWLDFREquipment / facility failureAggregated | WLDFR | HFTD - Distribution - Tier 3 - 3QU CoRE ¦ 3QU LoRE | Red Flag Warning - Catastrophic Fires | Equipment / facility failure | Aggregated | 2046 | 5.963e-06 | 215.5262 | 0.0012852 | 2046 | Mitigation | 0.95 | 45 | 0 | esc | 0.00097009 | 5.7846e-09 | 0.00097009 | 5.7846e-09 | 0.0029922 | 8.3219e-09 | 0.012004 | 8.2415e-10
[120 empty] | 7.3.3.17.5 (Remote Grid) Updates to grid topology to minimize risk of ignition in HFTDs Remote GridWLDFREquipment / facility failureAggregated | WLDFR | HFTD - Distribution - Tier 3 - 3QU CoRE ¦ 3QU LoRE | Red Flag Warning - Catastrophic Fires | Equipment / facility failure | Aggregated | 2047 | 5.963e-06 | 215.5262 | 0.0012852 | 2047 | Mitigation | 0.95 | 45 | 0 | esc | 0.00097009 | 5.7846e-09 | 0.00097009 | 5.7846e-09 | 0.0029922 | 8.3219e-09 | 0.012004 | 8.2415e-10
[120 empty] | 7.3.3.17.5 (Remote Grid) Updates to grid topology to minimize risk of ignition in HFTDs Remote GridWLDFREquipment / facility failureAggregated | WLDFR | HFTD - Distribution - Tier 3 - 3QU CoRE ¦ 3QU LoRE | Red Flag Warning - Catastrophic Fires | Equipment / facility failure | Aggregated | 2048 | 5.963e-06 | 215.5262 | 0.0012852 | 2048 | Mitigation | 0.95 | 45 | 0 | esc | 0.00097009 | 5.7846e-09 | 0.00097009 | 5.7846e-09 | 0.0029922 | 8.3219e-09 | 0.012004 | 8.2415e-10
[120 empty] | 7.3.3.17.5 (Remote Grid) Updates to grid topology to minimize risk of ignition in HFTDs Remote GridWLDFREquipment / facility failureAggregated | WLDFR | HFTD - Distribution - Tier 3 - 3QU CoRE ¦ 3QU LoRE | Red Flag Warning - Catastrophic Fires | Equipment / facility failure | Aggregated | 2049 | 5.963e-06 | 215.5262 | 0.0012852 | 2049 | Mitigation | 0.95 | 45 | 0 | esc | 0.00097009 | 5.7846e-09 | 0.00097009 | 5.7846e-09 | 0.0029922 | 8.3219e-09 | 0.012004 | 8.2415e-10
[120 empty] | 7.3.3.17.5 (Remote Grid) Updates to grid topology to minimize risk of ignition in HFTDs Remote GridWLDFREquipment / facility failureAggregated | WLDFR | HFTD - Distribution - Tier 3 - 3QU CoRE ¦ 3QU LoRE | Red Flag Warning - Catastrophic Fires | Equipment / facility failure | Aggregated | 2050 | 5.963e-06 | 215.5262 | 0.0012852 | 2050 | Mitigation | 0.95 | 45 | 0 | esc | 0.00097009 | 5.7846e-09 | 0.00097009 | 5.7846e-09 | 0.0029922 | 8.3219e-09 | 0.012004 | 8.2415e-10
[120 empty] | 7.3.3.17.5 (Remote Grid) Updates to grid topology to minimize risk of ignition in HFTDs Remote GridWLDFREquipment / facility failureAggregated | WLDFR | HFTD - Distribution - Tier 3 - 3QU CoRE ¦ 3QU LoRE | Red Flag Warning - Catastrophic Fires | Equipment / facility failure | Aggregated | 2051 | 5.963e-06 | 215.5262 | 0.0012852 | 2051 | Mitigation | 0.95 | 45 | 0 | esc | 0.00097009 | 5.7846e-09 | 0.00097009 | 5.7846e-09 | 0.0029922 | 8.3219e-09 | 0.012004 | 8.2415e-10
[120 empty] | 7.3.3.17.5 (Remote Grid) Updates to grid topology to minimize risk of ignition in HFTDs Remote GridWLDFREquipment / facility failureAggregated | WLDFR | HFTD - Distribution - Tier 3 - 3QU CoRE ¦ 3QU LoRE | Red Flag Warning - Catastrophic Fires | Equipment / facility failure | Aggregated | 2052 | 5.963e-06 | 215.5262 | 0.0012852 | 2052 | Mitigation | 0.95 | 45 | 0 | esc | 0.00097009 | 5.7846e-09 | 0.00097009 | 5.7846e-09 | 0.0029922 | 8.3219e-09 | 0.012004 | 8.2415e-10
[120 empty] | 7.3.3.17.5 (Remote Grid) Updates to grid topology to minimize risk of ignition in HFTDs Remote GridWLDFREquipment / facility failureAggregated | WLDFR | HFTD - Distribution - Tier 3 - 3QU CoRE ¦ 3QU LoRE | Red Flag Warning - Catastrophic Fires | Equipment / facility failure | Aggregated | 2053 | 5.963e-06 | 215.5262 | 0.0012852 | 2053 | Mitigation | 0.95 | 45 | 0 | esc | 0.00097009 | 5.7846e-09 | 0.00097009 | 5.7846e-09 | 0.0029922 | 8.3219e-09 | 0.012004 | 8.2415e-10
[120 empty] | 7.3.3.17.5 (Remote Grid) Updates to grid topology to minimize risk of ignition in HFTDs Remote GridWLDFREquipment / facility failureAggregated | WLDFR | HFTD - Distribution - Tier 3 - 3QU CoRE ¦ 3QU LoRE | Red Flag Warning - Catastrophic Fires | Equipment / facility failure | Aggregated | 2054 | 5.963e-06 | 215.5262 | 0.0012852 | 2054 | Mitigation | 0.95 | 45 | 0 | esc | 0.00097009 | 5.7846e-09 | 0.00097009 | 5.7846e-09 | 0.0029922 | 8.3219e-09 | 0.012004 | 8.2415e-10
[120 empty] | 7.3.3.17.5 (Remote Grid) Updates to grid topology to minimize risk of ignition in HFTDs Remote GridWLDFREquipment / facility failureAggregated | WLDFR | HFTD - Distribution - Tier 3 - 3QU CoRE ¦ 3QU LoRE | Red Flag Warning - Catastrophic Fires | Equipment / facility failure | Aggregated | 2055 | 5.963e-06 | 215.5262 | 0.0012852 | 2055 | Mitigation | 0.95 | 45 | 0 | esc | 0.00097009 | 5.7846e-09 | 0.00097009 | 5.7846e-09 | 0.0029922 | 8.3219e-09 | 0.012004 | 8.2415e-10
[120 empty] | 7.3.3.17.5 (Remote Grid) Updates to grid topology to minimize risk of ignition in HFTDs Remote GridWLDFREquipment / facility failureAggregated | WLDFR | HFTD - Distribution - Tier 3 - 3QU CoRE ¦ 3QU LoRE | Red Flag Warning - Catastrophic Fires | Equipment / facility failure | Aggregated | 2056 | 5.963e-06 | 215.5262 | 0.0012852 | 2056 | Mitigation | 0.95 | 45 | 0 | esc | 0.00097009 | 5.7846e-09 | 0.00097009 | 5.7846e-09 | 0.0029922 | 8.3219e-09 | 0.012004 | 8.2415e-10
[120 empty] | 7.3.3.17.5 (Remote Grid) Updates to grid topology to minimize risk of ignition in HFTDs Remote GridWLDFREquipment / facility failureAggregated | WLDFR | HFTD - Distribution - Tier 3 - 3QU CoRE ¦ 3QU LoRE | Red Flag Warning - Catastrophic Fires | Equipment / facility failure | Aggregated | 2057 | 5.963e-06 | 215.5262 | 0.0012852 | 2057 | Mitigation | 0.95 | 45 | 0 | esc | 0.00097009 | 5.7846e-09 | 0.00097009 | 5.7846e-09 | 0.0029922 | 8.3219e-09 | 0.012004 | 8.2415e-10
[120 empty] | 7.3.3.17.5 (Remote Grid) Updates to grid topology to minimize risk of ignition in HFTDs Remote GridWLDFREquipment / facility failureAggregated | WLDFR | HFTD - Distribution - Tier 3 - 3QU CoRE ¦ 3QU LoRE | Red Flag Warning - Catastrophic Fires | Equipment / facility failure | Aggregated | 2058 | 5.963e-06 | 215.5262 | 0.0012852 | 2058 | Mitigation | 0.95 | 45 | 0 | esc | 0.00097009 | 5.7846e-09 | 0.00097009 | 5.7846e-09 | 0.0029922 | 8.3219e-09 | 0.012004 | 8.2415e-10
[120 empty] | 7.3.3.17.5 (Remote Grid) Updates to grid topology to minimize risk of ignition in HFTDs Remote GridWLDFREquipment / facility failureAggregated | WLDFR | HFTD - Distribution - Tier 3 - 3QU CoRE ¦ 3QU LoRE | Red Flag Warning - Catastrophic Fires | Equipment / facility failure | Aggregated | 2059 | 5.963e-06 | 215.5262 | 0.0012852 | 2059 | Mitigation | 0.95 | 45 | 0 | esc | 0.00097009 | 5.7846e-09 | 0.00097009 | 5.7846e-09 | 0.0029922 | 8.3219e-09 | 0.012004 | 8.2415e-10
[120 empty] | 7.3.3.17.5 (Remote Grid) Updates to grid topology to minimize risk of ignition in HFTDs Remote GridWLDFREquipment / facility failureAggregated | WLDFR | HFTD - Distribution - Tier 3 - 3QU CoRE ¦ 3QU LoRE | Red Flag Warning - Catastrophic Fires | Equipment / facility failure | Aggregated | 2060 | 5.963e-06 | 215.5262 | 0.0012852 | 2060 | Mitigation | 0.95 | 45 | 0 | esc | 0.00097009 | 5.7846e-09 | 0.00097009 | 5.7846e-09 | 0.0029922 | 8.3219e-09 | 0.012004 | 8.2415e-10
[120 empty] | 7.3.3.17.5 (Remote Grid) Updates to grid topology to minimize risk of ignition in HFTDs Remote GridWLDFREquipment / facility failureAggregated | WLDFR | HFTD - Distribution - Tier 3 - 3QU CoRE ¦ 3QU LoRE | Red Flag Warning - Catastrophic Fires | Equipment / facility failure | Aggregated | 2061 | 5.963e-06 | 215.5262 | 0.0012852 | 2061 | Mitigation | 0.95 | 45 | 0 | esc | 0.00097009 | 5.7846e-09 | 0.00097009 | 5.7846e-09 | 0.0029922 | 8.3219e-09 | 0.012004 | 8.2415e-10
[120 empty] | 7.3.3.17.5 (Remote Grid) Updates to grid topology to minimize risk of ignition in HFTDs Remote GridWLDFREquipment / facility failureAggregated | WLDFR | HFTD - Distribution - Tier 3 - 3QU CoRE ¦ 3QU LoRE | Red Flag Warning - Catastrophic Fires | Equipment / facility failure | Aggregated | 2062 | 5.963e-06 | 215.5262 | 0.0012852 | 2062 | Mitigation | 0.95 | 45 | 0 | esc | 0.00097009 | 5.7846e-09 | 0.00097009 | 5.7846e-09 | 0.0029922 | 8.3219e-09 | 0.012004 | 8.2415e-10
[120 empty] | 7.3.3.17.5 (Remote Grid) Updates to grid topology to minimize risk of ignition in HFTDs Remote GridWLDFREquipment / facility failureAggregated | WLDFR | HFTD - Distribution - Tier 3 - 3QU CoRE ¦ 3QU LoRE | Red Flag Warning - Catastrophic Fires | Equipment / facility failure | Aggregated | 2063 | 5.963e-06 | 215.5262 | 0.0012852 | 2063 | Mitigation | 0.95 | 45 | 0 | esc | 0.00097009 | 5.7846e-09 | 0.00097009 | 5.7846e-09 | 0.0029922 | 8.3219e-09 | 0.012004 | 8.2415e-10
[120 empty] | 7.3.3.17.5 (Remote Grid) Updates to grid topology to minimize risk of ignition in HFTDs Remote GridWLDFREquipment / facility failureAggregated | WLDFR | HFTD - Distribution - Tier 3 - 3QU CoRE ¦ 3QU LoRE | Red Flag Warning - Catastrophic Fires | Equipment / facility failure | Aggregated | 2064 | 5.963e-06 | 215.5262 | 0.0012852 | 2064 | Mitigation | 0.95 | 45 | 0 | esc | 0.00097009 | 5.7846e-09 | 0.00097009 | 5.7846e-09 | 0.0029922 | 8.3219e-09 | 0.012004 | 8.2415e-10
[120 empty] | 7.3.3.17.5 (Remote Grid) Updates to grid topology to minimize risk of ignition in HFTDs Remote GridWLDFREquipment / facility failureAggregated | WLDFR | HFTD - Distribution - Tier 3 - 3QU CoRE ¦ 3QU LoRE | Red Flag Warning - Catastrophic Fires | Equipment / facility failure | Aggregated | 2065 | 5.963e-06 | 215.5262 | 0.0012852 | 2065 | Mitigation | 0.95 | 45 | 0 | esc | 0.00097009 | 5.7846e-09 | 0.00097009 | 5.7846e-09 | 0.0029922 | 8.3219e-09 | 0.012004 | 8.2415e-10
[120 empty] | 7.3.3.17.5 (Remote Grid) Updates to grid topology to minimize risk of ignition in HFTDs Remote GridWLDFREquipment / facility failureAggregated | WLDFR | HFTD - Distribution - Tier 3 - 3QU CoRE ¦ 3QU LoRE | Red Flag Warning - Catastrophic Fires | Equipment / facility failure | Aggregated | 2066 | 5.963e-06 | 215.5262 | 0.0012852 | 2066 | Mitigation | 0.95 | 45 | 0 | esc | 0.00097009 | 5.7846e-09 | 0.00097009 | 5.7846e-09 | 0.0029922 | 8.3219e-09 | 0.012004 | 8.2415e-10
[120 empty] | 7.3.3.17.5 (Remote Grid) Updates to grid topology to minimize risk of ignition in HFTDs Remote GridWLDFREquipment / facility failureAggregated | WLDFR | HFTD - Distribution - Tier 3 - 3QU CoRE ¦ 3QU LoRE | Red Flag Warning - Catastrophic Fires | Equipment / facility failure | Aggregated | 2067 | 5.963e-06 | 215.5262 | 0.0012852 | 2067 | Mitigation | 0.95 | 45 | 0 | esc | 0 | 0 | 0.00097009 | 5.7846e-09 | 0.0029922 | 8.3219e-09 | 0.012004 | 8.2415e-10
[120 empty] | 7.3.3.17.5 (Remote Grid) Updates to grid topology to minimize risk of ignition in HFTDs Remote GridWLDFRVegetation ContactAggregated | WLDFR | HFTD - Distribution - Tier 3 - 3QU CoRE ¦ 3QU LoRE | Red Flag Warning - Catastrophic Fires | Vegetation Contact | Aggregated | 2022 | 2.2226e-05 | 215.5262 | 0.0047903 | 2022 | Mitigation | 0.95 | 45 | 0 | esc | 0.00097009 | 2.1561e-08 | 0 | 0 | 0.0029922 | 8.3219e-09 | 0 | 0
[120 empty] | 7.3.3.17.5 (Remote Grid) Updates to grid topology to minimize risk of ignition in HFTDs Remote GridWLDFRVegetation ContactAggregated | WLDFR | HFTD - Distribution - Tier 3 - 3QU CoRE ¦ 3QU LoRE | Red Flag Warning - Catastrophic Fires | Vegetation Contact | Aggregated | 2023 | 2.2226e-05 | 215.5262 | 0.0047903 | 2023 | Mitigation | 0.95 | 45 | 0 | esc | 0.00097009 | 2.1561e-08 | 0.00097009 | 2.1561e-08 | 0.0029922 | 8.3219e-09 | 0 | 0
[120 empty] | 7.3.3.17.5 (Remote Grid) Updates to grid topology to minimize risk of ignition in HFTDs Remote GridWLDFRVegetation ContactAggregated | WLDFR | HFTD - Distribution - Tier 3 - 3QU CoRE ¦ 3QU LoRE | Red Flag Warning - Catastrophic Fires | Vegetation Contact | Aggregated | 2024 | 2.2226e-05 | 215.5262 | 0.0047903 | 2024 | Mitigation | 0.95 | 45 | 0 | esc | 0.00097009 | 2.1561e-08 | 0.00097009 | 2.1561e-08 | 0.0029922 | 8.3219e-09 | 0.010025 | 1.7892e-09
[120 empty] | 7.3.3.17.5 (Remote Grid) Updates to grid topology to minimize risk of ignition in HFTDs Remote GridWLDFRVegetation ContactAggregated | WLDFR | HFTD - Distribution - Tier 3 - 3QU CoRE ¦ 3QU LoRE | Red Flag Warning - Catastrophic Fires | Vegetation Contact | Aggregated | 2025 | 2.2226e-05 | 215.5262 | 0.0047903 | 2025 | Mitigation | 0.95 | 45 | 0 | esc | 0.00097009 | 2.1561e-08 | 0.00097009 | 2.1561e-08 | 0.0029922 | 8.3219e-09 | 0.010025 | 1.7892e-09
[120 empty] | 7.3.3.17.5 (Remote Grid) Updates to grid topology to minimize risk of ignition in HFTDs Remote GridWLDFRVegetation ContactAggregated | WLDFR | HFTD - Distribution - Tier 3 - 3QU CoRE ¦ 3QU LoRE | Red Flag Warning - Catastrophic Fires | Vegetation Contact | Aggregated | 2026 | 2.2226e-05 | 215.5262 | 0.0047903 | 2026 | Mitigation | 0.95 | 45 | 0 | esc | 0.00097009 | 2.1561e-08 | 0.00097009 | 2.1561e-08 | 0.0029922 | 8.3219e-09 | 0.010025 | 1.7892e-09
[120 empty] | 7.3.3.17.5 (Remote Grid) Updates to grid topology to minimize risk of ignition in HFTDs Remote GridWLDFRVegetation ContactAggregated | WLDFR | HFTD - Distribution - Tier 3 - 3QU CoRE ¦ 3QU LoRE | Red Flag Warning - Catastrophic Fires | Vegetation Contact | Aggregated | 2027 | 2.2226e-05 | 215.5262 | 0.0047903 | 2027 | Mitigation | 0.95 | 45 | 0 | esc | 0.00097009 | 2.1561e-08 | 0.00097009 | 2.1561e-08 | 0.0029922 | 8.3219e-09 | 0.010025 | 1.7892e-09
[120 empty] | 7.3.3.17.5 (Remote Grid) Updates to grid topology to minimize risk of ignition in HFTDs Remote GridWLDFRVegetation ContactAggregated | WLDFR | HFTD - Distribution - Tier 3 - 3QU CoRE ¦ 3QU LoRE | Red Flag Warning - Catastrophic Fires | Vegetation Contact | Aggregated | 2028 | 2.2226e-05 | 215.5262 | 0.0047903 | 2028 | Mitigation | 0.95 | 45 | 0 | esc | 0.00097009 | 2.1561e-08 | 0.00097009 | 2.1561e-08 | 0.0029922 | 8.3219e-09 | 0.010025 | 1.7892e-09
[120 empty] | 7.3.3.17.5 (Remote Grid) Updates to grid topology to minimize risk of ignition in HFTDs Remote GridWLDFRVegetation ContactAggregated | WLDFR | HFTD - Distribution - Tier 3 - 3QU CoRE ¦ 3QU LoRE | Red Flag Warning - Catastrophic Fires | Vegetation Contact | Aggregated | 2029 | 2.2226e-05 | 215.5262 | 0.0047903 | 2029 | Mitigation | 0.95 | 45 | 0 | esc | 0.00097009 | 2.1561e-08 | 0.00097009 | 2.1561e-08 | 0.0029922 | 8.3219e-09 | 0.010025 | 1.7892e-09
[120 empty] | 7.3.3.17.5 (Remote Grid) Updates to grid topology to minimize risk of ignition in HFTDs Remote GridWLDFRVegetation ContactAggregated | WLDFR | HFTD - Distribution - Tier 3 - 3QU CoRE ¦ 3QU LoRE | Red Flag Warning - Catastrophic Fires | Vegetation Contact | Aggregated | 2030 | 2.2226e-05 | 215.5262 | 0.0047903 | 2030 | Mitigation | 0.95 | 45 | 0 | esc | 0.00097009 | 2.1561e-08 | 0.00097009 | 2.1561e-08 | 0.0029922 | 8.3219e-09 | 0.010025 | 1.7892e-09
[120 empty] | 7.3.3.17.5 (Remote Grid) Updates to grid topology to minimize risk of ignition in HFTDs Remote GridWLDFRVegetation ContactAggregated | WLDFR | HFTD - Distribution - Tier 3 - 3QU CoRE ¦ 3QU LoRE | Red Flag Warning - Catastrophic Fires | Vegetation Contact | Aggregated | 2031 | 2.2226e-05 | 215.5262 | 0.0047903 | 2031 | Mitigation | 0.95 | 45 | 0 | esc | 0.00097009 | 2.1561e-08 | 0.00097009 | 2.1561e-08 | 0.0029922 | 8.3219e-09 | 0.010025 | 1.7892e-09
[120 empty] | 7.3.3.17.5 (Remote Grid) Updates to grid topology to minimize risk of ignition in HFTDs Remote GridWLDFRVegetation ContactAggregated | WLDFR | HFTD - Distribution - Tier 3 - 3QU CoRE ¦ 3QU LoRE | Red Flag Warning - Catastrophic Fires | Vegetation Contact | Aggregated | 2032 | 2.2226e-05 | 215.5262 | 0.0047903 | 2032 | Mitigation | 0.95 | 45 | 0 | esc | 0.00097009 | 2.1561e-08 | 0.00097009 | 2.1561e-08 | 0.0029922 | 8.3219e-09 | 0.010025 | 1.7892e-09
[120 empty] | 7.3.3.17.5 (Remote Grid) Updates to grid topology to minimize risk of ignition in HFTDs Remote GridWLDFRVegetation ContactAggregated | WLDFR | HFTD - Distribution - Tier 3 - 3QU CoRE ¦ 3QU LoRE | Red Flag Warning - Catastrophic Fires | Vegetation Contact | Aggregated | 2033 | 2.2226e-05 | 215.5262 | 0.0047903 | 2033 | Mitigation | 0.95 | 45 | 0 | esc | 0.00097009 | 2.1561e-08 | 0.00097009 | 2.1561e-08 | 0.0029922 | 8.3219e-09 | 0.010025 | 1.7892e-09
[120 empty] | 7.3.3.17.5 (Remote Grid) Updates to grid topology to minimize risk of ignition in HFTDs Remote GridWLDFRVegetation ContactAggregated | WLDFR | HFTD - Distribution - Tier 3 - 3QU CoRE ¦ 3QU LoRE | Red Flag Warning - Catastrophic Fires | Vegetation Contact | Aggregated | 2034 | 2.2226e-05 | 215.5262 | 0.0047903 | 2034 | Mitigation | 0.95 | 45 | 0 | esc | 0.00097009 | 2.1561e-08 | 0.00097009 | 2.1561e-08 | 0.0029922 | 8.3219e-09 | 0.010025 | 1.7892e-09
[120 empty] | 7.3.3.17.5 (Remote Grid) Updates to grid topology to minimize risk of ignition in HFTDs Remote GridWLDFRVegetation ContactAggregated | WLDFR | HFTD - Distribution - Tier 3 - 3QU CoRE ¦ 3QU LoRE | Red Flag Warning - Catastrophic Fires | Vegetation Contact | Aggregated | 2035 | 2.2226e-05 | 215.5262 | 0.0047903 | 2035 | Mitigation | 0.95 | 45 | 0 | esc | 0.00097009 | 2.1561e-08 | 0.00097009 | 2.1561e-08 | 0.0029922 | 8.3219e-09 | 0.010025 | 1.7892e-09
[120 empty] | 7.3.3.17.5 (Remote Grid) Updates to grid topology to minimize risk of ignition in HFTDs Remote GridWLDFRVegetation ContactAggregated | WLDFR | HFTD - Distribution - Tier 3 - 3QU CoRE ¦ 3QU LoRE | Red Flag Warning - Catastrophic Fires | Vegetation Contact | Aggregated | 2036 | 2.2226e-05 | 215.5262 | 0.0047903 | 2036 | Mitigation | 0.95 | 45 | 0 | esc | 0.00097009 | 2.1561e-08 | 0.00097009 | 2.1561e-08 | 0.0029922 | 8.3219e-09 | 0.010025 | 1.7892e-09
[120 empty] | 7.3.3.17.5 (Remote Grid) Updates to grid topology to minimize risk of ignition in HFTDs Remote GridWLDFRVegetation ContactAggregated | WLDFR | HFTD - Distribution - Tier 3 - 3QU CoRE ¦ 3QU LoRE | Red Flag Warning - Catastrophic Fires | Vegetation Contact | Aggregated | 2037 | 2.2226e-05 | 215.5262 | 0.0047903 | 2037 | Mitigation | 0.95 | 45 | 0 | esc | 0.00097009 | 2.1561e-08 | 0.00097009 | 2.1561e-08 | 0.0029922 | 8.3219e-09 | 0.010025 | 1.7892e-09
[120 empty] | 7.3.3.17.5 (Remote Grid) Updates to grid topology to minimize risk of ignition in HFTDs Remote GridWLDFRVegetation ContactAggregated | WLDFR | HFTD - Distribution - Tier 3 - 3QU CoRE ¦ 3QU LoRE | Red Flag Warning - Catastrophic Fires | Vegetation Contact | Aggregated | 2038 | 2.2226e-05 | 215.5262 | 0.0047903 | 2038 | Mitigation | 0.95 | 45 | 0 | esc | 0.00097009 | 2.1561e-08 | 0.00097009 | 2.1561e-08 | 0.0029922 | 8.3219e-09 | 0.010025 | 1.7892e-09
[120 empty] | 7.3.3.17.5 (Remote Grid) Updates to grid topology to minimize risk of ignition in HFTDs Remote GridWLDFRVegetation ContactAggregated | WLDFR | HFTD - Distribution - Tier 3 - 3QU CoRE ¦ 3QU LoRE | Red Flag Warning - Catastrophic Fires | Vegetation Contact | Aggregated | 2039 | 2.2226e-05 | 215.5262 | 0.0047903 | 2039 | Mitigation | 0.95 | 45 | 0 | esc | 0.00097009 | 2.1561e-08 | 0.00097009 | 2.1561e-08 | 0.0029922 | 8.3219e-09 | 0.010025 | 1.7892e-09
[120 empty] | 7.3.3.17.5 (Remote Grid) Updates to grid topology to minimize risk of ignition in HFTDs Remote GridWLDFRVegetation ContactAggregated | WLDFR | HFTD - Distribution - Tier 3 - 3QU CoRE ¦ 3QU LoRE | Red Flag Warning - Catastrophic Fires | Vegetation Contact | Aggregated | 2040 | 2.2226e-05 | 215.5262 | 0.0047903 | 2040 | Mitigation | 0.95 | 45 | 0 | esc | 0.00097009 | 2.1561e-08 | 0.00097009 | 2.1561e-08 | 0.0029922 | 8.3219e-09 | 0.010025 | 1.7892e-09
[120 empty] | 7.3.3.17.5 (Remote Grid) Updates to grid topology to minimize risk of ignition in HFTDs Remote GridWLDFRVegetation ContactAggregated | WLDFR | HFTD - Distribution - Tier 3 - 3QU CoRE ¦ 3QU LoRE | Red Flag Warning - Catastrophic Fires | Vegetation Contact | Aggregated | 2041 | 2.2226e-05 | 215.5262 | 0.0047903 | 2041 | Mitigation | 0.95 | 45 | 0 | esc | 0.00097009 | 2.1561e-08 | 0.00097009 | 2.1561e-08 | 0.0029922 | 8.3219e-09 | 0.010025 | 1.7892e-09
[120 empty] | 7.3.3.17.5 (Remote Grid) Updates to grid topology to minimize risk of ignition in HFTDs Remote GridWLDFRVegetation ContactAggregated | WLDFR | HFTD - Distribution - Tier 3 - 3QU CoRE ¦ 3QU LoRE | Red Flag Warning - Catastrophic Fires | Vegetation Contact | Aggregated | 2042 | 2.2226e-05 | 215.5262 | 0.0047903 | 2042 | Mitigation | 0.95 | 45 | 0 | esc | 0.00097009 | 2.1561e-08 | 0.00097009 | 2.1561e-08 | 0.0029922 | 8.3219e-09 | 0.010025 | 1.7892e-09
[120 empty] | 7.3.3.17.5 (Remote Grid) Updates to grid topology to minimize risk of ignition in HFTDs Remote GridWLDFRVegetation ContactAggregated | WLDFR | HFTD - Distribution - Tier 3 - 3QU CoRE ¦ 3QU LoRE | Red Flag Warning - Catastrophic Fires | Vegetation Contact | Aggregated | 2043 | 2.2226e-05 | 215.5262 | 0.0047903 | 2043 | Mitigation | 0.95 | 45 | 0 | esc | 0.00097009 | 2.1561e-08 | 0.00097009 | 2.1561e-08 | 0.0029922 | 8.3219e-09 | 0.010025 | 1.7892e-09
[120 empty] | 7.3.3.17.5 (Remote Grid) Updates to grid topology to minimize risk of ignition in HFTDs Remote GridWLDFRVegetation ContactAggregated | WLDFR | HFTD - Distribution - Tier 3 - 3QU CoRE ¦ 3QU LoRE | Red Flag Warning - Catastrophic Fires | Vegetation Contact | Aggregated | 2044 | 2.2226e-05 | 215.5262 | 0.0047903 | 2044 | Mitigation | 0.95 | 45 | 0 | esc | 0.00097009 | 2.1561e-08 | 0.00097009 | 2.1561e-08 | 0 | 0 | 0.010025 | 1.7892e-09
[120 empty] | 7.3.3.17.5 (Remote Grid) Updates to grid topology to minimize risk of ignition in HFTDs Remote GridWLDFRVegetation ContactAggregated | WLDFR | HFTD - Distribution - Tier 3 - 3QU CoRE ¦ 3QU LoRE | Red Flag Warning - Catastrophic Fires | Vegetation Contact | Aggregated | 2045 | 2.2226e-05 | 215.5262 | 0.0047903 | 2045 | Mitigation | 0.95 | 45 | 0 | esc | 0.00097009 | 2.1561e-08 | 0.00097009 | 2.1561e-08 | 0.0029922 | 2.2176e-10 | 0.010025 | 1.7892e-09
[120 empty] | 7.3.3.17.5 (Remote Grid) Updates to grid topology to minimize risk of ignition in HFTDs Remote GridWLDFRVegetation ContactAggregated | WLDFR | HFTD - Distribution - Tier 3 - 3QU CoRE ¦ 3QU LoRE | Red Flag Warning - Catastrophic Fires | Vegetation Contact | Aggregated | 2046 | 2.2226e-05 | 215.5262 | 0.0047903 | 2046 | Mitigation | 0.95 | 45 | 0 | esc | 0.00097009 | 2.1561e-08 | 0.00097009 | 2.1561e-08 | 0.0029922 | 2.2176e-10 | 0.010025 | 1.7892e-09
[120 empty] | 7.3.3.17.5 (Remote Grid) Updates to grid topology to minimize risk of ignition in HFTDs Remote GridWLDFRVegetation ContactAggregated | WLDFR | HFTD - Distribution - Tier 3 - 3QU CoRE ¦ 3QU LoRE | Red Flag Warning - Catastrophic Fires | Vegetation Contact | Aggregated | 2047 | 2.2226e-05 | 215.5262 | 0.0047903 | 2047 | Mitigation | 0.95 | 45 | 0 | esc | 0.00097009 | 2.1561e-08 | 0.00097009 | 2.1561e-08 | 0.0029922 | 2.2176e-10 | 0.010025 | 1.7892e-09
[120 empty] | 7.3.3.17.5 (Remote Grid) Updates to grid topology to minimize risk of ignition in HFTDs Remote GridWLDFRVegetation ContactAggregated | WLDFR | HFTD - Distribution - Tier 3 - 3QU CoRE ¦ 3QU LoRE | Red Flag Warning - Catastrophic Fires | Vegetation Contact | Aggregated | 2048 | 2.2226e-05 | 215.5262 | 0.0047903 | 2048 | Mitigation | 0.95 | 45 | 0 | esc | 0.00097009 | 2.1561e-08 | 0.00097009 | 2.1561e-08 | 0.0029922 | 2.2176e-10 | 0.010025 | 1.7892e-09
[120 empty] | 7.3.3.17.5 (Remote Grid) Updates to grid topology to minimize risk of ignition in HFTDs Remote GridWLDFRVegetation ContactAggregated | WLDFR | HFTD - Distribution - Tier 3 - 3QU CoRE ¦ 3QU LoRE | Red Flag Warning - Catastrophic Fires | Vegetation Contact | Aggregated | 2049 | 2.2226e-05 | 215.5262 | 0.0047903 | 2049 | Mitigation | 0.95 | 45 | 0 | esc | 0.00097009 | 2.1561e-08 | 0.00097009 | 2.1561e-08 | 0.0029922 | 2.2176e-10 | 0.010025 | 1.7892e-09
[120 empty] | 7.3.3.17.5 (Remote Grid) Updates to grid topology to minimize risk of ignition in HFTDs Remote GridWLDFRVegetation ContactAggregated | WLDFR | HFTD - Distribution - Tier 3 - 3QU CoRE ¦ 3QU LoRE | Red Flag Warning - Catastrophic Fires | Vegetation Contact | Aggregated | 2050 | 2.2226e-05 | 215.5262 | 0.0047903 | 2050 | Mitigation | 0.95 | 45 | 0 | esc | 0.00097009 | 2.1561e-08 | 0.00097009 | 2.1561e-08 | 0.0029922 | 2.2176e-10 | 0.010025 | 1.7892e-09
[120 empty] | 7.3.3.17.5 (Remote Grid) Updates to grid topology to minimize risk of ignition in HFTDs Remote GridWLDFRVegetation ContactAggregated | WLDFR | HFTD - Distribution - Tier 3 - 3QU CoRE ¦ 3QU LoRE | Red Flag Warning - Catastrophic Fires | Vegetation Contact | Aggregated | 2051 | 2.2226e-05 | 215.5262 | 0.0047903 | 2051 | Mitigation | 0.95 | 45 | 0 | esc | 0.00097009 | 2.1561e-08 | 0.00097009 | 2.1561e-08 | 0.0029922 | 2.2176e-10 | 0.010025 | 1.7892e-09
[120 empty] | 7.3.3.17.5 (Remote Grid) Updates to grid topology to minimize risk of ignition in HFTDs Remote GridWLDFRVegetation ContactAggregated | WLDFR | HFTD - Distribution - Tier 3 - 3QU CoRE ¦ 3QU LoRE | Red Flag Warning - Catastrophic Fires | Vegetation Contact | Aggregated | 2052 | 2.2226e-05 | 215.5262 | 0.0047903 | 2052 | Mitigation | 0.95 | 45 | 0 | esc | 0.00097009 | 2.1561e-08 | 0.00097009 | 2.1561e-08 | 0.0029922 | 2.2176e-10 | 0.010025 | 1.7892e-09
[120 empty] | 7.3.3.17.5 (Remote Grid) Updates to grid topology to minimize risk of ignition in HFTDs Remote GridWLDFRVegetation ContactAggregated | WLDFR | HFTD - Distribution - Tier 3 - 3QU CoRE ¦ 3QU LoRE | Red Flag Warning - Catastrophic Fires | Vegetation Contact | Aggregated | 2053 | 2.2226e-05 | 215.5262 | 0.0047903 | 2053 | Mitigation | 0.95 | 45 | 0 | esc | 0.00097009 | 2.1561e-08 | 0.00097009 | 2.1561e-08 | 0.0029922 | 2.2176e-10 | 0.010025 | 1.7892e-09
[120 empty] | 7.3.3.17.5 (Remote Grid) Updates to grid topology to minimize risk of ignition in HFTDs Remote GridWLDFRVegetation ContactAggregated | WLDFR | HFTD - Distribution - Tier 3 - 3QU CoRE ¦ 3QU LoRE | Red Flag Warning - Catastrophic Fires | Vegetation Contact | Aggregated | 2054 | 2.2226e-05 | 215.5262 | 0.0047903 | 2054 | Mitigation | 0.95 | 45 | 0 | esc | 0.00097009 | 2.1561e-08 | 0.00097009 | 2.1561e-08 | 0.0029922 | 2.2176e-10 | 0 | 0
[120 empty] | 7.3.3.17.5 (Remote Grid) Updates to grid topology to minimize risk of ignition in HFTDs Remote GridWLDFRVegetation ContactAggregated | WLDFR | HFTD - Distribution - Tier 3 - 3QU CoRE ¦ 3QU LoRE | Red Flag Warning - Catastrophic Fires | Vegetation Contact | Aggregated | 2055 | 2.2226e-05 | 215.5262 | 0.0047903 | 2055 | Mitigation | 0.95 | 45 | 0 | esc | 0.00097009 | 2.1561e-08 | 0.00097009 | 2.1561e-08 | 0.0029922 | 2.2176e-10 | 0 | 0
[120 empty] | 7.3.3.17.5 (Remote Grid) Updates to grid topology to minimize risk of ignition in HFTDs Remote GridWLDFRVegetation ContactAggregated | WLDFR | HFTD - Distribution - Tier 3 - 3QU CoRE ¦ 3QU LoRE | Red Flag Warning - Catastrophic Fires | Vegetation Contact | Aggregated | 2056 | 2.2226e-05 | 215.5262 | 0.0047903 | 2056 | Mitigation | 0.95 | 45 | 0 | esc | 0.00097009 | 2.1561e-08 | 0.00097009 | 2.1561e-08 | 0.0029922 | 2.2176e-10 | 0.0094681 | 5.7682e-09
[120 empty] | 7.3.3.17.5 (Remote Grid) Updates to grid topology to minimize risk of ignition in HFTDs Remote GridWLDFRVegetation ContactAggregated | WLDFR | HFTD - Distribution - Tier 3 - 3QU CoRE ¦ 3QU LoRE | Red Flag Warning - Catastrophic Fires | Vegetation Contact | Aggregated | 2057 | 2.2226e-05 | 215.5262 | 0.0047903 | 2057 | Mitigation | 0.95 | 45 | 0 | esc | 0.00097009 | 2.1561e-08 | 0.00097009 | 2.1561e-08 | 0.0029922 | 2.2176e-10 | 0.0094681 | 5.7682e-09
[120 empty] | 7.3.3.17.5 (Remote Grid) Updates to grid topology to minimize risk of ignition in HFTDs Remote GridWLDFRVegetation ContactAggregated | WLDFR | HFTD - Distribution - Tier 3 - 3QU CoRE ¦ 3QU LoRE | Red Flag Warning - Catastrophic Fires | Vegetation Contact | Aggregated | 2058 | 2.2226e-05 | 215.5262 | 0.0047903 | 2058 | Mitigation | 0.95 | 45 | 0 | esc | 0.00097009 | 2.1561e-08 | 0.00097009 | 2.1561e-08 | 0.0029922 | 2.2176e-10 | 0.0094681 | 5.7682e-09
[120 empty] | 7.3.3.17.5 (Remote Grid) Updates to grid topology to minimize risk of ignition in HFTDs Remote GridWLDFRVegetation ContactAggregated | WLDFR | HFTD - Distribution - Tier 3 - 3QU CoRE ¦ 3QU LoRE | Red Flag Warning - Catastrophic Fires | Vegetation Contact | Aggregated | 2059 | 2.2226e-05 | 215.5262 | 0.0047903 | 2059 | Mitigation | 0.95 | 45 | 0 | esc | 0.00097009 | 2.1561e-08 | 0.00097009 | 2.1561e-08 | 0.0029922 | 2.2176e-10 | 0.0094681 | 5.7682e-09
[120 empty] | 7.3.3.17.5 (Remote Grid) Updates to grid topology to minimize risk of ignition in HFTDs Remote GridWLDFRVegetation ContactAggregated | WLDFR | HFTD - Distribution - Tier 3 - 3QU CoRE ¦ 3QU LoRE | Red Flag Warning - Catastrophic Fires | Vegetation Contact | Aggregated | 2060 | 2.2226e-05 | 215.5262 | 0.0047903 | 2060 | Mitigation | 0.95 | 45 | 0 | esc | 0.00097009 | 2.1561e-08 | 0.00097009 | 2.1561e-08 | 0.0029922 | 2.2176e-10 | 0.0094681 | 5.7682e-09
[120 empty] | 7.3.3.17.5 (Remote Grid) Updates to grid topology to minimize risk of ignition in HFTDs Remote GridWLDFRVegetation ContactAggregated | WLDFR | HFTD - Distribution - Tier 3 - 3QU CoRE ¦ 3QU LoRE | Red Flag Warning - Catastrophic Fires | Vegetation Contact | Aggregated | 2061 | 2.2226e-05 | 215.5262 | 0.0047903 | 2061 | Mitigation | 0.95 | 45 | 0 | esc | 0.00097009 | 2.1561e-08 | 0.00097009 | 2.1561e-08 | 0.0029922 | 2.2176e-10 | 0.0094681 | 5.7682e-09
[120 empty] | 7.3.3.17.5 (Remote Grid) Updates to grid topology to minimize risk of ignition in HFTDs Remote GridWLDFRVegetation ContactAggregated | WLDFR | HFTD - Distribution - Tier 3 - 3QU CoRE ¦ 3QU LoRE | Red Flag Warning - Catastrophic Fires | Vegetation Contact | Aggregated | 2062 | 2.2226e-05 | 215.5262 | 0.0047903 | 2062 | Mitigation | 0.95 | 45 | 0 | esc | 0.00097009 | 2.1561e-08 | 0.00097009 | 2.1561e-08 | 0.0029922 | 2.2176e-10 | 0.0094681 | 5.7682e-09
[120 empty] | 7.3.3.17.5 (Remote Grid) Updates to grid topology to minimize risk of ignition in HFTDs Remote GridWLDFRVegetation ContactAggregated | WLDFR | HFTD - Distribution - Tier 3 - 3QU CoRE ¦ 3QU LoRE | Red Flag Warning - Catastrophic Fires | Vegetation Contact | Aggregated | 2063 | 2.2226e-05 | 215.5262 | 0.0047903 | 2063 | Mitigation | 0.95 | 45 | 0 | esc | 0.00097009 | 2.1561e-08 | 0.00097009 | 2.1561e-08 | 0.0029922 | 2.2176e-10 | 0.0094681 | 5.7682e-09
[120 empty] | 7.3.3.17.5 (Remote Grid) Updates to grid topology to minimize risk of ignition in HFTDs Remote GridWLDFRVegetation ContactAggregated | WLDFR | HFTD - Distribution - Tier 3 - 3QU CoRE ¦ 3QU LoRE | Red Flag Warning - Catastrophic Fires | Vegetation Contact | Aggregated | 2064 | 2.2226e-05 | 215.5262 | 0.0047903 | 2064 | Mitigation | 0.95 | 45 | 0 | esc | 0.00097009 | 2.1561e-08 | 0.00097009 | 2.1561e-08 | 0.0029922 | 2.2176e-10 | 0.0094681 | 5.7682e-09
[120 empty] | 7.3.3.17.5 (Remote Grid) Updates to grid topology to minimize risk of ignition in HFTDs Remote GridWLDFRVegetation ContactAggregated | WLDFR | HFTD - Distribution - Tier 3 - 3QU CoRE ¦ 3QU LoRE | Red Flag Warning - Catastrophic Fires | Vegetation Contact | Aggregated | 2065 | 2.2226e-05 | 215.5262 | 0.0047903 | 2065 | Mitigation | 0.95 | 45 | 0 | esc | 0.00097009 | 2.1561e-08 | 0.00097009 | 2.1561e-08 | 0.0029922 | 2.2176e-10 | 0.0094681 | 5.7682e-09
[120 empty] | 7.3.3.17.5 (Remote Grid) Updates to grid topology to minimize risk of ignition in HFTDs Remote GridWLDFRVegetation ContactAggregated | WLDFR | HFTD - Distribution - Tier 3 - 3QU CoRE ¦ 3QU LoRE | Red Flag Warning - Catastrophic Fires | Vegetation Contact | Aggregated | 2066 | 2.2226e-05 | 215.5262 | 0.0047903 | 2066 | Mitigation | 0.95 | 45 | 0 | esc | 0.00097009 | 2.1561e-08 | 0.00097009 | 2.1561e-08 | 0.0029922 | 2.2176e-10 | 0.0094681 | 5.7682e-09
[120 empty] | 7.3.3.17.5 (Remote Grid) Updates to grid topology to minimize risk of ignition in HFTDs Remote GridWLDFRVegetation ContactAggregated | WLDFR | HFTD - Distribution - Tier 3 - 3QU CoRE ¦ 3QU LoRE | Red Flag Warning - Catastrophic Fires | Vegetation Contact | Aggregated | 2067 | 2.2226e-05 | 215.5262 | 0.0047903 | 2067 | Mitigation | 0.95 | 45 | 0 | esc | 0 | 0 | 0.00097009 | 2.1561e-08 | 0.0029922 | 2.2176e-10 | 0.0094681 | 5.7682e-09
[120 empty] | 7.3.3.17.5 (Remote Grid) Updates to grid topology to minimize risk of ignition in HFTDs Remote GridWLDFREquipment / facility failureAggregated | WLDFR | HFTD - Distribution - Tier 3 - 3QU CoRE ¦ 3QU LoRE | Red Flag Warning - Destructive Fires | Equipment / facility failure | Aggregated | 2022 | 1.0636e-06 | 215.5262 | 0.00022922 | 2022 | Mitigation | 0.95 | 45 | 0 | esc | 0.00097009 | 1.0317e-09 | 0 | 0 | 0.0029922 | 2.2176e-10 | 0.0094681 | 5.7682e-09
[120 empty] | 7.3.3.17.5 (Remote Grid) Updates to grid topology to minimize risk of ignition in HFTDs Remote GridWLDFREquipment / facility failureAggregated | WLDFR | HFTD - Distribution - Tier 3 - 3QU CoRE ¦ 3QU LoRE | Red Flag Warning - Destructive Fires | Equipment / facility failure | Aggregated | 2023 | 1.0636e-06 | 215.5262 | 0.00022922 | 2023 | Mitigation | 0.95 | 45 | 0 | esc | 0.00097009 | 1.0317e-09 | 0.00097009 | 1.0317e-09 | 0.0029922 | 2.2176e-10 | 0.0094681 | 5.7682e-09
[120 empty] | 7.3.3.17.5 (Remote Grid) Updates to grid topology to minimize risk of ignition in HFTDs Remote GridWLDFREquipment / facility failureAggregated | WLDFR | HFTD - Distribution - Tier 3 - 3QU CoRE ¦ 3QU LoRE | Red Flag Warning - Destructive Fires | Equipment / facility failure | Aggregated | 2024 | 1.0636e-06 | 215.5262 | 0.00022922 | 2024 | Mitigation | 0.95 | 45 | 0 | esc | 0.00097009 | 1.0317e-09 | 0.00097009 | 1.0317e-09 | 0.0029922 | 2.2176e-10 | 0.0094681 | 5.7682e-09
[120 empty] | 7.3.3.17.5 (Remote Grid) Updates to grid topology to minimize risk of ignition in HFTDs Remote GridWLDFREquipment / facility failureAggregated | WLDFR | HFTD - Distribution - Tier 3 - 3QU CoRE ¦ 3QU LoRE | Red Flag Warning - Destructive Fires | Equipment / facility failure | Aggregated | 2025 | 1.0636e-06 | 215.5262 | 0.00022922 | 2025 | Mitigation | 0.95 | 45 | 0 | esc | 0.00097009 | 1.0317e-09 | 0.00097009 | 1.0317e-09 | 0.0029922 | 2.2176e-10 | 0.0094681 | 5.7682e-09
[120 empty] | 7.3.3.17.5 (Remote Grid) Updates to grid topology to minimize risk of ignition in HFTDs Remote GridWLDFREquipment / facility failureAggregated | WLDFR | HFTD - Distribution - Tier 3 - 3QU CoRE ¦ 3QU LoRE | Red Flag Warning - Destructive Fires | Equipment / facility failure | Aggregated | 2026 | 1.0636e-06 | 215.5262 | 0.00022922 | 2026 | Mitigation | 0.95 | 45 | 0 | esc | 0.00097009 | 1.0317e-09 | 0.00097009 | 1.0317e-09 | 0.0029922 | 2.2176e-10 | 0.0094681 | 5.7682e-09
[120 empty] | 7.3.3.17.5 (Remote Grid) Updates to grid topology to minimize risk of ignition in HFTDs Remote GridWLDFREquipment / facility failureAggregated | WLDFR | HFTD - Distribution - Tier 3 - 3QU CoRE ¦ 3QU LoRE | Red Flag Warning - Destructive Fires | Equipment / facility failure | Aggregated | 2027 | 1.0636e-06 | 215.5262 | 0.00022922 | 2027 | Mitigation | 0.95 | 45 | 0 | esc | 0.00097009 | 1.0317e-09 | 0.00097009 | 1.0317e-09 | 0.0029922 | 2.2176e-10 | 0.0094681 | 5.7682e-09
[120 empty] | 7.3.3.17.5 (Remote Grid) Updates to grid topology to minimize risk of ignition in HFTDs Remote GridWLDFREquipment / facility failureAggregated | WLDFR | HFTD - Distribution - Tier 3 - 3QU CoRE ¦ 3QU LoRE | Red Flag Warning - Destructive Fires | Equipment / facility failure | Aggregated | 2028 | 1.0636e-06 | 215.5262 | 0.00022922 | 2028 | Mitigation | 0.95 | 45 | 0 | esc | 0.00097009 | 1.0317e-09 | 0.00097009 | 1.0317e-09 | 0.0029922 | 2.2176e-10 | 0.0094681 | 5.7682e-09
[120 empty] | 7.3.3.17.5 (Remote Grid) Updates to grid topology to minimize risk of ignition in HFTDs Remote GridWLDFREquipment / facility failureAggregated | WLDFR | HFTD - Distribution - Tier 3 - 3QU CoRE ¦ 3QU LoRE | Red Flag Warning - Destructive Fires | Equipment / facility failure | Aggregated | 2029 | 1.0636e-06 | 215.5262 | 0.00022922 | 2029 | Mitigation | 0.95 | 45 | 0 | esc | 0.00097009 | 1.0317e-09 | 0.00097009 | 1.0317e-09 | 0.0029922 | 2.2176e-10 | 0.0094681 | 5.7682e-09
[120 empty] | 7.3.3.17.5 (Remote Grid) Updates to grid topology to minimize risk of ignition in HFTDs Remote GridWLDFREquipment / facility failureAggregated | WLDFR | HFTD - Distribution - Tier 3 - 3QU CoRE ¦ 3QU LoRE | Red Flag Warning - Destructive Fires | Equipment / facility failure | Aggregated | 2030 | 1.0636e-06 | 215.5262 | 0.00022922 | 2030 | Mitigation | 0.95 | 45 | 0 | esc | 0.00097009 | 1.0317e-09 | 0.00097009 | 1.0317e-09 | 0.0029922 | 2.2176e-10 | 0.0094681 | 5.7682e-09
[120 empty] | 7.3.3.17.5 (Remote Grid) Updates to grid topology to minimize risk of ignition in HFTDs Remote GridWLDFREquipment / facility failureAggregated | WLDFR | HFTD - Distribution - Tier 3 - 3QU CoRE ¦ 3QU LoRE | Red Flag Warning - Destructive Fires | Equipment / facility failure | Aggregated | 2031 | 1.0636e-06 | 215.5262 | 0.00022922 | 2031 | Mitigation | 0.95 | 45 | 0 | esc | 0.00097009 | 1.0317e-09 | 0.00097009 | 1.0317e-09 | 0.0029922 | 2.2176e-10 | 0.0094681 | 5.7682e-09
[120 empty] | 7.3.3.17.5 (Remote Grid) Updates to grid topology to minimize risk of ignition in HFTDs Remote GridWLDFREquipment / facility failureAggregated | WLDFR | HFTD - Distribution - Tier 3 - 3QU CoRE ¦ 3QU LoRE | Red Flag Warning - Destructive Fires | Equipment / facility failure | Aggregated | 2032 | 1.0636e-06 | 215.5262 | 0.00022922 | 2032 | Mitigation | 0.95 | 45 | 0 | esc | 0.00097009 | 1.0317e-09 | 0.00097009 | 1.0317e-09 | 0.0029922 | 2.2176e-10 | 0.0094681 | 5.7682e-09
[120 empty] | 7.3.3.17.5 (Remote Grid) Updates to grid topology to minimize risk of ignition in HFTDs Remote GridWLDFREquipment / facility failureAggregated | WLDFR | HFTD - Distribution - Tier 3 - 3QU CoRE ¦ 3QU LoRE | Red Flag Warning - Destructive Fires | Equipment / facility failure | Aggregated | 2033 | 1.0636e-06 | 215.5262 | 0.00022922 | 2033 | Mitigation | 0.95 | 45 | 0 | esc | 0.00097009 | 1.0317e-09 | 0.00097009 | 1.0317e-09 | 0.0029922 | 2.2176e-10 | 0.0094681 | 5.7682e-09
[120 empty] | 7.3.3.17.5 (Remote Grid) Updates to grid topology to minimize risk of ignition in HFTDs Remote GridWLDFREquipment / facility failureAggregated | WLDFR | HFTD - Distribution - Tier 3 - 3QU CoRE ¦ 3QU LoRE | Red Flag Warning - Destructive Fires | Equipment / facility failure | Aggregated | 2034 | 1.0636e-06 | 215.5262 | 0.00022922 | 2034 | Mitigation | 0.95 | 45 | 0 | esc | 0.00097009 | 1.0317e-09 | 0.00097009 | 1.0317e-09 | 0.0029922 | 2.2176e-10 | 0.0094681 | 5.7682e-09
[120 empty] | 7.3.3.17.5 (Remote Grid) Updates to grid topology to minimize risk of ignition in HFTDs Remote GridWLDFREquipment / facility failureAggregated | WLDFR | HFTD - Distribution - Tier 3 - 3QU CoRE ¦ 3QU LoRE | Red Flag Warning - Destructive Fires | Equipment / facility failure | Aggregated | 2035 | 1.0636e-06 | 215.5262 | 0.00022922 | 2035 | Mitigation | 0.95 | 45 | 0 | esc | 0.00097009 | 1.0317e-09 | 0.00097009 | 1.0317e-09 | 0.0029922 | 2.2176e-10 | 0.0094681 | 5.7682e-09
[120 empty] | 7.3.3.17.5 (Remote Grid) Updates to grid topology to minimize risk of ignition in HFTDs Remote GridWLDFREquipment / facility failureAggregated | WLDFR | HFTD - Distribution - Tier 3 - 3QU CoRE ¦ 3QU LoRE | Red Flag Warning - Destructive Fires | Equipment / facility failure | Aggregated | 2036 | 1.0636e-06 | 215.5262 | 0.00022922 | 2036 | Mitigation | 0.95 | 45 | 0 | esc | 0.00097009 | 1.0317e-09 | 0.00097009 | 1.0317e-09 | 0.0029922 | 2.2176e-10 | 0.0094681 | 5.7682e-09
[120 empty] | 7.3.3.17.5 (Remote Grid) Updates to grid topology to minimize risk of ignition in HFTDs Remote GridWLDFREquipment / facility failureAggregated | WLDFR | HFTD - Distribution - Tier 3 - 3QU CoRE ¦ 3QU LoRE | Red Flag Warning - Destructive Fires | Equipment / facility failure | Aggregated | 2037 | 1.0636e-06 | 215.5262 | 0.00022922 | 2037 | Mitigation | 0.95 | 45 | 0 | esc | 0.00097009 | 1.0317e-09 | 0.00097009 | 1.0317e-09 | 0.0029922 | 2.2176e-10 | 0.0094681 | 5.7682e-09
[120 empty] | 7.3.3.17.5 (Remote Grid) Updates to grid topology to minimize risk of ignition in HFTDs Remote GridWLDFREquipment / facility failureAggregated | WLDFR | HFTD - Distribution - Tier 3 - 3QU CoRE ¦ 3QU LoRE | Red Flag Warning - Destructive Fires | Equipment / facility failure | Aggregated | 2038 | 1.0636e-06 | 215.5262 | 0.00022922 | 2038 | Mitigation | 0.95 | 45 | 0 | esc | 0.00097009 | 1.0317e-09 | 0.00097009 | 1.0317e-09 | 0.0029922 | 2.2176e-10 | 0.0094681 | 5.7682e-09
[120 empty] | 7.3.3.17.5 (Remote Grid) Updates to grid topology to minimize risk of ignition in HFTDs Remote GridWLDFREquipment / facility failureAggregated | WLDFR | HFTD - Distribution - Tier 3 - 3QU CoRE ¦ 3QU LoRE | Red Flag Warning - Destructive Fires | Equipment / facility failure | Aggregated | 2039 | 1.0636e-06 | 215.5262 | 0.00022922 | 2039 | Mitigation | 0.95 | 45 | 0 | esc | 0.00097009 | 1.0317e-09 | 0.00097009 | 1.0317e-09 | 0.0029922 | 2.2176e-10 | 0.0094681 | 5.7682e-09
[120 empty] | 7.3.3.17.5 (Remote Grid) Updates to grid topology to minimize risk of ignition in HFTDs Remote GridWLDFREquipment / facility failureAggregated | WLDFR | HFTD - Distribution - Tier 3 - 3QU CoRE ¦ 3QU LoRE | Red Flag Warning - Destructive Fires | Equipment / facility failure | Aggregated | 2040 | 1.0636e-06 | 215.5262 | 0.00022922 | 2040 | Mitigation | 0.95 | 45 | 0 | esc | 0.00097009 | 1.0317e-09 | 0.00097009 | 1.0317e-09 | 0.0029922 | 2.2176e-10 | 0 | 0
[120 empty] | 7.3.3.17.5 (Remote Grid) Updates to grid topology to minimize risk of ignition in HFTDs Remote GridWLDFREquipment / facility failureAggregated | WLDFR | HFTD - Distribution - Tier 3 - 3QU CoRE ¦ 3QU LoRE | Red Flag Warning - Destructive Fires | Equipment / facility failure | Aggregated | 2041 | 1.0636e-06 | 215.5262 | 0.00022922 | 2041 | Mitigation | 0.95 | 45 | 0 | esc | 0.00097009 | 1.0317e-09 | 0.00097009 | 1.0317e-09 | 0.0029922 | 2.2176e-10 | 0 | 0
[120 empty] | 7.3.3.17.5 (Remote Grid) Updates to grid topology to minimize risk of ignition in HFTDs Remote GridWLDFREquipment / facility failureAggregated | WLDFR | HFTD - Distribution - Tier 3 - 3QU CoRE ¦ 3QU LoRE | Red Flag Warning - Destructive Fires | Equipment / facility failure | Aggregated | 2042 | 1.0636e-06 | 215.5262 | 0.00022922 | 2042 | Mitigation | 0.95 | 45 | 0 | esc | 0.00097009 | 1.0317e-09 | 0.00097009 | 1.0317e-09 | 0.0029922 | 2.2176e-10 | 0.010598 | 2.8424e-10
[120 empty] | 7.3.3.17.5 (Remote Grid) Updates to grid topology to minimize risk of ignition in HFTDs Remote GridWLDFREquipment / facility failureAggregated | WLDFR | HFTD - Distribution - Tier 3 - 3QU CoRE ¦ 3QU LoRE | Red Flag Warning - Destructive Fires | Equipment / facility failure | Aggregated | 2043 | 1.0636e-06 | 215.5262 | 0.00022922 | 2043 | Mitigation | 0.95 | 45 | 0 | esc | 0.00097009 | 1.0317e-09 | 0.00097009 | 1.0317e-09 | 0.0029922 | 2.2176e-10 | 0.010598 | 2.8424e-10
[120 empty] | 7.3.3.17.5 (Remote Grid) Updates to grid topology to minimize risk of ignition in HFTDs Remote GridWLDFREquipment / facility failureAggregated | WLDFR | HFTD - Distribution - Tier 3 - 3QU CoRE ¦ 3QU LoRE | Red Flag Warning - Destructive Fires | Equipment / facility failure | Aggregated | 2044 | 1.0636e-06 | 215.5262 | 0.00022922 | 2044 | Mitigation | 0.95 | 45 | 0 | esc | 0.00097009 | 1.0317e-09 | 0.00097009 | 1.0317e-09 | 0.0029922 | 2.2176e-10 | 0.010598 | 2.8424e-10
[120 empty] | 7.3.3.17.5 (Remote Grid) Updates to grid topology to minimize risk of ignition in HFTDs Remote GridWLDFREquipment / facility failureAggregated | WLDFR | HFTD - Distribution - Tier 3 - 3QU CoRE ¦ 3QU LoRE | Red Flag Warning - Destructive Fires | Equipment / facility failure | Aggregated | 2045 | 1.0636e-06 | 215.5262 | 0.00022922 | 2045 | Mitigation | 0.95 | 45 | 0 | esc | 0.00097009 | 1.0317e-09 | 0.00097009 | 1.0317e-09 | 0.0029922 | 2.2176e-10 | 0.010598 | 2.8424e-10
[120 empty] | 7.3.3.17.5 (Remote Grid) Updates to grid topology to minimize risk of ignition in HFTDs Remote GridWLDFREquipment / facility failureAggregated | WLDFR | HFTD - Distribution - Tier 3 - 3QU CoRE ¦ 3QU LoRE | Red Flag Warning - Destructive Fires | Equipment / facility failure | Aggregated | 2046 | 1.0636e-06 | 215.5262 | 0.00022922 | 2046 | Mitigation | 0.95 | 45 | 0 | esc | 0.00097009 | 1.0317e-09 | 0.00097009 | 1.0317e-09 | 0.0029922 | 2.2176e-10 | 0.010598 | 2.8424e-10
[120 empty] | 7.3.3.17.5 (Remote Grid) Updates to grid topology to minimize risk of ignition in HFTDs Remote GridWLDFREquipment / facility failureAggregated | WLDFR | HFTD - Distribution - Tier 3 - 3QU CoRE ¦ 3QU LoRE | Red Flag Warning - Destructive Fires | Equipment / facility failure | Aggregated | 2047 | 1.0636e-06 | 215.5262 | 0.00022922 | 2047 | Mitigation | 0.95 | 45 | 0 | esc | 0.00097009 | 1.0317e-09 | 0.00097009 | 1.0317e-09 | 0.0029922 | 2.2176e-10 | 0.010598 | 2.8424e-10
[120 empty] | 7.3.3.17.5 (Remote Grid) Updates to grid topology to minimize risk of ignition in HFTDs Remote GridWLDFREquipment / facility failureAggregated | WLDFR | HFTD - Distribution - Tier 3 - 3QU CoRE ¦ 3QU LoRE | Red Flag Warning - Destructive Fires | Equipment / facility failure | Aggregated | 2048 | 1.0636e-06 | 215.5262 | 0.00022922 | 2048 | Mitigation | 0.95 | 45 | 0 | esc | 0.00097009 | 1.0317e-09 | 0.00097009 | 1.0317e-09 | 0 | 0 | 0.010598 | 2.8424e-10
[120 empty] | 7.3.3.17.5 (Remote Grid) Updates to grid topology to minimize risk of ignition in HFTDs Remote GridWLDFREquipment / facility failureAggregated | WLDFR | HFTD - Distribution - Tier 3 - 3QU CoRE ¦ 3QU LoRE | Red Flag Warning - Destructive Fires | Equipment / facility failure | Aggregated | 2049 | 1.0636e-06 | 215.5262 | 0.00022922 | 2049 | Mitigation | 0.95 | 45 | 0 | esc | 0.00097009 | 1.0317e-09 | 0.00097009 | 1.0317e-09 | 0.0029922 | 3.6426e-09 | 0.010598 | 2.8424e-10
[120 empty] | 7.3.3.17.5 (Remote Grid) Updates to grid topology to minimize risk of ignition in HFTDs Remote GridWLDFREquipment / facility failureAggregated | WLDFR | HFTD - Distribution - Tier 3 - 3QU CoRE ¦ 3QU LoRE | Red Flag Warning - Destructive Fires | Equipment / facility failure | Aggregated | 2050 | 1.0636e-06 | 215.5262 | 0.00022922 | 2050 | Mitigation | 0.95 | 45 | 0 | esc | 0.00097009 | 1.0317e-09 | 0.00097009 | 1.0317e-09 | 0.0029922 | 3.6426e-09 | 0.010598 | 2.8424e-10
[120 empty] | 7.3.3.17.5 (Remote Grid) Updates to grid topology to minimize risk of ignition in HFTDs Remote GridWLDFREquipment / facility failureAggregated | WLDFR | HFTD - Distribution - Tier 3 - 3QU CoRE ¦ 3QU LoRE | Red Flag Warning - Destructive Fires | Equipment / facility failure | Aggregated | 2051 | 1.0636e-06 | 215.5262 | 0.00022922 | 2051 | Mitigation | 0.95 | 45 | 0 | esc | 0.00097009 | 1.0317e-09 | 0.00097009 | 1.0317e-09 | 0.0029922 | 3.6426e-09 | 0.010598 | 2.8424e-10
[120 empty] | 7.3.3.17.5 (Remote Grid) Updates to grid topology to minimize risk of ignition in HFTDs Remote GridWLDFREquipment / facility failureAggregated | WLDFR | HFTD - Distribution - Tier 3 - 3QU CoRE ¦ 3QU LoRE | Red Flag Warning - Destructive Fires | Equipment / facility failure | Aggregated | 2052 | 1.0636e-06 | 215.5262 | 0.00022922 | 2052 | Mitigation | 0.95 | 45 | 0 | esc | 0.00097009 | 1.0317e-09 | 0.00097009 | 1.0317e-09 | 0.0029922 | 3.6426e-09 | 0.010598 | 2.8424e-10
[120 empty] | 7.3.3.17.5 (Remote Grid) Updates to grid topology to minimize risk of ignition in HFTDs Remote GridWLDFREquipment / facility failureAggregated | WLDFR | HFTD - Distribution - Tier 3 - 3QU CoRE ¦ 3QU LoRE | Red Flag Warning - Destructive Fires | Equipment / facility failure | Aggregated | 2053 | 1.0636e-06 | 215.5262 | 0.00022922 | 2053 | Mitigation | 0.95 | 45 | 0 | esc | 0.00097009 | 1.0317e-09 | 0.00097009 | 1.0317e-09 | 0.0029922 | 3.6426e-09 | 0.010598 | 2.8424e-10
[120 empty] | 7.3.3.17.5 (Remote Grid) Updates to grid topology to minimize risk of ignition in HFTDs Remote GridWLDFREquipment / facility failureAggregated | WLDFR | HFTD - Distribution - Tier 3 - 3QU CoRE ¦ 3QU LoRE | Red Flag Warning - Destructive Fires | Equipment / facility failure | Aggregated | 2054 | 1.0636e-06 | 215.5262 | 0.00022922 | 2054 | Mitigation | 0.95 | 45 | 0 | esc | 0.00097009 | 1.0317e-09 | 0.00097009 | 1.0317e-09 | 0.0029922 | 3.6426e-09 | 0.010598 | 2.8424e-10
[120 empty] | 7.3.3.17.5 (Remote Grid) Updates to grid topology to minimize risk of ignition in HFTDs Remote GridWLDFREquipment / facility failureAggregated | WLDFR | HFTD - Distribution - Tier 3 - 3QU CoRE ¦ 3QU LoRE | Red Flag Warning - Destructive Fires | Equipment / facility failure | Aggregated | 2055 | 1.0636e-06 | 215.5262 | 0.00022922 | 2055 | Mitigation | 0.95 | 45 | 0 | esc | 0.00097009 | 1.0317e-09 | 0.00097009 | 1.0317e-09 | 0.0029922 | 3.6426e-09 | 0.010598 | 2.8424e-10
[120 empty] | 7.3.3.17.5 (Remote Grid) Updates to grid topology to minimize risk of ignition in HFTDs Remote GridWLDFREquipment / facility failureAggregated | WLDFR | HFTD - Distribution - Tier 3 - 3QU CoRE ¦ 3QU LoRE | Red Flag Warning - Destructive Fires | Equipment / facility failure | Aggregated | 2056 | 1.0636e-06 | 215.5262 | 0.00022922 | 2056 | Mitigation | 0.95 | 45 | 0 | esc | 0.00097009 | 1.0317e-09 | 0.00097009 | 1.0317e-09 | 0.0029922 | 3.6426e-09 | 0.010598 | 2.8424e-10
[120 empty] | 7.3.3.17.5 (Remote Grid) Updates to grid topology to minimize risk of ignition in HFTDs Remote GridWLDFREquipment / facility failureAggregated | WLDFR | HFTD - Distribution - Tier 3 - 3QU CoRE ¦ 3QU LoRE | Red Flag Warning - Destructive Fires | Equipment / facility failure | Aggregated | 2057 | 1.0636e-06 | 215.5262 | 0.00022922 | 2057 | Mitigation | 0.95 | 45 | 0 | esc | 0.00097009 | 1.0317e-09 | 0.00097009 | 1.0317e-09 | 0.0029922 | 3.6426e-09 | 0.010598 | 2.8424e-10
[120 empty] | 7.3.3.17.5 (Remote Grid) Updates to grid topology to minimize risk of ignition in HFTDs Remote GridWLDFREquipment / facility failureAggregated | WLDFR | HFTD - Distribution - Tier 3 - 3QU CoRE ¦ 3QU LoRE | Red Flag Warning - Destructive Fires | Equipment / facility failure | Aggregated | 2058 | 1.0636e-06 | 215.5262 | 0.00022922 | 2058 | Mitigation | 0.95 | 45 | 0 | esc | 0.00097009 | 1.0317e-09 | 0.00097009 | 1.0317e-09 | 0.0029922 | 3.6426e-09 | 0.010598 | 2.8424e-10
[120 empty] | 7.3.3.17.5 (Remote Grid) Updates to grid topology to minimize risk of ignition in HFTDs Remote GridWLDFREquipment / facility failureAggregated | WLDFR | HFTD - Distribution - Tier 3 - 3QU CoRE ¦ 3QU LoRE | Red Flag Warning - Destructive Fires | Equipment / facility failure | Aggregated | 2059 | 1.0636e-06 | 215.5262 | 0.00022922 | 2059 | Mitigation | 0.95 | 45 | 0 | esc | 0.00097009 | 1.0317e-09 | 0.00097009 | 1.0317e-09 | 0.0029922 | 3.6426e-09 | 0.010598 | 2.8424e-10
[120 empty] | 7.3.3.17.5 (Remote Grid) Updates to grid topology to minimize risk of ignition in HFTDs Remote GridWLDFREquipment / facility failureAggregated | WLDFR | HFTD - Distribution - Tier 3 - 3QU CoRE ¦ 3QU LoRE | Red Flag Warning - Destructive Fires | Equipment / facility failure | Aggregated | 2060 | 1.0636e-06 | 215.5262 | 0.00022922 | 2060 | Mitigation | 0.95 | 45 | 0 | esc | 0.00097009 | 1.0317e-09 | 0.00097009 | 1.0317e-09 | 0.0029922 | 3.6426e-09 | 0.010598 | 2.8424e-10
[120 empty] | 7.3.3.17.5 (Remote Grid) Updates to grid topology to minimize risk of ignition in HFTDs Remote GridWLDFREquipment / facility failureAggregated | WLDFR | HFTD - Distribution - Tier 3 - 3QU CoRE ¦ 3QU LoRE | Red Flag Warning - Destructive Fires | Equipment / facility failure | Aggregated | 2061 | 1.0636e-06 | 215.5262 | 0.00022922 | 2061 | Mitigation | 0.95 | 45 | 0 | esc | 0.00097009 | 1.0317e-09 | 0.00097009 | 1.0317e-09 | 0.0029922 | 3.6426e-09 | 0.010598 | 2.8424e-10
[120 empty] | 7.3.3.17.5 (Remote Grid) Updates to grid topology to minimize risk of ignition in HFTDs Remote GridWLDFREquipment / facility failureAggregated | WLDFR | HFTD - Distribution - Tier 3 - 3QU CoRE ¦ 3QU LoRE | Red Flag Warning - Destructive Fires | Equipment / facility failure | Aggregated | 2062 | 1.0636e-06 | 215.5262 | 0.00022922 | 2062 | Mitigation | 0.95 | 45 | 0 | esc | 0.00097009 | 1.0317e-09 | 0.00097009 | 1.0317e-09 | 0.0029922 | 3.6426e-09 | 0.010598 | 2.8424e-10
[120 empty] | 7.3.3.17.5 (Remote Grid) Updates to grid topology to minimize risk of ignition in HFTDs Remote GridWLDFREquipment / facility failureAggregated | WLDFR | HFTD - Distribution - Tier 3 - 3QU CoRE ¦ 3QU LoRE | Red Flag Warning - Destructive Fires | Equipment / facility failure | Aggregated | 2063 | 1.0636e-06 | 215.5262 | 0.00022922 | 2063 | Mitigation | 0.95 | 45 | 0 | esc | 0.00097009 | 1.0317e-09 | 0.00097009 | 1.0317e-09 | 0.0029922 | 3.6426e-09 | 0.010598 | 2.8424e-10
[120 empty] | 7.3.3.17.5 (Remote Grid) Updates to grid topology to minimize risk of ignition in HFTDs Remote GridWLDFREquipment / facility failureAggregated | WLDFR | HFTD - Distribution - Tier 3 - 3QU CoRE ¦ 3QU LoRE | Red Flag Warning - Destructive Fires | Equipment / facility failure | Aggregated | 2064 | 1.0636e-06 | 215.5262 | 0.00022922 | 2064 | Mitigation | 0.95 | 45 | 0 | esc | 0.00097009 | 1.0317e-09 | 0.00097009 | 1.0317e-09 | 0.0029922 | 3.6426e-09 | 0.010598 | 2.8424e-10
[120 empty] | 7.3.3.17.5 (Remote Grid) Updates to grid topology to minimize risk of ignition in HFTDs Remote GridWLDFREquipment / facility failureAggregated | WLDFR | HFTD - Distribution - Tier 3 - 3QU CoRE ¦ 3QU LoRE | Red Flag Warning - Destructive Fires | Equipment / facility failure | Aggregated | 2065 | 1.0636e-06 | 215.5262 | 0.00022922 | 2065 | Mitigation | 0.95 | 45 | 0 | esc | 0.00097009 | 1.0317e-09 | 0.00097009 | 1.0317e-09 | 0.0029922 | 3.6426e-09 | 0.010598 | 2.8424e-10
[120 empty] | 7.3.3.17.5 (Remote Grid) Updates to grid topology to minimize risk of ignition in HFTDs Remote GridWLDFREquipment / facility failureAggregated | WLDFR | HFTD - Distribution - Tier 3 - 3QU CoRE ¦ 3QU LoRE | Red Flag Warning - Destructive Fires | Equipment / facility failure | Aggregated | 2066 | 1.0636e-06 | 215.5262 | 0.00022922 | 2066 | Mitigation | 0.95 | 45 | 0 | esc | 0.00097009 | 1.0317e-09 | 0.00097009 | 1.0317e-09 | 0.0029922 | 3.6426e-09 | 0.010598 | 2.8424e-10
[120 empty] | 7.3.3.17.5 (Remote Grid) Updates to grid topology to minimize risk of ignition in HFTDs Remote GridWLDFREquipment / facility failureAggregated | WLDFR | HFTD - Distribution - Tier 3 - 3QU CoRE ¦ 3QU LoRE | Red Flag Warning - Destructive Fires | Equipment / facility failure | Aggregated | 2067 | 1.0636e-06 | 215.5262 | 0.00022922 | 2067 | Mitigation | 0.95 | 45 | 0 | esc | 0 | 0 | 0.00097009 | 1.0317e-09 | 0.0029922 | 3.6426e-09 | 0.010598 | 2.8424e-10
[120 empty] | 7.3.3.17.5 (Remote Grid) Updates to grid topology to minimize risk of ignition in HFTDs Remote GridWLDFRVegetation ContactAggregated | WLDFR | HFTD - Distribution - Tier 3 - 3QU CoRE ¦ 3QU LoRE | Red Flag Warning - Destructive Fires | Vegetation Contact | Aggregated | 2022 | 2.8538e-06 | 215.5262 | 0.00061506 | 2022 | Mitigation | 0.95 | 45 | 0 | esc | 0.00097009 | 2.7684e-09 | 0 | 0 | 0.0029922 | 3.6426e-09 | 0.010598 | 2.8424e-10
[120 empty] | 7.3.3.17.5 (Remote Grid) Updates to grid topology to minimize risk of ignition in HFTDs Remote GridWLDFRVegetation ContactAggregated | WLDFR | HFTD - Distribution - Tier 3 - 3QU CoRE ¦ 3QU LoRE | Red Flag Warning - Destructive Fires | Vegetation Contact | Aggregated | 2023 | 2.8538e-06 | 215.5262 | 0.00061506 | 2023 | Mitigation | 0.95 | 45 | 0 | esc | 0.00097009 | 2.7684e-09 | 0.00097009 | 2.7684e-09 | 0.0029922 | 3.6426e-09 | 0.010598 | 2.8424e-10
[120 empty] | 7.3.3.17.5 (Remote Grid) Updates to grid topology to minimize risk of ignition in HFTDs Remote GridWLDFRVegetation ContactAggregated | WLDFR | HFTD - Distribution - Tier 3 - 3QU CoRE ¦ 3QU LoRE | Red Flag Warning - Destructive Fires | Vegetation Contact | Aggregated | 2024 | 2.8538e-06 | 215.5262 | 0.00061506 | 2024 | Mitigation | 0.95 | 45 | 0 | esc | 0.00097009 | 2.7684e-09 | 0.00097009 | 2.7684e-09 | 0.0029922 | 3.6426e-09 | 0.010598 | 2.8424e-10
[120 empty] | 7.3.3.17.5 (Remote Grid) Updates to grid topology to minimize risk of ignition in HFTDs Remote GridWLDFRVegetation ContactAggregated | WLDFR | HFTD - Distribution - Tier 3 - 3QU CoRE ¦ 3QU LoRE | Red Flag Warning - Destructive Fires | Vegetation Contact | Aggregated | 2025 | 2.8538e-06 | 215.5262 | 0.00061506 | 2025 | Mitigation | 0.95 | 45 | 0 | esc | 0.00097009 | 2.7684e-09 | 0.00097009 | 2.7684e-09 | 0.0029922 | 3.6426e-09 | 0.010598 | 2.8424e-10
[120 empty] | 7.3.3.17.5 (Remote Grid) Updates to grid topology to minimize risk of ignition in HFTDs Remote GridWLDFRVegetation ContactAggregated | WLDFR | HFTD - Distribution - Tier 3 - 3QU CoRE ¦ 3QU LoRE | Red Flag Warning - Destructive Fires | Vegetation Contact | Aggregated | 2026 | 2.8538e-06 | 215.5262 | 0.00061506 | 2026 | Mitigation | 0.95 | 45 | 0 | esc | 0.00097009 | 2.7684e-09 | 0.00097009 | 2.7684e-09 | 0.0029922 | 3.6426e-09 | 0 | 0
[120 empty] | 7.3.3.17.5 (Remote Grid) Updates to grid topology to minimize risk of ignition in HFTDs Remote GridWLDFRVegetation ContactAggregated | WLDFR | HFTD - Distribution - Tier 3 - 3QU CoRE ¦ 3QU LoRE | Red Flag Warning - Destructive Fires | Vegetation Contact | Aggregated | 2027 | 2.8538e-06 | 215.5262 | 0.00061506 | 2027 | Mitigation | 0.95 | 45 | 0 | esc | 0.00097009 | 2.7684e-09 | 0.00097009 | 2.7684e-09 | 0.0029922 | 3.6426e-09 | 0 | 0
[120 empty] | 7.3.3.17.5 (Remote Grid) Updates to grid topology to minimize risk of ignition in HFTDs Remote GridWLDFRVegetation ContactAggregated | WLDFR | HFTD - Distribution - Tier 3 - 3QU CoRE ¦ 3QU LoRE | Red Flag Warning - Destructive Fires | Vegetation Contact | Aggregated | 2028 | 2.8538e-06 | 215.5262 | 0.00061506 | 2028 | Mitigation | 0.95 | 45 | 0 | esc | 0.00097009 | 2.7684e-09 | 0.00097009 | 2.7684e-09 | 0.0029922 | 3.6426e-09 | 0.0087991 | 1.0502e-08
[120 empty] | 7.3.3.17.5 (Remote Grid) Updates to grid topology to minimize risk of ignition in HFTDs Remote GridWLDFRVegetation ContactAggregated | WLDFR | HFTD - Distribution - Tier 3 - 3QU CoRE ¦ 3QU LoRE | Red Flag Warning - Destructive Fires | Vegetation Contact | Aggregated | 2029 | 2.8538e-06 | 215.5262 | 0.00061506 | 2029 | Mitigation | 0.95 | 45 | 0 | esc | 0.00097009 | 2.7684e-09 | 0.00097009 | 2.7684e-09 | 0.0029922 | 3.6426e-09 | 0.0087991 | 1.0502e-08
[120 empty] | 7.3.3.17.5 (Remote Grid) Updates to grid topology to minimize risk of ignition in HFTDs Remote GridWLDFRVegetation ContactAggregated | WLDFR | HFTD - Distribution - Tier 3 - 3QU CoRE ¦ 3QU LoRE | Red Flag Warning - Destructive Fires | Vegetation Contact | Aggregated | 2030 | 2.8538e-06 | 215.5262 | 0.00061506 | 2030 | Mitigation | 0.95 | 45 | 0 | esc | 0.00097009 | 2.7684e-09 | 0.00097009 | 2.7684e-09 | 0.0029922 | 3.6426e-09 | 0.0087991 | 1.0502e-08
[120 empty] | 7.3.3.17.5 (Remote Grid) Updates to grid topology to minimize risk of ignition in HFTDs Remote GridWLDFRVegetation ContactAggregated | WLDFR | HFTD - Distribution - Tier 3 - 3QU CoRE ¦ 3QU LoRE | Red Flag Warning - Destructive Fires | Vegetation Contact | Aggregated | 2031 | 2.8538e-06 | 215.5262 | 0.00061506 | 2031 | Mitigation | 0.95 | 45 | 0 | esc | 0.00097009 | 2.7684e-09 | 0.00097009 | 2.7684e-09 | 0.0029922 | 3.6426e-09 | 0.0087991 | 1.0502e-08
[120 empty] | 7.3.3.17.5 (Remote Grid) Updates to grid topology to minimize risk of ignition in HFTDs Remote GridWLDFRVegetation ContactAggregated | WLDFR | HFTD - Distribution - Tier 3 - 3QU CoRE ¦ 3QU LoRE | Red Flag Warning - Destructive Fires | Vegetation Contact | Aggregated | 2032 | 2.8538e-06 | 215.5262 | 0.00061506 | 2032 | Mitigation | 0.95 | 45 | 0 | esc | 0.00097009 | 2.7684e-09 | 0.00097009 | 2.7684e-09 | 0.0029922 | 3.6426e-09 | 0.0087991 | 1.0502e-08
[120 empty] | 7.3.3.17.5 (Remote Grid) Updates to grid topology to minimize risk of ignition in HFTDs Remote GridWLDFRVegetation ContactAggregated | WLDFR | HFTD - Distribution - Tier 3 - 3QU CoRE ¦ 3QU LoRE | Red Flag Warning - Destructive Fires | Vegetation Contact | Aggregated | 2033 | 2.8538e-06 | 215.5262 | 0.00061506 | 2033 | Mitigation | 0.95 | 45 | 0 | esc | 0.00097009 | 2.7684e-09 | 0.00097009 | 2.7684e-09 | 0.0029922 | 3.6426e-09 | 0.0087991 | 1.0502e-08
[120 empty] | 7.3.3.17.5 (Remote Grid) Updates to grid topology to minimize risk of ignition in HFTDs Remote GridWLDFRVegetation ContactAggregated | WLDFR | HFTD - Distribution - Tier 3 - 3QU CoRE ¦ 3QU LoRE | Red Flag Warning - Destructive Fires | Vegetation Contact | Aggregated | 2034 | 2.8538e-06 | 215.5262 | 0.00061506 | 2034 | Mitigation | 0.95 | 45 | 0 | esc | 0.00097009 | 2.7684e-09 | 0.00097009 | 2.7684e-09 | 0.0029922 | 3.6426e-09 | 0.0087991 | 1.0502e-08
[120 empty] | 7.3.3.17.5 (Remote Grid) Updates to grid topology to minimize risk of ignition in HFTDs Remote GridWLDFRVegetation ContactAggregated | WLDFR | HFTD - Distribution - Tier 3 - 3QU CoRE ¦ 3QU LoRE | Red Flag Warning - Destructive Fires | Vegetation Contact | Aggregated | 2035 | 2.8538e-06 | 215.5262 | 0.00061506 | 2035 | Mitigation | 0.95 | 45 | 0 | esc | 0.00097009 | 2.7684e-09 | 0.00097009 | 2.7684e-09 | 0.0029922 | 3.6426e-09 | 0.0087991 | 1.0502e-08
[120 empty] | 7.3.3.17.5 (Remote Grid) Updates to grid topology to minimize risk of ignition in HFTDs Remote GridWLDFRVegetation ContactAggregated | WLDFR | HFTD - Distribution - Tier 3 - 3QU CoRE ¦ 3QU LoRE | Red Flag Warning - Destructive Fires | Vegetation Contact | Aggregated | 2036 | 2.8538e-06 | 215.5262 | 0.00061506 | 2036 | Mitigation | 0.95 | 45 | 0 | esc | 0.00097009 | 2.7684e-09 | 0.00097009 | 2.7684e-09 | 0.0029922 | 3.6426e-09 | 0.0087991 | 1.0502e-08
[120 empty] | 7.3.3.17.5 (Remote Grid) Updates to grid topology to minimize risk of ignition in HFTDs Remote GridWLDFRVegetation ContactAggregated | WLDFR | HFTD - Distribution - Tier 3 - 3QU CoRE ¦ 3QU LoRE | Red Flag Warning - Destructive Fires | Vegetation Contact | Aggregated | 2037 | 2.8538e-06 | 215.5262 | 0.00061506 | 2037 | Mitigation | 0.95 | 45 | 0 | esc | 0.00097009 | 2.7684e-09 | 0.00097009 | 2.7684e-09 | 0.0029922 | 3.6426e-09 | 0.0087991 | 1.0502e-08
[120 empty] | 7.3.3.17.5 (Remote Grid) Updates to grid topology to minimize risk of ignition in HFTDs Remote GridWLDFRVegetation ContactAggregated | WLDFR | HFTD - Distribution - Tier 3 - 3QU CoRE ¦ 3QU LoRE | Red Flag Warning - Destructive Fires | Vegetation Contact | Aggregated | 2038 | 2.8538e-06 | 215.5262 | 0.00061506 | 2038 | Mitigation | 0.95 | 45 | 0 | esc | 0.00097009 | 2.7684e-09 | 0.00097009 | 2.7684e-09 | 0.0029922 | 3.6426e-09 | 0.0087991 | 1.0502e-08
[120 empty] | 7.3.3.17.5 (Remote Grid) Updates to grid topology to minimize risk of ignition in HFTDs Remote GridWLDFRVegetation ContactAggregated | WLDFR | HFTD - Distribution - Tier 3 - 3QU CoRE ¦ 3QU LoRE | Red Flag Warning - Destructive Fires | Vegetation Contact | Aggregated | 2039 | 2.8538e-06 | 215.5262 | 0.00061506 | 2039 | Mitigation | 0.95 | 45 | 0 | esc | 0.00097009 | 2.7684e-09 | 0.00097009 | 2.7684e-09 | 0.0029922 | 3.6426e-09 | 0.0087991 | 1.0502e-08
[120 empty] | 7.3.3.17.5 (Remote Grid) Updates to grid topology to minimize risk of ignition in HFTDs Remote GridWLDFRVegetation ContactAggregated | WLDFR | HFTD - Distribution - Tier 3 - 3QU CoRE ¦ 3QU LoRE | Red Flag Warning - Destructive Fires | Vegetation Contact | Aggregated | 2040 | 2.8538e-06 | 215.5262 | 0.00061506 | 2040 | Mitigation | 0.95 | 45 | 0 | esc | 0.00097009 | 2.7684e-09 | 0.00097009 | 2.7684e-09 | 0.0029922 | 3.6426e-09 | 0.0087991 | 1.0502e-08
[120 empty] | 7.3.3.17.5 (Remote Grid) Updates to grid topology to minimize risk of ignition in HFTDs Remote GridWLDFRVegetation ContactAggregated | WLDFR | HFTD - Distribution - Tier 3 - 3QU CoRE ¦ 3QU LoRE | Red Flag Warning - Destructive Fires | Vegetation Contact | Aggregated | 2041 | 2.8538e-06 | 215.5262 | 0.00061506 | 2041 | Mitigation | 0.95 | 45 | 0 | esc | 0.00097009 | 2.7684e-09 | 0.00097009 | 2.7684e-09 | 0.0029922 | 3.6426e-09 | 0.0087991 | 1.0502e-08
[120 empty] | 7.3.3.17.5 (Remote Grid) Updates to grid topology to minimize risk of ignition in HFTDs Remote GridWLDFRVegetation ContactAggregated | WLDFR | HFTD - Distribution - Tier 3 - 3QU CoRE ¦ 3QU LoRE | Red Flag Warning - Destructive Fires | Vegetation Contact | Aggregated | 2042 | 2.8538e-06 | 215.5262 | 0.00061506 | 2042 | Mitigation | 0.95 | 45 | 0 | esc | 0.00097009 | 2.7684e-09 | 0.00097009 | 2.7684e-09 | 0.0029922 | 3.6426e-09 | 0.0087991 | 1.0502e-08
[120 empty] | 7.3.3.17.5 (Remote Grid) Updates to grid topology to minimize risk of ignition in HFTDs Remote GridWLDFRVegetation ContactAggregated | WLDFR | HFTD - Distribution - Tier 3 - 3QU CoRE ¦ 3QU LoRE | Red Flag Warning - Destructive Fires | Vegetation Contact | Aggregated | 2043 | 2.8538e-06 | 215.5262 | 0.00061506 | 2043 | Mitigation | 0.95 | 45 | 0 | esc | 0.00097009 | 2.7684e-09 | 0.00097009 | 2.7684e-09 | 0.0029922 | 3.6426e-09 | 0.0087991 | 1.0502e-08
[120 empty] | 7.3.3.17.5 (Remote Grid) Updates to grid topology to minimize risk of ignition in HFTDs Remote GridWLDFRVegetation ContactAggregated | WLDFR | HFTD - Distribution - Tier 3 - 3QU CoRE ¦ 3QU LoRE | Red Flag Warning - Destructive Fires | Vegetation Contact | Aggregated | 2044 | 2.8538e-06 | 215.5262 | 0.00061506 | 2044 | Mitigation | 0.95 | 45 | 0 | esc | 0.00097009 | 2.7684e-09 | 0.00097009 | 2.7684e-09 | 0.0029922 | 3.6426e-09 | 0.0087991 | 1.0502e-08
[120 empty] | 7.3.3.17.5 (Remote Grid) Updates to grid topology to minimize risk of ignition in HFTDs Remote GridWLDFRVegetation ContactAggregated | WLDFR | HFTD - Distribution - Tier 3 - 3QU CoRE ¦ 3QU LoRE | Red Flag Warning - Destructive Fires | Vegetation Contact | Aggregated | 2045 | 2.8538e-06 | 215.5262 | 0.00061506 | 2045 | Mitigation | 0.95 | 45 | 0 | esc | 0.00097009 | 2.7684e-09 | 0.00097009 | 2.7684e-09 | 0.0029922 | 3.6426e-09 | 0.0087991 | 1.0502e-08
[120 empty] | 7.3.3.17.5 (Remote Grid) Updates to grid topology to minimize risk of ignition in HFTDs Remote GridWLDFRVegetation ContactAggregated | WLDFR | HFTD - Distribution - Tier 3 - 3QU CoRE ¦ 3QU LoRE | Red Flag Warning - Destructive Fires | Vegetation Contact | Aggregated | 2046 | 2.8538e-06 | 215.5262 | 0.00061506 | 2046 | Mitigation | 0.95 | 45 | 0 | esc | 0.00097009 | 2.7684e-09 | 0.00097009 | 2.7684e-09 | 0.0029922 | 3.6426e-09 | 0.0087991 | 1.0502e-08
[120 empty] | 7.3.3.17.5 (Remote Grid) Updates to grid topology to minimize risk of ignition in HFTDs Remote GridWLDFRVegetation ContactAggregated | WLDFR | HFTD - Distribution - Tier 3 - 3QU CoRE ¦ 3QU LoRE | Red Flag Warning - Destructive Fires | Vegetation Contact | Aggregated | 2047 | 2.8538e-06 | 215.5262 | 0.00061506 | 2047 | Mitigation | 0.95 | 45 | 0 | esc | 0.00097009 | 2.7684e-09 | 0.00097009 | 2.7684e-09 | 0.0029922 | 3.6426e-09 | 0.0087991 | 1.0502e-08
[120 empty] | 7.3.3.17.5 (Remote Grid) Updates to grid topology to minimize risk of ignition in HFTDs Remote GridWLDFRVegetation ContactAggregated | WLDFR | HFTD - Distribution - Tier 3 - 3QU CoRE ¦ 3QU LoRE | Red Flag Warning - Destructive Fires | Vegetation Contact | Aggregated | 2048 | 2.8538e-06 | 215.5262 | 0.00061506 | 2048 | Mitigation | 0.95 | 45 | 0 | esc | 0.00097009 | 2.7684e-09 | 0.00097009 | 2.7684e-09 | 0.0029922 | 3.6426e-09 | 0.0087991 | 1.0502e-08
[120 empty] | 7.3.3.17.5 (Remote Grid) Updates to grid topology to minimize risk of ignition in HFTDs Remote GridWLDFRVegetation ContactAggregated | WLDFR | HFTD - Distribution - Tier 3 - 3QU CoRE ¦ 3QU LoRE | Red Flag Warning - Destructive Fires | Vegetation Contact | Aggregated | 2049 | 2.8538e-06 | 215.5262 | 0.00061506 | 2049 | Mitigation | 0.95 | 45 | 0 | esc | 0.00097009 | 2.7684e-09 | 0.00097009 | 2.7684e-09 | 0.0029922 | 3.6426e-09 | 0.0087991 | 1.0502e-08
[120 empty] | 7.3.3.17.5 (Remote Grid) Updates to grid topology to minimize risk of ignition in HFTDs Remote GridWLDFRVegetation ContactAggregated | WLDFR | HFTD - Distribution - Tier 3 - 3QU CoRE ¦ 3QU LoRE | Red Flag Warning - Destructive Fires | Vegetation Contact | Aggregated | 2050 | 2.8538e-06 | 215.5262 | 0.00061506 | 2050 | Mitigation | 0.95 | 45 | 0 | esc | 0.00097009 | 2.7684e-09 | 0.00097009 | 2.7684e-09 | 0.0029922 | 3.6426e-09 | 0.0087991 | 1.0502e-08
[120 empty] | 7.3.3.17.5 (Remote Grid) Updates to grid topology to minimize risk of ignition in HFTDs Remote GridWLDFRVegetation ContactAggregated | WLDFR | HFTD - Distribution - Tier 3 - 3QU CoRE ¦ 3QU LoRE | Red Flag Warning - Destructive Fires | Vegetation Contact | Aggregated | 2051 | 2.8538e-06 | 215.5262 | 0.00061506 | 2051 | Mitigation | 0.95 | 45 | 0 | esc | 0.00097009 | 2.7684e-09 | 0.00097009 | 2.7684e-09 | 0.0029922 | 3.6426e-09 | 0.0087991 | 1.0502e-08
[120 empty] | 7.3.3.17.5 (Remote Grid) Updates to grid topology to minimize risk of ignition in HFTDs Remote GridWLDFRVegetation ContactAggregated | WLDFR | HFTD - Distribution - Tier 3 - 3QU CoRE ¦ 3QU LoRE | Red Flag Warning - Destructive Fires | Vegetation Contact | Aggregated | 2052 | 2.8538e-06 | 215.5262 | 0.00061506 | 2052 | Mitigation | 0.95 | 45 | 0 | esc | 0.00097009 | 2.7684e-09 | 0.00097009 | 2.7684e-09 | 0 | 0 | 0.0087991 | 1.0502e-08
[120 empty] | 7.3.3.17.5 (Remote Grid) Updates to grid topology to minimize risk of ignition in HFTDs Remote GridWLDFRVegetation ContactAggregated | WLDFR | HFTD - Distribution - Tier 3 - 3QU CoRE ¦ 3QU LoRE | Red Flag Warning - Destructive Fires | Vegetation Contact | Aggregated | 2053 | 2.8538e-06 | 215.5262 | 0.00061506 | 2053 | Mitigation | 0.95 | 45 | 0 | esc | 0.00097009 | 2.7684e-09 | 0.00097009 | 2.7684e-09 | 0.0029922 | 9.3886e-10 | 0.0087991 | 1.0502e-08
[120 empty] | 7.3.3.17.5 (Remote Grid) Updates to grid topology to minimize risk of ignition in HFTDs Remote GridWLDFRVegetation ContactAggregated | WLDFR | HFTD - Distribution - Tier 3 - 3QU CoRE ¦ 3QU LoRE | Red Flag Warning - Destructive Fires | Vegetation Contact | Aggregated | 2054 | 2.8538e-06 | 215.5262 | 0.00061506 | 2054 | Mitigation | 0.95 | 45 | 0 | esc | 0.00097009 | 2.7684e-09 | 0.00097009 | 2.7684e-09 | 0.0029922 | 9.3886e-10 | 0.0087991 | 1.0502e-08
[120 empty] | 7.3.3.17.5 (Remote Grid) Updates to grid topology to minimize risk of ignition in HFTDs Remote GridWLDFRVegetation ContactAggregated | WLDFR | HFTD - Distribution - Tier 3 - 3QU CoRE ¦ 3QU LoRE | Red Flag Warning - Destructive Fires | Vegetation Contact | Aggregated | 2055 | 2.8538e-06 | 215.5262 | 0.00061506 | 2055 | Mitigation | 0.95 | 45 | 0 | esc | 0.00097009 | 2.7684e-09 | 0.00097009 | 2.7684e-09 | 0.0029922 | 9.3886e-10 | 0.0087991 | 1.0502e-08
[120 empty] | 7.3.3.17.5 (Remote Grid) Updates to grid topology to minimize risk of ignition in HFTDs Remote GridWLDFRVegetation ContactAggregated | WLDFR | HFTD - Distribution - Tier 3 - 3QU CoRE ¦ 3QU LoRE | Red Flag Warning - Destructive Fires | Vegetation Contact | Aggregated | 2056 | 2.8538e-06 | 215.5262 | 0.00061506 | 2056 | Mitigation | 0.95 | 45 | 0 | esc | 0.00097009 | 2.7684e-09 | 0.00097009 | 2.7684e-09 | 0.0029922 | 9.3886e-10 | 0.0087991 | 1.0502e-08
[120 empty] | 7.3.3.17.5 (Remote Grid) Updates to grid topology to minimize risk of ignition in HFTDs Remote GridWLDFRVegetation ContactAggregated | WLDFR | HFTD - Distribution - Tier 3 - 3QU CoRE ¦ 3QU LoRE | Red Flag Warning - Destructive Fires | Vegetation Contact | Aggregated | 2057 | 2.8538e-06 | 215.5262 | 0.00061506 | 2057 | Mitigation | 0.95 | 45 | 0 | esc | 0.00097009 | 2.7684e-09 | 0.00097009 | 2.7684e-09 | 0.0029922 | 9.3886e-10 | 0.0087991 | 1.0502e-08
[120 empty] | 7.3.3.17.5 (Remote Grid) Updates to grid topology to minimize risk of ignition in HFTDs Remote GridWLDFRVegetation ContactAggregated | WLDFR | HFTD - Distribution - Tier 3 - 3QU CoRE ¦ 3QU LoRE | Red Flag Warning - Destructive Fires | Vegetation Contact | Aggregated | 2058 | 2.8538e-06 | 215.5262 | 0.00061506 | 2058 | Mitigation | 0.95 | 45 | 0 | esc | 0.00097009 | 2.7684e-09 | 0.00097009 | 2.7684e-09 | 0.0029922 | 9.3886e-10 | 0 | 0
[120 empty] | 7.3.3.17.5 (Remote Grid) Updates to grid topology to minimize risk of ignition in HFTDs Remote GridWLDFRVegetation ContactAggregated | WLDFR | HFTD - Distribution - Tier 3 - 3QU CoRE ¦ 3QU LoRE | Red Flag Warning - Destructive Fires | Vegetation Contact | Aggregated | 2059 | 2.8538e-06 | 215.5262 | 0.00061506 | 2059 | Mitigation | 0.95 | 45 | 0 | esc | 0.00097009 | 2.7684e-09 | 0.00097009 | 2.7684e-09 | 0.0029922 | 9.3886e-10 | 0 | 0
[120 empty] | 7.3.3.17.5 (Remote Grid) Updates to grid topology to minimize risk of ignition in HFTDs Remote GridWLDFRVegetation ContactAggregated | WLDFR | HFTD - Distribution - Tier 3 - 3QU CoRE ¦ 3QU LoRE | Red Flag Warning - Destructive Fires | Vegetation Contact | Aggregated | 2060 | 2.8538e-06 | 215.5262 | 0.00061506 | 2060 | Mitigation | 0.95 | 45 | 0 | esc | 0.00097009 | 2.7684e-09 | 0.00097009 | 2.7684e-09 | 0.0029922 | 9.3886e-10 | 0.00988 | 6.4038e-09
[120 empty] | 7.3.3.17.5 (Remote Grid) Updates to grid topology to minimize risk of ignition in HFTDs Remote GridWLDFRVegetation ContactAggregated | WLDFR | HFTD - Distribution - Tier 3 - 3QU CoRE ¦ 3QU LoRE | Red Flag Warning - Destructive Fires | Vegetation Contact | Aggregated | 2061 | 2.8538e-06 | 215.5262 | 0.00061506 | 2061 | Mitigation | 0.95 | 45 | 0 | esc | 0.00097009 | 2.7684e-09 | 0.00097009 | 2.7684e-09 | 0.0029922 | 9.3886e-10 | 0.00988 | 6.4038e-09
[120 empty] | 7.3.3.17.5 (Remote Grid) Updates to grid topology to minimize risk of ignition in HFTDs Remote GridWLDFRVegetation ContactAggregated | WLDFR | HFTD - Distribution - Tier 3 - 3QU CoRE ¦ 3QU LoRE | Red Flag Warning - Destructive Fires | Vegetation Contact | Aggregated | 2062 | 2.8538e-06 | 215.5262 | 0.00061506 | 2062 | Mitigation | 0.95 | 45 | 0 | esc | 0.00097009 | 2.7684e-09 | 0.00097009 | 2.7684e-09 | 0.0029922 | 9.3886e-10 | 0.00988 | 6.4038e-09
[120 empty] | 7.3.3.17.5 (Remote Grid) Updates to grid topology to minimize risk of ignition in HFTDs Remote GridWLDFRVegetation ContactAggregated | WLDFR | HFTD - Distribution - Tier 3 - 3QU CoRE ¦ 3QU LoRE | Red Flag Warning - Destructive Fires | Vegetation Contact | Aggregated | 2063 | 2.8538e-06 | 215.5262 | 0.00061506 | 2063 | Mitigation | 0.95 | 45 | 0 | esc | 0.00097009 | 2.7684e-09 | 0.00097009 | 2.7684e-09 | 0.0029922 | 9.3886e-10 | 0.00988 | 6.4038e-09
[120 empty] | 7.3.3.17.5 (Remote Grid) Updates to grid topology to minimize risk of ignition in HFTDs Remote GridWLDFRVegetation ContactAggregated | WLDFR | HFTD - Distribution - Tier 3 - 3QU CoRE ¦ 3QU LoRE | Red Flag Warning - Destructive Fires | Vegetation Contact | Aggregated | 2064 | 2.8538e-06 | 215.5262 | 0.00061506 | 2064 | Mitigation | 0.95 | 45 | 0 | esc | 0.00097009 | 2.7684e-09 | 0.00097009 | 2.7684e-09 | 0.0029922 | 9.3886e-10 | 0.00988 | 6.4038e-09
[120 empty] | 7.3.3.17.5 (Remote Grid) Updates to grid topology to minimize risk of ignition in HFTDs Remote GridWLDFRVegetation ContactAggregated | WLDFR | HFTD - Distribution - Tier 3 - 3QU CoRE ¦ 3QU LoRE | Red Flag Warning - Destructive Fires | Vegetation Contact | Aggregated | 2065 | 2.8538e-06 | 215.5262 | 0.00061506 | 2065 | Mitigation | 0.95 | 45 | 0 | esc | 0.00097009 | 2.7684e-09 | 0.00097009 | 2.7684e-09 | 0.0029922 | 9.3886e-10 | 0.00988 | 6.4038e-09
[120 empty] | 7.3.3.17.5 (Remote Grid) Updates to grid topology to minimize risk of ignition in HFTDs Remote GridWLDFRVegetation ContactAggregated | WLDFR | HFTD - Distribution - Tier 3 - 3QU CoRE ¦ 3QU LoRE | Red Flag Warning - Destructive Fires | Vegetation Contact | Aggregated | 2066 | 2.8538e-06 | 215.5262 | 0.00061506 | 2066 | Mitigation | 0.95 | 45 | 0 | esc | 0.00097009 | 2.7684e-09 | 0.00097009 | 2.7684e-09 | 0.0029922 | 9.3886e-10 | 0.00988 | 6.4038e-09
[120 empty] | 7.3.3.17.5 (Remote Grid) Updates to grid topology to minimize risk of ignition in HFTDs Remote GridWLDFRVegetation ContactAggregated | WLDFR | HFTD - Distribution - Tier 3 - 3QU CoRE ¦ 3QU LoRE | Red Flag Warning - Destructive Fires | Vegetation Contact | Aggregated | 2067 | 2.8538e-06 | 215.5262 | 0.00061506 | 2067 | Mitigation | 0.95 | 45 | 0 | esc | 0 | 0 | 0.00097009 | 2.7684e-09 | 0.0029922 | 9.3886e-10 | 0.00988 | 6.4038e-09
[120 empty] | 7.3.3.17.5 (Remote Grid) Updates to grid topology to minimize risk of ignition in HFTDs Remote GridWLDFREquipment / facility failureAggregated | WLDFR | HFTD - Distribution - Tier 3 - 3QU CoRE ¦ 3QU LoRE | Red Flag Warning - Large Fires | Equipment / facility failure | Aggregated | 2022 | 1.1216e-05 | 215.5262 | 0.0024174 | 2022 | Mitigation | 0.95 | 45 | 0 | esc | 0.00097009 | 1.0881e-08 | 0 | 0 | 0.0029922 | 9.3886e-10 | 0.00988 | 6.4038e-09
[120 empty] | 7.3.3.17.5 (Remote Grid) Updates to grid topology to minimize risk of ignition in HFTDs Remote GridWLDFREquipment / facility failureAggregated | WLDFR | HFTD - Distribution - Tier 3 - 3QU CoRE ¦ 3QU LoRE | Red Flag Warning - Large Fires | Equipment / facility failure | Aggregated | 2023 | 1.1216e-05 | 215.5262 | 0.0024174 | 2023 | Mitigation | 0.95 | 45 | 0 | esc | 0.00097009 | 1.0881e-08 | 0.00097009 | 1.0881e-08 | 0.0029922 | 9.3886e-10 | 0.00988 | 6.4038e-09
[120 empty] | 7.3.3.17.5 (Remote Grid) Updates to grid topology to minimize risk of ignition in HFTDs Remote GridWLDFREquipment / facility failureAggregated | WLDFR | HFTD - Distribution - Tier 3 - 3QU CoRE ¦ 3QU LoRE | Red Flag Warning - Large Fires | Equipment / facility failure | Aggregated | 2024 | 1.1216e-05 | 215.5262 | 0.0024174 | 2024 | Mitigation | 0.95 | 45 | 0 | esc | 0.00097009 | 1.0881e-08 | 0.00097009 | 1.0881e-08 | 0.0029922 | 9.3886e-10 | 0.00988 | 6.4038e-09
[120 empty] | 7.3.3.17.5 (Remote Grid) Updates to grid topology to minimize risk of ignition in HFTDs Remote GridWLDFREquipment / facility failureAggregated | WLDFR | HFTD - Distribution - Tier 3 - 3QU CoRE ¦ 3QU LoRE | Red Flag Warning - Large Fires | Equipment / facility failure | Aggregated | 2025 | 1.1216e-05 | 215.5262 | 0.0024174 | 2025 | Mitigation | 0.95 | 45 | 0 | esc | 0.00097009 | 1.0881e-08 | 0.00097009 | 1.0881e-08 | 0.0029922 | 9.3886e-10 | 0.00988 | 6.4038e-09
[120 empty] | 7.3.3.17.5 (Remote Grid) Updates to grid topology to minimize risk of ignition in HFTDs Remote GridWLDFREquipment / facility failureAggregated | WLDFR | HFTD - Distribution - Tier 3 - 3QU CoRE ¦ 3QU LoRE | Red Flag Warning - Large Fires | Equipment / facility failure | Aggregated | 2026 | 1.1216e-05 | 215.5262 | 0.0024174 | 2026 | Mitigation | 0.95 | 45 | 0 | esc | 0.00097009 | 1.0881e-08 | 0.00097009 | 1.0881e-08 | 0.0029922 | 9.3886e-10 | 0.00988 | 6.4038e-09
[120 empty] | 7.3.3.17.5 (Remote Grid) Updates to grid topology to minimize risk of ignition in HFTDs Remote GridWLDFREquipment / facility failureAggregated | WLDFR | HFTD - Distribution - Tier 3 - 3QU CoRE ¦ 3QU LoRE | Red Flag Warning - Large Fires | Equipment / facility failure | Aggregated | 2027 | 1.1216e-05 | 215.5262 | 0.0024174 | 2027 | Mitigation | 0.95 | 45 | 0 | esc | 0.00097009 | 1.0881e-08 | 0.00097009 | 1.0881e-08 | 0.0029922 | 9.3886e-10 | 0.00988 | 6.4038e-09
[120 empty] | 7.3.3.17.5 (Remote Grid) Updates to grid topology to minimize risk of ignition in HFTDs Remote GridWLDFREquipment / facility failureAggregated | WLDFR | HFTD - Distribution - Tier 3 - 3QU CoRE ¦ 3QU LoRE | Red Flag Warning - Large Fires | Equipment / facility failure | Aggregated | 2028 | 1.1216e-05 | 215.5262 | 0.0024174 | 2028 | Mitigation | 0.95 | 45 | 0 | esc | 0.00097009 | 1.0881e-08 | 0.00097009 | 1.0881e-08 | 0.0029922 | 9.3886e-10 | 0.00988 | 6.4038e-09
[120 empty] | 7.3.3.17.5 (Remote Grid) Updates to grid topology to minimize risk of ignition in HFTDs Remote GridWLDFREquipment / facility failureAggregated | WLDFR | HFTD - Distribution - Tier 3 - 3QU CoRE ¦ 3QU LoRE | Red Flag Warning - Large Fires | Equipment / facility failure | Aggregated | 2029 | 1.1216e-05 | 215.5262 | 0.0024174 | 2029 | Mitigation | 0.95 | 45 | 0 | esc | 0.00097009 | 1.0881e-08 | 0.00097009 | 1.0881e-08 | 0.0029922 | 9.3886e-10 | 0.00988 | 6.4038e-09
[120 empty] | 7.3.3.17.5 (Remote Grid) Updates to grid topology to minimize risk of ignition in HFTDs Remote GridWLDFREquipment / facility failureAggregated | WLDFR | HFTD - Distribution - Tier 3 - 3QU CoRE ¦ 3QU LoRE | Red Flag Warning - Large Fires | Equipment / facility failure | Aggregated | 2030 | 1.1216e-05 | 215.5262 | 0.0024174 | 2030 | Mitigation | 0.95 | 45 | 0 | esc | 0.00097009 | 1.0881e-08 | 0.00097009 | 1.0881e-08 | 0.0029922 | 9.3886e-10 | 0.00988 | 6.4038e-09
[120 empty] | 7.3.3.17.5 (Remote Grid) Updates to grid topology to minimize risk of ignition in HFTDs Remote GridWLDFREquipment / facility failureAggregated | WLDFR | HFTD - Distribution - Tier 3 - 3QU CoRE ¦ 3QU LoRE | Red Flag Warning - Large Fires | Equipment / facility failure | Aggregated | 2031 | 1.1216e-05 | 215.5262 | 0.0024174 | 2031 | Mitigation | 0.95 | 45 | 0 | esc | 0.00097009 | 1.0881e-08 | 0.00097009 | 1.0881e-08 | 0.0029922 | 9.3886e-10 | 0.00988 | 6.4038e-09
[120 empty] | 7.3.3.17.5 (Remote Grid) Updates to grid topology to minimize risk of ignition in HFTDs Remote GridWLDFREquipment / facility failureAggregated | WLDFR | HFTD - Distribution - Tier 3 - 3QU CoRE ¦ 3QU LoRE | Red Flag Warning - Large Fires | Equipment / facility failure | Aggregated | 2032 | 1.1216e-05 | 215.5262 | 0.0024174 | 2032 | Mitigation | 0.95 | 45 | 0 | esc | 0.00097009 | 1.0881e-08 | 0.00097009 | 1.0881e-08 | 0.0029922 | 9.3886e-10 | 0.00988 | 6.4038e-09
[120 empty] | 7.3.3.17.5 (Remote Grid) Updates to grid topology to minimize risk of ignition in HFTDs Remote GridWLDFREquipment / facility failureAggregated | WLDFR | HFTD - Distribution - Tier 3 - 3QU CoRE ¦ 3QU LoRE | Red Flag Warning - Large Fires | Equipment / facility failure | Aggregated | 2033 | 1.1216e-05 | 215.5262 | 0.0024174 | 2033 | Mitigation | 0.95 | 45 | 0 | esc | 0.00097009 | 1.0881e-08 | 0.00097009 | 1.0881e-08 | 0.0029922 | 9.3886e-10 | 0.00988 | 6.4038e-09
[120 empty] | 7.3.3.17.5 (Remote Grid) Updates to grid topology to minimize risk of ignition in HFTDs Remote GridWLDFREquipment / facility failureAggregated | WLDFR | HFTD - Distribution - Tier 3 - 3QU CoRE ¦ 3QU LoRE | Red Flag Warning - Large Fires | Equipment / facility failure | Aggregated | 2034 | 1.1216e-05 | 215.5262 | 0.0024174 | 2034 | Mitigation | 0.95 | 45 | 0 | esc | 0.00097009 | 1.0881e-08 | 0.00097009 | 1.0881e-08 | 0.0029922 | 9.3886e-10 | 0.00988 | 6.4038e-09
[120 empty] | 7.3.3.17.5 (Remote Grid) Updates to grid topology to minimize risk of ignition in HFTDs Remote GridWLDFREquipment / facility failureAggregated | WLDFR | HFTD - Distribution - Tier 3 - 3QU CoRE ¦ 3QU LoRE | Red Flag Warning - Large Fires | Equipment / facility failure | Aggregated | 2035 | 1.1216e-05 | 215.5262 | 0.0024174 | 2035 | Mitigation | 0.95 | 45 | 0 | esc | 0.00097009 | 1.0881e-08 | 0.00097009 | 1.0881e-08 | 0.0029922 | 9.3886e-10 | 0.00988 | 6.4038e-09
[120 empty] | 7.3.3.17.5 (Remote Grid) Updates to grid topology to minimize risk of ignition in HFTDs Remote GridWLDFREquipment / facility failureAggregated | WLDFR | HFTD - Distribution - Tier 3 - 3QU CoRE ¦ 3QU LoRE | Red Flag Warning - Large Fires | Equipment / facility failure | Aggregated | 2036 | 1.1216e-05 | 215.5262 | 0.0024174 | 2036 | Mitigation | 0.95 | 45 | 0 | esc | 0.00097009 | 1.0881e-08 | 0.00097009 | 1.0881e-08 | 0.0029922 | 9.3886e-10 | 0.00988 | 6.4038e-09
[120 empty] | 7.3.3.17.5 (Remote Grid) Updates to grid topology to minimize risk of ignition in HFTDs Remote GridWLDFREquipment / facility failureAggregated | WLDFR | HFTD - Distribution - Tier 3 - 3QU CoRE ¦ 3QU LoRE | Red Flag Warning - Large Fires | Equipment / facility failure | Aggregated | 2037 | 1.1216e-05 | 215.5262 | 0.0024174 | 2037 | Mitigation | 0.95 | 45 | 0 | esc | 0.00097009 | 1.0881e-08 | 0.00097009 | 1.0881e-08 | 0.0029922 | 9.3886e-10 | 0.00988 | 6.4038e-09
[120 empty] | 7.3.3.17.5 (Remote Grid) Updates to grid topology to minimize risk of ignition in HFTDs Remote GridWLDFREquipment / facility failureAggregated | WLDFR | HFTD - Distribution - Tier 3 - 3QU CoRE ¦ 3QU LoRE | Red Flag Warning - Large Fires | Equipment / facility failure | Aggregated | 2038 | 1.1216e-05 | 215.5262 | 0.0024174 | 2038 | Mitigation | 0.95 | 45 | 0 | esc | 0.00097009 | 1.0881e-08 | 0.00097009 | 1.0881e-08 | 0.0029922 | 9.3886e-10 | 0.00988 | 6.4038e-09
[120 empty] | 7.3.3.17.5 (Remote Grid) Updates to grid topology to minimize risk of ignition in HFTDs Remote GridWLDFREquipment / facility failureAggregated | WLDFR | HFTD - Distribution - Tier 3 - 3QU CoRE ¦ 3QU LoRE | Red Flag Warning - Large Fires | Equipment / facility failure | Aggregated | 2039 | 1.1216e-05 | 215.5262 | 0.0024174 | 2039 | Mitigation | 0.95 | 45 | 0 | esc | 0.00097009 | 1.0881e-08 | 0.00097009 | 1.0881e-08 | 0.0029922 | 9.3886e-10 | 0.00988 | 6.4038e-09
[120 empty] | 7.3.3.17.5 (Remote Grid) Updates to grid topology to minimize risk of ignition in HFTDs Remote GridWLDFREquipment / facility failureAggregated | WLDFR | HFTD - Distribution - Tier 3 - 3QU CoRE ¦ 3QU LoRE | Red Flag Warning - Large Fires | Equipment / facility failure | Aggregated | 2040 | 1.1216e-05 | 215.5262 | 0.0024174 | 2040 | Mitigation | 0.95 | 45 | 0 | esc | 0.00097009 | 1.0881e-08 | 0.00097009 | 1.0881e-08 | 0.0029922 | 9.3886e-10 | 0.00988 | 6.4038e-09
[120 empty] | 7.3.3.17.5 (Remote Grid) Updates to grid topology to minimize risk of ignition in HFTDs Remote GridWLDFREquipment / facility failureAggregated | WLDFR | HFTD - Distribution - Tier 3 - 3QU CoRE ¦ 3QU LoRE | Red Flag Warning - Large Fires | Equipment / facility failure | Aggregated | 2041 | 1.1216e-05 | 215.5262 | 0.0024174 | 2041 | Mitigation | 0.95 | 45 | 0 | esc | 0.00097009 | 1.0881e-08 | 0.00097009 | 1.0881e-08 | 0.0029922 | 9.3886e-10 | 0.00988 | 6.4038e-09
[120 empty] | 7.3.3.17.5 (Remote Grid) Updates to grid topology to minimize risk of ignition in HFTDs Remote GridWLDFREquipment / facility failureAggregated | WLDFR | HFTD - Distribution - Tier 3 - 3QU CoRE ¦ 3QU LoRE | Red Flag Warning - Large Fires | Equipment / facility failure | Aggregated | 2042 | 1.1216e-05 | 215.5262 | 0.0024174 | 2042 | Mitigation | 0.95 | 45 | 0 | esc | 0.00097009 | 1.0881e-08 | 0.00097009 | 1.0881e-08 | 0.0029922 | 9.3886e-10 | 0.00988 | 6.4038e-09
[120 empty] | 7.3.3.17.5 (Remote Grid) Updates to grid topology to minimize risk of ignition in HFTDs Remote GridWLDFREquipment / facility failureAggregated | WLDFR | HFTD - Distribution - Tier 3 - 3QU CoRE ¦ 3QU LoRE | Red Flag Warning - Large Fires | Equipment / facility failure | Aggregated | 2043 | 1.1216e-05 | 215.5262 | 0.0024174 | 2043 | Mitigation | 0.95 | 45 | 0 | esc | 0.00097009 | 1.0881e-08 | 0.00097009 | 1.0881e-08 | 0.0029922 | 9.3886e-10 | 0.00988 | 6.4038e-09
[120 empty] | 7.3.3.17.5 (Remote Grid) Updates to grid topology to minimize risk of ignition in HFTDs Remote GridWLDFREquipment / facility failureAggregated | WLDFR | HFTD - Distribution - Tier 3 - 3QU CoRE ¦ 3QU LoRE | Red Flag Warning - Large Fires | Equipment / facility failure | Aggregated | 2044 | 1.1216e-05 | 215.5262 | 0.0024174 | 2044 | Mitigation | 0.95 | 45 | 0 | esc | 0.00097009 | 1.0881e-08 | 0.00097009 | 1.0881e-08 | 0.0029922 | 9.3886e-10 | 0 | 0
[120 empty] | 7.3.3.17.5 (Remote Grid) Updates to grid topology to minimize risk of ignition in HFTDs Remote GridWLDFREquipment / facility failureAggregated | WLDFR | HFTD - Distribution - Tier 3 - 3QU CoRE ¦ 3QU LoRE | Red Flag Warning - Large Fires | Equipment / facility failure | Aggregated | 2045 | 1.1216e-05 | 215.5262 | 0.0024174 | 2045 | Mitigation | 0.95 | 45 | 0 | esc | 0.00097009 | 1.0881e-08 | 0.00097009 | 1.0881e-08 | 0.0029922 | 9.3886e-10 | 0 | 0
[120 empty] | 7.3.3.17.5 (Remote Grid) Updates to grid topology to minimize risk of ignition in HFTDs Remote GridWLDFREquipment / facility failureAggregated | WLDFR | HFTD - Distribution - Tier 3 - 3QU CoRE ¦ 3QU LoRE | Red Flag Warning - Large Fires | Equipment / facility failure | Aggregated | 2046 | 1.1216e-05 | 215.5262 | 0.0024174 | 2046 | Mitigation | 0.95 | 45 | 0 | esc | 0.00097009 | 1.0881e-08 | 0.00097009 | 1.0881e-08 | 0.0029922 | 9.3886e-10 | 0.0085129 | 6.3111e-09
[120 empty] | 7.3.3.17.5 (Remote Grid) Updates to grid topology to minimize risk of ignition in HFTDs Remote GridWLDFREquipment / facility failureAggregated | WLDFR | HFTD - Distribution - Tier 3 - 3QU CoRE ¦ 3QU LoRE | Red Flag Warning - Large Fires | Equipment / facility failure | Aggregated | 2047 | 1.1216e-05 | 215.5262 | 0.0024174 | 2047 | Mitigation | 0.95 | 45 | 0 | esc | 0.00097009 | 1.0881e-08 | 0.00097009 | 1.0881e-08 | 0.0029922 | 9.3886e-10 | 0.0085129 | 6.3111e-09
[120 empty] | 7.3.3.17.5 (Remote Grid) Updates to grid topology to minimize risk of ignition in HFTDs Remote GridWLDFREquipment / facility failureAggregated | WLDFR | HFTD - Distribution - Tier 3 - 3QU CoRE ¦ 3QU LoRE | Red Flag Warning - Large Fires | Equipment / facility failure | Aggregated | 2048 | 1.1216e-05 | 215.5262 | 0.0024174 | 2048 | Mitigation | 0.95 | 45 | 0 | esc | 0.00097009 | 1.0881e-08 | 0.00097009 | 1.0881e-08 | 0.0029922 | 9.3886e-10 | 0.0085129 | 6.3111e-09
[120 empty] | 7.3.3.17.5 (Remote Grid) Updates to grid topology to minimize risk of ignition in HFTDs Remote GridWLDFREquipment / facility failureAggregated | WLDFR | HFTD - Distribution - Tier 3 - 3QU CoRE ¦ 3QU LoRE | Red Flag Warning - Large Fires | Equipment / facility failure | Aggregated | 2049 | 1.1216e-05 | 215.5262 | 0.0024174 | 2049 | Mitigation | 0.95 | 45 | 0 | esc | 0.00097009 | 1.0881e-08 | 0.00097009 | 1.0881e-08 | 0.0029922 | 9.3886e-10 | 0.0085129 | 6.3111e-09
[120 empty] | 7.3.3.17.5 (Remote Grid) Updates to grid topology to minimize risk of ignition in HFTDs Remote GridWLDFREquipment / facility failureAggregated | WLDFR | HFTD - Distribution - Tier 3 - 3QU CoRE ¦ 3QU LoRE | Red Flag Warning - Large Fires | Equipment / facility failure | Aggregated | 2050 | 1.1216e-05 | 215.5262 | 0.0024174 | 2050 | Mitigation | 0.95 | 45 | 0 | esc | 0.00097009 | 1.0881e-08 | 0.00097009 | 1.0881e-08 | 0.0029922 | 9.3886e-10 | 0.0085129 | 6.3111e-09
[120 empty] | 7.3.3.17.5 (Remote Grid) Updates to grid topology to minimize risk of ignition in HFTDs Remote GridWLDFREquipment / facility failureAggregated | WLDFR | HFTD - Distribution - Tier 3 - 3QU CoRE ¦ 3QU LoRE | Red Flag Warning - Large Fires | Equipment / facility failure | Aggregated | 2051 | 1.1216e-05 | 215.5262 | 0.0024174 | 2051 | Mitigation | 0.95 | 45 | 0 | esc | 0.00097009 | 1.0881e-08 | 0.00097009 | 1.0881e-08 | 0.0029922 | 9.3886e-10 | 0.0085129 | 6.3111e-09
[120 empty] | 7.3.3.17.5 (Remote Grid) Updates to grid topology to minimize risk of ignition in HFTDs Remote GridWLDFREquipment / facility failureAggregated | WLDFR | HFTD - Distribution - Tier 3 - 3QU CoRE ¦ 3QU LoRE | Red Flag Warning - Large Fires | Equipment / facility failure | Aggregated | 2052 | 1.1216e-05 | 215.5262 | 0.0024174 | 2052 | Mitigation | 0.95 | 45 | 0 | esc | 0.00097009 | 1.0881e-08 | 0.00097009 | 1.0881e-08 | 0.0029922 | 9.3886e-10 | 0.0085129 | 6.3111e-09
[120 empty] | 7.3.3.17.5 (Remote Grid) Updates to grid topology to minimize risk of ignition in HFTDs Remote GridWLDFREquipment / facility failureAggregated | WLDFR | HFTD - Distribution - Tier 3 - 3QU CoRE ¦ 3QU LoRE | Red Flag Warning - Large Fires | Equipment / facility failure | Aggregated | 2053 | 1.1216e-05 | 215.5262 | 0.0024174 | 2053 | Mitigation | 0.95 | 45 | 0 | esc | 0.00097009 | 1.0881e-08 | 0.00097009 | 1.0881e-08 | 0.0029922 | 9.3886e-10 | 0.0085129 | 6.3111e-09
[120 empty] | 7.3.3.17.5 (Remote Grid) Updates to grid topology to minimize risk of ignition in HFTDs Remote GridWLDFREquipment / facility failureAggregated | WLDFR | HFTD - Distribution - Tier 3 - 3QU CoRE ¦ 3QU LoRE | Red Flag Warning - Large Fires | Equipment / facility failure | Aggregated | 2054 | 1.1216e-05 | 215.5262 | 0.0024174 | 2054 | Mitigation | 0.95 | 45 | 0 | esc | 0.00097009 | 1.0881e-08 | 0.00097009 | 1.0881e-08 | 0.0029922 | 9.3886e-10 | 0.0085129 | 6.3111e-09
[120 empty] | 7.3.3.17.5 (Remote Grid) Updates to grid topology to minimize risk of ignition in HFTDs Remote GridWLDFREquipment / facility failureAggregated | WLDFR | HFTD - Distribution - Tier 3 - 3QU CoRE ¦ 3QU LoRE | Red Flag Warning - Large Fires | Equipment / facility failure | Aggregated | 2055 | 1.1216e-05 | 215.5262 | 0.0024174 | 2055 | Mitigation | 0.95 | 45 | 0 | esc | 0.00097009 | 1.0881e-08 | 0.00097009 | 1.0881e-08 | 0.0029922 | 9.3886e-10 | 0.0085129 | 6.3111e-09
[120 empty] | 7.3.3.17.5 (Remote Grid) Updates to grid topology to minimize risk of ignition in HFTDs Remote GridWLDFREquipment / facility failureAggregated | WLDFR | HFTD - Distribution - Tier 3 - 3QU CoRE ¦ 3QU LoRE | Red Flag Warning - Large Fires | Equipment / facility failure | Aggregated | 2056 | 1.1216e-05 | 215.5262 | 0.0024174 | 2056 | Mitigation | 0.95 | 45 | 0 | esc | 0.00097009 | 1.0881e-08 | 0.00097009 | 1.0881e-08 | 0 | 0 | 0.0085129 | 6.3111e-09
[120 empty] | 7.3.3.17.5 (Remote Grid) Updates to grid topology to minimize risk of ignition in HFTDs Remote GridWLDFREquipment / facility failureAggregated | WLDFR | HFTD - Distribution - Tier 3 - 3QU CoRE ¦ 3QU LoRE | Red Flag Warning - Large Fires | Equipment / facility failure | Aggregated | 2057 | 1.1216e-05 | 215.5262 | 0.0024174 | 2057 | Mitigation | 0.95 | 45 | 0 | esc | 0.00097009 | 1.0881e-08 | 0.00097009 | 1.0881e-08 | 0.0029922 | 2.0803e-09 | 0.0085129 | 6.3111e-09
[120 empty] | 7.3.3.17.5 (Remote Grid) Updates to grid topology to minimize risk of ignition in HFTDs Remote GridWLDFREquipment / facility failureAggregated | WLDFR | HFTD - Distribution - Tier 3 - 3QU CoRE ¦ 3QU LoRE | Red Flag Warning - Large Fires | Equipment / facility failure | Aggregated | 2058 | 1.1216e-05 | 215.5262 | 0.0024174 | 2058 | Mitigation | 0.95 | 45 | 0 | esc | 0.00097009 | 1.0881e-08 | 0.00097009 | 1.0881e-08 | 0.0029922 | 2.0803e-09 | 0.0085129 | 6.3111e-09
[120 empty] | 7.3.3.17.5 (Remote Grid) Updates to grid topology to minimize risk of ignition in HFTDs Remote GridWLDFREquipment / facility failureAggregated | WLDFR | HFTD - Distribution - Tier 3 - 3QU CoRE ¦ 3QU LoRE | Red Flag Warning - Large Fires | Equipment / facility failure | Aggregated | 2059 | 1.1216e-05 | 215.5262 | 0.0024174 | 2059 | Mitigation | 0.95 | 45 | 0 | esc | 0.00097009 | 1.0881e-08 | 0.00097009 | 1.0881e-08 | 0.0029922 | 2.0803e-09 | 0.0085129 | 6.3111e-09
[120 empty] | 7.3.3.17.5 (Remote Grid) Updates to grid topology to minimize risk of ignition in HFTDs Remote GridWLDFREquipment / facility failureAggregated | WLDFR | HFTD - Distribution - Tier 3 - 3QU CoRE ¦ 3QU LoRE | Red Flag Warning - Large Fires | Equipment / facility failure | Aggregated | 2060 | 1.1216e-05 | 215.5262 | 0.0024174 | 2060 | Mitigation | 0.95 | 45 | 0 | esc | 0.00097009 | 1.0881e-08 | 0.00097009 | 1.0881e-08 | 0.0029922 | 2.0803e-09 | 0.0085129 | 6.3111e-09
[120 empty] | 7.3.3.17.5 (Remote Grid) Updates to grid topology to minimize risk of ignition in HFTDs Remote GridWLDFREquipment / facility failureAggregated | WLDFR | HFTD - Distribution - Tier 3 - 3QU CoRE ¦ 3QU LoRE | Red Flag Warning - Large Fires | Equipment / facility failure | Aggregated | 2061 | 1.1216e-05 | 215.5262 | 0.0024174 | 2061 | Mitigation | 0.95 | 45 | 0 | esc | 0.00097009 | 1.0881e-08 | 0.00097009 | 1.0881e-08 | 0.0029922 | 2.0803e-09 | 0.0085129 | 6.3111e-09
[120 empty] | 7.3.3.17.5 (Remote Grid) Updates to grid topology to minimize risk of ignition in HFTDs Remote GridWLDFREquipment / facility failureAggregated | WLDFR | HFTD - Distribution - Tier 3 - 3QU CoRE ¦ 3QU LoRE | Red Flag Warning - Large Fires | Equipment / facility failure | Aggregated | 2062 | 1.1216e-05 | 215.5262 | 0.0024174 | 2062 | Mitigation | 0.95 | 45 | 0 | esc | 0.00097009 | 1.0881e-08 | 0.00097009 | 1.0881e-08 | 0.0029922 | 2.0803e-09 | 0.0085129 | 6.3111e-09
[120 empty] | 7.3.3.17.5 (Remote Grid) Updates to grid topology to minimize risk of ignition in HFTDs Remote GridWLDFREquipment / facility failureAggregated | WLDFR | HFTD - Distribution - Tier 3 - 3QU CoRE ¦ 3QU LoRE | Red Flag Warning - Large Fires | Equipment / facility failure | Aggregated | 2063 | 1.1216e-05 | 215.5262 | 0.0024174 | 2063 | Mitigation | 0.95 | 45 | 0 | esc | 0.00097009 | 1.0881e-08 | 0.00097009 | 1.0881e-08 | 0.0029922 | 2.0803e-09 | 0.0085129 | 6.3111e-09
[120 empty] | 7.3.3.17.5 (Remote Grid) Updates to grid topology to minimize risk of ignition in HFTDs Remote GridWLDFREquipment / facility failureAggregated | WLDFR | HFTD - Distribution - Tier 3 - 3QU CoRE ¦ 3QU LoRE | Red Flag Warning - Large Fires | Equipment / facility failure | Aggregated | 2064 | 1.1216e-05 | 215.5262 | 0.0024174 | 2064 | Mitigation | 0.95 | 45 | 0 | esc | 0.00097009 | 1.0881e-08 | 0.00097009 | 1.0881e-08 | 0.0029922 | 2.0803e-09 | 0.0085129 | 6.3111e-09
[120 empty] | 7.3.3.17.5 (Remote Grid) Updates to grid topology to minimize risk of ignition in HFTDs Remote GridWLDFREquipment / facility failureAggregated | WLDFR | HFTD - Distribution - Tier 3 - 3QU CoRE ¦ 3QU LoRE | Red Flag Warning - Large Fires | Equipment / facility failure | Aggregated | 2065 | 1.1216e-05 | 215.5262 | 0.0024174 | 2065 | Mitigation | 0.95 | 45 | 0 | esc | 0.00097009 | 1.0881e-08 | 0.00097009 | 1.0881e-08 | 0.0029922 | 2.0803e-09 | 0.0085129 | 6.3111e-09
[120 empty] | 7.3.3.17.5 (Remote Grid) Updates to grid topology to minimize risk of ignition in HFTDs Remote GridWLDFREquipment / facility failureAggregated | WLDFR | HFTD - Distribution - Tier 3 - 3QU CoRE ¦ 3QU LoRE | Red Flag Warning - Large Fires | Equipment / facility failure | Aggregated | 2066 | 1.1216e-05 | 215.5262 | 0.0024174 | 2066 | Mitigation | 0.95 | 45 | 0 | esc | 0.00097009 | 1.0881e-08 | 0.00097009 | 1.0881e-08 | 0.0029922 | 2.0803e-09 | 0.0085129 | 6.3111e-09
[120 empty] | 7.3.3.17.5 (Remote Grid) Updates to grid topology to minimize risk of ignition in HFTDs Remote GridWLDFREquipment / facility failureAggregated | WLDFR | HFTD - Distribution - Tier 3 - 3QU CoRE ¦ 3QU LoRE | Red Flag Warning - Large Fires | Equipment / facility failure | Aggregated | 2067 | 1.1216e-05 | 215.5262 | 0.0024174 | 2067 | Mitigation | 0.95 | 45 | 0 | esc | 0 | 0 | 0.00097009 | 1.0881e-08 | 0.0029922 | 2.0803e-09 | 0.0085129 | 6.3111e-09
[120 empty] | 7.3.3.17.5 (Remote Grid) Updates to grid topology to minimize risk of ignition in HFTDs Remote GridWLDFRVegetation ContactAggregated | WLDFR | HFTD - Distribution - Tier 3 - 3QU CoRE ¦ 3QU LoRE | Red Flag Warning - Large Fires | Vegetation Contact | Aggregated | 2022 | 2.8868e-05 | 215.5262 | 0.0062218 | 2022 | Mitigation | 0.95 | 45 | 0 | esc | 0.00097009 | 2.8004e-08 | 0 | 0 | 0.0029922 | 2.0803e-09 | 0.0085129 | 6.3111e-09
[120 empty] | 7.3.3.17.5 (Remote Grid) Updates to grid topology to minimize risk of ignition in HFTDs Remote GridWLDFRVegetation ContactAggregated | WLDFR | HFTD - Distribution - Tier 3 - 3QU CoRE ¦ 3QU LoRE | Red Flag Warning - Large Fires | Vegetation Contact | Aggregated | 2023 | 2.8868e-05 | 215.5262 | 0.0062218 | 2023 | Mitigation | 0.95 | 45 | 0 | esc | 0.00097009 | 2.8004e-08 | 0.00097009 | 2.8004e-08 | 0.0029922 | 2.0803e-09 | 0.0085129 | 6.3111e-09
[120 empty] | 7.3.3.17.5 (Remote Grid) Updates to grid topology to minimize risk of ignition in HFTDs Remote GridWLDFRVegetation ContactAggregated | WLDFR | HFTD - Distribution - Tier 3 - 3QU CoRE ¦ 3QU LoRE | Red Flag Warning - Large Fires | Vegetation Contact | Aggregated | 2024 | 2.8868e-05 | 215.5262 | 0.0062218 | 2024 | Mitigation | 0.95 | 45 | 0 | esc | 0.00097009 | 2.8004e-08 | 0.00097009 | 2.8004e-08 | 0.0029922 | 2.0803e-09 | 0.0085129 | 6.3111e-09
[120 empty] | 7.3.3.17.5 (Remote Grid) Updates to grid topology to minimize risk of ignition in HFTDs Remote GridWLDFRVegetation ContactAggregated | WLDFR | HFTD - Distribution - Tier 3 - 3QU CoRE ¦ 3QU LoRE | Red Flag Warning - Large Fires | Vegetation Contact | Aggregated | 2025 | 2.8868e-05 | 215.5262 | 0.0062218 | 2025 | Mitigation | 0.95 | 45 | 0 | esc | 0.00097009 | 2.8004e-08 | 0.00097009 | 2.8004e-08 | 0.0029922 | 2.0803e-09 | 0.0085129 | 6.3111e-09
[120 empty] | 7.3.3.17.5 (Remote Grid) Updates to grid topology to minimize risk of ignition in HFTDs Remote GridWLDFRVegetation ContactAggregated | WLDFR | HFTD - Distribution - Tier 3 - 3QU CoRE ¦ 3QU LoRE | Red Flag Warning - Large Fires | Vegetation Contact | Aggregated | 2026 | 2.8868e-05 | 215.5262 | 0.0062218 | 2026 | Mitigation | 0.95 | 45 | 0 | esc | 0.00097009 | 2.8004e-08 | 0.00097009 | 2.8004e-08 | 0.0029922 | 2.0803e-09 | 0.0085129 | 6.3111e-09
[120 empty] | 7.3.3.17.5 (Remote Grid) Updates to grid topology to minimize risk of ignition in HFTDs Remote GridWLDFRVegetation ContactAggregated | WLDFR | HFTD - Distribution - Tier 3 - 3QU CoRE ¦ 3QU LoRE | Red Flag Warning - Large Fires | Vegetation Contact | Aggregated | 2027 | 2.8868e-05 | 215.5262 | 0.0062218 | 2027 | Mitigation | 0.95 | 45 | 0 | esc | 0.00097009 | 2.8004e-08 | 0.00097009 | 2.8004e-08 | 0.0029922 | 2.0803e-09 | 0.0085129 | 6.3111e-09
[120 empty] | 7.3.3.17.5 (Remote Grid) Updates to grid topology to minimize risk of ignition in HFTDs Remote GridWLDFRVegetation ContactAggregated | WLDFR | HFTD - Distribution - Tier 3 - 3QU CoRE ¦ 3QU LoRE | Red Flag Warning - Large Fires | Vegetation Contact | Aggregated | 2028 | 2.8868e-05 | 215.5262 | 0.0062218 | 2028 | Mitigation | 0.95 | 45 | 0 | esc | 0.00097009 | 2.8004e-08 | 0.00097009 | 2.8004e-08 | 0.0029922 | 2.0803e-09 | 0.0085129 | 6.3111e-09
[120 empty] | 7.3.3.17.5 (Remote Grid) Updates to grid topology to minimize risk of ignition in HFTDs Remote GridWLDFRVegetation ContactAggregated | WLDFR | HFTD - Distribution - Tier 3 - 3QU CoRE ¦ 3QU LoRE | Red Flag Warning - Large Fires | Vegetation Contact | Aggregated | 2029 | 2.8868e-05 | 215.5262 | 0.0062218 | 2029 | Mitigation | 0.95 | 45 | 0 | esc | 0.00097009 | 2.8004e-08 | 0.00097009 | 2.8004e-08 | 0.0029922 | 2.0803e-09 | 0.0085129 | 6.3111e-09
[120 empty] | 7.3.3.17.5 (Remote Grid) Updates to grid topology to minimize risk of ignition in HFTDs Remote GridWLDFRVegetation ContactAggregated | WLDFR | HFTD - Distribution - Tier 3 - 3QU CoRE ¦ 3QU LoRE | Red Flag Warning - Large Fires | Vegetation Contact | Aggregated | 2030 | 2.8868e-05 | 215.5262 | 0.0062218 | 2030 | Mitigation | 0.95 | 45 | 0 | esc | 0.00097009 | 2.8004e-08 | 0.00097009 | 2.8004e-08 | 0.0029922 | 2.0803e-09 | 0 | 0
[120 empty] | 7.3.3.17.5 (Remote Grid) Updates to grid topology to minimize risk of ignition in HFTDs Remote GridWLDFRVegetation ContactAggregated | WLDFR | HFTD - Distribution - Tier 3 - 3QU CoRE ¦ 3QU LoRE | Red Flag Warning - Large Fires | Vegetation Contact | Aggregated | 2031 | 2.8868e-05 | 215.5262 | 0.0062218 | 2031 | Mitigation | 0.95 | 45 | 0 | esc | 0.00097009 | 2.8004e-08 | 0.00097009 | 2.8004e-08 | 0.0029922 | 2.0803e-09 | 0 | 0
[120 empty] | 7.3.3.17.5 (Remote Grid) Updates to grid topology to minimize risk of ignition in HFTDs Remote GridWLDFRVegetation ContactAggregated | WLDFR | HFTD - Distribution - Tier 3 - 3QU CoRE ¦ 3QU LoRE | Red Flag Warning - Large Fires | Vegetation Contact | Aggregated | 2032 | 2.8868e-05 | 215.5262 | 0.0062218 | 2032 | Mitigation | 0.95 | 45 | 0 | esc | 0.00097009 | 2.8004e-08 | 0.00097009 | 2.8004e-08 | 0.0029922 | 2.0803e-09 | 0.0093087 | 4.0649e-08
[120 empty] | 7.3.3.17.5 (Remote Grid) Updates to grid topology to minimize risk of ignition in HFTDs Remote GridWLDFRVegetation ContactAggregated | WLDFR | HFTD - Distribution - Tier 3 - 3QU CoRE ¦ 3QU LoRE | Red Flag Warning - Large Fires | Vegetation Contact | Aggregated | 2033 | 2.8868e-05 | 215.5262 | 0.0062218 | 2033 | Mitigation | 0.95 | 45 | 0 | esc | 0.00097009 | 2.8004e-08 | 0.00097009 | 2.8004e-08 | 0.0029922 | 2.0803e-09 | 0.0093087 | 4.0649e-08
[120 empty] | 7.3.3.17.5 (Remote Grid) Updates to grid topology to minimize risk of ignition in HFTDs Remote GridWLDFRVegetation ContactAggregated | WLDFR | HFTD - Distribution - Tier 3 - 3QU CoRE ¦ 3QU LoRE | Red Flag Warning - Large Fires | Vegetation Contact | Aggregated | 2034 | 2.8868e-05 | 215.5262 | 0.0062218 | 2034 | Mitigation | 0.95 | 45 | 0 | esc | 0.00097009 | 2.8004e-08 | 0.00097009 | 2.8004e-08 | 0.0029922 | 2.0803e-09 | 0.0093087 | 4.0649e-08
[120 empty] | 7.3.3.17.5 (Remote Grid) Updates to grid topology to minimize risk of ignition in HFTDs Remote GridWLDFRVegetation ContactAggregated | WLDFR | HFTD - Distribution - Tier 3 - 3QU CoRE ¦ 3QU LoRE | Red Flag Warning - Large Fires | Vegetation Contact | Aggregated | 2035 | 2.8868e-05 | 215.5262 | 0.0062218 | 2035 | Mitigation | 0.95 | 45 | 0 | esc | 0.00097009 | 2.8004e-08 | 0.00097009 | 2.8004e-08 | 0.0029922 | 2.0803e-09 | 0.0093087 | 4.0649e-08
[120 empty] | 7.3.3.17.5 (Remote Grid) Updates to grid topology to minimize risk of ignition in HFTDs Remote GridWLDFRVegetation ContactAggregated | WLDFR | HFTD - Distribution - Tier 3 - 3QU CoRE ¦ 3QU LoRE | Red Flag Warning - Large Fires | Vegetation Contact | Aggregated | 2036 | 2.8868e-05 | 215.5262 | 0.0062218 | 2036 | Mitigation | 0.95 | 45 | 0 | esc | 0.00097009 | 2.8004e-08 | 0.00097009 | 2.8004e-08 | 0.0029922 | 2.0803e-09 | 0.0093087 | 4.0649e-08
[120 empty] | 7.3.3.17.5 (Remote Grid) Updates to grid topology to minimize risk of ignition in HFTDs Remote GridWLDFRVegetation ContactAggregated | WLDFR | HFTD - Distribution - Tier 3 - 3QU CoRE ¦ 3QU LoRE | Red Flag Warning - Large Fires | Vegetation Contact | Aggregated | 2037 | 2.8868e-05 | 215.5262 | 0.0062218 | 2037 | Mitigation | 0.95 | 45 | 0 | esc | 0.00097009 | 2.8004e-08 | 0.00097009 | 2.8004e-08 | 0.0029922 | 2.0803e-09 | 0.0093087 | 4.0649e-08
[120 empty] | 7.3.3.17.5 (Remote Grid) Updates to grid topology to minimize risk of ignition in HFTDs Remote GridWLDFRVegetation ContactAggregated | WLDFR | HFTD - Distribution - Tier 3 - 3QU CoRE ¦ 3QU LoRE | Red Flag Warning - Large Fires | Vegetation Contact | Aggregated | 2038 | 2.8868e-05 | 215.5262 | 0.0062218 | 2038 | Mitigation | 0.95 | 45 | 0 | esc | 0.00097009 | 2.8004e-08 | 0.00097009 | 2.8004e-08 | 0.0029922 | 2.0803e-09 | 0.0093087 | 4.0649e-08
[120 empty] | 7.3.3.17.5 (Remote Grid) Updates to grid topology to minimize risk of ignition in HFTDs Remote GridWLDFRVegetation ContactAggregated | WLDFR | HFTD - Distribution - Tier 3 - 3QU CoRE ¦ 3QU LoRE | Red Flag Warning - Large Fires | Vegetation Contact | Aggregated | 2039 | 2.8868e-05 | 215.5262 | 0.0062218 | 2039 | Mitigation | 0.95 | 45 | 0 | esc | 0.00097009 | 2.8004e-08 | 0.00097009 | 2.8004e-08 | 0.0029922 | 2.0803e-09 | 0.0093087 | 4.0649e-08
[120 empty] | 7.3.3.17.5 (Remote Grid) Updates to grid topology to minimize risk of ignition in HFTDs Remote GridWLDFRVegetation ContactAggregated | WLDFR | HFTD - Distribution - Tier 3 - 3QU CoRE ¦ 3QU LoRE | Red Flag Warning - Large Fires | Vegetation Contact | Aggregated | 2040 | 2.8868e-05 | 215.5262 | 0.0062218 | 2040 | Mitigation | 0.95 | 45 | 0 | esc | 0.00097009 | 2.8004e-08 | 0.00097009 | 2.8004e-08 | 0.0029922 | 2.0803e-09 | 0.0093087 | 4.0649e-08
[120 empty] | 7.3.3.17.5 (Remote Grid) Updates to grid topology to minimize risk of ignition in HFTDs Remote GridWLDFRVegetation ContactAggregated | WLDFR | HFTD - Distribution - Tier 3 - 3QU CoRE ¦ 3QU LoRE | Red Flag Warning - Large Fires | Vegetation Contact | Aggregated | 2041 | 2.8868e-05 | 215.5262 | 0.0062218 | 2041 | Mitigation | 0.95 | 45 | 0 | esc | 0.00097009 | 2.8004e-08 | 0.00097009 | 2.8004e-08 | 0.0029922 | 2.0803e-09 | 0.0093087 | 4.0649e-08
[120 empty] | 7.3.3.17.5 (Remote Grid) Updates to grid topology to minimize risk of ignition in HFTDs Remote GridWLDFRVegetation ContactAggregated | WLDFR | HFTD - Distribution - Tier 3 - 3QU CoRE ¦ 3QU LoRE | Red Flag Warning - Large Fires | Vegetation Contact | Aggregated | 2042 | 2.8868e-05 | 215.5262 | 0.0062218 | 2042 | Mitigation | 0.95 | 45 | 0 | esc | 0.00097009 | 2.8004e-08 | 0.00097009 | 2.8004e-08 | 0.0029922 | 2.0803e-09 | 0.0093087 | 4.0649e-08
[120 empty] | 7.3.3.17.5 (Remote Grid) Updates to grid topology to minimize risk of ignition in HFTDs Remote GridWLDFRVegetation ContactAggregated | WLDFR | HFTD - Distribution - Tier 3 - 3QU CoRE ¦ 3QU LoRE | Red Flag Warning - Large Fires | Vegetation Contact | Aggregated | 2043 | 2.8868e-05 | 215.5262 | 0.0062218 | 2043 | Mitigation | 0.95 | 45 | 0 | esc | 0.00097009 | 2.8004e-08 | 0.00097009 | 2.8004e-08 | 0.0029922 | 2.0803e-09 | 0.0093087 | 4.0649e-08
[120 empty] | 7.3.3.17.5 (Remote Grid) Updates to grid topology to minimize risk of ignition in HFTDs Remote GridWLDFRVegetation ContactAggregated | WLDFR | HFTD - Distribution - Tier 3 - 3QU CoRE ¦ 3QU LoRE | Red Flag Warning - Large Fires | Vegetation Contact | Aggregated | 2044 | 2.8868e-05 | 215.5262 | 0.0062218 | 2044 | Mitigation | 0.95 | 45 | 0 | esc | 0.00097009 | 2.8004e-08 | 0.00097009 | 2.8004e-08 | 0.0029922 | 2.0803e-09 | 0.0093087 | 4.0649e-08
[120 empty] | 7.3.3.17.5 (Remote Grid) Updates to grid topology to minimize risk of ignition in HFTDs Remote GridWLDFRVegetation ContactAggregated | WLDFR | HFTD - Distribution - Tier 3 - 3QU CoRE ¦ 3QU LoRE | Red Flag Warning - Large Fires | Vegetation Contact | Aggregated | 2045 | 2.8868e-05 | 215.5262 | 0.0062218 | 2045 | Mitigation | 0.95 | 45 | 0 | esc | 0.00097009 | 2.8004e-08 | 0.00097009 | 2.8004e-08 | 0.0029922 | 2.0803e-09 | 0.0093087 | 4.0649e-08
[120 empty] | 7.3.3.17.5 (Remote Grid) Updates to grid topology to minimize risk of ignition in HFTDs Remote GridWLDFRVegetation ContactAggregated | WLDFR | HFTD - Distribution - Tier 3 - 3QU CoRE ¦ 3QU LoRE | Red Flag Warning - Large Fires | Vegetation Contact | Aggregated | 2046 | 2.8868e-05 | 215.5262 | 0.0062218 | 2046 | Mitigation | 0.95 | 45 | 0 | esc | 0.00097009 | 2.8004e-08 | 0.00097009 | 2.8004e-08 | 0.0029922 | 2.0803e-09 | 0.0093087 | 4.0649e-08
[120 empty] | 7.3.3.17.5 (Remote Grid) Updates to grid topology to minimize risk of ignition in HFTDs Remote GridWLDFRVegetation ContactAggregated | WLDFR | HFTD - Distribution - Tier 3 - 3QU CoRE ¦ 3QU LoRE | Red Flag Warning - Large Fires | Vegetation Contact | Aggregated | 2047 | 2.8868e-05 | 215.5262 | 0.0062218 | 2047 | Mitigation | 0.95 | 45 | 0 | esc | 0.00097009 | 2.8004e-08 | 0.00097009 | 2.8004e-08 | 0.0029922 | 2.0803e-09 | 0.0093087 | 4.0649e-08
[120 empty] | 7.3.3.17.5 (Remote Grid) Updates to grid topology to minimize risk of ignition in HFTDs Remote GridWLDFRVegetation ContactAggregated | WLDFR | HFTD - Distribution - Tier 3 - 3QU CoRE ¦ 3QU LoRE | Red Flag Warning - Large Fires | Vegetation Contact | Aggregated | 2048 | 2.8868e-05 | 215.5262 | 0.0062218 | 2048 | Mitigation | 0.95 | 45 | 0 | esc | 0.00097009 | 2.8004e-08 | 0.00097009 | 2.8004e-08 | 0.0029922 | 2.0803e-09 | 0.0093087 | 4.0649e-08
[120 empty] | 7.3.3.17.5 (Remote Grid) Updates to grid topology to minimize risk of ignition in HFTDs Remote GridWLDFRVegetation ContactAggregated | WLDFR | HFTD - Distribution - Tier 3 - 3QU CoRE ¦ 3QU LoRE | Red Flag Warning - Large Fires | Vegetation Contact | Aggregated | 2049 | 2.8868e-05 | 215.5262 | 0.0062218 | 2049 | Mitigation | 0.95 | 45 | 0 | esc | 0.00097009 | 2.8004e-08 | 0.00097009 | 2.8004e-08 | 0.0029922 | 2.0803e-09 | 0.0093087 | 4.0649e-08
[120 empty] | 7.3.3.17.5 (Remote Grid) Updates to grid topology to minimize risk of ignition in HFTDs Remote GridWLDFRVegetation ContactAggregated | WLDFR | HFTD - Distribution - Tier 3 - 3QU CoRE ¦ 3QU LoRE | Red Flag Warning - Large Fires | Vegetation Contact | Aggregated | 2050 | 2.8868e-05 | 215.5262 | 0.0062218 | 2050 | Mitigation | 0.95 | 45 | 0 | esc | 0.00097009 | 2.8004e-08 | 0.00097009 | 2.8004e-08 | 0.0029922 | 2.0803e-09 | 0.0093087 | 4.0649e-08
[120 empty] | 7.3.3.17.5 (Remote Grid) Updates to grid topology to minimize risk of ignition in HFTDs Remote GridWLDFRVegetation ContactAggregated | WLDFR | HFTD - Distribution - Tier 3 - 3QU CoRE ¦ 3QU LoRE | Red Flag Warning - Large Fires | Vegetation Contact | Aggregated | 2051 | 2.8868e-05 | 215.5262 | 0.0062218 | 2051 | Mitigation | 0.95 | 45 | 0 | esc | 0.00097009 | 2.8004e-08 | 0.00097009 | 2.8004e-08 | 0.0029922 | 2.0803e-09 | 0.0093087 | 4.0649e-08
[120 empty] | 7.3.3.17.5 (Remote Grid) Updates to grid topology to minimize risk of ignition in HFTDs Remote GridWLDFRVegetation ContactAggregated | WLDFR | HFTD - Distribution - Tier 3 - 3QU CoRE ¦ 3QU LoRE | Red Flag Warning - Large Fires | Vegetation Contact | Aggregated | 2052 | 2.8868e-05 | 215.5262 | 0.0062218 | 2052 | Mitigation | 0.95 | 45 | 0 | esc | 0.00097009 | 2.8004e-08 | 0.00097009 | 2.8004e-08 | 0.0029922 | 2.0803e-09 | 0.0093087 | 4.0649e-08
[120 empty] | 7.3.3.17.5 (Remote Grid) Updates to grid topology to minimize risk of ignition in HFTDs Remote GridWLDFRVegetation ContactAggregated | WLDFR | HFTD - Distribution - Tier 3 - 3QU CoRE ¦ 3QU LoRE | Red Flag Warning - Large Fires | Vegetation Contact | Aggregated | 2053 | 2.8868e-05 | 215.5262 | 0.0062218 | 2053 | Mitigation | 0.95 | 45 | 0 | esc | 0.00097009 | 2.8004e-08 | 0.00097009 | 2.8004e-08 | 0.0029922 | 2.0803e-09 | 0.0093087 | 4.0649e-08
[120 empty] | 7.3.3.17.5 (Remote Grid) Updates to grid topology to minimize risk of ignition in HFTDs Remote GridWLDFRVegetation ContactAggregated | WLDFR | HFTD - Distribution - Tier 3 - 3QU CoRE ¦ 3QU LoRE | Red Flag Warning - Large Fires | Vegetation Contact | Aggregated | 2054 | 2.8868e-05 | 215.5262 | 0.0062218 | 2054 | Mitigation | 0.95 | 45 | 0 | esc | 0.00097009 | 2.8004e-08 | 0.00097009 | 2.8004e-08 | 0.0029922 | 2.0803e-09 | 0.0093087 | 4.0649e-08
[120 empty] | 7.3.3.17.5 (Remote Grid) Updates to grid topology to minimize risk of ignition in HFTDs Remote GridWLDFRVegetation ContactAggregated | WLDFR | HFTD - Distribution - Tier 3 - 3QU CoRE ¦ 3QU LoRE | Red Flag Warning - Large Fires | Vegetation Contact | Aggregated | 2055 | 2.8868e-05 | 215.5262 | 0.0062218 | 2055 | Mitigation | 0.95 | 45 | 0 | esc | 0.00097009 | 2.8004e-08 | 0.00097009 | 2.8004e-08 | 0.0029922 | 2.0803e-09 | 0.0093087 | 4.0649e-08
[120 empty] | 7.3.3.17.5 (Remote Grid) Updates to grid topology to minimize risk of ignition in HFTDs Remote GridWLDFRVegetation ContactAggregated | WLDFR | HFTD - Distribution - Tier 3 - 3QU CoRE ¦ 3QU LoRE | Red Flag Warning - Large Fires | Vegetation Contact | Aggregated | 2056 | 2.8868e-05 | 215.5262 | 0.0062218 | 2056 | Mitigation | 0.95 | 45 | 0 | esc | 0.00097009 | 2.8004e-08 | 0.00097009 | 2.8004e-08 | 0.0029922 | 2.0803e-09 | 0.0093087 | 4.0649e-08
[120 empty] | 7.3.3.17.5 (Remote Grid) Updates to grid topology to minimize risk of ignition in HFTDs Remote GridWLDFRVegetation ContactAggregated | WLDFR | HFTD - Distribution - Tier 3 - 3QU CoRE ¦ 3QU LoRE | Red Flag Warning - Large Fires | Vegetation Contact | Aggregated | 2057 | 2.8868e-05 | 215.5262 | 0.0062218 | 2057 | Mitigation | 0.95 | 45 | 0 | esc | 0.00097009 | 2.8004e-08 | 0.00097009 | 2.8004e-08 | 0.0029922 | 2.0803e-09 | 0.0093087 | 4.0649e-08
[120 empty] | 7.3.3.17.5 (Remote Grid) Updates to grid topology to minimize risk of ignition in HFTDs Remote GridWLDFRVegetation ContactAggregated | WLDFR | HFTD - Distribution - Tier 3 - 3QU CoRE ¦ 3QU LoRE | Red Flag Warning - Large Fires | Vegetation Contact | Aggregated | 2058 | 2.8868e-05 | 215.5262 | 0.0062218 | 2058 | Mitigation | 0.95 | 45 | 0 | esc | 0.00097009 | 2.8004e-08 | 0.00097009 | 2.8004e-08 | 0.0029922 | 2.0803e-09 | 0.0093087 | 4.0649e-08
[120 empty] | 7.3.3.17.5 (Remote Grid) Updates to grid topology to minimize risk of ignition in HFTDs Remote GridWLDFRVegetation ContactAggregated | WLDFR | HFTD - Distribution - Tier 3 - 3QU CoRE ¦ 3QU LoRE | Red Flag Warning - Large Fires | Vegetation Contact | Aggregated | 2059 | 2.8868e-05 | 215.5262 | 0.0062218 | 2059 | Mitigation | 0.95 | 45 | 0 | esc | 0.00097009 | 2.8004e-08 | 0.00097009 | 2.8004e-08 | 0.0029922 | 2.0803e-09 | 0.0093087 | 4.0649e-08
[120 empty] | 7.3.3.17.5 (Remote Grid) Updates to grid topology to minimize risk of ignition in HFTDs Remote GridWLDFRVegetation ContactAggregated | WLDFR | HFTD - Distribution - Tier 3 - 3QU CoRE ¦ 3QU LoRE | Red Flag Warning - Large Fires | Vegetation Contact | Aggregated | 2060 | 2.8868e-05 | 215.5262 | 0.0062218 | 2060 | Mitigation | 0.95 | 45 | 0 | esc | 0.00097009 | 2.8004e-08 | 0.00097009 | 2.8004e-08 | 0 | 0 | 0.0093087 | 4.0649e-08
[120 empty] | 7.3.3.17.5 (Remote Grid) Updates to grid topology to minimize risk of ignition in HFTDs Remote GridWLDFRVegetation ContactAggregated | WLDFR | HFTD - Distribution - Tier 3 - 3QU CoRE ¦ 3QU LoRE | Red Flag Warning - Large Fires | Vegetation Contact | Aggregated | 2061 | 2.8868e-05 | 215.5262 | 0.0062218 | 2061 | Mitigation | 0.95 | 45 | 0 | esc | 0.00097009 | 2.8004e-08 | 0.00097009 | 2.8004e-08 | 0.0029922 | 3.4588e-11 | 0.0093087 | 4.0649e-08
[120 empty] | 7.3.3.17.5 (Remote Grid) Updates to grid topology to minimize risk of ignition in HFTDs Remote GridWLDFRVegetation ContactAggregated | WLDFR | HFTD - Distribution - Tier 3 - 3QU CoRE ¦ 3QU LoRE | Red Flag Warning - Large Fires | Vegetation Contact | Aggregated | 2062 | 2.8868e-05 | 215.5262 | 0.0062218 | 2062 | Mitigation | 0.95 | 45 | 0 | esc | 0.00097009 | 2.8004e-08 | 0.00097009 | 2.8004e-08 | 0.0029922 | 3.4588e-11 | 0 | 0
[120 empty] | 7.3.3.17.5 (Remote Grid) Updates to grid topology to minimize risk of ignition in HFTDs Remote GridWLDFRVegetation ContactAggregated | WLDFR | HFTD - Distribution - Tier 3 - 3QU CoRE ¦ 3QU LoRE | Red Flag Warning - Large Fires | Vegetation Contact | Aggregated | 2063 | 2.8868e-05 | 215.5262 | 0.0062218 | 2063 | Mitigation | 0.95 | 45 | 0 | esc | 0.00097009 | 2.8004e-08 | 0.00097009 | 2.8004e-08 | 0.0029922 | 3.4588e-11 | 0 | 0
[120 empty] | 7.3.3.17.5 (Remote Grid) Updates to grid topology to minimize risk of ignition in HFTDs Remote GridWLDFRVegetation ContactAggregated | WLDFR | HFTD - Distribution - Tier 3 - 3QU CoRE ¦ 3QU LoRE | Red Flag Warning - Large Fires | Vegetation Contact | Aggregated | 2064 | 2.8868e-05 | 215.5262 | 0.0062218 | 2064 | Mitigation | 0.95 | 45 | 0 | esc | 0.00097009 | 2.8004e-08 | 0.00097009 | 2.8004e-08 | 0.0029922 | 3.4588e-11 | 0.0083522 | 7.6546e-09
[120 empty] | 7.3.3.17.5 (Remote Grid) Updates to grid topology to minimize risk of ignition in HFTDs Remote GridWLDFRVegetation ContactAggregated | WLDFR | HFTD - Distribution - Tier 3 - 3QU CoRE ¦ 3QU LoRE | Red Flag Warning - Large Fires | Vegetation Contact | Aggregated | 2065 | 2.8868e-05 | 215.5262 | 0.0062218 | 2065 | Mitigation | 0.95 | 45 | 0 | esc | 0.00097009 | 2.8004e-08 | 0.00097009 | 2.8004e-08 | 0.0029922 | 3.4588e-11 | 0.0083522 | 7.6546e-09
[120 empty] | 7.3.3.17.5 (Remote Grid) Updates to grid topology to minimize risk of ignition in HFTDs Remote GridWLDFRVegetation ContactAggregated | WLDFR | HFTD - Distribution - Tier 3 - 3QU CoRE ¦ 3QU LoRE | Red Flag Warning - Large Fires | Vegetation Contact | Aggregated | 2066 | 2.8868e-05 | 215.5262 | 0.0062218 | 2066 | Mitigation | 0.95 | 45 | 0 | esc | 0.00097009 | 2.8004e-08 | 0.00097009 | 2.8004e-08 | 0.0029922 | 3.4588e-11 | 0.0083522 | 7.6546e-09
[120 empty] | 7.3.3.17.5 (Remote Grid) Updates to grid topology to minimize risk of ignition in HFTDs Remote GridWLDFRVegetation ContactAggregated | WLDFR | HFTD - Distribution - Tier 3 - 3QU CoRE ¦ 3QU LoRE | Red Flag Warning - Large Fires | Vegetation Contact | Aggregated | 2067 | 2.8868e-05 | 215.5262 | 0.0062218 | 2067 | Mitigation | 0.95 | 45 | 0 | esc | 0 | 0 | 0.00097009 | 2.8004e-08 | 0.0029922 | 3.4588e-11 | 0.0083522 | 7.6546e-09
[120 empty] | 7.3.3.17.5 (Remote Grid) Updates to grid topology to minimize risk of ignition in HFTDs Remote GridWLDFRContact from objectAggregated | WLDFR | HFTD - Distribution - Tier 3 - 3QU CoRE ¦ 3QU LoRE | Red Flag Warning - Small Fires | Contact from object | Aggregated | 2022 | 1.3835e-05 | 215.5262 | 0.0029817 | 2022 | Mitigation | 0.95 | 45 | 0 | esc | 0.00097009 | 1.3421e-08 | 0 | 0 | 0.0029922 | 3.4588e-11 | 0.0083522 | 7.6546e-09
[120 empty] | 7.3.3.17.5 (Remote Grid) Updates to grid topology to minimize risk of ignition in HFTDs Remote GridWLDFRContact from objectAggregated | WLDFR | HFTD - Distribution - Tier 3 - 3QU CoRE ¦ 3QU LoRE | Red Flag Warning - Small Fires | Contact from object | Aggregated | 2023 | 1.3835e-05 | 215.5262 | 0.0029817 | 2023 | Mitigation | 0.95 | 45 | 0 | esc | 0.00097009 | 1.3421e-08 | 0.00097009 | 1.3421e-08 | 0.0029922 | 3.4588e-11 | 0.0083522 | 7.6546e-09
[120 empty] | 7.3.3.17.5 (Remote Grid) Updates to grid topology to minimize risk of ignition in HFTDs Remote GridWLDFRContact from objectAggregated | WLDFR | HFTD - Distribution - Tier 3 - 3QU CoRE ¦ 3QU LoRE | Red Flag Warning - Small Fires | Contact from object | Aggregated | 2024 | 1.3835e-05 | 215.5262 | 0.0029817 | 2024 | Mitigation | 0.95 | 45 | 0 | esc | 0.00097009 | 1.3421e-08 | 0.00097009 | 1.3421e-08 | 0.0029922 | 3.4588e-11 | 0.0083522 | 7.6546e-09
[120 empty] | 7.3.3.17.5 (Remote Grid) Updates to grid topology to minimize risk of ignition in HFTDs Remote GridWLDFRContact from objectAggregated | WLDFR | HFTD - Distribution - Tier 3 - 3QU CoRE ¦ 3QU LoRE | Red Flag Warning - Small Fires | Contact from object | Aggregated | 2025 | 1.3835e-05 | 215.5262 | 0.0029817 | 2025 | Mitigation | 0.95 | 45 | 0 | esc | 0.00097009 | 1.3421e-08 | 0.00097009 | 1.3421e-08 | 0.0029922 | 3.4588e-11 | 0.0083522 | 7.6546e-09
[120 empty] | 7.3.3.17.5 (Remote Grid) Updates to grid topology to minimize risk of ignition in HFTDs Remote GridWLDFRContact from objectAggregated | WLDFR | HFTD - Distribution - Tier 3 - 3QU CoRE ¦ 3QU LoRE | Red Flag Warning - Small Fires | Contact from object | Aggregated | 2026 | 1.3835e-05 | 215.5262 | 0.0029817 | 2026 | Mitigation | 0.95 | 45 | 0 | esc | 0.00097009 | 1.3421e-08 | 0.00097009 | 1.3421e-08 | 0.0029922 | 3.4588e-11 | 0.0083522 | 7.6546e-09
[120 empty] | 7.3.3.17.5 (Remote Grid) Updates to grid topology to minimize risk of ignition in HFTDs Remote GridWLDFRContact from objectAggregated | WLDFR | HFTD - Distribution - Tier 3 - 3QU CoRE ¦ 3QU LoRE | Red Flag Warning - Small Fires | Contact from object | Aggregated | 2027 | 1.3835e-05 | 215.5262 | 0.0029817 | 2027 | Mitigation | 0.95 | 45 | 0 | esc | 0.00097009 | 1.3421e-08 | 0.00097009 | 1.3421e-08 | 0.0029922 | 3.4588e-11 | 0.0083522 | 7.6546e-09
[120 empty] | 7.3.3.17.5 (Remote Grid) Updates to grid topology to minimize risk of ignition in HFTDs Remote GridWLDFRContact from objectAggregated | WLDFR | HFTD - Distribution - Tier 3 - 3QU CoRE ¦ 3QU LoRE | Red Flag Warning - Small Fires | Contact from object | Aggregated | 2028 | 1.3835e-05 | 215.5262 | 0.0029817 | 2028 | Mitigation | 0.95 | 45 | 0 | esc | 0.00097009 | 1.3421e-08 | 0.00097009 | 1.3421e-08 | 0.0029922 | 3.4588e-11 | 0.0083522 | 7.6546e-09
[120 empty] | 7.3.3.17.5 (Remote Grid) Updates to grid topology to minimize risk of ignition in HFTDs Remote GridWLDFRContact from objectAggregated | WLDFR | HFTD - Distribution - Tier 3 - 3QU CoRE ¦ 3QU LoRE | Red Flag Warning - Small Fires | Contact from object | Aggregated | 2029 | 1.3835e-05 | 215.5262 | 0.0029817 | 2029 | Mitigation | 0.95 | 45 | 0 | esc | 0.00097009 | 1.3421e-08 | 0.00097009 | 1.3421e-08 | 0.0029922 | 3.4588e-11 | 0.0083522 | 7.6546e-09
[120 empty] | 7.3.3.17.5 (Remote Grid) Updates to grid topology to minimize risk of ignition in HFTDs Remote GridWLDFRContact from objectAggregated | WLDFR | HFTD - Distribution - Tier 3 - 3QU CoRE ¦ 3QU LoRE | Red Flag Warning - Small Fires | Contact from object | Aggregated | 2030 | 1.3835e-05 | 215.5262 | 0.0029817 | 2030 | Mitigation | 0.95 | 45 | 0 | esc | 0.00097009 | 1.3421e-08 | 0.00097009 | 1.3421e-08 | 0.0029922 | 3.4588e-11 | 0.0083522 | 7.6546e-09
[120 empty] | 7.3.3.17.5 (Remote Grid) Updates to grid topology to minimize risk of ignition in HFTDs Remote GridWLDFRContact from objectAggregated | WLDFR | HFTD - Distribution - Tier 3 - 3QU CoRE ¦ 3QU LoRE | Red Flag Warning - Small Fires | Contact from object | Aggregated | 2031 | 1.3835e-05 | 215.5262 | 0.0029817 | 2031 | Mitigation | 0.95 | 45 | 0 | esc | 0.00097009 | 1.3421e-08 | 0.00097009 | 1.3421e-08 | 0.0029922 | 3.4588e-11 | 0.0083522 | 7.6546e-09
[120 empty] | 7.3.3.17.5 (Remote Grid) Updates to grid topology to minimize risk of ignition in HFTDs Remote GridWLDFRContact from objectAggregated | WLDFR | HFTD - Distribution - Tier 3 - 3QU CoRE ¦ 3QU LoRE | Red Flag Warning - Small Fires | Contact from object | Aggregated | 2032 | 1.3835e-05 | 215.5262 | 0.0029817 | 2032 | Mitigation | 0.95 | 45 | 0 | esc | 0.00097009 | 1.3421e-08 | 0.00097009 | 1.3421e-08 | 0.0029922 | 3.4588e-11 | 0.0083522 | 7.6546e-09
[120 empty] | 7.3.3.17.5 (Remote Grid) Updates to grid topology to minimize risk of ignition in HFTDs Remote GridWLDFRContact from objectAggregated | WLDFR | HFTD - Distribution - Tier 3 - 3QU CoRE ¦ 3QU LoRE | Red Flag Warning - Small Fires | Contact from object | Aggregated | 2033 | 1.3835e-05 | 215.5262 | 0.0029817 | 2033 | Mitigation | 0.95 | 45 | 0 | esc | 0.00097009 | 1.3421e-08 | 0.00097009 | 1.3421e-08 | 0.0029922 | 3.4588e-11 | 0.0083522 | 7.6546e-09
[120 empty] | 7.3.3.17.5 (Remote Grid) Updates to grid topology to minimize risk of ignition in HFTDs Remote GridWLDFRContact from objectAggregated | WLDFR | HFTD - Distribution - Tier 3 - 3QU CoRE ¦ 3QU LoRE | Red Flag Warning - Small Fires | Contact from object | Aggregated | 2034 | 1.3835e-05 | 215.5262 | 0.0029817 | 2034 | Mitigation | 0.95 | 45 | 0 | esc | 0.00097009 | 1.3421e-08 | 0.00097009 | 1.3421e-08 | 0.0029922 | 3.4588e-11 | 0.0083522 | 7.6546e-09
[120 empty] | 7.3.3.17.5 (Remote Grid) Updates to grid topology to minimize risk of ignition in HFTDs Remote GridWLDFRContact from objectAggregated | WLDFR | HFTD - Distribution - Tier 3 - 3QU CoRE ¦ 3QU LoRE | Red Flag Warning - Small Fires | Contact from object | Aggregated | 2035 | 1.3835e-05 | 215.5262 | 0.0029817 | 2035 | Mitigation | 0.95 | 45 | 0 | esc | 0.00097009 | 1.3421e-08 | 0.00097009 | 1.3421e-08 | 0.0029922 | 3.4588e-11 | 0.0083522 | 7.6546e-09
[120 empty] | 7.3.3.17.5 (Remote Grid) Updates to grid topology to minimize risk of ignition in HFTDs Remote GridWLDFRContact from objectAggregated | WLDFR | HFTD - Distribution - Tier 3 - 3QU CoRE ¦ 3QU LoRE | Red Flag Warning - Small Fires | Contact from object | Aggregated | 2036 | 1.3835e-05 | 215.5262 | 0.0029817 | 2036 | Mitigation | 0.95 | 45 | 0 | esc | 0.00097009 | 1.3421e-08 | 0.00097009 | 1.3421e-08 | 0.0029922 | 3.4588e-11 | 0.0083522 | 7.6546e-09
[120 empty] | 7.3.3.17.5 (Remote Grid) Updates to grid topology to minimize risk of ignition in HFTDs Remote GridWLDFRContact from objectAggregated | WLDFR | HFTD - Distribution - Tier 3 - 3QU CoRE ¦ 3QU LoRE | Red Flag Warning - Small Fires | Contact from object | Aggregated | 2037 | 1.3835e-05 | 215.5262 | 0.0029817 | 2037 | Mitigation | 0.95 | 45 | 0 | esc | 0.00097009 | 1.3421e-08 | 0.00097009 | 1.3421e-08 | 0.0029922 | 3.4588e-11 | 0.0083522 | 7.6546e-09
[120 empty] | 7.3.3.17.5 (Remote Grid) Updates to grid topology to minimize risk of ignition in HFTDs Remote GridWLDFRContact from objectAggregated | WLDFR | HFTD - Distribution - Tier 3 - 3QU CoRE ¦ 3QU LoRE | Red Flag Warning - Small Fires | Contact from object | Aggregated | 2038 | 1.3835e-05 | 215.5262 | 0.0029817 | 2038 | Mitigation | 0.95 | 45 | 0 | esc | 0.00097009 | 1.3421e-08 | 0.00097009 | 1.3421e-08 | 0.0029922 | 3.4588e-11 | 0.0083522 | 7.6546e-09
[120 empty] | 7.3.3.17.5 (Remote Grid) Updates to grid topology to minimize risk of ignition in HFTDs Remote GridWLDFRContact from objectAggregated | WLDFR | HFTD - Distribution - Tier 3 - 3QU CoRE ¦ 3QU LoRE | Red Flag Warning - Small Fires | Contact from object | Aggregated | 2039 | 1.3835e-05 | 215.5262 | 0.0029817 | 2039 | Mitigation | 0.95 | 45 | 0 | esc | 0.00097009 | 1.3421e-08 | 0.00097009 | 1.3421e-08 | 0.0029922 | 3.4588e-11 | 0.0083522 | 7.6546e-09
[120 empty] | 7.3.3.17.5 (Remote Grid) Updates to grid topology to minimize risk of ignition in HFTDs Remote GridWLDFRContact from objectAggregated | WLDFR | HFTD - Distribution - Tier 3 - 3QU CoRE ¦ 3QU LoRE | Red Flag Warning - Small Fires | Contact from object | Aggregated | 2040 | 1.3835e-05 | 215.5262 | 0.0029817 | 2040 | Mitigation | 0.95 | 45 | 0 | esc | 0.00097009 | 1.3421e-08 | 0.00097009 | 1.3421e-08 | 0.0029922 | 3.4588e-11 | 0.0083522 | 7.6546e-09
[120 empty] | 7.3.3.17.5 (Remote Grid) Updates to grid topology to minimize risk of ignition in HFTDs Remote GridWLDFRContact from objectAggregated | WLDFR | HFTD - Distribution - Tier 3 - 3QU CoRE ¦ 3QU LoRE | Red Flag Warning - Small Fires | Contact from object | Aggregated | 2041 | 1.3835e-05 | 215.5262 | 0.0029817 | 2041 | Mitigation | 0.95 | 45 | 0 | esc | 0.00097009 | 1.3421e-08 | 0.00097009 | 1.3421e-08 | 0.0029922 | 3.4588e-11 | 0.0083522 | 7.6546e-09
[120 empty] | 7.3.3.17.5 (Remote Grid) Updates to grid topology to minimize risk of ignition in HFTDs Remote GridWLDFRContact from objectAggregated | WLDFR | HFTD - Distribution - Tier 3 - 3QU CoRE ¦ 3QU LoRE | Red Flag Warning - Small Fires | Contact from object | Aggregated | 2042 | 1.3835e-05 | 215.5262 | 0.0029817 | 2042 | Mitigation | 0.95 | 45 | 0 | esc | 0.00097009 | 1.3421e-08 | 0.00097009 | 1.3421e-08 | 0.0029922 | 3.4588e-11 | 0.0083522 | 7.6546e-09
[120 empty] | 7.3.3.17.5 (Remote Grid) Updates to grid topology to minimize risk of ignition in HFTDs Remote GridWLDFRContact from objectAggregated | WLDFR | HFTD - Distribution - Tier 3 - 3QU CoRE ¦ 3QU LoRE | Red Flag Warning - Small Fires | Contact from object | Aggregated | 2043 | 1.3835e-05 | 215.5262 | 0.0029817 | 2043 | Mitigation | 0.95 | 45 | 0 | esc | 0.00097009 | 1.3421e-08 | 0.00097009 | 1.3421e-08 | 0.0029922 | 3.4588e-11 | 0.0083522 | 7.6546e-09
[120 empty] | 7.3.3.17.5 (Remote Grid) Updates to grid topology to minimize risk of ignition in HFTDs Remote GridWLDFRContact from objectAggregated | WLDFR | HFTD - Distribution - Tier 3 - 3QU CoRE ¦ 3QU LoRE | Red Flag Warning - Small Fires | Contact from object | Aggregated | 2044 | 1.3835e-05 | 215.5262 | 0.0029817 | 2044 | Mitigation | 0.95 | 45 | 0 | esc | 0.00097009 | 1.3421e-08 | 0.00097009 | 1.3421e-08 | 0.0029922 | 3.4588e-11 | 0.0083522 | 7.6546e-09
[120 empty] | 7.3.3.17.5 (Remote Grid) Updates to grid topology to minimize risk of ignition in HFTDs Remote GridWLDFRContact from objectAggregated | WLDFR | HFTD - Distribution - Tier 3 - 3QU CoRE ¦ 3QU LoRE | Red Flag Warning - Small Fires | Contact from object | Aggregated | 2045 | 1.3835e-05 | 215.5262 | 0.0029817 | 2045 | Mitigation | 0.95 | 45 | 0 | esc | 0.00097009 | 1.3421e-08 | 0.00097009 | 1.3421e-08 | 0.0029922 | 3.4588e-11 | 0.0083522 | 7.6546e-09
[120 empty] | 7.3.3.17.5 (Remote Grid) Updates to grid topology to minimize risk of ignition in HFTDs Remote GridWLDFRContact from objectAggregated | WLDFR | HFTD - Distribution - Tier 3 - 3QU CoRE ¦ 3QU LoRE | Red Flag Warning - Small Fires | Contact from object | Aggregated | 2046 | 1.3835e-05 | 215.5262 | 0.0029817 | 2046 | Mitigation | 0.95 | 45 | 0 | esc | 0.00097009 | 1.3421e-08 | 0.00097009 | 1.3421e-08 | 0.0029922 | 3.4588e-11 | 0.0083522 | 7.6546e-09
[120 empty] | 7.3.3.17.5 (Remote Grid) Updates to grid topology to minimize risk of ignition in HFTDs Remote GridWLDFRContact from objectAggregated | WLDFR | HFTD - Distribution - Tier 3 - 3QU CoRE ¦ 3QU LoRE | Red Flag Warning - Small Fires | Contact from object | Aggregated | 2047 | 1.3835e-05 | 215.5262 | 0.0029817 | 2047 | Mitigation | 0.95 | 45 | 0 | esc | 0.00097009 | 1.3421e-08 | 0.00097009 | 1.3421e-08 | 0.0029922 | 3.4588e-11 | 0.0083522 | 7.6546e-09
[120 empty] | 7.3.3.17.5 (Remote Grid) Updates to grid topology to minimize risk of ignition in HFTDs Remote GridWLDFRContact from objectAggregated | WLDFR | HFTD - Distribution - Tier 3 - 3QU CoRE ¦ 3QU LoRE | Red Flag Warning - Small Fires | Contact from object | Aggregated | 2048 | 1.3835e-05 | 215.5262 | 0.0029817 | 2048 | Mitigation | 0.95 | 45 | 0 | esc | 0.00097009 | 1.3421e-08 | 0.00097009 | 1.3421e-08 | 0.0029922 | 3.4588e-11 | 0 | 0
[120 empty] | 7.3.3.17.5 (Remote Grid) Updates to grid topology to minimize risk of ignition in HFTDs Remote GridWLDFRContact from objectAggregated | WLDFR | HFTD - Distribution - Tier 3 - 3QU CoRE ¦ 3QU LoRE | Red Flag Warning - Small Fires | Contact from object | Aggregated | 2049 | 1.3835e-05 | 215.5262 | 0.0029817 | 2049 | Mitigation | 0.95 | 45 | 0 | esc | 0.00097009 | 1.3421e-08 | 0.00097009 | 1.3421e-08 | 0.0029922 | 3.4588e-11 | 0 | 0
[120 empty] | 7.3.3.17.5 (Remote Grid) Updates to grid topology to minimize risk of ignition in HFTDs Remote GridWLDFRContact from objectAggregated | WLDFR | HFTD - Distribution - Tier 3 - 3QU CoRE ¦ 3QU LoRE | Red Flag Warning - Small Fires | Contact from object | Aggregated | 2050 | 1.3835e-05 | 215.5262 | 0.0029817 | 2050 | Mitigation | 0.95 | 45 | 0 | esc | 0.00097009 | 1.3421e-08 | 0.00097009 | 1.3421e-08 | 0.0029922 | 3.4588e-11 | 0.0092336 | 7.3247e-10
[120 empty] | 7.3.3.17.5 (Remote Grid) Updates to grid topology to minimize risk of ignition in HFTDs Remote GridWLDFRContact from objectAggregated | WLDFR | HFTD - Distribution - Tier 3 - 3QU CoRE ¦ 3QU LoRE | Red Flag Warning - Small Fires | Contact from object | Aggregated | 2051 | 1.3835e-05 | 215.5262 | 0.0029817 | 2051 | Mitigation | 0.95 | 45 | 0 | esc | 0.00097009 | 1.3421e-08 | 0.00097009 | 1.3421e-08 | 0.0029922 | 3.4588e-11 | 0.0092336 | 7.3247e-10
[120 empty] | 7.3.3.17.5 (Remote Grid) Updates to grid topology to minimize risk of ignition in HFTDs Remote GridWLDFRContact from objectAggregated | WLDFR | HFTD - Distribution - Tier 3 - 3QU CoRE ¦ 3QU LoRE | Red Flag Warning - Small Fires | Contact from object | Aggregated | 2052 | 1.3835e-05 | 215.5262 | 0.0029817 | 2052 | Mitigation | 0.95 | 45 | 0 | esc | 0.00097009 | 1.3421e-08 | 0.00097009 | 1.3421e-08 | 0.0029922 | 3.4588e-11 | 0.0092336 | 7.3247e-10
[120 empty] | 7.3.3.17.5 (Remote Grid) Updates to grid topology to minimize risk of ignition in HFTDs Remote GridWLDFRContact from objectAggregated | WLDFR | HFTD - Distribution - Tier 3 - 3QU CoRE ¦ 3QU LoRE | Red Flag Warning - Small Fires | Contact from object | Aggregated | 2053 | 1.3835e-05 | 215.5262 | 0.0029817 | 2053 | Mitigation | 0.95 | 45 | 0 | esc | 0.00097009 | 1.3421e-08 | 0.00097009 | 1.3421e-08 | 0.0029922 | 3.4588e-11 | 0.0092336 | 7.3247e-10
[120 empty] | 7.3.3.17.5 (Remote Grid) Updates to grid topology to minimize risk of ignition in HFTDs Remote GridWLDFRContact from objectAggregated | WLDFR | HFTD - Distribution - Tier 3 - 3QU CoRE ¦ 3QU LoRE | Red Flag Warning - Small Fires | Contact from object | Aggregated | 2054 | 1.3835e-05 | 215.5262 | 0.0029817 | 2054 | Mitigation | 0.95 | 45 | 0 | esc | 0.00097009 | 1.3421e-08 | 0.00097009 | 1.3421e-08 | 0.0029922 | 3.4588e-11 | 0.0092336 | 7.3247e-10
[120 empty] | 7.3.3.17.5 (Remote Grid) Updates to grid topology to minimize risk of ignition in HFTDs Remote GridWLDFRContact from objectAggregated | WLDFR | HFTD - Distribution - Tier 3 - 3QU CoRE ¦ 3QU LoRE | Red Flag Warning - Small Fires | Contact from object | Aggregated | 2055 | 1.3835e-05 | 215.5262 | 0.0029817 | 2055 | Mitigation | 0.95 | 45 | 0 | esc | 0.00097009 | 1.3421e-08 | 0.00097009 | 1.3421e-08 | 0.0029922 | 3.4588e-11 | 0.0092336 | 7.3247e-10
[120 empty] | 7.3.3.17.5 (Remote Grid) Updates to grid topology to minimize risk of ignition in HFTDs Remote GridWLDFRContact from objectAggregated | WLDFR | HFTD - Distribution - Tier 3 - 3QU CoRE ¦ 3QU LoRE | Red Flag Warning - Small Fires | Contact from object | Aggregated | 2056 | 1.3835e-05 | 215.5262 | 0.0029817 | 2056 | Mitigation | 0.95 | 45 | 0 | esc | 0.00097009 | 1.3421e-08 | 0.00097009 | 1.3421e-08 | 0.0029922 | 3.4588e-11 | 0.0092336 | 7.3247e-10
[120 empty] | 7.3.3.17.5 (Remote Grid) Updates to grid topology to minimize risk of ignition in HFTDs Remote GridWLDFRContact from objectAggregated | WLDFR | HFTD - Distribution - Tier 3 - 3QU CoRE ¦ 3QU LoRE | Red Flag Warning - Small Fires | Contact from object | Aggregated | 2057 | 1.3835e-05 | 215.5262 | 0.0029817 | 2057 | Mitigation | 0.95 | 45 | 0 | esc | 0.00097009 | 1.3421e-08 | 0.00097009 | 1.3421e-08 | 0.0029922 | 3.4588e-11 | 0.0092336 | 7.3247e-10
[120 empty] | 7.3.3.17.5 (Remote Grid) Updates to grid topology to minimize risk of ignition in HFTDs Remote GridWLDFRContact from objectAggregated | WLDFR | HFTD - Distribution - Tier 3 - 3QU CoRE ¦ 3QU LoRE | Red Flag Warning - Small Fires | Contact from object | Aggregated | 2058 | 1.3835e-05 | 215.5262 | 0.0029817 | 2058 | Mitigation | 0.95 | 45 | 0 | esc | 0.00097009 | 1.3421e-08 | 0.00097009 | 1.3421e-08 | 0.0029922 | 3.4588e-11 | 0.0092336 | 7.3247e-10
[120 empty] | 7.3.3.17.5 (Remote Grid) Updates to grid topology to minimize risk of ignition in HFTDs Remote GridWLDFRContact from objectAggregated | WLDFR | HFTD - Distribution - Tier 3 - 3QU CoRE ¦ 3QU LoRE | Red Flag Warning - Small Fires | Contact from object | Aggregated | 2059 | 1.3835e-05 | 215.5262 | 0.0029817 | 2059 | Mitigation | 0.95 | 45 | 0 | esc | 0.00097009 | 1.3421e-08 | 0.00097009 | 1.3421e-08 | 0.0029922 | 3.4588e-11 | 0.0092336 | 7.3247e-10
[120 empty] | 7.3.3.17.5 (Remote Grid) Updates to grid topology to minimize risk of ignition in HFTDs Remote GridWLDFRContact from objectAggregated | WLDFR | HFTD - Distribution - Tier 3 - 3QU CoRE ¦ 3QU LoRE | Red Flag Warning - Small Fires | Contact from object | Aggregated | 2060 | 1.3835e-05 | 215.5262 | 0.0029817 | 2060 | Mitigation | 0.95 | 45 | 0 | esc | 0.00097009 | 1.3421e-08 | 0.00097009 | 1.3421e-08 | 0.0029922 | 3.4588e-11 | 0.0092336 | 7.3247e-10
[120 empty] | 7.3.3.17.5 (Remote Grid) Updates to grid topology to minimize risk of ignition in HFTDs Remote GridWLDFRContact from objectAggregated | WLDFR | HFTD - Distribution - Tier 3 - 3QU CoRE ¦ 3QU LoRE | Red Flag Warning - Small Fires | Contact from object | Aggregated | 2061 | 1.3835e-05 | 215.5262 | 0.0029817 | 2061 | Mitigation | 0.95 | 45 | 0 | esc | 0.00097009 | 1.3421e-08 | 0.00097009 | 1.3421e-08 | 0.0029922 | 3.4588e-11 | 0.0092336 | 7.3247e-10
[120 empty] | 7.3.3.17.5 (Remote Grid) Updates to grid topology to minimize risk of ignition in HFTDs Remote GridWLDFRContact from objectAggregated | WLDFR | HFTD - Distribution - Tier 3 - 3QU CoRE ¦ 3QU LoRE | Red Flag Warning - Small Fires | Contact from object | Aggregated | 2062 | 1.3835e-05 | 215.5262 | 0.0029817 | 2062 | Mitigation | 0.95 | 45 | 0 | esc | 0.00097009 | 1.3421e-08 | 0.00097009 | 1.3421e-08 | 0.0029922 | 3.4588e-11 | 0.0092336 | 7.3247e-10
[120 empty] | 7.3.3.17.5 (Remote Grid) Updates to grid topology to minimize risk of ignition in HFTDs Remote GridWLDFRContact from objectAggregated | WLDFR | HFTD - Distribution - Tier 3 - 3QU CoRE ¦ 3QU LoRE | Red Flag Warning - Small Fires | Contact from object | Aggregated | 2063 | 1.3835e-05 | 215.5262 | 0.0029817 | 2063 | Mitigation | 0.95 | 45 | 0 | esc | 0.00097009 | 1.3421e-08 | 0.00097009 | 1.3421e-08 | 0.0029922 | 3.4588e-11 | 0.0092336 | 7.3247e-10
[120 empty] | 7.3.3.17.5 (Remote Grid) Updates to grid topology to minimize risk of ignition in HFTDs Remote GridWLDFRContact from objectAggregated | WLDFR | HFTD - Distribution - Tier 3 - 3QU CoRE ¦ 3QU LoRE | Red Flag Warning - Small Fires | Contact from object | Aggregated | 2064 | 1.3835e-05 | 215.5262 | 0.0029817 | 2064 | Mitigation | 0.95 | 45 | 0 | esc | 0.00097009 | 1.3421e-08 | 0.00097009 | 1.3421e-08 | 0 | 0 | 0.0092336 | 7.3247e-10
[120 empty] | 7.3.3.17.5 (Remote Grid) Updates to grid topology to minimize risk of ignition in HFTDs Remote GridWLDFRContact from objectAggregated | WLDFR | HFTD - Distribution - Tier 3 - 3QU CoRE ¦ 3QU LoRE | Red Flag Warning - Small Fires | Contact from object | Aggregated | 2065 | 1.3835e-05 | 215.5262 | 0.0029817 | 2065 | Mitigation | 0.95 | 45 | 0 | esc | 0.00097009 | 1.3421e-08 | 0.00097009 | 1.3421e-08 | 0.0029922 | 1.0423e-08 | 0.0092336 | 7.3247e-10
[120 empty] | 7.3.3.17.5 (Remote Grid) Updates to grid topology to minimize risk of ignition in HFTDs Remote GridWLDFRContact from objectAggregated | WLDFR | HFTD - Distribution - Tier 3 - 3QU CoRE ¦ 3QU LoRE | Red Flag Warning - Small Fires | Contact from object | Aggregated | 2066 | 1.3835e-05 | 215.5262 | 0.0029817 | 2066 | Mitigation | 0.95 | 45 | 0 | esc | 0.00097009 | 1.3421e-08 | 0.00097009 | 1.3421e-08 | 0.0029922 | 1.0423e-08 | 0.0092336 | 7.3247e-10
[120 empty] | 7.3.3.17.5 (Remote Grid) Updates to grid topology to minimize risk of ignition in HFTDs Remote GridWLDFRContact from objectAggregated | WLDFR | HFTD - Distribution - Tier 3 - 3QU CoRE ¦ 3QU LoRE | Red Flag Warning - Small Fires | Contact from object | Aggregated | 2067 | 1.3835e-05 | 215.5262 | 0.0029817 | 2067 | Mitigation | 0.95 | 45 | 0 | esc | 0 | 0 | 0.00097009 | 1.3421e-08 | 0.0029922 | 1.0423e-08 | 0.0092336 | 7.3247e-10
[120 empty] | 7.3.3.17.5 (Remote Grid) Updates to grid topology to minimize risk of ignition in HFTDs Remote GridWLDFRContaminationAggregated | WLDFR | HFTD - Distribution - Tier 3 - 3QU CoRE ¦ 3QU LoRE | Red Flag Warning - Small Fires | Contamination | Aggregated | 2022 | 1.3114e-07 | 215.5262 | 2.8265e-05 | 2022 | Mitigation | 0.95 | 45 | 0 | esc | 0.00097009 | 1.2722e-10 | 0 | 0 | 0.0029922 | 1.0423e-08 | 0.0092336 | 7.3247e-10
[120 empty] | 7.3.3.17.5 (Remote Grid) Updates to grid topology to minimize risk of ignition in HFTDs Remote GridWLDFRContaminationAggregated | WLDFR | HFTD - Distribution - Tier 3 - 3QU CoRE ¦ 3QU LoRE | Red Flag Warning - Small Fires | Contamination | Aggregated | 2023 | 1.3114e-07 | 215.5262 | 2.8265e-05 | 2023 | Mitigation | 0.95 | 45 | 0 | esc | 0.00097009 | 1.2722e-10 | 0.00097009 | 1.2722e-10 | 0.0029922 | 1.0423e-08 | 0.0092336 | 7.3247e-10
[120 empty] | 7.3.3.17.5 (Remote Grid) Updates to grid topology to minimize risk of ignition in HFTDs Remote GridWLDFRContaminationAggregated | WLDFR | HFTD - Distribution - Tier 3 - 3QU CoRE ¦ 3QU LoRE | Red Flag Warning - Small Fires | Contamination | Aggregated | 2024 | 1.3114e-07 | 215.5262 | 2.8265e-05 | 2024 | Mitigation | 0.95 | 45 | 0 | esc | 0.00097009 | 1.2722e-10 | 0.00097009 | 1.2722e-10 | 0.0029922 | 1.0423e-08 | 0.0092336 | 7.3247e-10
[120 empty] | 7.3.3.17.5 (Remote Grid) Updates to grid topology to minimize risk of ignition in HFTDs Remote GridWLDFRContaminationAggregated | WLDFR | HFTD - Distribution - Tier 3 - 3QU CoRE ¦ 3QU LoRE | Red Flag Warning - Small Fires | Contamination | Aggregated | 2025 | 1.3114e-07 | 215.5262 | 2.8265e-05 | 2025 | Mitigation | 0.95 | 45 | 0 | esc | 0.00097009 | 1.2722e-10 | 0.00097009 | 1.2722e-10 | 0.0029922 | 1.0423e-08 | 0.0092336 | 7.3247e-10
[120 empty] | 7.3.3.17.5 (Remote Grid) Updates to grid topology to minimize risk of ignition in HFTDs Remote GridWLDFRContaminationAggregated | WLDFR | HFTD - Distribution - Tier 3 - 3QU CoRE ¦ 3QU LoRE | Red Flag Warning - Small Fires | Contamination | Aggregated | 2026 | 1.3114e-07 | 215.5262 | 2.8265e-05 | 2026 | Mitigation | 0.95 | 45 | 0 | esc | 0.00097009 | 1.2722e-10 | 0.00097009 | 1.2722e-10 | 0.0029922 | 1.0423e-08 | 0.0092336 | 7.3247e-10
[120 empty] | 7.3.3.17.5 (Remote Grid) Updates to grid topology to minimize risk of ignition in HFTDs Remote GridWLDFRContaminationAggregated | WLDFR | HFTD - Distribution - Tier 3 - 3QU CoRE ¦ 3QU LoRE | Red Flag Warning - Small Fires | Contamination | Aggregated | 2027 | 1.3114e-07 | 215.5262 | 2.8265e-05 | 2027 | Mitigation | 0.95 | 45 | 0 | esc | 0.00097009 | 1.2722e-10 | 0.00097009 | 1.2722e-10 | 0.0029922 | 1.0423e-08 | 0.0092336 | 7.3247e-10
[120 empty] | 7.3.3.17.5 (Remote Grid) Updates to grid topology to minimize risk of ignition in HFTDs Remote GridWLDFRContaminationAggregated | WLDFR | HFTD - Distribution - Tier 3 - 3QU CoRE ¦ 3QU LoRE | Red Flag Warning - Small Fires | Contamination | Aggregated | 2028 | 1.3114e-07 | 215.5262 | 2.8265e-05 | 2028 | Mitigation | 0.95 | 45 | 0 | esc | 0.00097009 | 1.2722e-10 | 0.00097009 | 1.2722e-10 | 0.0029922 | 1.0423e-08 | 0.0092336 | 7.3247e-10
[120 empty] | 7.3.3.17.5 (Remote Grid) Updates to grid topology to minimize risk of ignition in HFTDs Remote GridWLDFRContaminationAggregated | WLDFR | HFTD - Distribution - Tier 3 - 3QU CoRE ¦ 3QU LoRE | Red Flag Warning - Small Fires | Contamination | Aggregated | 2029 | 1.3114e-07 | 215.5262 | 2.8265e-05 | 2029 | Mitigation | 0.95 | 45 | 0 | esc | 0.00097009 | 1.2722e-10 | 0.00097009 | 1.2722e-10 | 0.0029922 | 1.0423e-08 | 0.0092336 | 7.3247e-10
[120 empty] | 7.3.3.17.5 (Remote Grid) Updates to grid topology to minimize risk of ignition in HFTDs Remote GridWLDFRContaminationAggregated | WLDFR | HFTD - Distribution - Tier 3 - 3QU CoRE ¦ 3QU LoRE | Red Flag Warning - Small Fires | Contamination | Aggregated | 2030 | 1.3114e-07 | 215.5262 | 2.8265e-05 | 2030 | Mitigation | 0.95 | 45 | 0 | esc | 0.00097009 | 1.2722e-10 | 0.00097009 | 1.2722e-10 | 0.0029922 | 1.0423e-08 | 0.0092336 | 7.3247e-10
[120 empty] | 7.3.3.17.5 (Remote Grid) Updates to grid topology to minimize risk of ignition in HFTDs Remote GridWLDFRContaminationAggregated | WLDFR | HFTD - Distribution - Tier 3 - 3QU CoRE ¦ 3QU LoRE | Red Flag Warning - Small Fires | Contamination | Aggregated | 2031 | 1.3114e-07 | 215.5262 | 2.8265e-05 | 2031 | Mitigation | 0.95 | 45 | 0 | esc | 0.00097009 | 1.2722e-10 | 0.00097009 | 1.2722e-10 | 0.0029922 | 1.0423e-08 | 0.0092336 | 7.3247e-10
[120 empty] | 7.3.3.17.5 (Remote Grid) Updates to grid topology to minimize risk of ignition in HFTDs Remote GridWLDFRContaminationAggregated | WLDFR | HFTD - Distribution - Tier 3 - 3QU CoRE ¦ 3QU LoRE | Red Flag Warning - Small Fires | Contamination | Aggregated | 2032 | 1.3114e-07 | 215.5262 | 2.8265e-05 | 2032 | Mitigation | 0.95 | 45 | 0 | esc | 0.00097009 | 1.2722e-10 | 0.00097009 | 1.2722e-10 | 0.0029922 | 1.0423e-08 | 0.0092336 | 7.3247e-10
[120 empty] | 7.3.3.17.5 (Remote Grid) Updates to grid topology to minimize risk of ignition in HFTDs Remote GridWLDFRContaminationAggregated | WLDFR | HFTD - Distribution - Tier 3 - 3QU CoRE ¦ 3QU LoRE | Red Flag Warning - Small Fires | Contamination | Aggregated | 2033 | 1.3114e-07 | 215.5262 | 2.8265e-05 | 2033 | Mitigation | 0.95 | 45 | 0 | esc | 0.00097009 | 1.2722e-10 | 0.00097009 | 1.2722e-10 | 0.0029922 | 1.0423e-08 | 0.0092336 | 7.3247e-10
[120 empty] | 7.3.3.17.5 (Remote Grid) Updates to grid topology to minimize risk of ignition in HFTDs Remote GridWLDFRContaminationAggregated | WLDFR | HFTD - Distribution - Tier 3 - 3QU CoRE ¦ 3QU LoRE | Red Flag Warning - Small Fires | Contamination | Aggregated | 2034 | 1.3114e-07 | 215.5262 | 2.8265e-05 | 2034 | Mitigation | 0.95 | 45 | 0 | esc | 0.00097009 | 1.2722e-10 | 0.00097009 | 1.2722e-10 | 0.0029922 | 1.0423e-08 | 0 | 0
[120 empty] | 7.3.3.17.5 (Remote Grid) Updates to grid topology to minimize risk of ignition in HFTDs Remote GridWLDFRContaminationAggregated | WLDFR | HFTD - Distribution - Tier 3 - 3QU CoRE ¦ 3QU LoRE | Red Flag Warning - Small Fires | Contamination | Aggregated | 2035 | 1.3114e-07 | 215.5262 | 2.8265e-05 | 2035 | Mitigation | 0.95 | 45 | 0 | esc | 0.00097009 | 1.2722e-10 | 0.00097009 | 1.2722e-10 | 0.0029922 | 1.0423e-08 | 0 | 0
[120 empty] | 7.3.3.17.5 (Remote Grid) Updates to grid topology to minimize risk of ignition in HFTDs Remote GridWLDFRContaminationAggregated | WLDFR | HFTD - Distribution - Tier 3 - 3QU CoRE ¦ 3QU LoRE | Red Flag Warning - Small Fires | Contamination | Aggregated | 2036 | 1.3114e-07 | 215.5262 | 2.8265e-05 | 2036 | Mitigation | 0.95 | 45 | 0 | esc | 0.00097009 | 1.2722e-10 | 0.00097009 | 1.2722e-10 | 0.0029922 | 1.0423e-08 | 0.0033164 | 1.2475e-08
[120 empty] | 7.3.3.17.5 (Remote Grid) Updates to grid topology to minimize risk of ignition in HFTDs Remote GridWLDFRContaminationAggregated | WLDFR | HFTD - Distribution - Tier 3 - 3QU CoRE ¦ 3QU LoRE | Red Flag Warning - Small Fires | Contamination | Aggregated | 2037 | 1.3114e-07 | 215.5262 | 2.8265e-05 | 2037 | Mitigation | 0.95 | 45 | 0 | esc | 0.00097009 | 1.2722e-10 | 0.00097009 | 1.2722e-10 | 0.0029922 | 1.0423e-08 | 0.0033164 | 1.2475e-08
[120 empty] | 7.3.3.17.5 (Remote Grid) Updates to grid topology to minimize risk of ignition in HFTDs Remote GridWLDFRContaminationAggregated | WLDFR | HFTD - Distribution - Tier 3 - 3QU CoRE ¦ 3QU LoRE | Red Flag Warning - Small Fires | Contamination | Aggregated | 2038 | 1.3114e-07 | 215.5262 | 2.8265e-05 | 2038 | Mitigation | 0.95 | 45 | 0 | esc | 0.00097009 | 1.2722e-10 | 0.00097009 | 1.2722e-10 | 0.0029922 | 1.0423e-08 | 0.0033164 | 1.2475e-08
[120 empty] | 7.3.3.17.5 (Remote Grid) Updates to grid topology to minimize risk of ignition in HFTDs Remote GridWLDFRContaminationAggregated | WLDFR | HFTD - Distribution - Tier 3 - 3QU CoRE ¦ 3QU LoRE | Red Flag Warning - Small Fires | Contamination | Aggregated | 2039 | 1.3114e-07 | 215.5262 | 2.8265e-05 | 2039 | Mitigation | 0.95 | 45 | 0 | esc | 0.00097009 | 1.2722e-10 | 0.00097009 | 1.2722e-10 | 0.0029922 | 1.0423e-08 | 0.0033164 | 1.2475e-08
[120 empty] | 7.3.3.17.5 (Remote Grid) Updates to grid topology to minimize risk of ignition in HFTDs Remote GridWLDFRContaminationAggregated | WLDFR | HFTD - Distribution - Tier 3 - 3QU CoRE ¦ 3QU LoRE | Red Flag Warning - Small Fires | Contamination | Aggregated | 2040 | 1.3114e-07 | 215.5262 | 2.8265e-05 | 2040 | Mitigation | 0.95 | 45 | 0 | esc | 0.00097009 | 1.2722e-10 | 0.00097009 | 1.2722e-10 | 0.0029922 | 1.0423e-08 | 0.0033164 | 1.2475e-08
[120 empty] | 7.3.3.17.5 (Remote Grid) Updates to grid topology to minimize risk of ignition in HFTDs Remote GridWLDFRContaminationAggregated | WLDFR | HFTD - Distribution - Tier 3 - 3QU CoRE ¦ 3QU LoRE | Red Flag Warning - Small Fires | Contamination | Aggregated | 2041 | 1.3114e-07 | 215.5262 | 2.8265e-05 | 2041 | Mitigation | 0.95 | 45 | 0 | esc | 0.00097009 | 1.2722e-10 | 0.00097009 | 1.2722e-10 | 0.0029922 | 1.0423e-08 | 0.0033164 | 1.2475e-08
[120 empty] | 7.3.3.17.5 (Remote Grid) Updates to grid topology to minimize risk of ignition in HFTDs Remote GridWLDFRContaminationAggregated | WLDFR | HFTD - Distribution - Tier 3 - 3QU CoRE ¦ 3QU LoRE | Red Flag Warning - Small Fires | Contamination | Aggregated | 2042 | 1.3114e-07 | 215.5262 | 2.8265e-05 | 2042 | Mitigation | 0.95 | 45 | 0 | esc | 0.00097009 | 1.2722e-10 | 0.00097009 | 1.2722e-10 | 0.0029922 | 1.0423e-08 | 0.0033164 | 1.2475e-08
[120 empty] | 7.3.3.17.5 (Remote Grid) Updates to grid topology to minimize risk of ignition in HFTDs Remote GridWLDFRContaminationAggregated | WLDFR | HFTD - Distribution - Tier 3 - 3QU CoRE ¦ 3QU LoRE | Red Flag Warning - Small Fires | Contamination | Aggregated | 2043 | 1.3114e-07 | 215.5262 | 2.8265e-05 | 2043 | Mitigation | 0.95 | 45 | 0 | esc | 0.00097009 | 1.2722e-10 | 0.00097009 | 1.2722e-10 | 0.0029922 | 1.0423e-08 | 0.0033164 | 1.2475e-08
[120 empty] | 7.3.3.17.5 (Remote Grid) Updates to grid topology to minimize risk of ignition in HFTDs Remote GridWLDFRContaminationAggregated | WLDFR | HFTD - Distribution - Tier 3 - 3QU CoRE ¦ 3QU LoRE | Red Flag Warning - Small Fires | Contamination | Aggregated | 2044 | 1.3114e-07 | 215.5262 | 2.8265e-05 | 2044 | Mitigation | 0.95 | 45 | 0 | esc | 0.00097009 | 1.2722e-10 | 0.00097009 | 1.2722e-10 | 0.0029922 | 1.0423e-08 | 0.0033164 | 1.2475e-08
[120 empty] | 7.3.3.17.5 (Remote Grid) Updates to grid topology to minimize risk of ignition in HFTDs Remote GridWLDFRContaminationAggregated | WLDFR | HFTD - Distribution - Tier 3 - 3QU CoRE ¦ 3QU LoRE | Red Flag Warning - Small Fires | Contamination | Aggregated | 2045 | 1.3114e-07 | 215.5262 | 2.8265e-05 | 2045 | Mitigation | 0.95 | 45 | 0 | esc | 0.00097009 | 1.2722e-10 | 0.00097009 | 1.2722e-10 | 0.0029922 | 1.0423e-08 | 0.0033164 | 1.2475e-08
[120 empty] | 7.3.3.17.5 (Remote Grid) Updates to grid topology to minimize risk of ignition in HFTDs Remote GridWLDFRContaminationAggregated | WLDFR | HFTD - Distribution - Tier 3 - 3QU CoRE ¦ 3QU LoRE | Red Flag Warning - Small Fires | Contamination | Aggregated | 2046 | 1.3114e-07 | 215.5262 | 2.8265e-05 | 2046 | Mitigation | 0.95 | 45 | 0 | esc | 0.00097009 | 1.2722e-10 | 0.00097009 | 1.2722e-10 | 0.0029922 | 1.0423e-08 | 0.0033164 | 1.2475e-08
[120 empty] | 7.3.3.17.5 (Remote Grid) Updates to grid topology to minimize risk of ignition in HFTDs Remote GridWLDFRContaminationAggregated | WLDFR | HFTD - Distribution - Tier 3 - 3QU CoRE ¦ 3QU LoRE | Red Flag Warning - Small Fires | Contamination | Aggregated | 2047 | 1.3114e-07 | 215.5262 | 2.8265e-05 | 2047 | Mitigation | 0.95 | 45 | 0 | esc | 0.00097009 | 1.2722e-10 | 0.00097009 | 1.2722e-10 | 0.0029922 | 1.0423e-08 | 0.0033164 | 1.2475e-08
[120 empty] | 7.3.3.17.5 (Remote Grid) Updates to grid topology to minimize risk of ignition in HFTDs Remote GridWLDFRContaminationAggregated | WLDFR | HFTD - Distribution - Tier 3 - 3QU CoRE ¦ 3QU LoRE | Red Flag Warning - Small Fires | Contamination | Aggregated | 2048 | 1.3114e-07 | 215.5262 | 2.8265e-05 | 2048 | Mitigation | 0.95 | 45 | 0 | esc | 0.00097009 | 1.2722e-10 | 0.00097009 | 1.2722e-10 | 0.0029922 | 1.0423e-08 | 0.0033164 | 1.2475e-08
[120 empty] | 7.3.3.17.5 (Remote Grid) Updates to grid topology to minimize risk of ignition in HFTDs Remote GridWLDFRContaminationAggregated | WLDFR | HFTD - Distribution - Tier 3 - 3QU CoRE ¦ 3QU LoRE | Red Flag Warning - Small Fires | Contamination | Aggregated | 2049 | 1.3114e-07 | 215.5262 | 2.8265e-05 | 2049 | Mitigation | 0.95 | 45 | 0 | esc | 0.00097009 | 1.2722e-10 | 0.00097009 | 1.2722e-10 | 0.0029922 | 1.0423e-08 | 0.0033164 | 1.2475e-08
[120 empty] | 7.3.3.17.5 (Remote Grid) Updates to grid topology to minimize risk of ignition in HFTDs Remote GridWLDFRContaminationAggregated | WLDFR | HFTD - Distribution - Tier 3 - 3QU CoRE ¦ 3QU LoRE | Red Flag Warning - Small Fires | Contamination | Aggregated | 2050 | 1.3114e-07 | 215.5262 | 2.8265e-05 | 2050 | Mitigation | 0.95 | 45 | 0 | esc | 0.00097009 | 1.2722e-10 | 0.00097009 | 1.2722e-10 | 0.0029922 | 1.0423e-08 | 0.0033164 | 1.2475e-08
[120 empty] | 7.3.3.17.5 (Remote Grid) Updates to grid topology to minimize risk of ignition in HFTDs Remote GridWLDFRContaminationAggregated | WLDFR | HFTD - Distribution - Tier 3 - 3QU CoRE ¦ 3QU LoRE | Red Flag Warning - Small Fires | Contamination | Aggregated | 2051 | 1.3114e-07 | 215.5262 | 2.8265e-05 | 2051 | Mitigation | 0.95 | 45 | 0 | esc | 0.00097009 | 1.2722e-10 | 0.00097009 | 1.2722e-10 | 0.0029922 | 1.0423e-08 | 0.0033164 | 1.2475e-08
[120 empty] | 7.3.3.17.5 (Remote Grid) Updates to grid topology to minimize risk of ignition in HFTDs Remote GridWLDFRContaminationAggregated | WLDFR | HFTD - Distribution - Tier 3 - 3QU CoRE ¦ 3QU LoRE | Red Flag Warning - Small Fires | Contamination | Aggregated | 2052 | 1.3114e-07 | 215.5262 | 2.8265e-05 | 2052 | Mitigation | 0.95 | 45 | 0 | esc | 0.00097009 | 1.2722e-10 | 0.00097009 | 1.2722e-10 | 0.0029922 | 1.0423e-08 | 0.0033164 | 1.2475e-08
[120 empty] | 7.3.3.17.5 (Remote Grid) Updates to grid topology to minimize risk of ignition in HFTDs Remote GridWLDFRContaminationAggregated | WLDFR | HFTD - Distribution - Tier 3 - 3QU CoRE ¦ 3QU LoRE | Red Flag Warning - Small Fires | Contamination | Aggregated | 2053 | 1.3114e-07 | 215.5262 | 2.8265e-05 | 2053 | Mitigation | 0.95 | 45 | 0 | esc | 0.00097009 | 1.2722e-10 | 0.00097009 | 1.2722e-10 | 0.0029922 | 1.0423e-08 | 0.0033164 | 1.2475e-08
[120 empty] | 7.3.3.17.5 (Remote Grid) Updates to grid topology to minimize risk of ignition in HFTDs Remote GridWLDFRContaminationAggregated | WLDFR | HFTD - Distribution - Tier 3 - 3QU CoRE ¦ 3QU LoRE | Red Flag Warning - Small Fires | Contamination | Aggregated | 2054 | 1.3114e-07 | 215.5262 | 2.8265e-05 | 2054 | Mitigation | 0.95 | 45 | 0 | esc | 0.00097009 | 1.2722e-10 | 0.00097009 | 1.2722e-10 | 0.0029922 | 1.0423e-08 | 0.0033164 | 1.2475e-08
[120 empty] | 7.3.3.17.5 (Remote Grid) Updates to grid topology to minimize risk of ignition in HFTDs Remote GridWLDFRContaminationAggregated | WLDFR | HFTD - Distribution - Tier 3 - 3QU CoRE ¦ 3QU LoRE | Red Flag Warning - Small Fires | Contamination | Aggregated | 2055 | 1.3114e-07 | 215.5262 | 2.8265e-05 | 2055 | Mitigation | 0.95 | 45 | 0 | esc | 0.00097009 | 1.2722e-10 | 0.00097009 | 1.2722e-10 | 0.0029922 | 1.0423e-08 | 0.0033164 | 1.2475e-08
[120 empty] | 7.3.3.17.5 (Remote Grid) Updates to grid topology to minimize risk of ignition in HFTDs Remote GridWLDFRContaminationAggregated | WLDFR | HFTD - Distribution - Tier 3 - 3QU CoRE ¦ 3QU LoRE | Red Flag Warning - Small Fires | Contamination | Aggregated | 2056 | 1.3114e-07 | 215.5262 | 2.8265e-05 | 2056 | Mitigation | 0.95 | 45 | 0 | esc | 0.00097009 | 1.2722e-10 | 0.00097009 | 1.2722e-10 | 0.0029922 | 1.0423e-08 | 0.0033164 | 1.2475e-08
[120 empty] | 7.3.3.17.5 (Remote Grid) Updates to grid topology to minimize risk of ignition in HFTDs Remote GridWLDFRContaminationAggregated | WLDFR | HFTD - Distribution - Tier 3 - 3QU CoRE ¦ 3QU LoRE | Red Flag Warning - Small Fires | Contamination | Aggregated | 2057 | 1.3114e-07 | 215.5262 | 2.8265e-05 | 2057 | Mitigation | 0.95 | 45 | 0 | esc | 0.00097009 | 1.2722e-10 | 0.00097009 | 1.2722e-10 | 0.0029922 | 1.0423e-08 | 0.0033164 | 1.2475e-08
[120 empty] | 7.3.3.17.5 (Remote Grid) Updates to grid topology to minimize risk of ignition in HFTDs Remote GridWLDFRContaminationAggregated | WLDFR | HFTD - Distribution - Tier 3 - 3QU CoRE ¦ 3QU LoRE | Red Flag Warning - Small Fires | Contamination | Aggregated | 2058 | 1.3114e-07 | 215.5262 | 2.8265e-05 | 2058 | Mitigation | 0.95 | 45 | 0 | esc | 0.00097009 | 1.2722e-10 | 0.00097009 | 1.2722e-10 | 0.0029922 | 1.0423e-08 | 0.0033164 | 1.2475e-08
[120 empty] | 7.3.3.17.5 (Remote Grid) Updates to grid topology to minimize risk of ignition in HFTDs Remote GridWLDFRContaminationAggregated | WLDFR | HFTD - Distribution - Tier 3 - 3QU CoRE ¦ 3QU LoRE | Red Flag Warning - Small Fires | Contamination | Aggregated | 2059 | 1.3114e-07 | 215.5262 | 2.8265e-05 | 2059 | Mitigation | 0.95 | 45 | 0 | esc | 0.00097009 | 1.2722e-10 | 0.00097009 | 1.2722e-10 | 0.0029922 | 1.0423e-08 | 0.0033164 | 1.2475e-08
[120 empty] | 7.3.3.17.5 (Remote Grid) Updates to grid topology to minimize risk of ignition in HFTDs Remote GridWLDFRContaminationAggregated | WLDFR | HFTD - Distribution - Tier 3 - 3QU CoRE ¦ 3QU LoRE | Red Flag Warning - Small Fires | Contamination | Aggregated | 2060 | 1.3114e-07 | 215.5262 | 2.8265e-05 | 2060 | Mitigation | 0.95 | 45 | 0 | esc | 0.00097009 | 1.2722e-10 | 0.00097009 | 1.2722e-10 | 0.0029922 | 1.0423e-08 | 0.0033164 | 1.2475e-08
[120 empty] | 7.3.3.17.5 (Remote Grid) Updates to grid topology to minimize risk of ignition in HFTDs Remote GridWLDFRContaminationAggregated | WLDFR | HFTD - Distribution - Tier 3 - 3QU CoRE ¦ 3QU LoRE | Red Flag Warning - Small Fires | Contamination | Aggregated | 2061 | 1.3114e-07 | 215.5262 | 2.8265e-05 | 2061 | Mitigation | 0.95 | 45 | 0 | esc | 0.00097009 | 1.2722e-10 | 0.00097009 | 1.2722e-10 | 0.0029922 | 1.0423e-08 | 0.0033164 | 1.2475e-08
[120 empty] | 7.3.3.17.5 (Remote Grid) Updates to grid topology to minimize risk of ignition in HFTDs Remote GridWLDFRContaminationAggregated | WLDFR | HFTD - Distribution - Tier 3 - 3QU CoRE ¦ 3QU LoRE | Red Flag Warning - Small Fires | Contamination | Aggregated | 2062 | 1.3114e-07 | 215.5262 | 2.8265e-05 | 2062 | Mitigation | 0.95 | 45 | 0 | esc | 0.00097009 | 1.2722e-10 | 0.00097009 | 1.2722e-10 | 0.0029922 | 1.0423e-08 | 0.0033164 | 1.2475e-08
[120 empty] | 7.3.3.17.5 (Remote Grid) Updates to grid topology to minimize risk of ignition in HFTDs Remote GridWLDFRContaminationAggregated | WLDFR | HFTD - Distribution - Tier 3 - 3QU CoRE ¦ 3QU LoRE | Red Flag Warning - Small Fires | Contamination | Aggregated | 2063 | 1.3114e-07 | 215.5262 | 2.8265e-05 | 2063 | Mitigation | 0.95 | 45 | 0 | esc | 0.00097009 | 1.2722e-10 | 0.00097009 | 1.2722e-10 | 0.0029922 | 1.0423e-08 | 0.0033164 | 1.2475e-08
[120 empty] | 7.3.3.17.5 (Remote Grid) Updates to grid topology to minimize risk of ignition in HFTDs Remote GridWLDFRContaminationAggregated | WLDFR | HFTD - Distribution - Tier 3 - 3QU CoRE ¦ 3QU LoRE | Red Flag Warning - Small Fires | Contamination | Aggregated | 2064 | 1.3114e-07 | 215.5262 | 2.8265e-05 | 2064 | Mitigation | 0.95 | 45 | 0 | esc | 0.00097009 | 1.2722e-10 | 0.00097009 | 1.2722e-10 | 0.0029922 | 1.0423e-08 | 0.0033164 | 1.2475e-08
[120 empty] | 7.3.3.17.5 (Remote Grid) Updates to grid topology to minimize risk of ignition in HFTDs Remote GridWLDFRContaminationAggregated | WLDFR | HFTD - Distribution - Tier 3 - 3QU CoRE ¦ 3QU LoRE | Red Flag Warning - Small Fires | Contamination | Aggregated | 2065 | 1.3114e-07 | 215.5262 | 2.8265e-05 | 2065 | Mitigation | 0.95 | 45 | 0 | esc | 0.00097009 | 1.2722e-10 | 0.00097009 | 1.2722e-10 | 0.0029922 | 1.0423e-08 | 0.0033164 | 1.2475e-08
[120 empty] | 7.3.3.17.5 (Remote Grid) Updates to grid topology to minimize risk of ignition in HFTDs Remote GridWLDFRContaminationAggregated | WLDFR | HFTD - Distribution - Tier 3 - 3QU CoRE ¦ 3QU LoRE | Red Flag Warning - Small Fires | Contamination | Aggregated | 2066 | 1.3114e-07 | 215.5262 | 2.8265e-05 | 2066 | Mitigation | 0.95 | 45 | 0 | esc | 0.00097009 | 1.2722e-10 | 0.00097009 | 1.2722e-10 | 0.0029922 | 1.0423e-08 | 0 | 0
[120 empty] | 7.3.3.17.5 (Remote Grid) Updates to grid topology to minimize risk of ignition in HFTDs Remote GridWLDFRContaminationAggregated | WLDFR | HFTD - Distribution - Tier 3 - 3QU CoRE ¦ 3QU LoRE | Red Flag Warning - Small Fires | Contamination | Aggregated | 2067 | 1.3114e-07 | 215.5262 | 2.8265e-05 | 2067 | Mitigation | 0.95 | 45 | 0 | esc | 0 | 0 | 0.00097009 | 1.2722e-10 | 0.0029922 | 1.0423e-08 | 0 | 0
[120 empty] | 7.3.3.17.5 (Remote Grid) Updates to grid topology to minimize risk of ignition in HFTDs Remote GridWLDFREquipment / facility failureAggregated | WLDFR | HFTD - Distribution - Tier 3 - 3QU CoRE ¦ 3QU LoRE | Red Flag Warning - Small Fires | Equipment / facility failure | Aggregated | 2022 | 7.8063e-05 | 215.5262 | 0.016825 | 2022 | Mitigation | 0.95 | 45 | 0 | esc | 0.00097009 | 7.5727e-08 | 0 | 0 | 0 | 0 | 0.012804 | 2.8501e-06
[120 empty] | 7.3.3.17.5 (Remote Grid) Updates to grid topology to minimize risk of ignition in HFTDs Remote GridWLDFREquipment / facility failureAggregated | WLDFR | HFTD - Distribution - Tier 3 - 3QU CoRE ¦ 3QU LoRE | Red Flag Warning - Small Fires | Equipment / facility failure | Aggregated | 2023 | 7.8063e-05 | 215.5262 | 0.016825 | 2023 | Mitigation | 0.95 | 45 | 0 | esc | 0.00097009 | 7.5727e-08 | 0.00097009 | 7.5727e-08 | 0.0029922 | 2.8612e-09 | 0.012804 | 2.8501e-06
[120 empty] | 7.3.3.17.5 (Remote Grid) Updates to grid topology to minimize risk of ignition in HFTDs Remote GridWLDFREquipment / facility failureAggregated | WLDFR | HFTD - Distribution - Tier 3 - 3QU CoRE ¦ 3QU LoRE | Red Flag Warning - Small Fires | Equipment / facility failure | Aggregated | 2024 | 7.8063e-05 | 215.5262 | 0.016825 | 2024 | Mitigation | 0.95 | 45 | 0 | esc | 0.00097009 | 7.5727e-08 | 0.00097009 | 7.5727e-08 | 0.0029922 | 2.8612e-09 | 0.012804 | 2.8501e-06
[120 empty] | 7.3.3.17.5 (Remote Grid) Updates to grid topology to minimize risk of ignition in HFTDs Remote GridWLDFREquipment / facility failureAggregated | WLDFR | HFTD - Distribution - Tier 3 - 3QU CoRE ¦ 3QU LoRE | Red Flag Warning - Small Fires | Equipment / facility failure | Aggregated | 2025 | 7.8063e-05 | 215.5262 | 0.016825 | 2025 | Mitigation | 0.95 | 45 | 0 | esc | 0.00097009 | 7.5727e-08 | 0.00097009 | 7.5727e-08 | 0.0029922 | 2.8612e-09 | 0.012804 | 2.8501e-06
[120 empty] | 7.3.3.17.5 (Remote Grid) Updates to grid topology to minimize risk of ignition in HFTDs Remote GridWLDFREquipment / facility failureAggregated | WLDFR | HFTD - Distribution - Tier 3 - 3QU CoRE ¦ 3QU LoRE | Red Flag Warning - Small Fires | Equipment / facility failure | Aggregated | 2026 | 7.8063e-05 | 215.5262 | 0.016825 | 2026 | Mitigation | 0.95 | 45 | 0 | esc | 0.00097009 | 7.5727e-08 | 0.00097009 | 7.5727e-08 | 0.0029922 | 2.8612e-09 | 0.012804 | 2.8501e-06
[120 empty] | 7.3.3.17.5 (Remote Grid) Updates to grid topology to minimize risk of ignition in HFTDs Remote GridWLDFREquipment / facility failureAggregated | WLDFR | HFTD - Distribution - Tier 3 - 3QU CoRE ¦ 3QU LoRE | Red Flag Warning - Small Fires | Equipment / facility failure | Aggregated | 2027 | 7.8063e-05 | 215.5262 | 0.016825 | 2027 | Mitigation | 0.95 | 45 | 0 | esc | 0.00097009 | 7.5727e-08 | 0.00097009 | 7.5727e-08 | 0.0029922 | 2.8612e-09 | 0.012804 | 2.8501e-06
[120 empty] | 7.3.3.17.5 (Remote Grid) Updates to grid topology to minimize risk of ignition in HFTDs Remote GridWLDFREquipment / facility failureAggregated | WLDFR | HFTD - Distribution - Tier 3 - 3QU CoRE ¦ 3QU LoRE | Red Flag Warning - Small Fires | Equipment / facility failure | Aggregated | 2028 | 7.8063e-05 | 215.5262 | 0.016825 | 2028 | Mitigation | 0.95 | 45 | 0 | esc | 0.00097009 | 7.5727e-08 | 0.00097009 | 7.5727e-08 | 0.0029922 | 2.8612e-09 | 0.012804 | 2.8501e-06
[120 empty] | 7.3.3.17.5 (Remote Grid) Updates to grid topology to minimize risk of ignition in HFTDs Remote GridWLDFREquipment / facility failureAggregated | WLDFR | HFTD - Distribution - Tier 3 - 3QU CoRE ¦ 3QU LoRE | Red Flag Warning - Small Fires | Equipment / facility failure | Aggregated | 2029 | 7.8063e-05 | 215.5262 | 0.016825 | 2029 | Mitigation | 0.95 | 45 | 0 | esc | 0.00097009 | 7.5727e-08 | 0.00097009 | 7.5727e-08 | 0.0029922 | 2.8612e-09 | 0.012804 | 2.8501e-06
[120 empty] | 7.3.3.17.5 (Remote Grid) Updates to grid topology to minimize risk of ignition in HFTDs Remote GridWLDFREquipment / facility failureAggregated | WLDFR | HFTD - Distribution - Tier 3 - 3QU CoRE ¦ 3QU LoRE | Red Flag Warning - Small Fires | Equipment / facility failure | Aggregated | 2030 | 7.8063e-05 | 215.5262 | 0.016825 | 2030 | Mitigation | 0.95 | 45 | 0 | esc | 0.00097009 | 7.5727e-08 | 0.00097009 | 7.5727e-08 | 0.0029922 | 2.8612e-09 | 0.012804 | 2.8501e-06
[120 empty] | 7.3.3.17.5 (Remote Grid) Updates to grid topology to minimize risk of ignition in HFTDs Remote GridWLDFREquipment / facility failureAggregated | WLDFR | HFTD - Distribution - Tier 3 - 3QU CoRE ¦ 3QU LoRE | Red Flag Warning - Small Fires | Equipment / facility failure | Aggregated | 2031 | 7.8063e-05 | 215.5262 | 0.016825 | 2031 | Mitigation | 0.95 | 45 | 0 | esc | 0.00097009 | 7.5727e-08 | 0.00097009 | 7.5727e-08 | 0.0029922 | 2.8612e-09 | 0.012804 | 2.8501e-06
[120 empty] | 7.3.3.17.5 (Remote Grid) Updates to grid topology to minimize risk of ignition in HFTDs Remote GridWLDFREquipment / facility failureAggregated | WLDFR | HFTD - Distribution - Tier 3 - 3QU CoRE ¦ 3QU LoRE | Red Flag Warning - Small Fires | Equipment / facility failure | Aggregated | 2032 | 7.8063e-05 | 215.5262 | 0.016825 | 2032 | Mitigation | 0.95 | 45 | 0 | esc | 0.00097009 | 7.5727e-08 | 0.00097009 | 7.5727e-08 | 0.0029922 | 2.8612e-09 | 0.012804 | 2.8501e-06
[120 empty] | 7.3.3.17.5 (Remote Grid) Updates to grid topology to minimize risk of ignition in HFTDs Remote GridWLDFREquipment / facility failureAggregated | WLDFR | HFTD - Distribution - Tier 3 - 3QU CoRE ¦ 3QU LoRE | Red Flag Warning - Small Fires | Equipment / facility failure | Aggregated | 2033 | 7.8063e-05 | 215.5262 | 0.016825 | 2033 | Mitigation | 0.95 | 45 | 0 | esc | 0.00097009 | 7.5727e-08 | 0.00097009 | 7.5727e-08 | 0.0029922 | 2.8612e-09 | 0.012804 | 2.8501e-06
[120 empty] | 7.3.3.17.5 (Remote Grid) Updates to grid topology to minimize risk of ignition in HFTDs Remote GridWLDFREquipment / facility failureAggregated | WLDFR | HFTD - Distribution - Tier 3 - 3QU CoRE ¦ 3QU LoRE | Red Flag Warning - Small Fires | Equipment / facility failure | Aggregated | 2034 | 7.8063e-05 | 215.5262 | 0.016825 | 2034 | Mitigation | 0.95 | 45 | 0 | esc | 0.00097009 | 7.5727e-08 | 0.00097009 | 7.5727e-08 | 0.0029922 | 2.8612e-09 | 0.012804 | 2.8501e-06
[120 empty] | 7.3.3.17.5 (Remote Grid) Updates to grid topology to minimize risk of ignition in HFTDs Remote GridWLDFREquipment / facility failureAggregated | WLDFR | HFTD - Distribution - Tier 3 - 3QU CoRE ¦ 3QU LoRE | Red Flag Warning - Small Fires | Equipment / facility failure | Aggregated | 2035 | 7.8063e-05 | 215.5262 | 0.016825 | 2035 | Mitigation | 0.95 | 45 | 0 | esc | 0.00097009 | 7.5727e-08 | 0.00097009 | 7.5727e-08 | 0.0029922 | 2.8612e-09 | 0.012804 | 2.8501e-06
[120 empty] | 7.3.3.17.5 (Remote Grid) Updates to grid topology to minimize risk of ignition in HFTDs Remote GridWLDFREquipment / facility failureAggregated | WLDFR | HFTD - Distribution - Tier 3 - 3QU CoRE ¦ 3QU LoRE | Red Flag Warning - Small Fires | Equipment / facility failure | Aggregated | 2036 | 7.8063e-05 | 215.5262 | 0.016825 | 2036 | Mitigation | 0.95 | 45 | 0 | esc | 0.00097009 | 7.5727e-08 | 0.00097009 | 7.5727e-08 | 0.0029922 | 2.8612e-09 | 0.012804 | 2.8501e-06
[120 empty] | 7.3.3.17.5 (Remote Grid) Updates to grid topology to minimize risk of ignition in HFTDs Remote GridWLDFREquipment / facility failureAggregated | WLDFR | HFTD - Distribution - Tier 3 - 3QU CoRE ¦ 3QU LoRE | Red Flag Warning - Small Fires | Equipment / facility failure | Aggregated | 2037 | 7.8063e-05 | 215.5262 | 0.016825 | 2037 | Mitigation | 0.95 | 45 | 0 | esc | 0.00097009 | 7.5727e-08 | 0.00097009 | 7.5727e-08 | 0.0029922 | 2.8612e-09 | 0.012804 | 2.8501e-06
[120 empty] | 7.3.3.17.5 (Remote Grid) Updates to grid topology to minimize risk of ignition in HFTDs Remote GridWLDFREquipment / facility failureAggregated | WLDFR | HFTD - Distribution - Tier 3 - 3QU CoRE ¦ 3QU LoRE | Red Flag Warning - Small Fires | Equipment / facility failure | Aggregated | 2038 | 7.8063e-05 | 215.5262 | 0.016825 | 2038 | Mitigation | 0.95 | 45 | 0 | esc | 0.00097009 | 7.5727e-08 | 0.00097009 | 7.5727e-08 | 0.0029922 | 2.8612e-09 | 0.012804 | 2.8501e-06
[120 empty] | 7.3.3.17.5 (Remote Grid) Updates to grid topology to minimize risk of ignition in HFTDs Remote GridWLDFREquipment / facility failureAggregated | WLDFR | HFTD - Distribution - Tier 3 - 3QU CoRE ¦ 3QU LoRE | Red Flag Warning - Small Fires | Equipment / facility failure | Aggregated | 2039 | 7.8063e-05 | 215.5262 | 0.016825 | 2039 | Mitigation | 0.95 | 45 | 0 | esc | 0.00097009 | 7.5727e-08 | 0.00097009 | 7.5727e-08 | 0.0029922 | 2.8612e-09 | 0.012804 | 2.8501e-06
[120 empty] | 7.3.3.17.5 (Remote Grid) Updates to grid topology to minimize risk of ignition in HFTDs Remote GridWLDFREquipment / facility failureAggregated | WLDFR | HFTD - Distribution - Tier 3 - 3QU CoRE ¦ 3QU LoRE | Red Flag Warning - Small Fires | Equipment / facility failure | Aggregated | 2040 | 7.8063e-05 | 215.5262 | 0.016825 | 2040 | Mitigation | 0.95 | 45 | 0 | esc | 0.00097009 | 7.5727e-08 | 0.00097009 | 7.5727e-08 | 0.0029922 | 2.8612e-09 | 0.012804 | 2.8501e-06
[120 empty] | 7.3.3.17.5 (Remote Grid) Updates to grid topology to minimize risk of ignition in HFTDs Remote GridWLDFREquipment / facility failureAggregated | WLDFR | HFTD - Distribution - Tier 3 - 3QU CoRE ¦ 3QU LoRE | Red Flag Warning - Small Fires | Equipment / facility failure | Aggregated | 2041 | 7.8063e-05 | 215.5262 | 0.016825 | 2041 | Mitigation | 0.95 | 45 | 0 | esc | 0.00097009 | 7.5727e-08 | 0.00097009 | 7.5727e-08 | 0.0029922 | 2.8612e-09 | 0.012804 | 2.8501e-06
[120 empty] | 7.3.3.17.5 (Remote Grid) Updates to grid topology to minimize risk of ignition in HFTDs Remote GridWLDFREquipment / facility failureAggregated | WLDFR | HFTD - Distribution - Tier 3 - 3QU CoRE ¦ 3QU LoRE | Red Flag Warning - Small Fires | Equipment / facility failure | Aggregated | 2042 | 7.8063e-05 | 215.5262 | 0.016825 | 2042 | Mitigation | 0.95 | 45 | 0 | esc | 0.00097009 | 7.5727e-08 | 0.00097009 | 7.5727e-08 | 0.0029922 | 2.8612e-09 | 0.012804 | 2.8501e-06
[120 empty] | 7.3.3.17.5 (Remote Grid) Updates to grid topology to minimize risk of ignition in HFTDs Remote GridWLDFREquipment / facility failureAggregated | WLDFR | HFTD - Distribution - Tier 3 - 3QU CoRE ¦ 3QU LoRE | Red Flag Warning - Small Fires | Equipment / facility failure | Aggregated | 2043 | 7.8063e-05 | 215.5262 | 0.016825 | 2043 | Mitigation | 0.95 | 45 | 0 | esc | 0.00097009 | 7.5727e-08 | 0.00097009 | 7.5727e-08 | 0.0029922 | 2.8612e-09 | 0.012804 | 2.8501e-06
[120 empty] | 7.3.3.17.5 (Remote Grid) Updates to grid topology to minimize risk of ignition in HFTDs Remote GridWLDFREquipment / facility failureAggregated | WLDFR | HFTD - Distribution - Tier 3 - 3QU CoRE ¦ 3QU LoRE | Red Flag Warning - Small Fires | Equipment / facility failure | Aggregated | 2044 | 7.8063e-05 | 215.5262 | 0.016825 | 2044 | Mitigation | 0.95 | 45 | 0 | esc | 0.00097009 | 7.5727e-08 | 0.00097009 | 7.5727e-08 | 0.0029922 | 2.8612e-09 | 0.012804 | 2.8501e-06
[120 empty] | 7.3.3.17.5 (Remote Grid) Updates to grid topology to minimize risk of ignition in HFTDs Remote GridWLDFREquipment / facility failureAggregated | WLDFR | HFTD - Distribution - Tier 3 - 3QU CoRE ¦ 3QU LoRE | Red Flag Warning - Small Fires | Equipment / facility failure | Aggregated | 2045 | 7.8063e-05 | 215.5262 | 0.016825 | 2045 | Mitigation | 0.95 | 45 | 0 | esc | 0.00097009 | 7.5727e-08 | 0.00097009 | 7.5727e-08 | 0.0029922 | 2.8612e-09 | 0.012804 | 2.8501e-06
[120 empty] | 7.3.3.17.5 (Remote Grid) Updates to grid topology to minimize risk of ignition in HFTDs Remote GridWLDFREquipment / facility failureAggregated | WLDFR | HFTD - Distribution - Tier 3 - 3QU CoRE ¦ 3QU LoRE | Red Flag Warning - Small Fires | Equipment / facility failure | Aggregated | 2046 | 7.8063e-05 | 215.5262 | 0.016825 | 2046 | Mitigation | 0.95 | 45 | 0 | esc | 0.00097009 | 7.5727e-08 | 0.00097009 | 7.5727e-08 | 0.0029922 | 2.8612e-09 | 0.012804 | 2.8501e-06
[120 empty] | 7.3.3.17.5 (Remote Grid) Updates to grid topology to minimize risk of ignition in HFTDs Remote GridWLDFREquipment / facility failureAggregated | WLDFR | HFTD - Distribution - Tier 3 - 3QU CoRE ¦ 3QU LoRE | Red Flag Warning - Small Fires | Equipment / facility failure | Aggregated | 2047 | 7.8063e-05 | 215.5262 | 0.016825 | 2047 | Mitigation | 0.95 | 45 | 0 | esc | 0.00097009 | 7.5727e-08 | 0.00097009 | 7.5727e-08 | 0.0029922 | 2.8612e-09 | 0.012804 | 2.8501e-06
[120 empty] | 7.3.3.17.5 (Remote Grid) Updates to grid topology to minimize risk of ignition in HFTDs Remote GridWLDFREquipment / facility failureAggregated | WLDFR | HFTD - Distribution - Tier 3 - 3QU CoRE ¦ 3QU LoRE | Red Flag Warning - Small Fires | Equipment / facility failure | Aggregated | 2048 | 7.8063e-05 | 215.5262 | 0.016825 | 2048 | Mitigation | 0.95 | 45 | 0 | esc | 0.00097009 | 7.5727e-08 | 0.00097009 | 7.5727e-08 | 0.0029922 | 2.8612e-09 | 0.012804 | 2.8501e-06
[120 empty] | 7.3.3.17.5 (Remote Grid) Updates to grid topology to minimize risk of ignition in HFTDs Remote GridWLDFREquipment / facility failureAggregated | WLDFR | HFTD - Distribution - Tier 3 - 3QU CoRE ¦ 3QU LoRE | Red Flag Warning - Small Fires | Equipment / facility failure | Aggregated | 2049 | 7.8063e-05 | 215.5262 | 0.016825 | 2049 | Mitigation | 0.95 | 45 | 0 | esc | 0.00097009 | 7.5727e-08 | 0.00097009 | 7.5727e-08 | 0.0029922 | 2.8612e-09 | 0.012804 | 2.8501e-06
[120 empty] | 7.3.3.17.5 (Remote Grid) Updates to grid topology to minimize risk of ignition in HFTDs Remote GridWLDFREquipment / facility failureAggregated | WLDFR | HFTD - Distribution - Tier 3 - 3QU CoRE ¦ 3QU LoRE | Red Flag Warning - Small Fires | Equipment / facility failure | Aggregated | 2050 | 7.8063e-05 | 215.5262 | 0.016825 | 2050 | Mitigation | 0.95 | 45 | 0 | esc | 0.00097009 | 7.5727e-08 | 0.00097009 | 7.5727e-08 | 0.0029922 | 2.8612e-09 | 0.012804 | 2.8501e-06
[120 empty] | 7.3.3.17.5 (Remote Grid) Updates to grid topology to minimize risk of ignition in HFTDs Remote GridWLDFREquipment / facility failureAggregated | WLDFR | HFTD - Distribution - Tier 3 - 3QU CoRE ¦ 3QU LoRE | Red Flag Warning - Small Fires | Equipment / facility failure | Aggregated | 2051 | 7.8063e-05 | 215.5262 | 0.016825 | 2051 | Mitigation | 0.95 | 45 | 0 | esc | 0.00097009 | 7.5727e-08 | 0.00097009 | 7.5727e-08 | 0.0029922 | 2.8612e-09 | 0.012804 | 2.8501e-06
[120 empty] | 7.3.3.17.5 (Remote Grid) Updates to grid topology to minimize risk of ignition in HFTDs Remote GridWLDFREquipment / facility failureAggregated | WLDFR | HFTD - Distribution - Tier 3 - 3QU CoRE ¦ 3QU LoRE | Red Flag Warning - Small Fires | Equipment / facility failure | Aggregated | 2052 | 7.8063e-05 | 215.5262 | 0.016825 | 2052 | Mitigation | 0.95 | 45 | 0 | esc | 0.00097009 | 7.5727e-08 | 0.00097009 | 7.5727e-08 | 0.0029922 | 2.8612e-09 | 0 | 0
[120 empty] | 7.3.3.17.5 (Remote Grid) Updates to grid topology to minimize risk of ignition in HFTDs Remote GridWLDFREquipment / facility failureAggregated | WLDFR | HFTD - Distribution - Tier 3 - 3QU CoRE ¦ 3QU LoRE | Red Flag Warning - Small Fires | Equipment / facility failure | Aggregated | 2053 | 7.8063e-05 | 215.5262 | 0.016825 | 2053 | Mitigation | 0.95 | 45 | 0 | esc | 0.00097009 | 7.5727e-08 | 0.00097009 | 7.5727e-08 | 0.0029922 | 2.8612e-09 | 0 | 0
[120 empty] | 7.3.3.17.5 (Remote Grid) Updates to grid topology to minimize risk of ignition in HFTDs Remote GridWLDFREquipment / facility failureAggregated | WLDFR | HFTD - Distribution - Tier 3 - 3QU CoRE ¦ 3QU LoRE | Red Flag Warning - Small Fires | Equipment / facility failure | Aggregated | 2054 | 7.8063e-05 | 215.5262 | 0.016825 | 2054 | Mitigation | 0.95 | 45 | 0 | esc | 0.00097009 | 7.5727e-08 | 0.00097009 | 7.5727e-08 | 0.0029922 | 2.8612e-09 | 0.014899 | 2.1156e-07
[120 empty] | 7.3.3.17.5 (Remote Grid) Updates to grid topology to minimize risk of ignition in HFTDs Remote GridWLDFREquipment / facility failureAggregated | WLDFR | HFTD - Distribution - Tier 3 - 3QU CoRE ¦ 3QU LoRE | Red Flag Warning - Small Fires | Equipment / facility failure | Aggregated | 2055 | 7.8063e-05 | 215.5262 | 0.016825 | 2055 | Mitigation | 0.95 | 45 | 0 | esc | 0.00097009 | 7.5727e-08 | 0.00097009 | 7.5727e-08 | 0.0029922 | 2.8612e-09 | 0.014899 | 2.1156e-07
[120 empty] | 7.3.3.17.5 (Remote Grid) Updates to grid topology to minimize risk of ignition in HFTDs Remote GridWLDFREquipment / facility failureAggregated | WLDFR | HFTD - Distribution - Tier 3 - 3QU CoRE ¦ 3QU LoRE | Red Flag Warning - Small Fires | Equipment / facility failure | Aggregated | 2056 | 7.8063e-05 | 215.5262 | 0.016825 | 2056 | Mitigation | 0.95 | 45 | 0 | esc | 0.00097009 | 7.5727e-08 | 0.00097009 | 7.5727e-08 | 0.0029922 | 2.8612e-09 | 0.014899 | 2.1156e-07
[120 empty] | 7.3.3.17.5 (Remote Grid) Updates to grid topology to minimize risk of ignition in HFTDs Remote GridWLDFREquipment / facility failureAggregated | WLDFR | HFTD - Distribution - Tier 3 - 3QU CoRE ¦ 3QU LoRE | Red Flag Warning - Small Fires | Equipment / facility failure | Aggregated | 2057 | 7.8063e-05 | 215.5262 | 0.016825 | 2057 | Mitigation | 0.95 | 45 | 0 | esc | 0.00097009 | 7.5727e-08 | 0.00097009 | 7.5727e-08 | 0.0029922 | 2.8612e-09 | 0.014899 | 2.1156e-07
[120 empty] | 7.3.3.17.5 (Remote Grid) Updates to grid topology to minimize risk of ignition in HFTDs Remote GridWLDFREquipment / facility failureAggregated | WLDFR | HFTD - Distribution - Tier 3 - 3QU CoRE ¦ 3QU LoRE | Red Flag Warning - Small Fires | Equipment / facility failure | Aggregated | 2058 | 7.8063e-05 | 215.5262 | 0.016825 | 2058 | Mitigation | 0.95 | 45 | 0 | esc | 0.00097009 | 7.5727e-08 | 0.00097009 | 7.5727e-08 | 0.0029922 | 2.8612e-09 | 0.014899 | 2.1156e-07
[120 empty] | 7.3.3.17.5 (Remote Grid) Updates to grid topology to minimize risk of ignition in HFTDs Remote GridWLDFREquipment / facility failureAggregated | WLDFR | HFTD - Distribution - Tier 3 - 3QU CoRE ¦ 3QU LoRE | Red Flag Warning - Small Fires | Equipment / facility failure | Aggregated | 2059 | 7.8063e-05 | 215.5262 | 0.016825 | 2059 | Mitigation | 0.95 | 45 | 0 | esc | 0.00097009 | 7.5727e-08 | 0.00097009 | 7.5727e-08 | 0.0029922 | 2.8612e-09 | 0.014899 | 2.1156e-07
[120 empty] | 7.3.3.17.5 (Remote Grid) Updates to grid topology to minimize risk of ignition in HFTDs Remote GridWLDFREquipment / facility failureAggregated | WLDFR | HFTD - Distribution - Tier 3 - 3QU CoRE ¦ 3QU LoRE | Red Flag Warning - Small Fires | Equipment / facility failure | Aggregated | 2060 | 7.8063e-05 | 215.5262 | 0.016825 | 2060 | Mitigation | 0.95 | 45 | 0 | esc | 0.00097009 | 7.5727e-08 | 0.00097009 | 7.5727e-08 | 0.0029922 | 2.8612e-09 | 0.014899 | 2.1156e-07
[120 empty] | 7.3.3.17.5 (Remote Grid) Updates to grid topology to minimize risk of ignition in HFTDs Remote GridWLDFREquipment / facility failureAggregated | WLDFR | HFTD - Distribution - Tier 3 - 3QU CoRE ¦ 3QU LoRE | Red Flag Warning - Small Fires | Equipment / facility failure | Aggregated | 2061 | 7.8063e-05 | 215.5262 | 0.016825 | 2061 | Mitigation | 0.95 | 45 | 0 | esc | 0.00097009 | 7.5727e-08 | 0.00097009 | 7.5727e-08 | 0.0029922 | 2.8612e-09 | 0.014899 | 2.1156e-07
[120 empty] | 7.3.3.17.5 (Remote Grid) Updates to grid topology to minimize risk of ignition in HFTDs Remote GridWLDFREquipment / facility failureAggregated | WLDFR | HFTD - Distribution - Tier 3 - 3QU CoRE ¦ 3QU LoRE | Red Flag Warning - Small Fires | Equipment / facility failure | Aggregated | 2062 | 7.8063e-05 | 215.5262 | 0.016825 | 2062 | Mitigation | 0.95 | 45 | 0 | esc | 0.00097009 | 7.5727e-08 | 0.00097009 | 7.5727e-08 | 0.0029922 | 2.8612e-09 | 0.014899 | 2.1156e-07
[120 empty] | 7.3.3.17.5 (Remote Grid) Updates to grid topology to minimize risk of ignition in HFTDs Remote GridWLDFREquipment / facility failureAggregated | WLDFR | HFTD - Distribution - Tier 3 - 3QU CoRE ¦ 3QU LoRE | Red Flag Warning - Small Fires | Equipment / facility failure | Aggregated | 2063 | 7.8063e-05 | 215.5262 | 0.016825 | 2063 | Mitigation | 0.95 | 45 | 0 | esc | 0.00097009 | 7.5727e-08 | 0.00097009 | 7.5727e-08 | 0.0029922 | 2.8612e-09 | 0.014899 | 2.1156e-07
[120 empty] | 7.3.3.17.5 (Remote Grid) Updates to grid topology to minimize risk of ignition in HFTDs Remote GridWLDFREquipment / facility failureAggregated | WLDFR | HFTD - Distribution - Tier 3 - 3QU CoRE ¦ 3QU LoRE | Red Flag Warning - Small Fires | Equipment / facility failure | Aggregated | 2064 | 7.8063e-05 | 215.5262 | 0.016825 | 2064 | Mitigation | 0.95 | 45 | 0 | esc | 0.00097009 | 7.5727e-08 | 0.00097009 | 7.5727e-08 | 0.0029922 | 2.8612e-09 | 0.014899 | 2.1156e-07
[120 empty] | 7.3.3.17.5 (Remote Grid) Updates to grid topology to minimize risk of ignition in HFTDs Remote GridWLDFREquipment / facility failureAggregated | WLDFR | HFTD - Distribution - Tier 3 - 3QU CoRE ¦ 3QU LoRE | Red Flag Warning - Small Fires | Equipment / facility failure | Aggregated | 2065 | 7.8063e-05 | 215.5262 | 0.016825 | 2065 | Mitigation | 0.95 | 45 | 0 | esc | 0.00097009 | 7.5727e-08 | 0.00097009 | 7.5727e-08 | 0.0029922 | 2.8612e-09 | 0.014899 | 2.1156e-07
[120 empty] | 7.3.3.17.5 (Remote Grid) Updates to grid topology to minimize risk of ignition in HFTDs Remote GridWLDFREquipment / facility failureAggregated | WLDFR | HFTD - Distribution - Tier 3 - 3QU CoRE ¦ 3QU LoRE | Red Flag Warning - Small Fires | Equipment / facility failure | Aggregated | 2066 | 7.8063e-05 | 215.5262 | 0.016825 | 2066 | Mitigation | 0.95 | 45 | 0 | esc | 0.00097009 | 7.5727e-08 | 0.00097009 | 7.5727e-08 | 0.0029922 | 2.8612e-09 | 0.014899 | 2.1156e-07
[120 empty] | 7.3.3.17.5 (Remote Grid) Updates to grid topology to minimize risk of ignition in HFTDs Remote GridWLDFREquipment / facility failureAggregated | WLDFR | HFTD - Distribution - Tier 3 - 3QU CoRE ¦ 3QU LoRE | Red Flag Warning - Small Fires | Equipment / facility failure | Aggregated | 2067 | 7.8063e-05 | 215.5262 | 0.016825 | 2067 | Mitigation | 0.95 | 45 | 0 | esc | 0 | 0 | 0.00097009 | 7.5727e-08 | 0.0029922 | 2.8612e-09 | 0.014899 | 2.1156e-07
[120 empty] | 7.3.3.17.5 (Remote Grid) Updates to grid topology to minimize risk of ignition in HFTDs Remote GridWLDFRVegetation ContactAggregated | WLDFR | HFTD - Distribution - Tier 3 - 3QU CoRE ¦ 3QU LoRE | Red Flag Warning - Small Fires | Vegetation Contact | Aggregated | 2022 | 0.00056451 | 215.5262 | 0.12167 | 2022 | Mitigation | 0.95 | 45 | 0 | esc | 0.00097009 | 5.4763e-07 | 0 | 0 | 0.0029922 | 2.8612e-09 | 0.014899 | 2.1156e-07
[120 empty] | 7.3.3.17.5 (Remote Grid) Updates to grid topology to minimize risk of ignition in HFTDs Remote GridWLDFRVegetation ContactAggregated | WLDFR | HFTD - Distribution - Tier 3 - 3QU CoRE ¦ 3QU LoRE | Red Flag Warning - Small Fires | Vegetation Contact | Aggregated | 2023 | 0.00056451 | 215.5262 | 0.12167 | 2023 | Mitigation | 0.95 | 45 | 0 | esc | 0.00097009 | 5.4763e-07 | 0.00097009 | 5.4763e-07 | 0.0029922 | 2.8612e-09 | 0.014899 | 2.1156e-07
[120 empty] | 7.3.3.17.5 (Remote Grid) Updates to grid topology to minimize risk of ignition in HFTDs Remote GridWLDFRVegetation ContactAggregated | WLDFR | HFTD - Distribution - Tier 3 - 3QU CoRE ¦ 3QU LoRE | Red Flag Warning - Small Fires | Vegetation Contact | Aggregated | 2024 | 0.00056451 | 215.5262 | 0.12167 | 2024 | Mitigation | 0.95 | 45 | 0 | esc | 0.00097009 | 5.4763e-07 | 0.00097009 | 5.4763e-07 | 0.0029922 | 2.8612e-09 | 0.014899 | 2.1156e-07
[120 empty] | 7.3.3.17.5 (Remote Grid) Updates to grid topology to minimize risk of ignition in HFTDs Remote GridWLDFRVegetation ContactAggregated | WLDFR | HFTD - Distribution - Tier 3 - 3QU CoRE ¦ 3QU LoRE | Red Flag Warning - Small Fires | Vegetation Contact | Aggregated | 2025 | 0.00056451 | 215.5262 | 0.12167 | 2025 | Mitigation | 0.95 | 45 | 0 | esc | 0.00097009 | 5.4763e-07 | 0.00097009 | 5.4763e-07 | 0.0029922 | 2.8612e-09 | 0.014899 | 2.1156e-07
[120 empty] | 7.3.3.17.5 (Remote Grid) Updates to grid topology to minimize risk of ignition in HFTDs Remote GridWLDFRVegetation ContactAggregated | WLDFR | HFTD - Distribution - Tier 3 - 3QU CoRE ¦ 3QU LoRE | Red Flag Warning - Small Fires | Vegetation Contact | Aggregated | 2026 | 0.00056451 | 215.5262 | 0.12167 | 2026 | Mitigation | 0.95 | 45 | 0 | esc | 0.00097009 | 5.4763e-07 | 0.00097009 | 5.4763e-07 | 0 | 0 | 0.014899 | 2.1156e-07
[120 empty] | 7.3.3.17.5 (Remote Grid) Updates to grid topology to minimize risk of ignition in HFTDs Remote GridWLDFRVegetation ContactAggregated | WLDFR | HFTD - Distribution - Tier 3 - 3QU CoRE ¦ 3QU LoRE | Red Flag Warning - Small Fires | Vegetation Contact | Aggregated | 2027 | 0.00056451 | 215.5262 | 0.12167 | 2027 | Mitigation | 0.95 | 45 | 0 | esc | 0.00097009 | 5.4763e-07 | 0.00097009 | 5.4763e-07 | 0.0029922 | 1.9455e-06 | 0.014899 | 2.1156e-07
[120 empty] | 7.3.3.17.5 (Remote Grid) Updates to grid topology to minimize risk of ignition in HFTDs Remote GridWLDFRVegetation ContactAggregated | WLDFR | HFTD - Distribution - Tier 3 - 3QU CoRE ¦ 3QU LoRE | Red Flag Warning - Small Fires | Vegetation Contact | Aggregated | 2028 | 0.00056451 | 215.5262 | 0.12167 | 2028 | Mitigation | 0.95 | 45 | 0 | esc | 0.00097009 | 5.4763e-07 | 0.00097009 | 5.4763e-07 | 0.0029922 | 1.9455e-06 | 0.014899 | 2.1156e-07
[120 empty] | 7.3.3.17.5 (Remote Grid) Updates to grid topology to minimize risk of ignition in HFTDs Remote GridWLDFRVegetation ContactAggregated | WLDFR | HFTD - Distribution - Tier 3 - 3QU CoRE ¦ 3QU LoRE | Red Flag Warning - Small Fires | Vegetation Contact | Aggregated | 2029 | 0.00056451 | 215.5262 | 0.12167 | 2029 | Mitigation | 0.95 | 45 | 0 | esc | 0.00097009 | 5.4763e-07 | 0.00097009 | 5.4763e-07 | 0.0029922 | 1.9455e-06 | 0.014899 | 2.1156e-07
[120 empty] | 7.3.3.17.5 (Remote Grid) Updates to grid topology to minimize risk of ignition in HFTDs Remote GridWLDFRVegetation ContactAggregated | WLDFR | HFTD - Distribution - Tier 3 - 3QU CoRE ¦ 3QU LoRE | Red Flag Warning - Small Fires | Vegetation Contact | Aggregated | 2030 | 0.00056451 | 215.5262 | 0.12167 | 2030 | Mitigation | 0.95 | 45 | 0 | esc | 0.00097009 | 5.4763e-07 | 0.00097009 | 5.4763e-07 | 0.0029922 | 1.9455e-06 | 0.014899 | 2.1156e-07
[120 empty] | 7.3.3.17.5 (Remote Grid) Updates to grid topology to minimize risk of ignition in HFTDs Remote GridWLDFRVegetation ContactAggregated | WLDFR | HFTD - Distribution - Tier 3 - 3QU CoRE ¦ 3QU LoRE | Red Flag Warning - Small Fires | Vegetation Contact | Aggregated | 2031 | 0.00056451 | 215.5262 | 0.12167 | 2031 | Mitigation | 0.95 | 45 | 0 | esc | 0.00097009 | 5.4763e-07 | 0.00097009 | 5.4763e-07 | 0.0029922 | 1.9455e-06 | 0.014899 | 2.1156e-07
[120 empty] | 7.3.3.17.5 (Remote Grid) Updates to grid topology to minimize risk of ignition in HFTDs Remote GridWLDFRVegetation ContactAggregated | WLDFR | HFTD - Distribution - Tier 3 - 3QU CoRE ¦ 3QU LoRE | Red Flag Warning - Small Fires | Vegetation Contact | Aggregated | 2032 | 0.00056451 | 215.5262 | 0.12167 | 2032 | Mitigation | 0.95 | 45 | 0 | esc | 0.00097009 | 5.4763e-07 | 0.00097009 | 5.4763e-07 | 0.0029922 | 1.9455e-06 | 0.014899 | 2.1156e-07
[120 empty] | 7.3.3.17.5 (Remote Grid) Updates to grid topology to minimize risk of ignition in HFTDs Remote GridWLDFRVegetation ContactAggregated | WLDFR | HFTD - Distribution - Tier 3 - 3QU CoRE ¦ 3QU LoRE | Red Flag Warning - Small Fires | Vegetation Contact | Aggregated | 2033 | 0.00056451 | 215.5262 | 0.12167 | 2033 | Mitigation | 0.95 | 45 | 0 | esc | 0.00097009 | 5.4763e-07 | 0.00097009 | 5.4763e-07 | 0.0029922 | 1.9455e-06 | 0.014899 | 2.1156e-07
[120 empty] | 7.3.3.17.5 (Remote Grid) Updates to grid topology to minimize risk of ignition in HFTDs Remote GridWLDFRVegetation ContactAggregated | WLDFR | HFTD - Distribution - Tier 3 - 3QU CoRE ¦ 3QU LoRE | Red Flag Warning - Small Fires | Vegetation Contact | Aggregated | 2034 | 0.00056451 | 215.5262 | 0.12167 | 2034 | Mitigation | 0.95 | 45 | 0 | esc | 0.00097009 | 5.4763e-07 | 0.00097009 | 5.4763e-07 | 0.0029922 | 1.9455e-06 | 0.014899 | 2.1156e-07
[120 empty] | 7.3.3.17.5 (Remote Grid) Updates to grid topology to minimize risk of ignition in HFTDs Remote GridWLDFRVegetation ContactAggregated | WLDFR | HFTD - Distribution - Tier 3 - 3QU CoRE ¦ 3QU LoRE | Red Flag Warning - Small Fires | Vegetation Contact | Aggregated | 2035 | 0.00056451 | 215.5262 | 0.12167 | 2035 | Mitigation | 0.95 | 45 | 0 | esc | 0.00097009 | 5.4763e-07 | 0.00097009 | 5.4763e-07 | 0.0029922 | 1.9455e-06 | 0.014899 | 2.1156e-07
[120 empty] | 7.3.3.17.5 (Remote Grid) Updates to grid topology to minimize risk of ignition in HFTDs Remote GridWLDFRVegetation ContactAggregated | WLDFR | HFTD - Distribution - Tier 3 - 3QU CoRE ¦ 3QU LoRE | Red Flag Warning - Small Fires | Vegetation Contact | Aggregated | 2036 | 0.00056451 | 215.5262 | 0.12167 | 2036 | Mitigation | 0.95 | 45 | 0 | esc | 0.00097009 | 5.4763e-07 | 0.00097009 | 5.4763e-07 | 0.0029922 | 1.9455e-06 | 0.014899 | 2.1156e-07
[120 empty] | 7.3.3.17.5 (Remote Grid) Updates to grid topology to minimize risk of ignition in HFTDs Remote GridWLDFRVegetation ContactAggregated | WLDFR | HFTD - Distribution - Tier 3 - 3QU CoRE ¦ 3QU LoRE | Red Flag Warning - Small Fires | Vegetation Contact | Aggregated | 2037 | 0.00056451 | 215.5262 | 0.12167 | 2037 | Mitigation | 0.95 | 45 | 0 | esc | 0.00097009 | 5.4763e-07 | 0.00097009 | 5.4763e-07 | 0.0029922 | 1.9455e-06 | 0.014899 | 2.1156e-07
[120 empty] | 7.3.3.17.5 (Remote Grid) Updates to grid topology to minimize risk of ignition in HFTDs Remote GridWLDFRVegetation ContactAggregated | WLDFR | HFTD - Distribution - Tier 3 - 3QU CoRE ¦ 3QU LoRE | Red Flag Warning - Small Fires | Vegetation Contact | Aggregated | 2038 | 0.00056451 | 215.5262 | 0.12167 | 2038 | Mitigation | 0.95 | 45 | 0 | esc | 0.00097009 | 5.4763e-07 | 0.00097009 | 5.4763e-07 | 0.0029922 | 1.9455e-06 | 0 | 0
[120 empty] | 7.3.3.17.5 (Remote Grid) Updates to grid topology to minimize risk of ignition in HFTDs Remote GridWLDFRVegetation ContactAggregated | WLDFR | HFTD - Distribution - Tier 3 - 3QU CoRE ¦ 3QU LoRE | Red Flag Warning - Small Fires | Vegetation Contact | Aggregated | 2039 | 0.00056451 | 215.5262 | 0.12167 | 2039 | Mitigation | 0.95 | 45 | 0 | esc | 0.00097009 | 5.4763e-07 | 0.00097009 | 5.4763e-07 | 0.0029922 | 1.9455e-06 | 0 | 0
[120 empty] | 7.3.3.17.5 (Remote Grid) Updates to grid topology to minimize risk of ignition in HFTDs Remote GridWLDFRVegetation ContactAggregated | WLDFR | HFTD - Distribution - Tier 3 - 3QU CoRE ¦ 3QU LoRE | Red Flag Warning - Small Fires | Vegetation Contact | Aggregated | 2040 | 0.00056451 | 215.5262 | 0.12167 | 2040 | Mitigation | 0.95 | 45 | 0 | esc | 0.00097009 | 5.4763e-07 | 0.00097009 | 5.4763e-07 | 0.0029922 | 1.9455e-06 | 0.008942 | 6.1e-07
[120 empty] | 7.3.3.17.5 (Remote Grid) Updates to grid topology to minimize risk of ignition in HFTDs Remote GridWLDFRVegetation ContactAggregated | WLDFR | HFTD - Distribution - Tier 3 - 3QU CoRE ¦ 3QU LoRE | Red Flag Warning - Small Fires | Vegetation Contact | Aggregated | 2041 | 0.00056451 | 215.5262 | 0.12167 | 2041 | Mitigation | 0.95 | 45 | 0 | esc | 0.00097009 | 5.4763e-07 | 0.00097009 | 5.4763e-07 | 0.0029922 | 1.9455e-06 | 0.008942 | 6.1e-07
[120 empty] | 7.3.3.17.5 (Remote Grid) Updates to grid topology to minimize risk of ignition in HFTDs Remote GridWLDFRVegetation ContactAggregated | WLDFR | HFTD - Distribution - Tier 3 - 3QU CoRE ¦ 3QU LoRE | Red Flag Warning - Small Fires | Vegetation Contact | Aggregated | 2042 | 0.00056451 | 215.5262 | 0.12167 | 2042 | Mitigation | 0.95 | 45 | 0 | esc | 0.00097009 | 5.4763e-07 | 0.00097009 | 5.4763e-07 | 0.0029922 | 1.9455e-06 | 0.008942 | 6.1e-07
[120 empty] | 7.3.3.17.5 (Remote Grid) Updates to grid topology to minimize risk of ignition in HFTDs Remote GridWLDFRVegetation ContactAggregated | WLDFR | HFTD - Distribution - Tier 3 - 3QU CoRE ¦ 3QU LoRE | Red Flag Warning - Small Fires | Vegetation Contact | Aggregated | 2043 | 0.00056451 | 215.5262 | 0.12167 | 2043 | Mitigation | 0.95 | 45 | 0 | esc | 0.00097009 | 5.4763e-07 | 0.00097009 | 5.4763e-07 | 0.0029922 | 1.9455e-06 | 0.008942 | 6.1e-07
[120 empty] | 7.3.3.17.5 (Remote Grid) Updates to grid topology to minimize risk of ignition in HFTDs Remote GridWLDFRVegetation ContactAggregated | WLDFR | HFTD - Distribution - Tier 3 - 3QU CoRE ¦ 3QU LoRE | Red Flag Warning - Small Fires | Vegetation Contact | Aggregated | 2044 | 0.00056451 | 215.5262 | 0.12167 | 2044 | Mitigation | 0.95 | 45 | 0 | esc | 0.00097009 | 5.4763e-07 | 0.00097009 | 5.4763e-07 | 0.0029922 | 1.9455e-06 | 0.008942 | 6.1e-07
[120 empty] | 7.3.3.17.5 (Remote Grid) Updates to grid topology to minimize risk of ignition in HFTDs Remote GridWLDFRVegetation ContactAggregated | WLDFR | HFTD - Distribution - Tier 3 - 3QU CoRE ¦ 3QU LoRE | Red Flag Warning - Small Fires | Vegetation Contact | Aggregated | 2045 | 0.00056451 | 215.5262 | 0.12167 | 2045 | Mitigation | 0.95 | 45 | 0 | esc | 0.00097009 | 5.4763e-07 | 0.00097009 | 5.4763e-07 | 0.0029922 | 1.9455e-06 | 0.008942 | 6.1e-07
[120 empty] | 7.3.3.17.5 (Remote Grid) Updates to grid topology to minimize risk of ignition in HFTDs Remote GridWLDFRVegetation ContactAggregated | WLDFR | HFTD - Distribution - Tier 3 - 3QU CoRE ¦ 3QU LoRE | Red Flag Warning - Small Fires | Vegetation Contact | Aggregated | 2046 | 0.00056451 | 215.5262 | 0.12167 | 2046 | Mitigation | 0.95 | 45 | 0 | esc | 0.00097009 | 5.4763e-07 | 0.00097009 | 5.4763e-07 | 0.0029922 | 1.9455e-06 | 0.008942 | 6.1e-07
[120 empty] | 7.3.3.17.5 (Remote Grid) Updates to grid topology to minimize risk of ignition in HFTDs Remote GridWLDFRVegetation ContactAggregated | WLDFR | HFTD - Distribution - Tier 3 - 3QU CoRE ¦ 3QU LoRE | Red Flag Warning - Small Fires | Vegetation Contact | Aggregated | 2047 | 0.00056451 | 215.5262 | 0.12167 | 2047 | Mitigation | 0.95 | 45 | 0 | esc | 0.00097009 | 5.4763e-07 | 0.00097009 | 5.4763e-07 | 0.0029922 | 1.9455e-06 | 0.008942 | 6.1e-07
[120 empty] | 7.3.3.17.5 (Remote Grid) Updates to grid topology to minimize risk of ignition in HFTDs Remote GridWLDFRVegetation ContactAggregated | WLDFR | HFTD - Distribution - Tier 3 - 3QU CoRE ¦ 3QU LoRE | Red Flag Warning - Small Fires | Vegetation Contact | Aggregated | 2048 | 0.00056451 | 215.5262 | 0.12167 | 2048 | Mitigation | 0.95 | 45 | 0 | esc | 0.00097009 | 5.4763e-07 | 0.00097009 | 5.4763e-07 | 0.0029922 | 1.9455e-06 | 0.008942 | 6.1e-07
[120 empty] | 7.3.3.17.5 (Remote Grid) Updates to grid topology to minimize risk of ignition in HFTDs Remote GridWLDFRVegetation ContactAggregated | WLDFR | HFTD - Distribution - Tier 3 - 3QU CoRE ¦ 3QU LoRE | Red Flag Warning - Small Fires | Vegetation Contact | Aggregated | 2049 | 0.00056451 | 215.5262 | 0.12167 | 2049 | Mitigation | 0.95 | 45 | 0 | esc | 0.00097009 | 5.4763e-07 | 0.00097009 | 5.4763e-07 | 0.0029922 | 1.9455e-06 | 0.008942 | 6.1e-07
[120 empty] | 7.3.3.17.5 (Remote Grid) Updates to grid topology to minimize risk of ignition in HFTDs Remote GridWLDFRVegetation ContactAggregated | WLDFR | HFTD - Distribution - Tier 3 - 3QU CoRE ¦ 3QU LoRE | Red Flag Warning - Small Fires | Vegetation Contact | Aggregated | 2050 | 0.00056451 | 215.5262 | 0.12167 | 2050 | Mitigation | 0.95 | 45 | 0 | esc | 0.00097009 | 5.4763e-07 | 0.00097009 | 5.4763e-07 | 0.0029922 | 1.9455e-06 | 0.008942 | 6.1e-07
[120 empty] | 7.3.3.17.5 (Remote Grid) Updates to grid topology to minimize risk of ignition in HFTDs Remote GridWLDFRVegetation ContactAggregated | WLDFR | HFTD - Distribution - Tier 3 - 3QU CoRE ¦ 3QU LoRE | Red Flag Warning - Small Fires | Vegetation Contact | Aggregated | 2051 | 0.00056451 | 215.5262 | 0.12167 | 2051 | Mitigation | 0.95 | 45 | 0 | esc | 0.00097009 | 5.4763e-07 | 0.00097009 | 5.4763e-07 | 0.0029922 | 1.9455e-06 | 0.008942 | 6.1e-07
[120 empty] | 7.3.3.17.5 (Remote Grid) Updates to grid topology to minimize risk of ignition in HFTDs Remote GridWLDFRVegetation ContactAggregated | WLDFR | HFTD - Distribution - Tier 3 - 3QU CoRE ¦ 3QU LoRE | Red Flag Warning - Small Fires | Vegetation Contact | Aggregated | 2052 | 0.00056451 | 215.5262 | 0.12167 | 2052 | Mitigation | 0.95 | 45 | 0 | esc | 0.00097009 | 5.4763e-07 | 0.00097009 | 5.4763e-07 | 0.0029922 | 1.9455e-06 | 0.008942 | 6.1e-07
[120 empty] | 7.3.3.17.5 (Remote Grid) Updates to grid topology to minimize risk of ignition in HFTDs Remote GridWLDFRVegetation ContactAggregated | WLDFR | HFTD - Distribution - Tier 3 - 3QU CoRE ¦ 3QU LoRE | Red Flag Warning - Small Fires | Vegetation Contact | Aggregated | 2053 | 0.00056451 | 215.5262 | 0.12167 | 2053 | Mitigation | 0.95 | 45 | 0 | esc | 0.00097009 | 5.4763e-07 | 0.00097009 | 5.4763e-07 | 0.0029922 | 1.9455e-06 | 0.008942 | 6.1e-07
[120 empty] | 7.3.3.17.5 (Remote Grid) Updates to grid topology to minimize risk of ignition in HFTDs Remote GridWLDFRVegetation ContactAggregated | WLDFR | HFTD - Distribution - Tier 3 - 3QU CoRE ¦ 3QU LoRE | Red Flag Warning - Small Fires | Vegetation Contact | Aggregated | 2054 | 0.00056451 | 215.5262 | 0.12167 | 2054 | Mitigation | 0.95 | 45 | 0 | esc | 0.00097009 | 5.4763e-07 | 0.00097009 | 5.4763e-07 | 0.0029922 | 1.9455e-06 | 0.008942 | 6.1e-07
[120 empty] | 7.3.3.17.5 (Remote Grid) Updates to grid topology to minimize risk of ignition in HFTDs Remote GridWLDFRVegetation ContactAggregated | WLDFR | HFTD - Distribution - Tier 3 - 3QU CoRE ¦ 3QU LoRE | Red Flag Warning - Small Fires | Vegetation Contact | Aggregated | 2055 | 0.00056451 | 215.5262 | 0.12167 | 2055 | Mitigation | 0.95 | 45 | 0 | esc | 0.00097009 | 5.4763e-07 | 0.00097009 | 5.4763e-07 | 0.0029922 | 1.9455e-06 | 0.008942 | 6.1e-07
[120 empty] | 7.3.3.17.5 (Remote Grid) Updates to grid topology to minimize risk of ignition in HFTDs Remote GridWLDFRVegetation ContactAggregated | WLDFR | HFTD - Distribution - Tier 3 - 3QU CoRE ¦ 3QU LoRE | Red Flag Warning - Small Fires | Vegetation Contact | Aggregated | 2056 | 0.00056451 | 215.5262 | 0.12167 | 2056 | Mitigation | 0.95 | 45 | 0 | esc | 0.00097009 | 5.4763e-07 | 0.00097009 | 5.4763e-07 | 0.0029922 | 1.9455e-06 | 0.008942 | 6.1e-07
[120 empty] | 7.3.3.17.5 (Remote Grid) Updates to grid topology to minimize risk of ignition in HFTDs Remote GridWLDFRVegetation ContactAggregated | WLDFR | HFTD - Distribution - Tier 3 - 3QU CoRE ¦ 3QU LoRE | Red Flag Warning - Small Fires | Vegetation Contact | Aggregated | 2057 | 0.00056451 | 215.5262 | 0.12167 | 2057 | Mitigation | 0.95 | 45 | 0 | esc | 0.00097009 | 5.4763e-07 | 0.00097009 | 5.4763e-07 | 0.0029922 | 1.9455e-06 | 0.008942 | 6.1e-07
[120 empty] | 7.3.3.17.5 (Remote Grid) Updates to grid topology to minimize risk of ignition in HFTDs Remote GridWLDFRVegetation ContactAggregated | WLDFR | HFTD - Distribution - Tier 3 - 3QU CoRE ¦ 3QU LoRE | Red Flag Warning - Small Fires | Vegetation Contact | Aggregated | 2058 | 0.00056451 | 215.5262 | 0.12167 | 2058 | Mitigation | 0.95 | 45 | 0 | esc | 0.00097009 | 5.4763e-07 | 0.00097009 | 5.4763e-07 | 0.0029922 | 1.9455e-06 | 0.008942 | 6.1e-07
[120 empty] | 7.3.3.17.5 (Remote Grid) Updates to grid topology to minimize risk of ignition in HFTDs Remote GridWLDFRVegetation ContactAggregated | WLDFR | HFTD - Distribution - Tier 3 - 3QU CoRE ¦ 3QU LoRE | Red Flag Warning - Small Fires | Vegetation Contact | Aggregated | 2059 | 0.00056451 | 215.5262 | 0.12167 | 2059 | Mitigation | 0.95 | 45 | 0 | esc | 0.00097009 | 5.4763e-07 | 0.00097009 | 5.4763e-07 | 0.0029922 | 1.9455e-06 | 0.008942 | 6.1e-07
[120 empty] | 7.3.3.17.5 (Remote Grid) Updates to grid topology to minimize risk of ignition in HFTDs Remote GridWLDFRVegetation ContactAggregated | WLDFR | HFTD - Distribution - Tier 3 - 3QU CoRE ¦ 3QU LoRE | Red Flag Warning - Small Fires | Vegetation Contact | Aggregated | 2060 | 0.00056451 | 215.5262 | 0.12167 | 2060 | Mitigation | 0.95 | 45 | 0 | esc | 0.00097009 | 5.4763e-07 | 0.00097009 | 5.4763e-07 | 0.0029922 | 1.9455e-06 | 0.008942 | 6.1e-07
[120 empty] | 7.3.3.17.5 (Remote Grid) Updates to grid topology to minimize risk of ignition in HFTDs Remote GridWLDFRVegetation ContactAggregated | WLDFR | HFTD - Distribution - Tier 3 - 3QU CoRE ¦ 3QU LoRE | Red Flag Warning - Small Fires | Vegetation Contact | Aggregated | 2061 | 0.00056451 | 215.5262 | 0.12167 | 2061 | Mitigation | 0.95 | 45 | 0 | esc | 0.00097009 | 5.4763e-07 | 0.00097009 | 5.4763e-07 | 0.0029922 | 1.9455e-06 | 0.008942 | 6.1e-07
[120 empty] | 7.3.3.17.5 (Remote Grid) Updates to grid topology to minimize risk of ignition in HFTDs Remote GridWLDFRVegetation ContactAggregated | WLDFR | HFTD - Distribution - Tier 3 - 3QU CoRE ¦ 3QU LoRE | Red Flag Warning - Small Fires | Vegetation Contact | Aggregated | 2062 | 0.00056451 | 215.5262 | 0.12167 | 2062 | Mitigation | 0.95 | 45 | 0 | esc | 0.00097009 | 5.4763e-07 | 0.00097009 | 5.4763e-07 | 0.0029922 | 1.9455e-06 | 0.008942 | 6.1e-07
[120 empty] | 7.3.3.17.5 (Remote Grid) Updates to grid topology to minimize risk of ignition in HFTDs Remote GridWLDFRVegetation ContactAggregated | WLDFR | HFTD - Distribution - Tier 3 - 3QU CoRE ¦ 3QU LoRE | Red Flag Warning - Small Fires | Vegetation Contact | Aggregated | 2063 | 0.00056451 | 215.5262 | 0.12167 | 2063 | Mitigation | 0.95 | 45 | 0 | esc | 0.00097009 | 5.4763e-07 | 0.00097009 | 5.4763e-07 | 0.0029922 | 1.9455e-06 | 0.008942 | 6.1e-07
[120 empty] | 7.3.3.17.5 (Remote Grid) Updates to grid topology to minimize risk of ignition in HFTDs Remote GridWLDFRVegetation ContactAggregated | WLDFR | HFTD - Distribution - Tier 3 - 3QU CoRE ¦ 3QU LoRE | Red Flag Warning - Small Fires | Vegetation Contact | Aggregated | 2064 | 0.00056451 | 215.5262 | 0.12167 | 2064 | Mitigation | 0.95 | 45 | 0 | esc | 0.00097009 | 5.4763e-07 | 0.00097009 | 5.4763e-07 | 0.0029922 | 1.9455e-06 | 0.008942 | 6.1e-07
[120 empty] | 7.3.3.17.5 (Remote Grid) Updates to grid topology to minimize risk of ignition in HFTDs Remote GridWLDFRVegetation ContactAggregated | WLDFR | HFTD - Distribution - Tier 3 - 3QU CoRE ¦ 3QU LoRE | Red Flag Warning - Small Fires | Vegetation Contact | Aggregated | 2065 | 0.00056451 | 215.5262 | 0.12167 | 2065 | Mitigation | 0.95 | 45 | 0 | esc | 0.00097009 | 5.4763e-07 | 0.00097009 | 5.4763e-07 | 0.0029922 | 1.9455e-06 | 0.008942 | 6.1e-07
[120 empty] | 7.3.3.17.5 (Remote Grid) Updates to grid topology to minimize risk of ignition in HFTDs Remote GridWLDFRVegetation ContactAggregated | WLDFR | HFTD - Distribution - Tier 3 - 3QU CoRE ¦ 3QU LoRE | Red Flag Warning - Small Fires | Vegetation Contact | Aggregated | 2066 | 0.00056451 | 215.5262 | 0.12167 | 2066 | Mitigation | 0.95 | 45 | 0 | esc | 0.00097009 | 5.4763e-07 | 0.00097009 | 5.4763e-07 | 0.0029922 | 1.9455e-06 | 0.008942 | 6.1e-07
[120 empty] | 7.3.3.17.5 (Remote Grid) Updates to grid topology to minimize risk of ignition in HFTDs Remote GridWLDFRVegetation ContactAggregated | WLDFR | HFTD - Distribution - Tier 3 - 3QU CoRE ¦ 3QU LoRE | Red Flag Warning - Small Fires | Vegetation Contact | Aggregated | 2067 | 0.00056451 | 215.5262 | 0.12167 | 2067 | Mitigation | 0.95 | 45 | 0 | esc | 0 | 0 | 0.00097009 | 5.4763e-07 | 0.0029922 | 1.9455e-06 | 0.008942 | 6.1e-07
[120 empty] | 7.3.3.17.5 (Remote Grid) Updates to grid topology to minimize risk of ignition in HFTDs Remote GridWLDFRWire-to-wire contactAggregated | WLDFR | HFTD - Distribution - Tier 3 - 3QU CoRE ¦ 3QU LoRE | Red Flag Warning - Small Fires | Wire-to-wire contact | Aggregated | 2022 | 4.5687e-06 | 215.5262 | 0.00098467 | 2022 | Mitigation | 0.95 | 45 | 0 | esc | 0.00097009 | 4.432e-09 | 0 | 0 | 0.0029922 | 1.9455e-06 | 0.008942 | 6.1e-07
[120 empty] | 7.3.3.17.5 (Remote Grid) Updates to grid topology to minimize risk of ignition in HFTDs Remote GridWLDFRWire-to-wire contactAggregated | WLDFR | HFTD - Distribution - Tier 3 - 3QU CoRE ¦ 3QU LoRE | Red Flag Warning - Small Fires | Wire-to-wire contact | Aggregated | 2023 | 4.5687e-06 | 215.5262 | 0.00098467 | 2023 | Mitigation | 0.95 | 45 | 0 | esc | 0.00097009 | 4.432e-09 | 0.00097009 | 4.432e-09 | 0.0029922 | 1.9455e-06 | 0.008942 | 6.1e-07
[120 empty] | 7.3.3.17.5 (Remote Grid) Updates to grid topology to minimize risk of ignition in HFTDs Remote GridWLDFRWire-to-wire contactAggregated | WLDFR | HFTD - Distribution - Tier 3 - 3QU CoRE ¦ 3QU LoRE | Red Flag Warning - Small Fires | Wire-to-wire contact | Aggregated | 2024 | 4.5687e-06 | 215.5262 | 0.00098467 | 2024 | Mitigation | 0.95 | 45 | 0 | esc | 0.00097009 | 4.432e-09 | 0.00097009 | 4.432e-09 | 0.0029922 | 1.9455e-06 | 0 | 0
[120 empty] | 7.3.3.17.5 (Remote Grid) Updates to grid topology to minimize risk of ignition in HFTDs Remote GridWLDFRWire-to-wire contactAggregated | WLDFR | HFTD - Distribution - Tier 3 - 3QU CoRE ¦ 3QU LoRE | Red Flag Warning - Small Fires | Wire-to-wire contact | Aggregated | 2025 | 4.5687e-06 | 215.5262 | 0.00098467 | 2025 | Mitigation | 0.95 | 45 | 0 | esc | 0.00097009 | 4.432e-09 | 0.00097009 | 4.432e-09 | 0.0029922 | 1.9455e-06 | 0 | 0
[120 empty] | 7.3.3.17.5 (Remote Grid) Updates to grid topology to minimize risk of ignition in HFTDs Remote GridWLDFRWire-to-wire contactAggregated | WLDFR | HFTD - Distribution - Tier 3 - 3QU CoRE ¦ 3QU LoRE | Red Flag Warning - Small Fires | Wire-to-wire contact | Aggregated | 2026 | 4.5687e-06 | 215.5262 | 0.00098467 | 2026 | Mitigation | 0.95 | 45 | 0 | esc | 0.00097009 | 4.432e-09 | 0.00097009 | 4.432e-09 | 0.0029922 | 1.9455e-06 | 0.0088147 | 2.4562e-06
[120 empty] | 7.3.3.17.5 (Remote Grid) Updates to grid topology to minimize risk of ignition in HFTDs Remote GridWLDFRWire-to-wire contactAggregated | WLDFR | HFTD - Distribution - Tier 3 - 3QU CoRE ¦ 3QU LoRE | Red Flag Warning - Small Fires | Wire-to-wire contact | Aggregated | 2027 | 4.5687e-06 | 215.5262 | 0.00098467 | 2027 | Mitigation | 0.95 | 45 | 0 | esc | 0.00097009 | 4.432e-09 | 0.00097009 | 4.432e-09 | 0.0029922 | 1.9455e-06 | 0.0088147 | 2.4562e-06
[120 empty] | 7.3.3.17.5 (Remote Grid) Updates to grid topology to minimize risk of ignition in HFTDs Remote GridWLDFRWire-to-wire contactAggregated | WLDFR | HFTD - Distribution - Tier 3 - 3QU CoRE ¦ 3QU LoRE | Red Flag Warning - Small Fires | Wire-to-wire contact | Aggregated | 2028 | 4.5687e-06 | 215.5262 | 0.00098467 | 2028 | Mitigation | 0.95 | 45 | 0 | esc | 0.00097009 | 4.432e-09 | 0.00097009 | 4.432e-09 | 0.0029922 | 1.9455e-06 | 0.0088147 | 2.4562e-06
[120 empty] | 7.3.3.17.5 (Remote Grid) Updates to grid topology to minimize risk of ignition in HFTDs Remote GridWLDFRWire-to-wire contactAggregated | WLDFR | HFTD - Distribution - Tier 3 - 3QU CoRE ¦ 3QU LoRE | Red Flag Warning - Small Fires | Wire-to-wire contact | Aggregated | 2029 | 4.5687e-06 | 215.5262 | 0.00098467 | 2029 | Mitigation | 0.95 | 45 | 0 | esc | 0.00097009 | 4.432e-09 | 0.00097009 | 4.432e-09 | 0.0029922 | 1.9455e-06 | 0.0088147 | 2.4562e-06
[120 empty] | 7.3.3.17.5 (Remote Grid) Updates to grid topology to minimize risk of ignition in HFTDs Remote GridWLDFRWire-to-wire contactAggregated | WLDFR | HFTD - Distribution - Tier 3 - 3QU CoRE ¦ 3QU LoRE | Red Flag Warning - Small Fires | Wire-to-wire contact | Aggregated | 2030 | 4.5687e-06 | 215.5262 | 0.00098467 | 2030 | Mitigation | 0.95 | 45 | 0 | esc | 0.00097009 | 4.432e-09 | 0.00097009 | 4.432e-09 | 0 | 0 | 0.0088147 | 2.4562e-06
[120 empty] | 7.3.3.17.5 (Remote Grid) Updates to grid topology to minimize risk of ignition in HFTDs Remote GridWLDFRWire-to-wire contactAggregated | WLDFR | HFTD - Distribution - Tier 3 - 3QU CoRE ¦ 3QU LoRE | Red Flag Warning - Small Fires | Wire-to-wire contact | Aggregated | 2031 | 4.5687e-06 | 215.5262 | 0.00098467 | 2031 | Mitigation | 0.95 | 45 | 0 | esc | 0.00097009 | 4.432e-09 | 0.00097009 | 4.432e-09 | 0.0029922 | 5.503e-08 | 0.0088147 | 2.4562e-06
[120 empty] | 7.3.3.17.5 (Remote Grid) Updates to grid topology to minimize risk of ignition in HFTDs Remote GridWLDFRWire-to-wire contactAggregated | WLDFR | HFTD - Distribution - Tier 3 - 3QU CoRE ¦ 3QU LoRE | Red Flag Warning - Small Fires | Wire-to-wire contact | Aggregated | 2032 | 4.5687e-06 | 215.5262 | 0.00098467 | 2032 | Mitigation | 0.95 | 45 | 0 | esc | 0.00097009 | 4.432e-09 | 0.00097009 | 4.432e-09 | 0.0029922 | 5.503e-08 | 0.0088147 | 2.4562e-06
[120 empty] | 7.3.3.17.5 (Remote Grid) Updates to grid topology to minimize risk of ignition in HFTDs Remote GridWLDFRWire-to-wire contactAggregated | WLDFR | HFTD - Distribution - Tier 3 - 3QU CoRE ¦ 3QU LoRE | Red Flag Warning - Small Fires | Wire-to-wire contact | Aggregated | 2033 | 4.5687e-06 | 215.5262 | 0.00098467 | 2033 | Mitigation | 0.95 | 45 | 0 | esc | 0.00097009 | 4.432e-09 | 0.00097009 | 4.432e-09 | 0.0029922 | 5.503e-08 | 0.0088147 | 2.4562e-06
[120 empty] | 7.3.3.17.5 (Remote Grid) Updates to grid topology to minimize risk of ignition in HFTDs Remote GridWLDFRWire-to-wire contactAggregated | WLDFR | HFTD - Distribution - Tier 3 - 3QU CoRE ¦ 3QU LoRE | Red Flag Warning - Small Fires | Wire-to-wire contact | Aggregated | 2034 | 4.5687e-06 | 215.5262 | 0.00098467 | 2034 | Mitigation | 0.95 | 45 | 0 | esc | 0.00097009 | 4.432e-09 | 0.00097009 | 4.432e-09 | 0.0029922 | 5.503e-08 | 0.0088147 | 2.4562e-06
[120 empty] | 7.3.3.17.5 (Remote Grid) Updates to grid topology to minimize risk of ignition in HFTDs Remote GridWLDFRWire-to-wire contactAggregated | WLDFR | HFTD - Distribution - Tier 3 - 3QU CoRE ¦ 3QU LoRE | Red Flag Warning - Small Fires | Wire-to-wire contact | Aggregated | 2035 | 4.5687e-06 | 215.5262 | 0.00098467 | 2035 | Mitigation | 0.95 | 45 | 0 | esc | 0.00097009 | 4.432e-09 | 0.00097009 | 4.432e-09 | 0.0029922 | 5.503e-08 | 0.0088147 | 2.4562e-06
[120 empty] | 7.3.3.17.5 (Remote Grid) Updates to grid topology to minimize risk of ignition in HFTDs Remote GridWLDFRWire-to-wire contactAggregated | WLDFR | HFTD - Distribution - Tier 3 - 3QU CoRE ¦ 3QU LoRE | Red Flag Warning - Small Fires | Wire-to-wire contact | Aggregated | 2036 | 4.5687e-06 | 215.5262 | 0.00098467 | 2036 | Mitigation | 0.95 | 45 | 0 | esc | 0.00097009 | 4.432e-09 | 0.00097009 | 4.432e-09 | 0.0029922 | 5.503e-08 | 0.0088147 | 2.4562e-06
[120 empty] | 7.3.3.17.5 (Remote Grid) Updates to grid topology to minimize risk of ignition in HFTDs Remote GridWLDFRWire-to-wire contactAggregated | WLDFR | HFTD - Distribution - Tier 3 - 3QU CoRE ¦ 3QU LoRE | Red Flag Warning - Small Fires | Wire-to-wire contact | Aggregated | 2037 | 4.5687e-06 | 215.5262 | 0.00098467 | 2037 | Mitigation | 0.95 | 45 | 0 | esc | 0.00097009 | 4.432e-09 | 0.00097009 | 4.432e-09 | 0.0029922 | 5.503e-08 | 0.0088147 | 2.4562e-06
[120 empty] | 7.3.3.17.5 (Remote Grid) Updates to grid topology to minimize risk of ignition in HFTDs Remote GridWLDFRWire-to-wire contactAggregated | WLDFR | HFTD - Distribution - Tier 3 - 3QU CoRE ¦ 3QU LoRE | Red Flag Warning - Small Fires | Wire-to-wire contact | Aggregated | 2038 | 4.5687e-06 | 215.5262 | 0.00098467 | 2038 | Mitigation | 0.95 | 45 | 0 | esc | 0.00097009 | 4.432e-09 | 0.00097009 | 4.432e-09 | 0.0029922 | 5.503e-08 | 0.0088147 | 2.4562e-06
[120 empty] | 7.3.3.17.5 (Remote Grid) Updates to grid topology to minimize risk of ignition in HFTDs Remote GridWLDFRWire-to-wire contactAggregated | WLDFR | HFTD - Distribution - Tier 3 - 3QU CoRE ¦ 3QU LoRE | Red Flag Warning - Small Fires | Wire-to-wire contact | Aggregated | 2039 | 4.5687e-06 | 215.5262 | 0.00098467 | 2039 | Mitigation | 0.95 | 45 | 0 | esc | 0.00097009 | 4.432e-09 | 0.00097009 | 4.432e-09 | 0.0029922 | 5.503e-08 | 0.0088147 | 2.4562e-06
[120 empty] | 7.3.3.17.5 (Remote Grid) Updates to grid topology to minimize risk of ignition in HFTDs Remote GridWLDFRWire-to-wire contactAggregated | WLDFR | HFTD - Distribution - Tier 3 - 3QU CoRE ¦ 3QU LoRE | Red Flag Warning - Small Fires | Wire-to-wire contact | Aggregated | 2040 | 4.5687e-06 | 215.5262 | 0.00098467 | 2040 | Mitigation | 0.95 | 45 | 0 | esc | 0.00097009 | 4.432e-09 | 0.00097009 | 4.432e-09 | 0.0029922 | 5.503e-08 | 0.0088147 | 2.4562e-06
[120 empty] | 7.3.3.17.5 (Remote Grid) Updates to grid topology to minimize risk of ignition in HFTDs Remote GridWLDFRWire-to-wire contactAggregated | WLDFR | HFTD - Distribution - Tier 3 - 3QU CoRE ¦ 3QU LoRE | Red Flag Warning - Small Fires | Wire-to-wire contact | Aggregated | 2041 | 4.5687e-06 | 215.5262 | 0.00098467 | 2041 | Mitigation | 0.95 | 45 | 0 | esc | 0.00097009 | 4.432e-09 | 0.00097009 | 4.432e-09 | 0.0029922 | 5.503e-08 | 0.0088147 | 2.4562e-06
[120 empty] | 7.3.3.17.5 (Remote Grid) Updates to grid topology to minimize risk of ignition in HFTDs Remote GridWLDFRWire-to-wire contactAggregated | WLDFR | HFTD - Distribution - Tier 3 - 3QU CoRE ¦ 3QU LoRE | Red Flag Warning - Small Fires | Wire-to-wire contact | Aggregated | 2042 | 4.5687e-06 | 215.5262 | 0.00098467 | 2042 | Mitigation | 0.95 | 45 | 0 | esc | 0.00097009 | 4.432e-09 | 0.00097009 | 4.432e-09 | 0.0029922 | 5.503e-08 | 0.0088147 | 2.4562e-06
[120 empty] | 7.3.3.17.5 (Remote Grid) Updates to grid topology to minimize risk of ignition in HFTDs Remote GridWLDFRWire-to-wire contactAggregated | WLDFR | HFTD - Distribution - Tier 3 - 3QU CoRE ¦ 3QU LoRE | Red Flag Warning - Small Fires | Wire-to-wire contact | Aggregated | 2043 | 4.5687e-06 | 215.5262 | 0.00098467 | 2043 | Mitigation | 0.95 | 45 | 0 | esc | 0.00097009 | 4.432e-09 | 0.00097009 | 4.432e-09 | 0.0029922 | 5.503e-08 | 0.0088147 | 2.4562e-06
[120 empty] | 7.3.3.17.5 (Remote Grid) Updates to grid topology to minimize risk of ignition in HFTDs Remote GridWLDFRWire-to-wire contactAggregated | WLDFR | HFTD - Distribution - Tier 3 - 3QU CoRE ¦ 3QU LoRE | Red Flag Warning - Small Fires | Wire-to-wire contact | Aggregated | 2044 | 4.5687e-06 | 215.5262 | 0.00098467 | 2044 | Mitigation | 0.95 | 45 | 0 | esc | 0.00097009 | 4.432e-09 | 0.00097009 | 4.432e-09 | 0.0029922 | 5.503e-08 | 0.0088147 | 2.4562e-06
[120 empty] | 7.3.3.17.5 (Remote Grid) Updates to grid topology to minimize risk of ignition in HFTDs Remote GridWLDFRWire-to-wire contactAggregated | WLDFR | HFTD - Distribution - Tier 3 - 3QU CoRE ¦ 3QU LoRE | Red Flag Warning - Small Fires | Wire-to-wire contact | Aggregated | 2045 | 4.5687e-06 | 215.5262 | 0.00098467 | 2045 | Mitigation | 0.95 | 45 | 0 | esc | 0.00097009 | 4.432e-09 | 0.00097009 | 4.432e-09 | 0.0029922 | 5.503e-08 | 0.0088147 | 2.4562e-06
[120 empty] | 7.3.3.17.5 (Remote Grid) Updates to grid topology to minimize risk of ignition in HFTDs Remote GridWLDFRWire-to-wire contactAggregated | WLDFR | HFTD - Distribution - Tier 3 - 3QU CoRE ¦ 3QU LoRE | Red Flag Warning - Small Fires | Wire-to-wire contact | Aggregated | 2046 | 4.5687e-06 | 215.5262 | 0.00098467 | 2046 | Mitigation | 0.95 | 45 | 0 | esc | 0.00097009 | 4.432e-09 | 0.00097009 | 4.432e-09 | 0.0029922 | 5.503e-08 | 0.0088147 | 2.4562e-06
[120 empty] | 7.3.3.17.5 (Remote Grid) Updates to grid topology to minimize risk of ignition in HFTDs Remote GridWLDFRWire-to-wire contactAggregated | WLDFR | HFTD - Distribution - Tier 3 - 3QU CoRE ¦ 3QU LoRE | Red Flag Warning - Small Fires | Wire-to-wire contact | Aggregated | 2047 | 4.5687e-06 | 215.5262 | 0.00098467 | 2047 | Mitigation | 0.95 | 45 | 0 | esc | 0.00097009 | 4.432e-09 | 0.00097009 | 4.432e-09 | 0.0029922 | 5.503e-08 | 0.0088147 | 2.4562e-06
[120 empty] | 7.3.3.17.5 (Remote Grid) Updates to grid topology to minimize risk of ignition in HFTDs Remote GridWLDFRWire-to-wire contactAggregated | WLDFR | HFTD - Distribution - Tier 3 - 3QU CoRE ¦ 3QU LoRE | Red Flag Warning - Small Fires | Wire-to-wire contact | Aggregated | 2048 | 4.5687e-06 | 215.5262 | 0.00098467 | 2048 | Mitigation | 0.95 | 45 | 0 | esc | 0.00097009 | 4.432e-09 | 0.00097009 | 4.432e-09 | 0.0029922 | 5.503e-08 | 0.0088147 | 2.4562e-06
[120 empty] | 7.3.3.17.5 (Remote Grid) Updates to grid topology to minimize risk of ignition in HFTDs Remote GridWLDFRWire-to-wire contactAggregated | WLDFR | HFTD - Distribution - Tier 3 - 3QU CoRE ¦ 3QU LoRE | Red Flag Warning - Small Fires | Wire-to-wire contact | Aggregated | 2049 | 4.5687e-06 | 215.5262 | 0.00098467 | 2049 | Mitigation | 0.95 | 45 | 0 | esc | 0.00097009 | 4.432e-09 | 0.00097009 | 4.432e-09 | 0.0029922 | 5.503e-08 | 0.0088147 | 2.4562e-06
[120 empty] | 7.3.3.17.5 (Remote Grid) Updates to grid topology to minimize risk of ignition in HFTDs Remote GridWLDFRWire-to-wire contactAggregated | WLDFR | HFTD - Distribution - Tier 3 - 3QU CoRE ¦ 3QU LoRE | Red Flag Warning - Small Fires | Wire-to-wire contact | Aggregated | 2050 | 4.5687e-06 | 215.5262 | 0.00098467 | 2050 | Mitigation | 0.95 | 45 | 0 | esc | 0.00097009 | 4.432e-09 | 0.00097009 | 4.432e-09 | 0.0029922 | 5.503e-08 | 0.0088147 | 2.4562e-06
[120 empty] | 7.3.3.17.5 (Remote Grid) Updates to grid topology to minimize risk of ignition in HFTDs Remote GridWLDFRWire-to-wire contactAggregated | WLDFR | HFTD - Distribution - Tier 3 - 3QU CoRE ¦ 3QU LoRE | Red Flag Warning - Small Fires | Wire-to-wire contact | Aggregated | 2051 | 4.5687e-06 | 215.5262 | 0.00098467 | 2051 | Mitigation | 0.95 | 45 | 0 | esc | 0.00097009 | 4.432e-09 | 0.00097009 | 4.432e-09 | 0.0029922 | 5.503e-08 | 0.0088147 | 2.4562e-06
[120 empty] | 7.3.3.17.5 (Remote Grid) Updates to grid topology to minimize risk of ignition in HFTDs Remote GridWLDFRWire-to-wire contactAggregated | WLDFR | HFTD - Distribution - Tier 3 - 3QU CoRE ¦ 3QU LoRE | Red Flag Warning - Small Fires | Wire-to-wire contact | Aggregated | 2052 | 4.5687e-06 | 215.5262 | 0.00098467 | 2052 | Mitigation | 0.95 | 45 | 0 | esc | 0.00097009 | 4.432e-09 | 0.00097009 | 4.432e-09 | 0.0029922 | 5.503e-08 | 0.0088147 | 2.4562e-06
[120 empty] | 7.3.3.17.5 (Remote Grid) Updates to grid topology to minimize risk of ignition in HFTDs Remote GridWLDFRWire-to-wire contactAggregated | WLDFR | HFTD - Distribution - Tier 3 - 3QU CoRE ¦ 3QU LoRE | Red Flag Warning - Small Fires | Wire-to-wire contact | Aggregated | 2053 | 4.5687e-06 | 215.5262 | 0.00098467 | 2053 | Mitigation | 0.95 | 45 | 0 | esc | 0.00097009 | 4.432e-09 | 0.00097009 | 4.432e-09 | 0.0029922 | 5.503e-08 | 0.0088147 | 2.4562e-06
[120 empty] | 7.3.3.17.5 (Remote Grid) Updates to grid topology to minimize risk of ignition in HFTDs Remote GridWLDFRWire-to-wire contactAggregated | WLDFR | HFTD - Distribution - Tier 3 - 3QU CoRE ¦ 3QU LoRE | Red Flag Warning - Small Fires | Wire-to-wire contact | Aggregated | 2054 | 4.5687e-06 | 215.5262 | 0.00098467 | 2054 | Mitigation | 0.95 | 45 | 0 | esc | 0.00097009 | 4.432e-09 | 0.00097009 | 4.432e-09 | 0.0029922 | 5.503e-08 | 0.0088147 | 2.4562e-06
[120 empty] | 7.3.3.17.5 (Remote Grid) Updates to grid topology to minimize risk of ignition in HFTDs Remote GridWLDFRWire-to-wire contactAggregated | WLDFR | HFTD - Distribution - Tier 3 - 3QU CoRE ¦ 3QU LoRE | Red Flag Warning - Small Fires | Wire-to-wire contact | Aggregated | 2055 | 4.5687e-06 | 215.5262 | 0.00098467 | 2055 | Mitigation | 0.95 | 45 | 0 | esc | 0.00097009 | 4.432e-09 | 0.00097009 | 4.432e-09 | 0.0029922 | 5.503e-08 | 0.0088147 | 2.4562e-06
[120 empty] | 7.3.3.17.5 (Remote Grid) Updates to grid topology to minimize risk of ignition in HFTDs Remote GridWLDFRWire-to-wire contactAggregated | WLDFR | HFTD - Distribution - Tier 3 - 3QU CoRE ¦ 3QU LoRE | Red Flag Warning - Small Fires | Wire-to-wire contact | Aggregated | 2056 | 4.5687e-06 | 215.5262 | 0.00098467 | 2056 | Mitigation | 0.95 | 45 | 0 | esc | 0.00097009 | 4.432e-09 | 0.00097009 | 4.432e-09 | 0.0029922 | 5.503e-08 | 0 | 0
[120 empty] | 7.3.3.17.5 (Remote Grid) Updates to grid topology to minimize risk of ignition in HFTDs Remote GridWLDFRWire-to-wire contactAggregated | WLDFR | HFTD - Distribution - Tier 3 - 3QU CoRE ¦ 3QU LoRE | Red Flag Warning - Small Fires | Wire-to-wire contact | Aggregated | 2057 | 4.5687e-06 | 215.5262 | 0.00098467 | 2057 | Mitigation | 0.95 | 45 | 0 | esc | 0.00097009 | 4.432e-09 | 0.00097009 | 4.432e-09 | 0.0029922 | 5.503e-08 | 0 | 0
[120 empty] | 7.3.3.17.5 (Remote Grid) Updates to grid topology to minimize risk of ignition in HFTDs Remote GridWLDFRWire-to-wire contactAggregated | WLDFR | HFTD - Distribution - Tier 3 - 3QU CoRE ¦ 3QU LoRE | Red Flag Warning - Small Fires | Wire-to-wire contact | Aggregated | 2058 | 4.5687e-06 | 215.5262 | 0.00098467 | 2058 | Mitigation | 0.95 | 45 | 0 | esc | 0.00097009 | 4.432e-09 | 0.00097009 | 4.432e-09 | 0.0029922 | 5.503e-08 | 0.013543 | 3.7135e-08
[120 empty] | 7.3.3.17.5 (Remote Grid) Updates to grid topology to minimize risk of ignition in HFTDs Remote GridWLDFRWire-to-wire contactAggregated | WLDFR | HFTD - Distribution - Tier 3 - 3QU CoRE ¦ 3QU LoRE | Red Flag Warning - Small Fires | Wire-to-wire contact | Aggregated | 2059 | 4.5687e-06 | 215.5262 | 0.00098467 | 2059 | Mitigation | 0.95 | 45 | 0 | esc | 0.00097009 | 4.432e-09 | 0.00097009 | 4.432e-09 | 0.0029922 | 5.503e-08 | 0.013543 | 3.7135e-08
[120 empty] | 7.3.3.17.5 (Remote Grid) Updates to grid topology to minimize risk of ignition in HFTDs Remote GridWLDFRWire-to-wire contactAggregated | WLDFR | HFTD - Distribution - Tier 3 - 3QU CoRE ¦ 3QU LoRE | Red Flag Warning - Small Fires | Wire-to-wire contact | Aggregated | 2060 | 4.5687e-06 | 215.5262 | 0.00098467 | 2060 | Mitigation | 0.95 | 45 | 0 | esc | 0.00097009 | 4.432e-09 | 0.00097009 | 4.432e-09 | 0.0029922 | 5.503e-08 | 0.013543 | 3.7135e-08
[120 empty] | 7.3.3.17.5 (Remote Grid) Updates to grid topology to minimize risk of ignition in HFTDs Remote GridWLDFRWire-to-wire contactAggregated | WLDFR | HFTD - Distribution - Tier 3 - 3QU CoRE ¦ 3QU LoRE | Red Flag Warning - Small Fires | Wire-to-wire contact | Aggregated | 2061 | 4.5687e-06 | 215.5262 | 0.00098467 | 2061 | Mitigation | 0.95 | 45 | 0 | esc | 0.00097009 | 4.432e-09 | 0.00097009 | 4.432e-09 | 0.0029922 | 5.503e-08 | 0.013543 | 3.7135e-08
[120 empty] | 7.3.3.17.5 (Remote Grid) Updates to grid topology to minimize risk of ignition in HFTDs Remote GridWLDFRWire-to-wire contactAggregated | WLDFR | HFTD - Distribution - Tier 3 - 3QU CoRE ¦ 3QU LoRE | Red Flag Warning - Small Fires | Wire-to-wire contact | Aggregated | 2062 | 4.5687e-06 | 215.5262 | 0.00098467 | 2062 | Mitigation | 0.95 | 45 | 0 | esc | 0.00097009 | 4.432e-09 | 0.00097009 | 4.432e-09 | 0.0029922 | 5.503e-08 | 0.013543 | 3.7135e-08
[120 empty] | 7.3.3.17.5 (Remote Grid) Updates to grid topology to minimize risk of ignition in HFTDs Remote GridWLDFRWire-to-wire contactAggregated | WLDFR | HFTD - Distribution - Tier 3 - 3QU CoRE ¦ 3QU LoRE | Red Flag Warning - Small Fires | Wire-to-wire contact | Aggregated | 2063 | 4.5687e-06 | 215.5262 | 0.00098467 | 2063 | Mitigation | 0.95 | 45 | 0 | esc | 0.00097009 | 4.432e-09 | 0.00097009 | 4.432e-09 | 0.0029922 | 5.503e-08 | 0.013543 | 3.7135e-08
[120 empty] | 7.3.3.17.5 (Remote Grid) Updates to grid topology to minimize risk of ignition in HFTDs Remote GridWLDFRWire-to-wire contactAggregated | WLDFR | HFTD - Distribution - Tier 3 - 3QU CoRE ¦ 3QU LoRE | Red Flag Warning - Small Fires | Wire-to-wire contact | Aggregated | 2064 | 4.5687e-06 | 215.5262 | 0.00098467 | 2064 | Mitigation | 0.95 | 45 | 0 | esc | 0.00097009 | 4.432e-09 | 0.00097009 | 4.432e-09 | 0.0029922 | 5.503e-08 | 0.013543 | 3.7135e-08
[120 empty] | 7.3.3.17.5 (Remote Grid) Updates to grid topology to minimize risk of ignition in HFTDs Remote GridWLDFRWire-to-wire contactAggregated | WLDFR | HFTD - Distribution - Tier 3 - 3QU CoRE ¦ 3QU LoRE | Red Flag Warning - Small Fires | Wire-to-wire contact | Aggregated | 2065 | 4.5687e-06 | 215.5262 | 0.00098467 | 2065 | Mitigation | 0.95 | 45 | 0 | esc | 0.00097009 | 4.432e-09 | 0.00097009 | 4.432e-09 | 0.0029922 | 5.503e-08 | 0.013543 | 3.7135e-08
[120 empty] | 7.3.3.17.5 (Remote Grid) Updates to grid topology to minimize risk of ignition in HFTDs Remote GridWLDFRWire-to-wire contactAggregated | WLDFR | HFTD - Distribution - Tier 3 - 3QU CoRE ¦ 3QU LoRE | Red Flag Warning - Small Fires | Wire-to-wire contact | Aggregated | 2066 | 4.5687e-06 | 215.5262 | 0.00098467 | 2066 | Mitigation | 0.95 | 45 | 0 | esc | 0.00097009 | 4.432e-09 | 0.00097009 | 4.432e-09 | 0.0029922 | 5.503e-08 | 0.013543 | 3.7135e-08
[120 empty] | 7.3.3.17.5 (Remote Grid) Updates to grid topology to minimize risk of ignition in HFTDs Remote GridWLDFRWire-to-wire contactAggregated | WLDFR | HFTD - Distribution - Tier 3 - 3QU CoRE ¦ 3QU LoRE | Red Flag Warning - Small Fires | Wire-to-wire contact | Aggregated | 2067 | 4.5687e-06 | 215.5262 | 0.00098467 | 2067 | Mitigation | 0.95 | 45 | 0 | esc | 0 | 0 | 0.00097009 | 4.432e-09 | 0.0029922 | 5.503e-08 | 0.013543 | 3.7135e-08
[120 empty] | 7.3.3.17.5 (Remote Grid) Updates to grid topology to minimize risk of ignition in HFTDs Remote GridWLDFRContact from objectAggregated | WLDFR | HFTD - Distribution - Tier 3 - 3QU CoRE ¦ 4QU LoRE | Non-Red Flag Warning - Catastrophic Fires | Contact from object | Aggregated | 2022 | 2.6969e-07 | 223.3454 | 6.0234e-05 | 2022 | Mitigation | 0.95 | 45 | 0 | esc | 0.00097009 | 2.6162e-10 | 0 | 0 | 0.0029922 | 5.503e-08 | 0.013543 | 3.7135e-08
[120 empty] | 7.3.3.17.5 (Remote Grid) Updates to grid topology to minimize risk of ignition in HFTDs Remote GridWLDFRContact from objectAggregated | WLDFR | HFTD - Distribution - Tier 3 - 3QU CoRE ¦ 4QU LoRE | Non-Red Flag Warning - Catastrophic Fires | Contact from object | Aggregated | 2023 | 2.6969e-07 | 223.3454 | 6.0234e-05 | 2023 | Mitigation | 0.95 | 45 | 0 | esc | 0.00097009 | 2.6162e-10 | 0.00097009 | 2.6162e-10 | 0.0029922 | 5.503e-08 | 0.013543 | 3.7135e-08
[120 empty] | 7.3.3.17.5 (Remote Grid) Updates to grid topology to minimize risk of ignition in HFTDs Remote GridWLDFRContact from objectAggregated | WLDFR | HFTD - Distribution - Tier 3 - 3QU CoRE ¦ 4QU LoRE | Non-Red Flag Warning - Catastrophic Fires | Contact from object | Aggregated | 2024 | 2.6969e-07 | 223.3454 | 6.0234e-05 | 2024 | Mitigation | 0.95 | 45 | 0 | esc | 0.00097009 | 2.6162e-10 | 0.00097009 | 2.6162e-10 | 0.0029922 | 5.503e-08 | 0.013543 | 3.7135e-08
[120 empty] | 7.3.3.17.5 (Remote Grid) Updates to grid topology to minimize risk of ignition in HFTDs Remote GridWLDFRContact from objectAggregated | WLDFR | HFTD - Distribution - Tier 3 - 3QU CoRE ¦ 4QU LoRE | Non-Red Flag Warning - Catastrophic Fires | Contact from object | Aggregated | 2025 | 2.6969e-07 | 223.3454 | 6.0234e-05 | 2025 | Mitigation | 0.95 | 45 | 0 | esc | 0.00097009 | 2.6162e-10 | 0.00097009 | 2.6162e-10 | 0.0029922 | 5.503e-08 | 0.013543 | 3.7135e-08
[120 empty] | 7.3.3.17.5 (Remote Grid) Updates to grid topology to minimize risk of ignition in HFTDs Remote GridWLDFRContact from objectAggregated | WLDFR | HFTD - Distribution - Tier 3 - 3QU CoRE ¦ 4QU LoRE | Non-Red Flag Warning - Catastrophic Fires | Contact from object | Aggregated | 2026 | 2.6969e-07 | 223.3454 | 6.0234e-05 | 2026 | Mitigation | 0.95 | 45 | 0 | esc | 0.00097009 | 2.6162e-10 | 0.00097009 | 2.6162e-10 | 0.0029922 | 5.503e-08 | 0.013543 | 3.7135e-08
[120 empty] | 7.3.3.17.5 (Remote Grid) Updates to grid topology to minimize risk of ignition in HFTDs Remote GridWLDFRContact from objectAggregated | WLDFR | HFTD - Distribution - Tier 3 - 3QU CoRE ¦ 4QU LoRE | Non-Red Flag Warning - Catastrophic Fires | Contact from object | Aggregated | 2027 | 2.6969e-07 | 223.3454 | 6.0234e-05 | 2027 | Mitigation | 0.95 | 45 | 0 | esc | 0.00097009 | 2.6162e-10 | 0.00097009 | 2.6162e-10 | 0.0029922 | 5.503e-08 | 0.013543 | 3.7135e-08
[120 empty] | 7.3.3.17.5 (Remote Grid) Updates to grid topology to minimize risk of ignition in HFTDs Remote GridWLDFRContact from objectAggregated | WLDFR | HFTD - Distribution - Tier 3 - 3QU CoRE ¦ 4QU LoRE | Non-Red Flag Warning - Catastrophic Fires | Contact from object | Aggregated | 2028 | 2.6969e-07 | 223.3454 | 6.0234e-05 | 2028 | Mitigation | 0.95 | 45 | 0 | esc | 0.00097009 | 2.6162e-10 | 0.00097009 | 2.6162e-10 | 0.0029922 | 5.503e-08 | 0.013543 | 3.7135e-08
[120 empty] | 7.3.3.17.5 (Remote Grid) Updates to grid topology to minimize risk of ignition in HFTDs Remote GridWLDFRContact from objectAggregated | WLDFR | HFTD - Distribution - Tier 3 - 3QU CoRE ¦ 4QU LoRE | Non-Red Flag Warning - Catastrophic Fires | Contact from object | Aggregated | 2029 | 2.6969e-07 | 223.3454 | 6.0234e-05 | 2029 | Mitigation | 0.95 | 45 | 0 | esc | 0.00097009 | 2.6162e-10 | 0.00097009 | 2.6162e-10 | 0.0029922 | 5.503e-08 | 0.013543 | 3.7135e-08
[120 empty] | 7.3.3.17.5 (Remote Grid) Updates to grid topology to minimize risk of ignition in HFTDs Remote GridWLDFRContact from objectAggregated | WLDFR | HFTD - Distribution - Tier 3 - 3QU CoRE ¦ 4QU LoRE | Non-Red Flag Warning - Catastrophic Fires | Contact from object | Aggregated | 2030 | 2.6969e-07 | 223.3454 | 6.0234e-05 | 2030 | Mitigation | 0.95 | 45 | 0 | esc | 0.00097009 | 2.6162e-10 | 0.00097009 | 2.6162e-10 | 0.0029922 | 5.503e-08 | 0.013543 | 3.7135e-08
[120 empty] | 7.3.3.17.5 (Remote Grid) Updates to grid topology to minimize risk of ignition in HFTDs Remote GridWLDFRContact from objectAggregated | WLDFR | HFTD - Distribution - Tier 3 - 3QU CoRE ¦ 4QU LoRE | Non-Red Flag Warning - Catastrophic Fires | Contact from object | Aggregated | 2031 | 2.6969e-07 | 223.3454 | 6.0234e-05 | 2031 | Mitigation | 0.95 | 45 | 0 | esc | 0.00097009 | 2.6162e-10 | 0.00097009 | 2.6162e-10 | 0.0029922 | 5.503e-08 | 0.013543 | 3.7135e-08
[120 empty] | 7.3.3.17.5 (Remote Grid) Updates to grid topology to minimize risk of ignition in HFTDs Remote GridWLDFRContact from objectAggregated | WLDFR | HFTD - Distribution - Tier 3 - 3QU CoRE ¦ 4QU LoRE | Non-Red Flag Warning - Catastrophic Fires | Contact from object | Aggregated | 2032 | 2.6969e-07 | 223.3454 | 6.0234e-05 | 2032 | Mitigation | 0.95 | 45 | 0 | esc | 0.00097009 | 2.6162e-10 | 0.00097009 | 2.6162e-10 | 0.0029922 | 5.503e-08 | 0.013543 | 3.7135e-08
[120 empty] | 7.3.3.17.5 (Remote Grid) Updates to grid topology to minimize risk of ignition in HFTDs Remote GridWLDFRContact from objectAggregated | WLDFR | HFTD - Distribution - Tier 3 - 3QU CoRE ¦ 4QU LoRE | Non-Red Flag Warning - Catastrophic Fires | Contact from object | Aggregated | 2033 | 2.6969e-07 | 223.3454 | 6.0234e-05 | 2033 | Mitigation | 0.95 | 45 | 0 | esc | 0.00097009 | 2.6162e-10 | 0.00097009 | 2.6162e-10 | 0.0029922 | 5.503e-08 | 0.013543 | 3.7135e-08
[120 empty] | 7.3.3.17.5 (Remote Grid) Updates to grid topology to minimize risk of ignition in HFTDs Remote GridWLDFRContact from objectAggregated | WLDFR | HFTD - Distribution - Tier 3 - 3QU CoRE ¦ 4QU LoRE | Non-Red Flag Warning - Catastrophic Fires | Contact from object | Aggregated | 2034 | 2.6969e-07 | 223.3454 | 6.0234e-05 | 2034 | Mitigation | 0.95 | 45 | 0 | esc | 0.00097009 | 2.6162e-10 | 0.00097009 | 2.6162e-10 | 0 | 0 | 0.013543 | 3.7135e-08
[120 empty] | 7.3.3.17.5 (Remote Grid) Updates to grid topology to minimize risk of ignition in HFTDs Remote GridWLDFRContact from objectAggregated | WLDFR | HFTD - Distribution - Tier 3 - 3QU CoRE ¦ 4QU LoRE | Non-Red Flag Warning - Catastrophic Fires | Contact from object | Aggregated | 2035 | 2.6969e-07 | 223.3454 | 6.0234e-05 | 2035 | Mitigation | 0.95 | 45 | 0 | esc | 0.00097009 | 2.6162e-10 | 0.00097009 | 2.6162e-10 | 0.0029922 | 2.7024e-06 | 0.013543 | 3.7135e-08
[120 empty] | 7.3.3.17.5 (Remote Grid) Updates to grid topology to minimize risk of ignition in HFTDs Remote GridWLDFRContact from objectAggregated | WLDFR | HFTD - Distribution - Tier 3 - 3QU CoRE ¦ 4QU LoRE | Non-Red Flag Warning - Catastrophic Fires | Contact from object | Aggregated | 2036 | 2.6969e-07 | 223.3454 | 6.0234e-05 | 2036 | Mitigation | 0.95 | 45 | 0 | esc | 0.00097009 | 2.6162e-10 | 0.00097009 | 2.6162e-10 | 0.0029922 | 2.7024e-06 | 0.013543 | 3.7135e-08
[120 empty] | 7.3.3.17.5 (Remote Grid) Updates to grid topology to minimize risk of ignition in HFTDs Remote GridWLDFRContact from objectAggregated | WLDFR | HFTD - Distribution - Tier 3 - 3QU CoRE ¦ 4QU LoRE | Non-Red Flag Warning - Catastrophic Fires | Contact from object | Aggregated | 2037 | 2.6969e-07 | 223.3454 | 6.0234e-05 | 2037 | Mitigation | 0.95 | 45 | 0 | esc | 0.00097009 | 2.6162e-10 | 0.00097009 | 2.6162e-10 | 0.0029922 | 2.7024e-06 | 0.013543 | 3.7135e-08
[120 empty] | 7.3.3.17.5 (Remote Grid) Updates to grid topology to minimize risk of ignition in HFTDs Remote GridWLDFRContact from objectAggregated | WLDFR | HFTD - Distribution - Tier 3 - 3QU CoRE ¦ 4QU LoRE | Non-Red Flag Warning - Catastrophic Fires | Contact from object | Aggregated | 2038 | 2.6969e-07 | 223.3454 | 6.0234e-05 | 2038 | Mitigation | 0.95 | 45 | 0 | esc | 0.00097009 | 2.6162e-10 | 0.00097009 | 2.6162e-10 | 0.0029922 | 2.7024e-06 | 0.013543 | 3.7135e-08
[120 empty] | 7.3.3.17.5 (Remote Grid) Updates to grid topology to minimize risk of ignition in HFTDs Remote GridWLDFRContact from objectAggregated | WLDFR | HFTD - Distribution - Tier 3 - 3QU CoRE ¦ 4QU LoRE | Non-Red Flag Warning - Catastrophic Fires | Contact from object | Aggregated | 2039 | 2.6969e-07 | 223.3454 | 6.0234e-05 | 2039 | Mitigation | 0.95 | 45 | 0 | esc | 0.00097009 | 2.6162e-10 | 0.00097009 | 2.6162e-10 | 0.0029922 | 2.7024e-06 | 0.013543 | 3.7135e-08
[120 empty] | 7.3.3.17.5 (Remote Grid) Updates to grid topology to minimize risk of ignition in HFTDs Remote GridWLDFRContact from objectAggregated | WLDFR | HFTD - Distribution - Tier 3 - 3QU CoRE ¦ 4QU LoRE | Non-Red Flag Warning - Catastrophic Fires | Contact from object | Aggregated | 2040 | 2.6969e-07 | 223.3454 | 6.0234e-05 | 2040 | Mitigation | 0.95 | 45 | 0 | esc | 0.00097009 | 2.6162e-10 | 0.00097009 | 2.6162e-10 | 0.0029922 | 2.7024e-06 | 0.013543 | 3.7135e-08
[120 empty] | 7.3.3.17.5 (Remote Grid) Updates to grid topology to minimize risk of ignition in HFTDs Remote GridWLDFRContact from objectAggregated | WLDFR | HFTD - Distribution - Tier 3 - 3QU CoRE ¦ 4QU LoRE | Non-Red Flag Warning - Catastrophic Fires | Contact from object | Aggregated | 2041 | 2.6969e-07 | 223.3454 | 6.0234e-05 | 2041 | Mitigation | 0.95 | 45 | 0 | esc | 0.00097009 | 2.6162e-10 | 0.00097009 | 2.6162e-10 | 0.0029922 | 2.7024e-06 | 0.013543 | 3.7135e-08
[120 empty] | 7.3.3.17.5 (Remote Grid) Updates to grid topology to minimize risk of ignition in HFTDs Remote GridWLDFRContact from objectAggregated | WLDFR | HFTD - Distribution - Tier 3 - 3QU CoRE ¦ 4QU LoRE | Non-Red Flag Warning - Catastrophic Fires | Contact from object | Aggregated | 2042 | 2.6969e-07 | 223.3454 | 6.0234e-05 | 2042 | Mitigation | 0.95 | 45 | 0 | esc | 0.00097009 | 2.6162e-10 | 0.00097009 | 2.6162e-10 | 0.0029922 | 2.7024e-06 | 0 | 0
[120 empty] | 7.3.3.17.5 (Remote Grid) Updates to grid topology to minimize risk of ignition in HFTDs Remote GridWLDFRContact from objectAggregated | WLDFR | HFTD - Distribution - Tier 3 - 3QU CoRE ¦ 4QU LoRE | Non-Red Flag Warning - Catastrophic Fires | Contact from object | Aggregated | 2043 | 2.6969e-07 | 223.3454 | 6.0234e-05 | 2043 | Mitigation | 0.95 | 45 | 0 | esc | 0.00097009 | 2.6162e-10 | 0.00097009 | 2.6162e-10 | 0.0029922 | 2.7024e-06 | 0 | 0
[120 empty] | 7.3.3.17.5 (Remote Grid) Updates to grid topology to minimize risk of ignition in HFTDs Remote GridWLDFRContact from objectAggregated | WLDFR | HFTD - Distribution - Tier 3 - 3QU CoRE ¦ 4QU LoRE | Non-Red Flag Warning - Catastrophic Fires | Contact from object | Aggregated | 2044 | 2.6969e-07 | 223.3454 | 6.0234e-05 | 2044 | Mitigation | 0.95 | 45 | 0 | esc | 0.00097009 | 2.6162e-10 | 0.00097009 | 2.6162e-10 | 0.0029922 | 2.7024e-06 | 0.0013359 | 4.6118e-08
[120 empty] | 7.3.3.17.5 (Remote Grid) Updates to grid topology to minimize risk of ignition in HFTDs Remote GridWLDFRContact from objectAggregated | WLDFR | HFTD - Distribution - Tier 3 - 3QU CoRE ¦ 4QU LoRE | Non-Red Flag Warning - Catastrophic Fires | Contact from object | Aggregated | 2045 | 2.6969e-07 | 223.3454 | 6.0234e-05 | 2045 | Mitigation | 0.95 | 45 | 0 | esc | 0.00097009 | 2.6162e-10 | 0.00097009 | 2.6162e-10 | 0.0029922 | 2.7024e-06 | 0.0013359 | 4.6118e-08
[120 empty] | 7.3.3.17.5 (Remote Grid) Updates to grid topology to minimize risk of ignition in HFTDs Remote GridWLDFRContact from objectAggregated | WLDFR | HFTD - Distribution - Tier 3 - 3QU CoRE ¦ 4QU LoRE | Non-Red Flag Warning - Catastrophic Fires | Contact from object | Aggregated | 2046 | 2.6969e-07 | 223.3454 | 6.0234e-05 | 2046 | Mitigation | 0.95 | 45 | 0 | esc | 0.00097009 | 2.6162e-10 | 0.00097009 | 2.6162e-10 | 0.0029922 | 2.7024e-06 | 0.0013359 | 4.6118e-08
[120 empty] | 7.3.3.17.5 (Remote Grid) Updates to grid topology to minimize risk of ignition in HFTDs Remote GridWLDFRContact from objectAggregated | WLDFR | HFTD - Distribution - Tier 3 - 3QU CoRE ¦ 4QU LoRE | Non-Red Flag Warning - Catastrophic Fires | Contact from object | Aggregated | 2047 | 2.6969e-07 | 223.3454 | 6.0234e-05 | 2047 | Mitigation | 0.95 | 45 | 0 | esc | 0.00097009 | 2.6162e-10 | 0.00097009 | 2.6162e-10 | 0.0029922 | 2.7024e-06 | 0.0013359 | 4.6118e-08
[120 empty] | 7.3.3.17.5 (Remote Grid) Updates to grid topology to minimize risk of ignition in HFTDs Remote GridWLDFRContact from objectAggregated | WLDFR | HFTD - Distribution - Tier 3 - 3QU CoRE ¦ 4QU LoRE | Non-Red Flag Warning - Catastrophic Fires | Contact from object | Aggregated | 2048 | 2.6969e-07 | 223.3454 | 6.0234e-05 | 2048 | Mitigation | 0.95 | 45 | 0 | esc | 0.00097009 | 2.6162e-10 | 0.00097009 | 2.6162e-10 | 0.0029922 | 2.7024e-06 | 0.0013359 | 4.6118e-08
[120 empty] | 7.3.3.17.5 (Remote Grid) Updates to grid topology to minimize risk of ignition in HFTDs Remote GridWLDFRContact from objectAggregated | WLDFR | HFTD - Distribution - Tier 3 - 3QU CoRE ¦ 4QU LoRE | Non-Red Flag Warning - Catastrophic Fires | Contact from object | Aggregated | 2049 | 2.6969e-07 | 223.3454 | 6.0234e-05 | 2049 | Mitigation | 0.95 | 45 | 0 | esc | 0.00097009 | 2.6162e-10 | 0.00097009 | 2.6162e-10 | 0.0029922 | 2.7024e-06 | 0.0013359 | 4.6118e-08
[120 empty] | 7.3.3.17.5 (Remote Grid) Updates to grid topology to minimize risk of ignition in HFTDs Remote GridWLDFRContact from objectAggregated | WLDFR | HFTD - Distribution - Tier 3 - 3QU CoRE ¦ 4QU LoRE | Non-Red Flag Warning - Catastrophic Fires | Contact from object | Aggregated | 2050 | 2.6969e-07 | 223.3454 | 6.0234e-05 | 2050 | Mitigation | 0.95 | 45 | 0 | esc | 0.00097009 | 2.6162e-10 | 0.00097009 | 2.6162e-10 | 0.0029922 | 2.7024e-06 | 0.0013359 | 4.6118e-08
[120 empty] | 7.3.3.17.5 (Remote Grid) Updates to grid topology to minimize risk of ignition in HFTDs Remote GridWLDFRContact from objectAggregated | WLDFR | HFTD - Distribution - Tier 3 - 3QU CoRE ¦ 4QU LoRE | Non-Red Flag Warning - Catastrophic Fires | Contact from object | Aggregated | 2051 | 2.6969e-07 | 223.3454 | 6.0234e-05 | 2051 | Mitigation | 0.95 | 45 | 0 | esc | 0.00097009 | 2.6162e-10 | 0.00097009 | 2.6162e-10 | 0.0029922 | 2.7024e-06 | 0.0013359 | 4.6118e-08
[120 empty] | 7.3.3.17.5 (Remote Grid) Updates to grid topology to minimize risk of ignition in HFTDs Remote GridWLDFRContact from objectAggregated | WLDFR | HFTD - Distribution - Tier 3 - 3QU CoRE ¦ 4QU LoRE | Non-Red Flag Warning - Catastrophic Fires | Contact from object | Aggregated | 2052 | 2.6969e-07 | 223.3454 | 6.0234e-05 | 2052 | Mitigation | 0.95 | 45 | 0 | esc | 0.00097009 | 2.6162e-10 | 0.00097009 | 2.6162e-10 | 0.0029922 | 2.7024e-06 | 0.0013359 | 4.6118e-08
[120 empty] | 7.3.3.17.5 (Remote Grid) Updates to grid topology to minimize risk of ignition in HFTDs Remote GridWLDFRContact from objectAggregated | WLDFR | HFTD - Distribution - Tier 3 - 3QU CoRE ¦ 4QU LoRE | Non-Red Flag Warning - Catastrophic Fires | Contact from object | Aggregated | 2053 | 2.6969e-07 | 223.3454 | 6.0234e-05 | 2053 | Mitigation | 0.95 | 45 | 0 | esc | 0.00097009 | 2.6162e-10 | 0.00097009 | 2.6162e-10 | 0.0029922 | 2.7024e-06 | 0.0013359 | 4.6118e-08
[120 empty] | 7.3.3.17.5 (Remote Grid) Updates to grid topology to minimize risk of ignition in HFTDs Remote GridWLDFRContact from objectAggregated | WLDFR | HFTD - Distribution - Tier 3 - 3QU CoRE ¦ 4QU LoRE | Non-Red Flag Warning - Catastrophic Fires | Contact from object | Aggregated | 2054 | 2.6969e-07 | 223.3454 | 6.0234e-05 | 2054 | Mitigation | 0.95 | 45 | 0 | esc | 0.00097009 | 2.6162e-10 | 0.00097009 | 2.6162e-10 | 0.0029922 | 2.7024e-06 | 0.0013359 | 4.6118e-08
[120 empty] | 7.3.3.17.5 (Remote Grid) Updates to grid topology to minimize risk of ignition in HFTDs Remote GridWLDFRContact from objectAggregated | WLDFR | HFTD - Distribution - Tier 3 - 3QU CoRE ¦ 4QU LoRE | Non-Red Flag Warning - Catastrophic Fires | Contact from object | Aggregated | 2055 | 2.6969e-07 | 223.3454 | 6.0234e-05 | 2055 | Mitigation | 0.95 | 45 | 0 | esc | 0.00097009 | 2.6162e-10 | 0.00097009 | 2.6162e-10 | 0.0029922 | 2.7024e-06 | 0.0013359 | 4.6118e-08
[120 empty] | 7.3.3.17.5 (Remote Grid) Updates to grid topology to minimize risk of ignition in HFTDs Remote GridWLDFRContact from objectAggregated | WLDFR | HFTD - Distribution - Tier 3 - 3QU CoRE ¦ 4QU LoRE | Non-Red Flag Warning - Catastrophic Fires | Contact from object | Aggregated | 2056 | 2.6969e-07 | 223.3454 | 6.0234e-05 | 2056 | Mitigation | 0.95 | 45 | 0 | esc | 0.00097009 | 2.6162e-10 | 0.00097009 | 2.6162e-10 | 0.0029922 | 2.7024e-06 | 0.0013359 | 4.6118e-08
[120 empty] | 7.3.3.17.5 (Remote Grid) Updates to grid topology to minimize risk of ignition in HFTDs Remote GridWLDFRContact from objectAggregated | WLDFR | HFTD - Distribution - Tier 3 - 3QU CoRE ¦ 4QU LoRE | Non-Red Flag Warning - Catastrophic Fires | Contact from object | Aggregated | 2057 | 2.6969e-07 | 223.3454 | 6.0234e-05 | 2057 | Mitigation | 0.95 | 45 | 0 | esc | 0.00097009 | 2.6162e-10 | 0.00097009 | 2.6162e-10 | 0.0029922 | 2.7024e-06 | 0.0013359 | 4.6118e-08
[120 empty] | 7.3.3.17.5 (Remote Grid) Updates to grid topology to minimize risk of ignition in HFTDs Remote GridWLDFRContact from objectAggregated | WLDFR | HFTD - Distribution - Tier 3 - 3QU CoRE ¦ 4QU LoRE | Non-Red Flag Warning - Catastrophic Fires | Contact from object | Aggregated | 2058 | 2.6969e-07 | 223.3454 | 6.0234e-05 | 2058 | Mitigation | 0.95 | 45 | 0 | esc | 0.00097009 | 2.6162e-10 | 0.00097009 | 2.6162e-10 | 0.0029922 | 2.7024e-06 | 0.0013359 | 4.6118e-08
[120 empty] | 7.3.3.17.5 (Remote Grid) Updates to grid topology to minimize risk of ignition in HFTDs Remote GridWLDFRContact from objectAggregated | WLDFR | HFTD - Distribution - Tier 3 - 3QU CoRE ¦ 4QU LoRE | Non-Red Flag Warning - Catastrophic Fires | Contact from object | Aggregated | 2059 | 2.6969e-07 | 223.3454 | 6.0234e-05 | 2059 | Mitigation | 0.95 | 45 | 0 | esc | 0.00097009 | 2.6162e-10 | 0.00097009 | 2.6162e-10 | 0.0029922 | 2.7024e-06 | 0.0013359 | 4.6118e-08
[120 empty] | 7.3.3.17.5 (Remote Grid) Updates to grid topology to minimize risk of ignition in HFTDs Remote GridWLDFRContact from objectAggregated | WLDFR | HFTD - Distribution - Tier 3 - 3QU CoRE ¦ 4QU LoRE | Non-Red Flag Warning - Catastrophic Fires | Contact from object | Aggregated | 2060 | 2.6969e-07 | 223.3454 | 6.0234e-05 | 2060 | Mitigation | 0.95 | 45 | 0 | esc | 0.00097009 | 2.6162e-10 | 0.00097009 | 2.6162e-10 | 0.0029922 | 2.7024e-06 | 0.0013359 | 4.6118e-08
[120 empty] | 7.3.3.17.5 (Remote Grid) Updates to grid topology to minimize risk of ignition in HFTDs Remote GridWLDFRContact from objectAggregated | WLDFR | HFTD - Distribution - Tier 3 - 3QU CoRE ¦ 4QU LoRE | Non-Red Flag Warning - Catastrophic Fires | Contact from object | Aggregated | 2061 | 2.6969e-07 | 223.3454 | 6.0234e-05 | 2061 | Mitigation | 0.95 | 45 | 0 | esc | 0.00097009 | 2.6162e-10 | 0.00097009 | 2.6162e-10 | 0.0029922 | 2.7024e-06 | 0.0013359 | 4.6118e-08
[120 empty] | 7.3.3.17.5 (Remote Grid) Updates to grid topology to minimize risk of ignition in HFTDs Remote GridWLDFRContact from objectAggregated | WLDFR | HFTD - Distribution - Tier 3 - 3QU CoRE ¦ 4QU LoRE | Non-Red Flag Warning - Catastrophic Fires | Contact from object | Aggregated | 2062 | 2.6969e-07 | 223.3454 | 6.0234e-05 | 2062 | Mitigation | 0.95 | 45 | 0 | esc | 0.00097009 | 2.6162e-10 | 0.00097009 | 2.6162e-10 | 0.0029922 | 2.7024e-06 | 0.0013359 | 4.6118e-08
[120 empty] | 7.3.3.17.5 (Remote Grid) Updates to grid topology to minimize risk of ignition in HFTDs Remote GridWLDFRContact from objectAggregated | WLDFR | HFTD - Distribution - Tier 3 - 3QU CoRE ¦ 4QU LoRE | Non-Red Flag Warning - Catastrophic Fires | Contact from object | Aggregated | 2063 | 2.6969e-07 | 223.3454 | 6.0234e-05 | 2063 | Mitigation | 0.95 | 45 | 0 | esc | 0.00097009 | 2.6162e-10 | 0.00097009 | 2.6162e-10 | 0.0029922 | 2.7024e-06 | 0.0013359 | 4.6118e-08
[120 empty] | 7.3.3.17.5 (Remote Grid) Updates to grid topology to minimize risk of ignition in HFTDs Remote GridWLDFRContact from objectAggregated | WLDFR | HFTD - Distribution - Tier 3 - 3QU CoRE ¦ 4QU LoRE | Non-Red Flag Warning - Catastrophic Fires | Contact from object | Aggregated | 2064 | 2.6969e-07 | 223.3454 | 6.0234e-05 | 2064 | Mitigation | 0.95 | 45 | 0 | esc | 0.00097009 | 2.6162e-10 | 0.00097009 | 2.6162e-10 | 0.0029922 | 2.7024e-06 | 0.0013359 | 4.6118e-08
[120 empty] | 7.3.3.17.5 (Remote Grid) Updates to grid topology to minimize risk of ignition in HFTDs Remote GridWLDFRContact from objectAggregated | WLDFR | HFTD - Distribution - Tier 3 - 3QU CoRE ¦ 4QU LoRE | Non-Red Flag Warning - Catastrophic Fires | Contact from object | Aggregated | 2065 | 2.6969e-07 | 223.3454 | 6.0234e-05 | 2065 | Mitigation | 0.95 | 45 | 0 | esc | 0.00097009 | 2.6162e-10 | 0.00097009 | 2.6162e-10 | 0.0029922 | 2.7024e-06 | 0.0013359 | 4.6118e-08
[120 empty] | 7.3.3.17.5 (Remote Grid) Updates to grid topology to minimize risk of ignition in HFTDs Remote GridWLDFRContact from objectAggregated | WLDFR | HFTD - Distribution - Tier 3 - 3QU CoRE ¦ 4QU LoRE | Non-Red Flag Warning - Catastrophic Fires | Contact from object | Aggregated | 2066 | 2.6969e-07 | 223.3454 | 6.0234e-05 | 2066 | Mitigation | 0.95 | 45 | 0 | esc | 0.00097009 | 2.6162e-10 | 0.00097009 | 2.6162e-10 | 0.0029922 | 2.7024e-06 | 0.0013359 | 4.6118e-08
[120 empty] | 7.3.3.17.5 (Remote Grid) Updates to grid topology to minimize risk of ignition in HFTDs Remote GridWLDFRContact from objectAggregated | WLDFR | HFTD - Distribution - Tier 3 - 3QU CoRE ¦ 4QU LoRE | Non-Red Flag Warning - Catastrophic Fires | Contact from object | Aggregated | 2067 | 2.6969e-07 | 223.3454 | 6.0234e-05 | 2067 | Mitigation | 0.95 | 45 | 0 | esc | 0 | 0 | 0.00097009 | 2.6162e-10 | 0.0029922 | 2.7024e-06 | 0.0013359 | 4.6118e-08
[120 empty] | 7.3.3.17.5 (Remote Grid) Updates to grid topology to minimize risk of ignition in HFTDs Remote GridWLDFRContaminationAggregated | WLDFR | HFTD - Distribution - Tier 3 - 3QU CoRE ¦ 4QU LoRE | Non-Red Flag Warning - Catastrophic Fires | Contamination | Aggregated | 2022 | 1.0343e-08 | 223.3454 | 2.3102e-06 | 2022 | Mitigation | 0.95 | 45 | 0 | esc | 0.00097009 | 1.0034e-11 | 0 | 0 | 0.0029922 | 2.7024e-06 | 0.0013359 | 4.6118e-08
[120 empty] | 7.3.3.17.5 (Remote Grid) Updates to grid topology to minimize risk of ignition in HFTDs Remote GridWLDFRContaminationAggregated | WLDFR | HFTD - Distribution - Tier 3 - 3QU CoRE ¦ 4QU LoRE | Non-Red Flag Warning - Catastrophic Fires | Contamination | Aggregated | 2023 | 1.0343e-08 | 223.3454 | 2.3102e-06 | 2023 | Mitigation | 0.95 | 45 | 0 | esc | 0.00097009 | 1.0034e-11 | 0.00097009 | 1.0034e-11 | 0.0029922 | 2.7024e-06 | 0.0013359 | 4.6118e-08
[120 empty] | 7.3.3.17.5 (Remote Grid) Updates to grid topology to minimize risk of ignition in HFTDs Remote GridWLDFRContaminationAggregated | WLDFR | HFTD - Distribution - Tier 3 - 3QU CoRE ¦ 4QU LoRE | Non-Red Flag Warning - Catastrophic Fires | Contamination | Aggregated | 2024 | 1.0343e-08 | 223.3454 | 2.3102e-06 | 2024 | Mitigation | 0.95 | 45 | 0 | esc | 0.00097009 | 1.0034e-11 | 0.00097009 | 1.0034e-11 | 0.0029922 | 2.7024e-06 | 0.0013359 | 4.6118e-08
[120 empty] | 7.3.3.17.5 (Remote Grid) Updates to grid topology to minimize risk of ignition in HFTDs Remote GridWLDFRContaminationAggregated | WLDFR | HFTD - Distribution - Tier 3 - 3QU CoRE ¦ 4QU LoRE | Non-Red Flag Warning - Catastrophic Fires | Contamination | Aggregated | 2025 | 1.0343e-08 | 223.3454 | 2.3102e-06 | 2025 | Mitigation | 0.95 | 45 | 0 | esc | 0.00097009 | 1.0034e-11 | 0.00097009 | 1.0034e-11 | 0.0029922 | 2.7024e-06 | 0.0013359 | 4.6118e-08
[120 empty] | 7.3.3.17.5 (Remote Grid) Updates to grid topology to minimize risk of ignition in HFTDs Remote GridWLDFRContaminationAggregated | WLDFR | HFTD - Distribution - Tier 3 - 3QU CoRE ¦ 4QU LoRE | Non-Red Flag Warning - Catastrophic Fires | Contamination | Aggregated | 2026 | 1.0343e-08 | 223.3454 | 2.3102e-06 | 2026 | Mitigation | 0.95 | 45 | 0 | esc | 0.00097009 | 1.0034e-11 | 0.00097009 | 1.0034e-11 | 0.0029922 | 2.7024e-06 | 0.0013359 | 4.6118e-08
[120 empty] | 7.3.3.17.5 (Remote Grid) Updates to grid topology to minimize risk of ignition in HFTDs Remote GridWLDFRContaminationAggregated | WLDFR | HFTD - Distribution - Tier 3 - 3QU CoRE ¦ 4QU LoRE | Non-Red Flag Warning - Catastrophic Fires | Contamination | Aggregated | 2027 | 1.0343e-08 | 223.3454 | 2.3102e-06 | 2027 | Mitigation | 0.95 | 45 | 0 | esc | 0.00097009 | 1.0034e-11 | 0.00097009 | 1.0034e-11 | 0.0029922 | 2.7024e-06 | 0.0013359 | 4.6118e-08
[120 empty] | 7.3.3.17.5 (Remote Grid) Updates to grid topology to minimize risk of ignition in HFTDs Remote GridWLDFRContaminationAggregated | WLDFR | HFTD - Distribution - Tier 3 - 3QU CoRE ¦ 4QU LoRE | Non-Red Flag Warning - Catastrophic Fires | Contamination | Aggregated | 2028 | 1.0343e-08 | 223.3454 | 2.3102e-06 | 2028 | Mitigation | 0.95 | 45 | 0 | esc | 0.00097009 | 1.0034e-11 | 0.00097009 | 1.0034e-11 | 0.0029922 | 2.7024e-06 | 0 | 0
[120 empty] | 7.3.3.17.5 (Remote Grid) Updates to grid topology to minimize risk of ignition in HFTDs Remote GridWLDFRContaminationAggregated | WLDFR | HFTD - Distribution - Tier 3 - 3QU CoRE ¦ 4QU LoRE | Non-Red Flag Warning - Catastrophic Fires | Contamination | Aggregated | 2029 | 1.0343e-08 | 223.3454 | 2.3102e-06 | 2029 | Mitigation | 0.95 | 45 | 0 | esc | 0.00097009 | 1.0034e-11 | 0.00097009 | 1.0034e-11 | 0.0029922 | 2.7024e-06 | 0 | 0
[120 empty] | 7.3.3.17.5 (Remote Grid) Updates to grid topology to minimize risk of ignition in HFTDs Remote GridWLDFRContaminationAggregated | WLDFR | HFTD - Distribution - Tier 3 - 3QU CoRE ¦ 4QU LoRE | Non-Red Flag Warning - Catastrophic Fires | Contamination | Aggregated | 2030 | 1.0343e-08 | 223.3454 | 2.3102e-06 | 2030 | Mitigation | 0.95 | 45 | 0 | esc | 0.00097009 | 1.0034e-11 | 0.00097009 | 1.0034e-11 | 0.0029922 | 2.7024e-06 | 0.0093813 | 1.0946e-06
[120 empty] | 7.3.3.17.5 (Remote Grid) Updates to grid topology to minimize risk of ignition in HFTDs Remote GridWLDFRContaminationAggregated | WLDFR | HFTD - Distribution - Tier 3 - 3QU CoRE ¦ 4QU LoRE | Non-Red Flag Warning - Catastrophic Fires | Contamination | Aggregated | 2031 | 1.0343e-08 | 223.3454 | 2.3102e-06 | 2031 | Mitigation | 0.95 | 45 | 0 | esc | 0.00097009 | 1.0034e-11 | 0.00097009 | 1.0034e-11 | 0.0029922 | 2.7024e-06 | 0.0093813 | 1.0946e-06
[120 empty] | 7.3.3.17.5 (Remote Grid) Updates to grid topology to minimize risk of ignition in HFTDs Remote GridWLDFRContaminationAggregated | WLDFR | HFTD - Distribution - Tier 3 - 3QU CoRE ¦ 4QU LoRE | Non-Red Flag Warning - Catastrophic Fires | Contamination | Aggregated | 2032 | 1.0343e-08 | 223.3454 | 2.3102e-06 | 2032 | Mitigation | 0.95 | 45 | 0 | esc | 0.00097009 | 1.0034e-11 | 0.00097009 | 1.0034e-11 | 0.0029922 | 2.7024e-06 | 0.0093813 | 1.0946e-06
[120 empty] | 7.3.3.17.5 (Remote Grid) Updates to grid topology to minimize risk of ignition in HFTDs Remote GridWLDFRContaminationAggregated | WLDFR | HFTD - Distribution - Tier 3 - 3QU CoRE ¦ 4QU LoRE | Non-Red Flag Warning - Catastrophic Fires | Contamination | Aggregated | 2033 | 1.0343e-08 | 223.3454 | 2.3102e-06 | 2033 | Mitigation | 0.95 | 45 | 0 | esc | 0.00097009 | 1.0034e-11 | 0.00097009 | 1.0034e-11 | 0.0029922 | 2.7024e-06 | 0.0093813 | 1.0946e-06
[120 empty] | 7.3.3.17.5 (Remote Grid) Updates to grid topology to minimize risk of ignition in HFTDs Remote GridWLDFRContaminationAggregated | WLDFR | HFTD - Distribution - Tier 3 - 3QU CoRE ¦ 4QU LoRE | Non-Red Flag Warning - Catastrophic Fires | Contamination | Aggregated | 2034 | 1.0343e-08 | 223.3454 | 2.3102e-06 | 2034 | Mitigation | 0.95 | 45 | 0 | esc | 0.00097009 | 1.0034e-11 | 0.00097009 | 1.0034e-11 | 0.0029922 | 2.7024e-06 | 0.0093813 | 1.0946e-06
[120 empty] | 7.3.3.17.5 (Remote Grid) Updates to grid topology to minimize risk of ignition in HFTDs Remote GridWLDFRContaminationAggregated | WLDFR | HFTD - Distribution - Tier 3 - 3QU CoRE ¦ 4QU LoRE | Non-Red Flag Warning - Catastrophic Fires | Contamination | Aggregated | 2035 | 1.0343e-08 | 223.3454 | 2.3102e-06 | 2035 | Mitigation | 0.95 | 45 | 0 | esc | 0.00097009 | 1.0034e-11 | 0.00097009 | 1.0034e-11 | 0.0029922 | 2.7024e-06 | 0.0093813 | 1.0946e-06
[120 empty] | 7.3.3.17.5 (Remote Grid) Updates to grid topology to minimize risk of ignition in HFTDs Remote GridWLDFRContaminationAggregated | WLDFR | HFTD - Distribution - Tier 3 - 3QU CoRE ¦ 4QU LoRE | Non-Red Flag Warning - Catastrophic Fires | Contamination | Aggregated | 2036 | 1.0343e-08 | 223.3454 | 2.3102e-06 | 2036 | Mitigation | 0.95 | 45 | 0 | esc | 0.00097009 | 1.0034e-11 | 0.00097009 | 1.0034e-11 | 0.0029922 | 2.7024e-06 | 0.0093813 | 1.0946e-06
[120 empty] | 7.3.3.17.5 (Remote Grid) Updates to grid topology to minimize risk of ignition in HFTDs Remote GridWLDFRContaminationAggregated | WLDFR | HFTD - Distribution - Tier 3 - 3QU CoRE ¦ 4QU LoRE | Non-Red Flag Warning - Catastrophic Fires | Contamination | Aggregated | 2037 | 1.0343e-08 | 223.3454 | 2.3102e-06 | 2037 | Mitigation | 0.95 | 45 | 0 | esc | 0.00097009 | 1.0034e-11 | 0.00097009 | 1.0034e-11 | 0.0029922 | 2.7024e-06 | 0.0093813 | 1.0946e-06
[120 empty] | 7.3.3.17.5 (Remote Grid) Updates to grid topology to minimize risk of ignition in HFTDs Remote GridWLDFRContaminationAggregated | WLDFR | HFTD - Distribution - Tier 3 - 3QU CoRE ¦ 4QU LoRE | Non-Red Flag Warning - Catastrophic Fires | Contamination | Aggregated | 2038 | 1.0343e-08 | 223.3454 | 2.3102e-06 | 2038 | Mitigation | 0.95 | 45 | 0 | esc | 0.00097009 | 1.0034e-11 | 0.00097009 | 1.0034e-11 | 0 | 0 | 0.0093813 | 1.0946e-06
[120 empty] | 7.3.3.17.5 (Remote Grid) Updates to grid topology to minimize risk of ignition in HFTDs Remote GridWLDFRContaminationAggregated | WLDFR | HFTD - Distribution - Tier 3 - 3QU CoRE ¦ 4QU LoRE | Non-Red Flag Warning - Catastrophic Fires | Contamination | Aggregated | 2039 | 1.0343e-08 | 223.3454 | 2.3102e-06 | 2039 | Mitigation | 0.95 | 45 | 0 | esc | 0.00097009 | 1.0034e-11 | 0.00097009 | 1.0034e-11 | 0.0029922 | 2.164e-07 | 0.0093813 | 1.0946e-06
[120 empty] | 7.3.3.17.5 (Remote Grid) Updates to grid topology to minimize risk of ignition in HFTDs Remote GridWLDFRContaminationAggregated | WLDFR | HFTD - Distribution - Tier 3 - 3QU CoRE ¦ 4QU LoRE | Non-Red Flag Warning - Catastrophic Fires | Contamination | Aggregated | 2040 | 1.0343e-08 | 223.3454 | 2.3102e-06 | 2040 | Mitigation | 0.95 | 45 | 0 | esc | 0.00097009 | 1.0034e-11 | 0.00097009 | 1.0034e-11 | 0.0029922 | 2.164e-07 | 0.0093813 | 1.0946e-06
[120 empty] | 7.3.3.17.5 (Remote Grid) Updates to grid topology to minimize risk of ignition in HFTDs Remote GridWLDFRContaminationAggregated | WLDFR | HFTD - Distribution - Tier 3 - 3QU CoRE ¦ 4QU LoRE | Non-Red Flag Warning - Catastrophic Fires | Contamination | Aggregated | 2041 | 1.0343e-08 | 223.3454 | 2.3102e-06 | 2041 | Mitigation | 0.95 | 45 | 0 | esc | 0.00097009 | 1.0034e-11 | 0.00097009 | 1.0034e-11 | 0.0029922 | 2.164e-07 | 0.0093813 | 1.0946e-06
[120 empty] | 7.3.3.17.5 (Remote Grid) Updates to grid topology to minimize risk of ignition in HFTDs Remote GridWLDFRContaminationAggregated | WLDFR | HFTD - Distribution - Tier 3 - 3QU CoRE ¦ 4QU LoRE | Non-Red Flag Warning - Catastrophic Fires | Contamination | Aggregated | 2042 | 1.0343e-08 | 223.3454 | 2.3102e-06 | 2042 | Mitigation | 0.95 | 45 | 0 | esc | 0.00097009 | 1.0034e-11 | 0.00097009 | 1.0034e-11 | 0.0029922 | 2.164e-07 | 0.0093813 | 1.0946e-06
[120 empty] | 7.3.3.17.5 (Remote Grid) Updates to grid topology to minimize risk of ignition in HFTDs Remote GridWLDFRContaminationAggregated | WLDFR | HFTD - Distribution - Tier 3 - 3QU CoRE ¦ 4QU LoRE | Non-Red Flag Warning - Catastrophic Fires | Contamination | Aggregated | 2043 | 1.0343e-08 | 223.3454 | 2.3102e-06 | 2043 | Mitigation | 0.95 | 45 | 0 | esc | 0.00097009 | 1.0034e-11 | 0.00097009 | 1.0034e-11 | 0.0029922 | 2.164e-07 | 0.0093813 | 1.0946e-06
[120 empty] | 7.3.3.17.5 (Remote Grid) Updates to grid topology to minimize risk of ignition in HFTDs Remote GridWLDFRContaminationAggregated | WLDFR | HFTD - Distribution - Tier 3 - 3QU CoRE ¦ 4QU LoRE | Non-Red Flag Warning - Catastrophic Fires | Contamination | Aggregated | 2044 | 1.0343e-08 | 223.3454 | 2.3102e-06 | 2044 | Mitigation | 0.95 | 45 | 0 | esc | 0.00097009 | 1.0034e-11 | 0.00097009 | 1.0034e-11 | 0.0029922 | 2.164e-07 | 0.0093813 | 1.0946e-06
[120 empty] | 7.3.3.17.5 (Remote Grid) Updates to grid topology to minimize risk of ignition in HFTDs Remote GridWLDFRContaminationAggregated | WLDFR | HFTD - Distribution - Tier 3 - 3QU CoRE ¦ 4QU LoRE | Non-Red Flag Warning - Catastrophic Fires | Contamination | Aggregated | 2045 | 1.0343e-08 | 223.3454 | 2.3102e-06 | 2045 | Mitigation | 0.95 | 45 | 0 | esc | 0.00097009 | 1.0034e-11 | 0.00097009 | 1.0034e-11 | 0.0029922 | 2.164e-07 | 0.0093813 | 1.0946e-06
[120 empty] | 7.3.3.17.5 (Remote Grid) Updates to grid topology to minimize risk of ignition in HFTDs Remote GridWLDFRContaminationAggregated | WLDFR | HFTD - Distribution - Tier 3 - 3QU CoRE ¦ 4QU LoRE | Non-Red Flag Warning - Catastrophic Fires | Contamination | Aggregated | 2046 | 1.0343e-08 | 223.3454 | 2.3102e-06 | 2046 | Mitigation | 0.95 | 45 | 0 | esc | 0.00097009 | 1.0034e-11 | 0.00097009 | 1.0034e-11 | 0.0029922 | 2.164e-07 | 0.0093813 | 1.0946e-06
[120 empty] | 7.3.3.17.5 (Remote Grid) Updates to grid topology to minimize risk of ignition in HFTDs Remote GridWLDFRContaminationAggregated | WLDFR | HFTD - Distribution - Tier 3 - 3QU CoRE ¦ 4QU LoRE | Non-Red Flag Warning - Catastrophic Fires | Contamination | Aggregated | 2047 | 1.0343e-08 | 223.3454 | 2.3102e-06 | 2047 | Mitigation | 0.95 | 45 | 0 | esc | 0.00097009 | 1.0034e-11 | 0.00097009 | 1.0034e-11 | 0.0029922 | 2.164e-07 | 0.0093813 | 1.0946e-06
[120 empty] | 7.3.3.17.5 (Remote Grid) Updates to grid topology to minimize risk of ignition in HFTDs Remote GridWLDFRContaminationAggregated | WLDFR | HFTD - Distribution - Tier 3 - 3QU CoRE ¦ 4QU LoRE | Non-Red Flag Warning - Catastrophic Fires | Contamination | Aggregated | 2048 | 1.0343e-08 | 223.3454 | 2.3102e-06 | 2048 | Mitigation | 0.95 | 45 | 0 | esc | 0.00097009 | 1.0034e-11 | 0.00097009 | 1.0034e-11 | 0.0029922 | 2.164e-07 | 0.0093813 | 1.0946e-06
[120 empty] | 7.3.3.17.5 (Remote Grid) Updates to grid topology to minimize risk of ignition in HFTDs Remote GridWLDFRContaminationAggregated | WLDFR | HFTD - Distribution - Tier 3 - 3QU CoRE ¦ 4QU LoRE | Non-Red Flag Warning - Catastrophic Fires | Contamination | Aggregated | 2049 | 1.0343e-08 | 223.3454 | 2.3102e-06 | 2049 | Mitigation | 0.95 | 45 | 0 | esc | 0.00097009 | 1.0034e-11 | 0.00097009 | 1.0034e-11 | 0.0029922 | 2.164e-07 | 0.0093813 | 1.0946e-06
[120 empty] | 7.3.3.17.5 (Remote Grid) Updates to grid topology to minimize risk of ignition in HFTDs Remote GridWLDFRContaminationAggregated | WLDFR | HFTD - Distribution - Tier 3 - 3QU CoRE ¦ 4QU LoRE | Non-Red Flag Warning - Catastrophic Fires | Contamination | Aggregated | 2050 | 1.0343e-08 | 223.3454 | 2.3102e-06 | 2050 | Mitigation | 0.95 | 45 | 0 | esc | 0.00097009 | 1.0034e-11 | 0.00097009 | 1.0034e-11 | 0.0029922 | 2.164e-07 | 0.0093813 | 1.0946e-06
[120 empty] | 7.3.3.17.5 (Remote Grid) Updates to grid topology to minimize risk of ignition in HFTDs Remote GridWLDFRContaminationAggregated | WLDFR | HFTD - Distribution - Tier 3 - 3QU CoRE ¦ 4QU LoRE | Non-Red Flag Warning - Catastrophic Fires | Contamination | Aggregated | 2051 | 1.0343e-08 | 223.3454 | 2.3102e-06 | 2051 | Mitigation | 0.95 | 45 | 0 | esc | 0.00097009 | 1.0034e-11 | 0.00097009 | 1.0034e-11 | 0.0029922 | 2.164e-07 | 0.0093813 | 1.0946e-06
[120 empty] | 7.3.3.17.5 (Remote Grid) Updates to grid topology to minimize risk of ignition in HFTDs Remote GridWLDFRContaminationAggregated | WLDFR | HFTD - Distribution - Tier 3 - 3QU CoRE ¦ 4QU LoRE | Non-Red Flag Warning - Catastrophic Fires | Contamination | Aggregated | 2052 | 1.0343e-08 | 223.3454 | 2.3102e-06 | 2052 | Mitigation | 0.95 | 45 | 0 | esc | 0.00097009 | 1.0034e-11 | 0.00097009 | 1.0034e-11 | 0.0029922 | 2.164e-07 | 0.0093813 | 1.0946e-06
[120 empty] | 7.3.3.17.5 (Remote Grid) Updates to grid topology to minimize risk of ignition in HFTDs Remote GridWLDFRContaminationAggregated | WLDFR | HFTD - Distribution - Tier 3 - 3QU CoRE ¦ 4QU LoRE | Non-Red Flag Warning - Catastrophic Fires | Contamination | Aggregated | 2053 | 1.0343e-08 | 223.3454 | 2.3102e-06 | 2053 | Mitigation | 0.95 | 45 | 0 | esc | 0.00097009 | 1.0034e-11 | 0.00097009 | 1.0034e-11 | 0.0029922 | 2.164e-07 | 0.0093813 | 1.0946e-06
[120 empty] | 7.3.3.17.5 (Remote Grid) Updates to grid topology to minimize risk of ignition in HFTDs Remote GridWLDFRContaminationAggregated | WLDFR | HFTD - Distribution - Tier 3 - 3QU CoRE ¦ 4QU LoRE | Non-Red Flag Warning - Catastrophic Fires | Contamination | Aggregated | 2054 | 1.0343e-08 | 223.3454 | 2.3102e-06 | 2054 | Mitigation | 0.95 | 45 | 0 | esc | 0.00097009 | 1.0034e-11 | 0.00097009 | 1.0034e-11 | 0.0029922 | 2.164e-07 | 0.0093813 | 1.0946e-06
[120 empty] | 7.3.3.17.5 (Remote Grid) Updates to grid topology to minimize risk of ignition in HFTDs Remote GridWLDFRContaminationAggregated | WLDFR | HFTD - Distribution - Tier 3 - 3QU CoRE ¦ 4QU LoRE | Non-Red Flag Warning - Catastrophic Fires | Contamination | Aggregated | 2055 | 1.0343e-08 | 223.3454 | 2.3102e-06 | 2055 | Mitigation | 0.95 | 45 | 0 | esc | 0.00097009 | 1.0034e-11 | 0.00097009 | 1.0034e-11 | 0.0029922 | 2.164e-07 | 0.0093813 | 1.0946e-06
[120 empty] | 7.3.3.17.5 (Remote Grid) Updates to grid topology to minimize risk of ignition in HFTDs Remote GridWLDFRContaminationAggregated | WLDFR | HFTD - Distribution - Tier 3 - 3QU CoRE ¦ 4QU LoRE | Non-Red Flag Warning - Catastrophic Fires | Contamination | Aggregated | 2056 | 1.0343e-08 | 223.3454 | 2.3102e-06 | 2056 | Mitigation | 0.95 | 45 | 0 | esc | 0.00097009 | 1.0034e-11 | 0.00097009 | 1.0034e-11 | 0.0029922 | 2.164e-07 | 0.0093813 | 1.0946e-06
[120 empty] | 7.3.3.17.5 (Remote Grid) Updates to grid topology to minimize risk of ignition in HFTDs Remote GridWLDFRContaminationAggregated | WLDFR | HFTD - Distribution - Tier 3 - 3QU CoRE ¦ 4QU LoRE | Non-Red Flag Warning - Catastrophic Fires | Contamination | Aggregated | 2057 | 1.0343e-08 | 223.3454 | 2.3102e-06 | 2057 | Mitigation | 0.95 | 45 | 0 | esc | 0.00097009 | 1.0034e-11 | 0.00097009 | 1.0034e-11 | 0.0029922 | 2.164e-07 | 0.0093813 | 1.0946e-06
[120 empty] | 7.3.3.17.5 (Remote Grid) Updates to grid topology to minimize risk of ignition in HFTDs Remote GridWLDFRContaminationAggregated | WLDFR | HFTD - Distribution - Tier 3 - 3QU CoRE ¦ 4QU LoRE | Non-Red Flag Warning - Catastrophic Fires | Contamination | Aggregated | 2058 | 1.0343e-08 | 223.3454 | 2.3102e-06 | 2058 | Mitigation | 0.95 | 45 | 0 | esc | 0.00097009 | 1.0034e-11 | 0.00097009 | 1.0034e-11 | 0.0029922 | 2.164e-07 | 0.0093813 | 1.0946e-06
[120 empty] | 7.3.3.17.5 (Remote Grid) Updates to grid topology to minimize risk of ignition in HFTDs Remote GridWLDFRContaminationAggregated | WLDFR | HFTD - Distribution - Tier 3 - 3QU CoRE ¦ 4QU LoRE | Non-Red Flag Warning - Catastrophic Fires | Contamination | Aggregated | 2059 | 1.0343e-08 | 223.3454 | 2.3102e-06 | 2059 | Mitigation | 0.95 | 45 | 0 | esc | 0.00097009 | 1.0034e-11 | 0.00097009 | 1.0034e-11 | 0.0029922 | 2.164e-07 | 0.0093813 | 1.0946e-06
[120 empty] | 7.3.3.17.5 (Remote Grid) Updates to grid topology to minimize risk of ignition in HFTDs Remote GridWLDFRContaminationAggregated | WLDFR | HFTD - Distribution - Tier 3 - 3QU CoRE ¦ 4QU LoRE | Non-Red Flag Warning - Catastrophic Fires | Contamination | Aggregated | 2060 | 1.0343e-08 | 223.3454 | 2.3102e-06 | 2060 | Mitigation | 0.95 | 45 | 0 | esc | 0.00097009 | 1.0034e-11 | 0.00097009 | 1.0034e-11 | 0.0029922 | 2.164e-07 | 0 | 0
[120 empty] | 7.3.3.17.5 (Remote Grid) Updates to grid topology to minimize risk of ignition in HFTDs Remote GridWLDFRContaminationAggregated | WLDFR | HFTD - Distribution - Tier 3 - 3QU CoRE ¦ 4QU LoRE | Non-Red Flag Warning - Catastrophic Fires | Contamination | Aggregated | 2061 | 1.0343e-08 | 223.3454 | 2.3102e-06 | 2061 | Mitigation | 0.95 | 45 | 0 | esc | 0.00097009 | 1.0034e-11 | 0.00097009 | 1.0034e-11 | 0.0029922 | 2.164e-07 | 0 | 0
[120 empty] | 7.3.3.17.5 (Remote Grid) Updates to grid topology to minimize risk of ignition in HFTDs Remote GridWLDFRContaminationAggregated | WLDFR | HFTD - Distribution - Tier 3 - 3QU CoRE ¦ 4QU LoRE | Non-Red Flag Warning - Catastrophic Fires | Contamination | Aggregated | 2062 | 1.0343e-08 | 223.3454 | 2.3102e-06 | 2062 | Mitigation | 0.95 | 45 | 0 | esc | 0.00097009 | 1.0034e-11 | 0.00097009 | 1.0034e-11 | 0.0029922 | 2.164e-07 | 0.014004 | 5.8691e-07
[120 empty] | 7.3.3.17.5 (Remote Grid) Updates to grid topology to minimize risk of ignition in HFTDs Remote GridWLDFRContaminationAggregated | WLDFR | HFTD - Distribution - Tier 3 - 3QU CoRE ¦ 4QU LoRE | Non-Red Flag Warning - Catastrophic Fires | Contamination | Aggregated | 2063 | 1.0343e-08 | 223.3454 | 2.3102e-06 | 2063 | Mitigation | 0.95 | 45 | 0 | esc | 0.00097009 | 1.0034e-11 | 0.00097009 | 1.0034e-11 | 0.0029922 | 2.164e-07 | 0.014004 | 5.8691e-07
[120 empty] | 7.3.3.17.5 (Remote Grid) Updates to grid topology to minimize risk of ignition in HFTDs Remote GridWLDFRContaminationAggregated | WLDFR | HFTD - Distribution - Tier 3 - 3QU CoRE ¦ 4QU LoRE | Non-Red Flag Warning - Catastrophic Fires | Contamination | Aggregated | 2064 | 1.0343e-08 | 223.3454 | 2.3102e-06 | 2064 | Mitigation | 0.95 | 45 | 0 | esc | 0.00097009 | 1.0034e-11 | 0.00097009 | 1.0034e-11 | 0.0029922 | 2.164e-07 | 0.014004 | 5.8691e-07
[120 empty] | 7.3.3.17.5 (Remote Grid) Updates to grid topology to minimize risk of ignition in HFTDs Remote GridWLDFRContaminationAggregated | WLDFR | HFTD - Distribution - Tier 3 - 3QU CoRE ¦ 4QU LoRE | Non-Red Flag Warning - Catastrophic Fires | Contamination | Aggregated | 2065 | 1.0343e-08 | 223.3454 | 2.3102e-06 | 2065 | Mitigation | 0.95 | 45 | 0 | esc | 0.00097009 | 1.0034e-11 | 0.00097009 | 1.0034e-11 | 0.0029922 | 2.164e-07 | 0.014004 | 5.8691e-07
[120 empty] | 7.3.3.17.5 (Remote Grid) Updates to grid topology to minimize risk of ignition in HFTDs Remote GridWLDFRContaminationAggregated | WLDFR | HFTD - Distribution - Tier 3 - 3QU CoRE ¦ 4QU LoRE | Non-Red Flag Warning - Catastrophic Fires | Contamination | Aggregated | 2066 | 1.0343e-08 | 223.3454 | 2.3102e-06 | 2066 | Mitigation | 0.95 | 45 | 0 | esc | 0.00097009 | 1.0034e-11 | 0.00097009 | 1.0034e-11 | 0.0029922 | 2.164e-07 | 0.014004 | 5.8691e-07
[120 empty] | 7.3.3.17.5 (Remote Grid) Updates to grid topology to minimize risk of ignition in HFTDs Remote GridWLDFRContaminationAggregated | WLDFR | HFTD - Distribution - Tier 3 - 3QU CoRE ¦ 4QU LoRE | Non-Red Flag Warning - Catastrophic Fires | Contamination | Aggregated | 2067 | 1.0343e-08 | 223.3454 | 2.3102e-06 | 2067 | Mitigation | 0.95 | 45 | 0 | esc | 0 | 0 | 0.00097009 | 1.0034e-11 | 0.0029922 | 2.164e-07 | 0.014004 | 5.8691e-07
[120 empty] | 7.3.3.17.5 (Remote Grid) Updates to grid topology to minimize risk of ignition in HFTDs Remote GridWLDFREquipment / facility failureAggregated | WLDFR | HFTD - Distribution - Tier 3 - 3QU CoRE ¦ 4QU LoRE | Non-Red Flag Warning - Catastrophic Fires | Equipment / facility failure | Aggregated | 2022 | 2.5103e-08 | 223.3454 | 5.6066e-06 | 2022 | Mitigation | 0.95 | 45 | 0 | esc | 0.00097009 | 2.4352e-11 | 0 | 0 | 0.0029922 | 2.164e-07 | 0.014004 | 5.8691e-07
[120 empty] | 7.3.3.17.5 (Remote Grid) Updates to grid topology to minimize risk of ignition in HFTDs Remote GridWLDFREquipment / facility failureAggregated | WLDFR | HFTD - Distribution - Tier 3 - 3QU CoRE ¦ 4QU LoRE | Non-Red Flag Warning - Catastrophic Fires | Equipment / facility failure | Aggregated | 2023 | 2.5103e-08 | 223.3454 | 5.6066e-06 | 2023 | Mitigation | 0.95 | 45 | 0 | esc | 0.00097009 | 2.4352e-11 | 0.00097009 | 2.4352e-11 | 0.0029922 | 2.164e-07 | 0.014004 | 5.8691e-07
[120 empty] | 7.3.3.17.5 (Remote Grid) Updates to grid topology to minimize risk of ignition in HFTDs Remote GridWLDFREquipment / facility failureAggregated | WLDFR | HFTD - Distribution - Tier 3 - 3QU CoRE ¦ 4QU LoRE | Non-Red Flag Warning - Catastrophic Fires | Equipment / facility failure | Aggregated | 2024 | 2.5103e-08 | 223.3454 | 5.6066e-06 | 2024 | Mitigation | 0.95 | 45 | 0 | esc | 0.00097009 | 2.4352e-11 | 0.00097009 | 2.4352e-11 | 0.0029922 | 2.164e-07 | 0.014004 | 5.8691e-07
[120 empty] | 7.3.3.17.5 (Remote Grid) Updates to grid topology to minimize risk of ignition in HFTDs Remote GridWLDFREquipment / facility failureAggregated | WLDFR | HFTD - Distribution - Tier 3 - 3QU CoRE ¦ 4QU LoRE | Non-Red Flag Warning - Catastrophic Fires | Equipment / facility failure | Aggregated | 2025 | 2.5103e-08 | 223.3454 | 5.6066e-06 | 2025 | Mitigation | 0.95 | 45 | 0 | esc | 0.00097009 | 2.4352e-11 | 0.00097009 | 2.4352e-11 | 0.0029922 | 2.164e-07 | 0.014004 | 5.8691e-07
[120 empty] | 7.3.3.17.5 (Remote Grid) Updates to grid topology to minimize risk of ignition in HFTDs Remote GridWLDFREquipment / facility failureAggregated | WLDFR | HFTD - Distribution - Tier 3 - 3QU CoRE ¦ 4QU LoRE | Non-Red Flag Warning - Catastrophic Fires | Equipment / facility failure | Aggregated | 2026 | 2.5103e-08 | 223.3454 | 5.6066e-06 | 2026 | Mitigation | 0.95 | 45 | 0 | esc | 0.00097009 | 2.4352e-11 | 0.00097009 | 2.4352e-11 | 0.0029922 | 2.164e-07 | 0.014004 | 5.8691e-07
[120 empty] | 7.3.3.17.5 (Remote Grid) Updates to grid topology to minimize risk of ignition in HFTDs Remote GridWLDFREquipment / facility failureAggregated | WLDFR | HFTD - Distribution - Tier 3 - 3QU CoRE ¦ 4QU LoRE | Non-Red Flag Warning - Catastrophic Fires | Equipment / facility failure | Aggregated | 2027 | 2.5103e-08 | 223.3454 | 5.6066e-06 | 2027 | Mitigation | 0.95 | 45 | 0 | esc | 0.00097009 | 2.4352e-11 | 0.00097009 | 2.4352e-11 | 0.0029922 | 2.164e-07 | 0.014004 | 5.8691e-07
[120 empty] | 7.3.3.17.5 (Remote Grid) Updates to grid topology to minimize risk of ignition in HFTDs Remote GridWLDFREquipment / facility failureAggregated | WLDFR | HFTD - Distribution - Tier 3 - 3QU CoRE ¦ 4QU LoRE | Non-Red Flag Warning - Catastrophic Fires | Equipment / facility failure | Aggregated | 2028 | 2.5103e-08 | 223.3454 | 5.6066e-06 | 2028 | Mitigation | 0.95 | 45 | 0 | esc | 0.00097009 | 2.4352e-11 | 0.00097009 | 2.4352e-11 | 0.0029922 | 2.164e-07 | 0.014004 | 5.8691e-07
[120 empty] | 7.3.3.17.5 (Remote Grid) Updates to grid topology to minimize risk of ignition in HFTDs Remote GridWLDFREquipment / facility failureAggregated | WLDFR | HFTD - Distribution - Tier 3 - 3QU CoRE ¦ 4QU LoRE | Non-Red Flag Warning - Catastrophic Fires | Equipment / facility failure | Aggregated | 2029 | 2.5103e-08 | 223.3454 | 5.6066e-06 | 2029 | Mitigation | 0.95 | 45 | 0 | esc | 0.00097009 | 2.4352e-11 | 0.00097009 | 2.4352e-11 | 0.0029922 | 2.164e-07 | 0.014004 | 5.8691e-07
[120 empty] | 7.3.3.17.5 (Remote Grid) Updates to grid topology to minimize risk of ignition in HFTDs Remote GridWLDFREquipment / facility failureAggregated | WLDFR | HFTD - Distribution - Tier 3 - 3QU CoRE ¦ 4QU LoRE | Non-Red Flag Warning - Catastrophic Fires | Equipment / facility failure | Aggregated | 2030 | 2.5103e-08 | 223.3454 | 5.6066e-06 | 2030 | Mitigation | 0.95 | 45 | 0 | esc | 0.00097009 | 2.4352e-11 | 0.00097009 | 2.4352e-11 | 0.0029922 | 2.164e-07 | 0.014004 | 5.8691e-07
[120 empty] | 7.3.3.17.5 (Remote Grid) Updates to grid topology to minimize risk of ignition in HFTDs Remote GridWLDFREquipment / facility failureAggregated | WLDFR | HFTD - Distribution - Tier 3 - 3QU CoRE ¦ 4QU LoRE | Non-Red Flag Warning - Catastrophic Fires | Equipment / facility failure | Aggregated | 2031 | 2.5103e-08 | 223.3454 | 5.6066e-06 | 2031 | Mitigation | 0.95 | 45 | 0 | esc | 0.00097009 | 2.4352e-11 | 0.00097009 | 2.4352e-11 | 0.0029922 | 2.164e-07 | 0.014004 | 5.8691e-07
[120 empty] | 7.3.3.17.5 (Remote Grid) Updates to grid topology to minimize risk of ignition in HFTDs Remote GridWLDFREquipment / facility failureAggregated | WLDFR | HFTD - Distribution - Tier 3 - 3QU CoRE ¦ 4QU LoRE | Non-Red Flag Warning - Catastrophic Fires | Equipment / facility failure | Aggregated | 2032 | 2.5103e-08 | 223.3454 | 5.6066e-06 | 2032 | Mitigation | 0.95 | 45 | 0 | esc | 0.00097009 | 2.4352e-11 | 0.00097009 | 2.4352e-11 | 0.0029922 | 2.164e-07 | 0.014004 | 5.8691e-07
[120 empty] | 7.3.3.17.5 (Remote Grid) Updates to grid topology to minimize risk of ignition in HFTDs Remote GridWLDFREquipment / facility failureAggregated | WLDFR | HFTD - Distribution - Tier 3 - 3QU CoRE ¦ 4QU LoRE | Non-Red Flag Warning - Catastrophic Fires | Equipment / facility failure | Aggregated | 2033 | 2.5103e-08 | 223.3454 | 5.6066e-06 | 2033 | Mitigation | 0.95 | 45 | 0 | esc | 0.00097009 | 2.4352e-11 | 0.00097009 | 2.4352e-11 | 0.0029922 | 2.164e-07 | 0.014004 | 5.8691e-07
[120 empty] | 7.3.3.17.5 (Remote Grid) Updates to grid topology to minimize risk of ignition in HFTDs Remote GridWLDFREquipment / facility failureAggregated | WLDFR | HFTD - Distribution - Tier 3 - 3QU CoRE ¦ 4QU LoRE | Non-Red Flag Warning - Catastrophic Fires | Equipment / facility failure | Aggregated | 2034 | 2.5103e-08 | 223.3454 | 5.6066e-06 | 2034 | Mitigation | 0.95 | 45 | 0 | esc | 0.00097009 | 2.4352e-11 | 0.00097009 | 2.4352e-11 | 0.0029922 | 2.164e-07 | 0.014004 | 5.8691e-07
[120 empty] | 7.3.3.17.5 (Remote Grid) Updates to grid topology to minimize risk of ignition in HFTDs Remote GridWLDFREquipment / facility failureAggregated | WLDFR | HFTD - Distribution - Tier 3 - 3QU CoRE ¦ 4QU LoRE | Non-Red Flag Warning - Catastrophic Fires | Equipment / facility failure | Aggregated | 2035 | 2.5103e-08 | 223.3454 | 5.6066e-06 | 2035 | Mitigation | 0.95 | 45 | 0 | esc | 0.00097009 | 2.4352e-11 | 0.00097009 | 2.4352e-11 | 0.0029922 | 2.164e-07 | 0.014004 | 5.8691e-07
[120 empty] | 7.3.3.17.5 (Remote Grid) Updates to grid topology to minimize risk of ignition in HFTDs Remote GridWLDFREquipment / facility failureAggregated | WLDFR | HFTD - Distribution - Tier 3 - 3QU CoRE ¦ 4QU LoRE | Non-Red Flag Warning - Catastrophic Fires | Equipment / facility failure | Aggregated | 2036 | 2.5103e-08 | 223.3454 | 5.6066e-06 | 2036 | Mitigation | 0.95 | 45 | 0 | esc | 0.00097009 | 2.4352e-11 | 0.00097009 | 2.4352e-11 | 0.0029922 | 2.164e-07 | 0.014004 | 5.8691e-07
[120 empty] | 7.3.3.17.5 (Remote Grid) Updates to grid topology to minimize risk of ignition in HFTDs Remote GridWLDFREquipment / facility failureAggregated | WLDFR | HFTD - Distribution - Tier 3 - 3QU CoRE ¦ 4QU LoRE | Non-Red Flag Warning - Catastrophic Fires | Equipment / facility failure | Aggregated | 2037 | 2.5103e-08 | 223.3454 | 5.6066e-06 | 2037 | Mitigation | 0.95 | 45 | 0 | esc | 0.00097009 | 2.4352e-11 | 0.00097009 | 2.4352e-11 | 0.0029922 | 2.164e-07 | 0.014004 | 5.8691e-07
[120 empty] | 7.3.3.17.5 (Remote Grid) Updates to grid topology to minimize risk of ignition in HFTDs Remote GridWLDFREquipment / facility failureAggregated | WLDFR | HFTD - Distribution - Tier 3 - 3QU CoRE ¦ 4QU LoRE | Non-Red Flag Warning - Catastrophic Fires | Equipment / facility failure | Aggregated | 2038 | 2.5103e-08 | 223.3454 | 5.6066e-06 | 2038 | Mitigation | 0.95 | 45 | 0 | esc | 0.00097009 | 2.4352e-11 | 0.00097009 | 2.4352e-11 | 0.0029922 | 2.164e-07 | 0.014004 | 5.8691e-07
[120 empty] | 7.3.3.17.5 (Remote Grid) Updates to grid topology to minimize risk of ignition in HFTDs Remote GridWLDFREquipment / facility failureAggregated | WLDFR | HFTD - Distribution - Tier 3 - 3QU CoRE ¦ 4QU LoRE | Non-Red Flag Warning - Catastrophic Fires | Equipment / facility failure | Aggregated | 2039 | 2.5103e-08 | 223.3454 | 5.6066e-06 | 2039 | Mitigation | 0.95 | 45 | 0 | esc | 0.00097009 | 2.4352e-11 | 0.00097009 | 2.4352e-11 | 0.0029922 | 2.164e-07 | 0.014004 | 5.8691e-07
[120 empty] | 7.3.3.17.5 (Remote Grid) Updates to grid topology to minimize risk of ignition in HFTDs Remote GridWLDFREquipment / facility failureAggregated | WLDFR | HFTD - Distribution - Tier 3 - 3QU CoRE ¦ 4QU LoRE | Non-Red Flag Warning - Catastrophic Fires | Equipment / facility failure | Aggregated | 2040 | 2.5103e-08 | 223.3454 | 5.6066e-06 | 2040 | Mitigation | 0.95 | 45 | 0 | esc | 0.00097009 | 2.4352e-11 | 0.00097009 | 2.4352e-11 | 0.0029922 | 2.164e-07 | 0.014004 | 5.8691e-07
[120 empty] | 7.3.3.17.5 (Remote Grid) Updates to grid topology to minimize risk of ignition in HFTDs Remote GridWLDFREquipment / facility failureAggregated | WLDFR | HFTD - Distribution - Tier 3 - 3QU CoRE ¦ 4QU LoRE | Non-Red Flag Warning - Catastrophic Fires | Equipment / facility failure | Aggregated | 2041 | 2.5103e-08 | 223.3454 | 5.6066e-06 | 2041 | Mitigation | 0.95 | 45 | 0 | esc | 0.00097009 | 2.4352e-11 | 0.00097009 | 2.4352e-11 | 0.0029922 | 2.164e-07 | 0.014004 | 5.8691e-07
[120 empty] | 7.3.3.17.5 (Remote Grid) Updates to grid topology to minimize risk of ignition in HFTDs Remote GridWLDFREquipment / facility failureAggregated | WLDFR | HFTD - Distribution - Tier 3 - 3QU CoRE ¦ 4QU LoRE | Non-Red Flag Warning - Catastrophic Fires | Equipment / facility failure | Aggregated | 2042 | 2.5103e-08 | 223.3454 | 5.6066e-06 | 2042 | Mitigation | 0.95 | 45 | 0 | esc | 0.00097009 | 2.4352e-11 | 0.00097009 | 2.4352e-11 | 0 | 0 | 0.014004 | 5.8691e-07
[120 empty] | 7.3.3.17.5 (Remote Grid) Updates to grid topology to minimize risk of ignition in HFTDs Remote GridWLDFREquipment / facility failureAggregated | WLDFR | HFTD - Distribution - Tier 3 - 3QU CoRE ¦ 4QU LoRE | Non-Red Flag Warning - Catastrophic Fires | Equipment / facility failure | Aggregated | 2043 | 2.5103e-08 | 223.3454 | 5.6066e-06 | 2043 | Mitigation | 0.95 | 45 | 0 | esc | 0.00097009 | 2.4352e-11 | 0.00097009 | 2.4352e-11 | 0.0029922 | 4.8348e-07 | 0.014004 | 5.8691e-07
[120 empty] | 7.3.3.17.5 (Remote Grid) Updates to grid topology to minimize risk of ignition in HFTDs Remote GridWLDFREquipment / facility failureAggregated | WLDFR | HFTD - Distribution - Tier 3 - 3QU CoRE ¦ 4QU LoRE | Non-Red Flag Warning - Catastrophic Fires | Equipment / facility failure | Aggregated | 2044 | 2.5103e-08 | 223.3454 | 5.6066e-06 | 2044 | Mitigation | 0.95 | 45 | 0 | esc | 0.00097009 | 2.4352e-11 | 0.00097009 | 2.4352e-11 | 0.0029922 | 4.8348e-07 | 0.014004 | 5.8691e-07
[120 empty] | 7.3.3.17.5 (Remote Grid) Updates to grid topology to minimize risk of ignition in HFTDs Remote GridWLDFREquipment / facility failureAggregated | WLDFR | HFTD - Distribution - Tier 3 - 3QU CoRE ¦ 4QU LoRE | Non-Red Flag Warning - Catastrophic Fires | Equipment / facility failure | Aggregated | 2045 | 2.5103e-08 | 223.3454 | 5.6066e-06 | 2045 | Mitigation | 0.95 | 45 | 0 | esc | 0.00097009 | 2.4352e-11 | 0.00097009 | 2.4352e-11 | 0.0029922 | 4.8348e-07 | 0.014004 | 5.8691e-07
[120 empty] | 7.3.3.17.5 (Remote Grid) Updates to grid topology to minimize risk of ignition in HFTDs Remote GridWLDFREquipment / facility failureAggregated | WLDFR | HFTD - Distribution - Tier 3 - 3QU CoRE ¦ 4QU LoRE | Non-Red Flag Warning - Catastrophic Fires | Equipment / facility failure | Aggregated | 2046 | 2.5103e-08 | 223.3454 | 5.6066e-06 | 2046 | Mitigation | 0.95 | 45 | 0 | esc | 0.00097009 | 2.4352e-11 | 0.00097009 | 2.4352e-11 | 0.0029922 | 4.8348e-07 | 0 | 0
[120 empty] | 7.3.3.17.5 (Remote Grid) Updates to grid topology to minimize risk of ignition in HFTDs Remote GridWLDFREquipment / facility failureAggregated | WLDFR | HFTD - Distribution - Tier 3 - 3QU CoRE ¦ 4QU LoRE | Non-Red Flag Warning - Catastrophic Fires | Equipment / facility failure | Aggregated | 2047 | 2.5103e-08 | 223.3454 | 5.6066e-06 | 2047 | Mitigation | 0.95 | 45 | 0 | esc | 0.00097009 | 2.4352e-11 | 0.00097009 | 2.4352e-11 | 0.0029922 | 4.8348e-07 | 0 | 0
[120 empty] | 7.3.3.17.5 (Remote Grid) Updates to grid topology to minimize risk of ignition in HFTDs Remote GridWLDFREquipment / facility failureAggregated | WLDFR | HFTD - Distribution - Tier 3 - 3QU CoRE ¦ 4QU LoRE | Non-Red Flag Warning - Catastrophic Fires | Equipment / facility failure | Aggregated | 2048 | 2.5103e-08 | 223.3454 | 5.6066e-06 | 2048 | Mitigation | 0.95 | 45 | 0 | esc | 0.00097009 | 2.4352e-11 | 0.00097009 | 2.4352e-11 | 0.0029922 | 4.8348e-07 | 0.012777 | 3.594e-07
[120 empty] | 7.3.3.17.5 (Remote Grid) Updates to grid topology to minimize risk of ignition in HFTDs Remote GridWLDFREquipment / facility failureAggregated | WLDFR | HFTD - Distribution - Tier 3 - 3QU CoRE ¦ 4QU LoRE | Non-Red Flag Warning - Catastrophic Fires | Equipment / facility failure | Aggregated | 2049 | 2.5103e-08 | 223.3454 | 5.6066e-06 | 2049 | Mitigation | 0.95 | 45 | 0 | esc | 0.00097009 | 2.4352e-11 | 0.00097009 | 2.4352e-11 | 0.0029922 | 4.8348e-07 | 0.012777 | 3.594e-07
[120 empty] | 7.3.3.17.5 (Remote Grid) Updates to grid topology to minimize risk of ignition in HFTDs Remote GridWLDFREquipment / facility failureAggregated | WLDFR | HFTD - Distribution - Tier 3 - 3QU CoRE ¦ 4QU LoRE | Non-Red Flag Warning - Catastrophic Fires | Equipment / facility failure | Aggregated | 2050 | 2.5103e-08 | 223.3454 | 5.6066e-06 | 2050 | Mitigation | 0.95 | 45 | 0 | esc | 0.00097009 | 2.4352e-11 | 0.00097009 | 2.4352e-11 | 0.0029922 | 4.8348e-07 | 0.012777 | 3.594e-07
[120 empty] | 7.3.3.17.5 (Remote Grid) Updates to grid topology to minimize risk of ignition in HFTDs Remote GridWLDFREquipment / facility failureAggregated | WLDFR | HFTD - Distribution - Tier 3 - 3QU CoRE ¦ 4QU LoRE | Non-Red Flag Warning - Catastrophic Fires | Equipment / facility failure | Aggregated | 2051 | 2.5103e-08 | 223.3454 | 5.6066e-06 | 2051 | Mitigation | 0.95 | 45 | 0 | esc | 0.00097009 | 2.4352e-11 | 0.00097009 | 2.4352e-11 | 0.0029922 | 4.8348e-07 | 0.012777 | 3.594e-07
[120 empty] | 7.3.3.17.5 (Remote Grid) Updates to grid topology to minimize risk of ignition in HFTDs Remote GridWLDFREquipment / facility failureAggregated | WLDFR | HFTD - Distribution - Tier 3 - 3QU CoRE ¦ 4QU LoRE | Non-Red Flag Warning - Catastrophic Fires | Equipment / facility failure | Aggregated | 2052 | 2.5103e-08 | 223.3454 | 5.6066e-06 | 2052 | Mitigation | 0.95 | 45 | 0 | esc | 0.00097009 | 2.4352e-11 | 0.00097009 | 2.4352e-11 | 0.0029922 | 4.8348e-07 | 0.012777 | 3.594e-07
[120 empty] | 7.3.3.17.5 (Remote Grid) Updates to grid topology to minimize risk of ignition in HFTDs Remote GridWLDFREquipment / facility failureAggregated | WLDFR | HFTD - Distribution - Tier 3 - 3QU CoRE ¦ 4QU LoRE | Non-Red Flag Warning - Catastrophic Fires | Equipment / facility failure | Aggregated | 2053 | 2.5103e-08 | 223.3454 | 5.6066e-06 | 2053 | Mitigation | 0.95 | 45 | 0 | esc | 0.00097009 | 2.4352e-11 | 0.00097009 | 2.4352e-11 | 0.0029922 | 4.8348e-07 | 0.012777 | 3.594e-07
[120 empty] | 7.3.3.17.5 (Remote Grid) Updates to grid topology to minimize risk of ignition in HFTDs Remote GridWLDFREquipment / facility failureAggregated | WLDFR | HFTD - Distribution - Tier 3 - 3QU CoRE ¦ 4QU LoRE | Non-Red Flag Warning - Catastrophic Fires | Equipment / facility failure | Aggregated | 2054 | 2.5103e-08 | 223.3454 | 5.6066e-06 | 2054 | Mitigation | 0.95 | 45 | 0 | esc | 0.00097009 | 2.4352e-11 | 0.00097009 | 2.4352e-11 | 0.0029922 | 4.8348e-07 | 0.012777 | 3.594e-07
[120 empty] | 7.3.3.17.5 (Remote Grid) Updates to grid topology to minimize risk of ignition in HFTDs Remote GridWLDFREquipment / facility failureAggregated | WLDFR | HFTD - Distribution - Tier 3 - 3QU CoRE ¦ 4QU LoRE | Non-Red Flag Warning - Catastrophic Fires | Equipment / facility failure | Aggregated | 2055 | 2.5103e-08 | 223.3454 | 5.6066e-06 | 2055 | Mitigation | 0.95 | 45 | 0 | esc | 0.00097009 | 2.4352e-11 | 0.00097009 | 2.4352e-11 | 0.0029922 | 4.8348e-07 | 0.012777 | 3.594e-07
[120 empty] | 7.3.3.17.5 (Remote Grid) Updates to grid topology to minimize risk of ignition in HFTDs Remote GridWLDFREquipment / facility failureAggregated | WLDFR | HFTD - Distribution - Tier 3 - 3QU CoRE ¦ 4QU LoRE | Non-Red Flag Warning - Catastrophic Fires | Equipment / facility failure | Aggregated | 2056 | 2.5103e-08 | 223.3454 | 5.6066e-06 | 2056 | Mitigation | 0.95 | 45 | 0 | esc | 0.00097009 | 2.4352e-11 | 0.00097009 | 2.4352e-11 | 0.0029922 | 4.8348e-07 | 0.012777 | 3.594e-07
[120 empty] | 7.3.3.17.5 (Remote Grid) Updates to grid topology to minimize risk of ignition in HFTDs Remote GridWLDFREquipment / facility failureAggregated | WLDFR | HFTD - Distribution - Tier 3 - 3QU CoRE ¦ 4QU LoRE | Non-Red Flag Warning - Catastrophic Fires | Equipment / facility failure | Aggregated | 2057 | 2.5103e-08 | 223.3454 | 5.6066e-06 | 2057 | Mitigation | 0.95 | 45 | 0 | esc | 0.00097009 | 2.4352e-11 | 0.00097009 | 2.4352e-11 | 0.0029922 | 4.8348e-07 | 0.012777 | 3.594e-07
[120 empty] | 7.3.3.17.5 (Remote Grid) Updates to grid topology to minimize risk of ignition in HFTDs Remote GridWLDFREquipment / facility failureAggregated | WLDFR | HFTD - Distribution - Tier 3 - 3QU CoRE ¦ 4QU LoRE | Non-Red Flag Warning - Catastrophic Fires | Equipment / facility failure | Aggregated | 2058 | 2.5103e-08 | 223.3454 | 5.6066e-06 | 2058 | Mitigation | 0.95 | 45 | 0 | esc | 0.00097009 | 2.4352e-11 | 0.00097009 | 2.4352e-11 | 0.0029922 | 4.8348e-07 | 0.012777 | 3.594e-07
[120 empty] | 7.3.3.17.5 (Remote Grid) Updates to grid topology to minimize risk of ignition in HFTDs Remote GridWLDFREquipment / facility failureAggregated | WLDFR | HFTD - Distribution - Tier 3 - 3QU CoRE ¦ 4QU LoRE | Non-Red Flag Warning - Catastrophic Fires | Equipment / facility failure | Aggregated | 2059 | 2.5103e-08 | 223.3454 | 5.6066e-06 | 2059 | Mitigation | 0.95 | 45 | 0 | esc | 0.00097009 | 2.4352e-11 | 0.00097009 | 2.4352e-11 | 0.0029922 | 4.8348e-07 | 0.012777 | 3.594e-07
[120 empty] | 7.3.3.17.5 (Remote Grid) Updates to grid topology to minimize risk of ignition in HFTDs Remote GridWLDFREquipment / facility failureAggregated | WLDFR | HFTD - Distribution - Tier 3 - 3QU CoRE ¦ 4QU LoRE | Non-Red Flag Warning - Catastrophic Fires | Equipment / facility failure | Aggregated | 2060 | 2.5103e-08 | 223.3454 | 5.6066e-06 | 2060 | Mitigation | 0.95 | 45 | 0 | esc | 0.00097009 | 2.4352e-11 | 0.00097009 | 2.4352e-11 | 0.0029922 | 4.8348e-07 | 0.012777 | 3.594e-07
[120 empty] | 7.3.3.17.5 (Remote Grid) Updates to grid topology to minimize risk of ignition in HFTDs Remote GridWLDFREquipment / facility failureAggregated | WLDFR | HFTD - Distribution - Tier 3 - 3QU CoRE ¦ 4QU LoRE | Non-Red Flag Warning - Catastrophic Fires | Equipment / facility failure | Aggregated | 2061 | 2.5103e-08 | 223.3454 | 5.6066e-06 | 2061 | Mitigation | 0.95 | 45 | 0 | esc | 0.00097009 | 2.4352e-11 | 0.00097009 | 2.4352e-11 | 0.0029922 | 4.8348e-07 | 0.012777 | 3.594e-07
[120 empty] | 7.3.3.17.5 (Remote Grid) Updates to grid topology to minimize risk of ignition in HFTDs Remote GridWLDFREquipment / facility failureAggregated | WLDFR | HFTD - Distribution - Tier 3 - 3QU CoRE ¦ 4QU LoRE | Non-Red Flag Warning - Catastrophic Fires | Equipment / facility failure | Aggregated | 2062 | 2.5103e-08 | 223.3454 | 5.6066e-06 | 2062 | Mitigation | 0.95 | 45 | 0 | esc | 0.00097009 | 2.4352e-11 | 0.00097009 | 2.4352e-11 | 0.0029922 | 4.8348e-07 | 0.012777 | 3.594e-07
[120 empty] | 7.3.3.17.5 (Remote Grid) Updates to grid topology to minimize risk of ignition in HFTDs Remote GridWLDFREquipment / facility failureAggregated | WLDFR | HFTD - Distribution - Tier 3 - 3QU CoRE ¦ 4QU LoRE | Non-Red Flag Warning - Catastrophic Fires | Equipment / facility failure | Aggregated | 2063 | 2.5103e-08 | 223.3454 | 5.6066e-06 | 2063 | Mitigation | 0.95 | 45 | 0 | esc | 0.00097009 | 2.4352e-11 | 0.00097009 | 2.4352e-11 | 0.0029922 | 4.8348e-07 | 0.012777 | 3.594e-07
[120 empty] | 7.3.3.17.5 (Remote Grid) Updates to grid topology to minimize risk of ignition in HFTDs Remote GridWLDFREquipment / facility failureAggregated | WLDFR | HFTD - Distribution - Tier 3 - 3QU CoRE ¦ 4QU LoRE | Non-Red Flag Warning - Catastrophic Fires | Equipment / facility failure | Aggregated | 2064 | 2.5103e-08 | 223.3454 | 5.6066e-06 | 2064 | Mitigation | 0.95 | 45 | 0 | esc | 0.00097009 | 2.4352e-11 | 0.00097009 | 2.4352e-11 | 0.0029922 | 4.8348e-07 | 0.012777 | 3.594e-07
[120 empty] | 7.3.3.17.5 (Remote Grid) Updates to grid topology to minimize risk of ignition in HFTDs Remote GridWLDFREquipment / facility failureAggregated | WLDFR | HFTD - Distribution - Tier 3 - 3QU CoRE ¦ 4QU LoRE | Non-Red Flag Warning - Catastrophic Fires | Equipment / facility failure | Aggregated | 2065 | 2.5103e-08 | 223.3454 | 5.6066e-06 | 2065 | Mitigation | 0.95 | 45 | 0 | esc | 0.00097009 | 2.4352e-11 | 0.00097009 | 2.4352e-11 | 0.0029922 | 4.8348e-07 | 0.012777 | 3.594e-07
[120 empty] | 7.3.3.17.5 (Remote Grid) Updates to grid topology to minimize risk of ignition in HFTDs Remote GridWLDFREquipment / facility failureAggregated | WLDFR | HFTD - Distribution - Tier 3 - 3QU CoRE ¦ 4QU LoRE | Non-Red Flag Warning - Catastrophic Fires | Equipment / facility failure | Aggregated | 2066 | 2.5103e-08 | 223.3454 | 5.6066e-06 | 2066 | Mitigation | 0.95 | 45 | 0 | esc | 0.00097009 | 2.4352e-11 | 0.00097009 | 2.4352e-11 | 0.0029922 | 4.8348e-07 | 0.012777 | 3.594e-07
[120 empty] | 7.3.3.17.5 (Remote Grid) Updates to grid topology to minimize risk of ignition in HFTDs Remote GridWLDFREquipment / facility failureAggregated | WLDFR | HFTD - Distribution - Tier 3 - 3QU CoRE ¦ 4QU LoRE | Non-Red Flag Warning - Catastrophic Fires | Equipment / facility failure | Aggregated | 2067 | 2.5103e-08 | 223.3454 | 5.6066e-06 | 2067 | Mitigation | 0.95 | 45 | 0 | esc | 0 | 0 | 0.00097009 | 2.4352e-11 | 0.0029922 | 4.8348e-07 | 0.012777 | 3.594e-07
[120 empty] | 7.3.3.17.5 (Remote Grid) Updates to grid topology to minimize risk of ignition in HFTDs Remote GridWLDFRVegetation ContactAggregated | WLDFR | HFTD - Distribution - Tier 3 - 3QU CoRE ¦ 4QU LoRE | Non-Red Flag Warning - Catastrophic Fires | Vegetation Contact | Aggregated | 2022 | 1.9741e-07 | 223.3454 | 4.409e-05 | 2022 | Mitigation | 0.95 | 45 | 0 | esc | 0.00097009 | 1.915e-10 | 0 | 0 | 0.0029922 | 4.8348e-07 | 0.012777 | 3.594e-07
[120 empty] | 7.3.3.17.5 (Remote Grid) Updates to grid topology to minimize risk of ignition in HFTDs Remote GridWLDFRVegetation ContactAggregated | WLDFR | HFTD - Distribution - Tier 3 - 3QU CoRE ¦ 4QU LoRE | Non-Red Flag Warning - Catastrophic Fires | Vegetation Contact | Aggregated | 2023 | 1.9741e-07 | 223.3454 | 4.409e-05 | 2023 | Mitigation | 0.95 | 45 | 0 | esc | 0.00097009 | 1.915e-10 | 0.00097009 | 1.915e-10 | 0.0029922 | 4.8348e-07 | 0.012777 | 3.594e-07
[120 empty] | 7.3.3.17.5 (Remote Grid) Updates to grid topology to minimize risk of ignition in HFTDs Remote GridWLDFRVegetation ContactAggregated | WLDFR | HFTD - Distribution - Tier 3 - 3QU CoRE ¦ 4QU LoRE | Non-Red Flag Warning - Catastrophic Fires | Vegetation Contact | Aggregated | 2024 | 1.9741e-07 | 223.3454 | 4.409e-05 | 2024 | Mitigation | 0.95 | 45 | 0 | esc | 0.00097009 | 1.915e-10 | 0.00097009 | 1.915e-10 | 0.0029922 | 4.8348e-07 | 0.012777 | 3.594e-07
[120 empty] | 7.3.3.17.5 (Remote Grid) Updates to grid topology to minimize risk of ignition in HFTDs Remote GridWLDFRVegetation ContactAggregated | WLDFR | HFTD - Distribution - Tier 3 - 3QU CoRE ¦ 4QU LoRE | Non-Red Flag Warning - Catastrophic Fires | Vegetation Contact | Aggregated | 2025 | 1.9741e-07 | 223.3454 | 4.409e-05 | 2025 | Mitigation | 0.95 | 45 | 0 | esc | 0.00097009 | 1.915e-10 | 0.00097009 | 1.915e-10 | 0.0029922 | 4.8348e-07 | 0.012777 | 3.594e-07
[120 empty] | 7.3.3.17.5 (Remote Grid) Updates to grid topology to minimize risk of ignition in HFTDs Remote GridWLDFRVegetation ContactAggregated | WLDFR | HFTD - Distribution - Tier 3 - 3QU CoRE ¦ 4QU LoRE | Non-Red Flag Warning - Catastrophic Fires | Vegetation Contact | Aggregated | 2026 | 1.9741e-07 | 223.3454 | 4.409e-05 | 2026 | Mitigation | 0.95 | 45 | 0 | esc | 0.00097009 | 1.915e-10 | 0.00097009 | 1.915e-10 | 0.0029922 | 4.8348e-07 | 0.012777 | 3.594e-07
[120 empty] | 7.3.3.17.5 (Remote Grid) Updates to grid topology to minimize risk of ignition in HFTDs Remote GridWLDFRVegetation ContactAggregated | WLDFR | HFTD - Distribution - Tier 3 - 3QU CoRE ¦ 4QU LoRE | Non-Red Flag Warning - Catastrophic Fires | Vegetation Contact | Aggregated | 2027 | 1.9741e-07 | 223.3454 | 4.409e-05 | 2027 | Mitigation | 0.95 | 45 | 0 | esc | 0.00097009 | 1.915e-10 | 0.00097009 | 1.915e-10 | 0.0029922 | 4.8348e-07 | 0.012777 | 3.594e-07
[120 empty] | 7.3.3.17.5 (Remote Grid) Updates to grid topology to minimize risk of ignition in HFTDs Remote GridWLDFRVegetation ContactAggregated | WLDFR | HFTD - Distribution - Tier 3 - 3QU CoRE ¦ 4QU LoRE | Non-Red Flag Warning - Catastrophic Fires | Vegetation Contact | Aggregated | 2028 | 1.9741e-07 | 223.3454 | 4.409e-05 | 2028 | Mitigation | 0.95 | 45 | 0 | esc | 0.00097009 | 1.915e-10 | 0.00097009 | 1.915e-10 | 0.0029922 | 4.8348e-07 | 0.012777 | 3.594e-07
[120 empty] | 7.3.3.17.5 (Remote Grid) Updates to grid topology to minimize risk of ignition in HFTDs Remote GridWLDFRVegetation ContactAggregated | WLDFR | HFTD - Distribution - Tier 3 - 3QU CoRE ¦ 4QU LoRE | Non-Red Flag Warning - Catastrophic Fires | Vegetation Contact | Aggregated | 2029 | 1.9741e-07 | 223.3454 | 4.409e-05 | 2029 | Mitigation | 0.95 | 45 | 0 | esc | 0.00097009 | 1.915e-10 | 0.00097009 | 1.915e-10 | 0.0029922 | 4.8348e-07 | 0.012777 | 3.594e-07
[120 empty] | 7.3.3.17.5 (Remote Grid) Updates to grid topology to minimize risk of ignition in HFTDs Remote GridWLDFRVegetation ContactAggregated | WLDFR | HFTD - Distribution - Tier 3 - 3QU CoRE ¦ 4QU LoRE | Non-Red Flag Warning - Catastrophic Fires | Vegetation Contact | Aggregated | 2030 | 1.9741e-07 | 223.3454 | 4.409e-05 | 2030 | Mitigation | 0.95 | 45 | 0 | esc | 0.00097009 | 1.915e-10 | 0.00097009 | 1.915e-10 | 0.0029922 | 4.8348e-07 | 0.012777 | 3.594e-07
[120 empty] | 7.3.3.17.5 (Remote Grid) Updates to grid topology to minimize risk of ignition in HFTDs Remote GridWLDFRVegetation ContactAggregated | WLDFR | HFTD - Distribution - Tier 3 - 3QU CoRE ¦ 4QU LoRE | Non-Red Flag Warning - Catastrophic Fires | Vegetation Contact | Aggregated | 2031 | 1.9741e-07 | 223.3454 | 4.409e-05 | 2031 | Mitigation | 0.95 | 45 | 0 | esc | 0.00097009 | 1.915e-10 | 0.00097009 | 1.915e-10 | 0.0029922 | 4.8348e-07 | 0.012777 | 3.594e-07
[120 empty] | 7.3.3.17.5 (Remote Grid) Updates to grid topology to minimize risk of ignition in HFTDs Remote GridWLDFRVegetation ContactAggregated | WLDFR | HFTD - Distribution - Tier 3 - 3QU CoRE ¦ 4QU LoRE | Non-Red Flag Warning - Catastrophic Fires | Vegetation Contact | Aggregated | 2032 | 1.9741e-07 | 223.3454 | 4.409e-05 | 2032 | Mitigation | 0.95 | 45 | 0 | esc | 0.00097009 | 1.915e-10 | 0.00097009 | 1.915e-10 | 0.0029922 | 4.8348e-07 | 0 | 0
[120 empty] | 7.3.3.17.5 (Remote Grid) Updates to grid topology to minimize risk of ignition in HFTDs Remote GridWLDFRVegetation ContactAggregated | WLDFR | HFTD - Distribution - Tier 3 - 3QU CoRE ¦ 4QU LoRE | Non-Red Flag Warning - Catastrophic Fires | Vegetation Contact | Aggregated | 2033 | 1.9741e-07 | 223.3454 | 4.409e-05 | 2033 | Mitigation | 0.95 | 45 | 0 | esc | 0.00097009 | 1.915e-10 | 0.00097009 | 1.915e-10 | 0.0029922 | 4.8348e-07 | 0 | 0
[120 empty] | 7.3.3.17.5 (Remote Grid) Updates to grid topology to minimize risk of ignition in HFTDs Remote GridWLDFRVegetation ContactAggregated | WLDFR | HFTD - Distribution - Tier 3 - 3QU CoRE ¦ 4QU LoRE | Non-Red Flag Warning - Catastrophic Fires | Vegetation Contact | Aggregated | 2034 | 1.9741e-07 | 223.3454 | 4.409e-05 | 2034 | Mitigation | 0.95 | 45 | 0 | esc | 0.00097009 | 1.915e-10 | 0.00097009 | 1.915e-10 | 0.0029922 | 4.8348e-07 | 0.012705 | 2.9096e-07
[120 empty] | 7.3.3.17.5 (Remote Grid) Updates to grid topology to minimize risk of ignition in HFTDs Remote GridWLDFRVegetation ContactAggregated | WLDFR | HFTD - Distribution - Tier 3 - 3QU CoRE ¦ 4QU LoRE | Non-Red Flag Warning - Catastrophic Fires | Vegetation Contact | Aggregated | 2035 | 1.9741e-07 | 223.3454 | 4.409e-05 | 2035 | Mitigation | 0.95 | 45 | 0 | esc | 0.00097009 | 1.915e-10 | 0.00097009 | 1.915e-10 | 0.0029922 | 4.8348e-07 | 0.012705 | 2.9096e-07
[120 empty] | 7.3.3.17.5 (Remote Grid) Updates to grid topology to minimize risk of ignition in HFTDs Remote GridWLDFRVegetation ContactAggregated | WLDFR | HFTD - Distribution - Tier 3 - 3QU CoRE ¦ 4QU LoRE | Non-Red Flag Warning - Catastrophic Fires | Vegetation Contact | Aggregated | 2036 | 1.9741e-07 | 223.3454 | 4.409e-05 | 2036 | Mitigation | 0.95 | 45 | 0 | esc | 0.00097009 | 1.915e-10 | 0.00097009 | 1.915e-10 | 0.0029922 | 4.8348e-07 | 0.012705 | 2.9096e-07
[120 empty] | 7.3.3.17.5 (Remote Grid) Updates to grid topology to minimize risk of ignition in HFTDs Remote GridWLDFRVegetation ContactAggregated | WLDFR | HFTD - Distribution - Tier 3 - 3QU CoRE ¦ 4QU LoRE | Non-Red Flag Warning - Catastrophic Fires | Vegetation Contact | Aggregated | 2037 | 1.9741e-07 | 223.3454 | 4.409e-05 | 2037 | Mitigation | 0.95 | 45 | 0 | esc | 0.00097009 | 1.915e-10 | 0.00097009 | 1.915e-10 | 0.0029922 | 4.8348e-07 | 0.012705 | 2.9096e-07
[120 empty] | 7.3.3.17.5 (Remote Grid) Updates to grid topology to minimize risk of ignition in HFTDs Remote GridWLDFRVegetation ContactAggregated | WLDFR | HFTD - Distribution - Tier 3 - 3QU CoRE ¦ 4QU LoRE | Non-Red Flag Warning - Catastrophic Fires | Vegetation Contact | Aggregated | 2038 | 1.9741e-07 | 223.3454 | 4.409e-05 | 2038 | Mitigation | 0.95 | 45 | 0 | esc | 0.00097009 | 1.915e-10 | 0.00097009 | 1.915e-10 | 0.0029922 | 4.8348e-07 | 0.012705 | 2.9096e-07
[120 empty] | 7.3.3.17.5 (Remote Grid) Updates to grid topology to minimize risk of ignition in HFTDs Remote GridWLDFRVegetation ContactAggregated | WLDFR | HFTD - Distribution - Tier 3 - 3QU CoRE ¦ 4QU LoRE | Non-Red Flag Warning - Catastrophic Fires | Vegetation Contact | Aggregated | 2039 | 1.9741e-07 | 223.3454 | 4.409e-05 | 2039 | Mitigation | 0.95 | 45 | 0 | esc | 0.00097009 | 1.915e-10 | 0.00097009 | 1.915e-10 | 0.0029922 | 4.8348e-07 | 0.012705 | 2.9096e-07
[120 empty] | 7.3.3.17.5 (Remote Grid) Updates to grid topology to minimize risk of ignition in HFTDs Remote GridWLDFRVegetation ContactAggregated | WLDFR | HFTD - Distribution - Tier 3 - 3QU CoRE ¦ 4QU LoRE | Non-Red Flag Warning - Catastrophic Fires | Vegetation Contact | Aggregated | 2040 | 1.9741e-07 | 223.3454 | 4.409e-05 | 2040 | Mitigation | 0.95 | 45 | 0 | esc | 0.00097009 | 1.915e-10 | 0.00097009 | 1.915e-10 | 0.0029922 | 4.8348e-07 | 0.012705 | 2.9096e-07
[120 empty] | 7.3.3.17.5 (Remote Grid) Updates to grid topology to minimize risk of ignition in HFTDs Remote GridWLDFRVegetation ContactAggregated | WLDFR | HFTD - Distribution - Tier 3 - 3QU CoRE ¦ 4QU LoRE | Non-Red Flag Warning - Catastrophic Fires | Vegetation Contact | Aggregated | 2041 | 1.9741e-07 | 223.3454 | 4.409e-05 | 2041 | Mitigation | 0.95 | 45 | 0 | esc | 0.00097009 | 1.915e-10 | 0.00097009 | 1.915e-10 | 0.0029922 | 4.8348e-07 | 0.012705 | 2.9096e-07
[120 empty] | 7.3.3.17.5 (Remote Grid) Updates to grid topology to minimize risk of ignition in HFTDs Remote GridWLDFRVegetation ContactAggregated | WLDFR | HFTD - Distribution - Tier 3 - 3QU CoRE ¦ 4QU LoRE | Non-Red Flag Warning - Catastrophic Fires | Vegetation Contact | Aggregated | 2042 | 1.9741e-07 | 223.3454 | 4.409e-05 | 2042 | Mitigation | 0.95 | 45 | 0 | esc | 0.00097009 | 1.915e-10 | 0.00097009 | 1.915e-10 | 0.0029922 | 4.8348e-07 | 0.012705 | 2.9096e-07
[120 empty] | 7.3.3.17.5 (Remote Grid) Updates to grid topology to minimize risk of ignition in HFTDs Remote GridWLDFRVegetation ContactAggregated | WLDFR | HFTD - Distribution - Tier 3 - 3QU CoRE ¦ 4QU LoRE | Non-Red Flag Warning - Catastrophic Fires | Vegetation Contact | Aggregated | 2043 | 1.9741e-07 | 223.3454 | 4.409e-05 | 2043 | Mitigation | 0.95 | 45 | 0 | esc | 0.00097009 | 1.915e-10 | 0.00097009 | 1.915e-10 | 0.0029922 | 4.8348e-07 | 0.012705 | 2.9096e-07
[120 empty] | 7.3.3.17.5 (Remote Grid) Updates to grid topology to minimize risk of ignition in HFTDs Remote GridWLDFRVegetation ContactAggregated | WLDFR | HFTD - Distribution - Tier 3 - 3QU CoRE ¦ 4QU LoRE | Non-Red Flag Warning - Catastrophic Fires | Vegetation Contact | Aggregated | 2044 | 1.9741e-07 | 223.3454 | 4.409e-05 | 2044 | Mitigation | 0.95 | 45 | 0 | esc | 0.00097009 | 1.915e-10 | 0.00097009 | 1.915e-10 | 0.0029922 | 4.8348e-07 | 0.012705 | 2.9096e-07
[120 empty] | 7.3.3.17.5 (Remote Grid) Updates to grid topology to minimize risk of ignition in HFTDs Remote GridWLDFRVegetation ContactAggregated | WLDFR | HFTD - Distribution - Tier 3 - 3QU CoRE ¦ 4QU LoRE | Non-Red Flag Warning - Catastrophic Fires | Vegetation Contact | Aggregated | 2045 | 1.9741e-07 | 223.3454 | 4.409e-05 | 2045 | Mitigation | 0.95 | 45 | 0 | esc | 0.00097009 | 1.915e-10 | 0.00097009 | 1.915e-10 | 0.0029922 | 4.8348e-07 | 0.012705 | 2.9096e-07
[120 empty] | 7.3.3.17.5 (Remote Grid) Updates to grid topology to minimize risk of ignition in HFTDs Remote GridWLDFRVegetation ContactAggregated | WLDFR | HFTD - Distribution - Tier 3 - 3QU CoRE ¦ 4QU LoRE | Non-Red Flag Warning - Catastrophic Fires | Vegetation Contact | Aggregated | 2046 | 1.9741e-07 | 223.3454 | 4.409e-05 | 2046 | Mitigation | 0.95 | 45 | 0 | esc | 0.00097009 | 1.915e-10 | 0.00097009 | 1.915e-10 | 0 | 0 | 0.012705 | 2.9096e-07
[120 empty] | 7.3.3.17.5 (Remote Grid) Updates to grid topology to minimize risk of ignition in HFTDs Remote GridWLDFRVegetation ContactAggregated | WLDFR | HFTD - Distribution - Tier 3 - 3QU CoRE ¦ 4QU LoRE | Non-Red Flag Warning - Catastrophic Fires | Vegetation Contact | Aggregated | 2047 | 1.9741e-07 | 223.3454 | 4.409e-05 | 2047 | Mitigation | 0.95 | 45 | 0 | esc | 0.00097009 | 1.915e-10 | 0.00097009 | 1.915e-10 | 0.0029922 | 6.4469e-09 | 0.012705 | 2.9096e-07
[120 empty] | 7.3.3.17.5 (Remote Grid) Updates to grid topology to minimize risk of ignition in HFTDs Remote GridWLDFRVegetation ContactAggregated | WLDFR | HFTD - Distribution - Tier 3 - 3QU CoRE ¦ 4QU LoRE | Non-Red Flag Warning - Catastrophic Fires | Vegetation Contact | Aggregated | 2048 | 1.9741e-07 | 223.3454 | 4.409e-05 | 2048 | Mitigation | 0.95 | 45 | 0 | esc | 0.00097009 | 1.915e-10 | 0.00097009 | 1.915e-10 | 0.0029922 | 6.4469e-09 | 0.012705 | 2.9096e-07
[120 empty] | 7.3.3.17.5 (Remote Grid) Updates to grid topology to minimize risk of ignition in HFTDs Remote GridWLDFRVegetation ContactAggregated | WLDFR | HFTD - Distribution - Tier 3 - 3QU CoRE ¦ 4QU LoRE | Non-Red Flag Warning - Catastrophic Fires | Vegetation Contact | Aggregated | 2049 | 1.9741e-07 | 223.3454 | 4.409e-05 | 2049 | Mitigation | 0.95 | 45 | 0 | esc | 0.00097009 | 1.915e-10 | 0.00097009 | 1.915e-10 | 0.0029922 | 6.4469e-09 | 0.012705 | 2.9096e-07
[120 empty] | 7.3.3.17.5 (Remote Grid) Updates to grid topology to minimize risk of ignition in HFTDs Remote GridWLDFRVegetation ContactAggregated | WLDFR | HFTD - Distribution - Tier 3 - 3QU CoRE ¦ 4QU LoRE | Non-Red Flag Warning - Catastrophic Fires | Vegetation Contact | Aggregated | 2050 | 1.9741e-07 | 223.3454 | 4.409e-05 | 2050 | Mitigation | 0.95 | 45 | 0 | esc | 0.00097009 | 1.915e-10 | 0.00097009 | 1.915e-10 | 0.0029922 | 6.4469e-09 | 0.012705 | 2.9096e-07
[120 empty] | 7.3.3.17.5 (Remote Grid) Updates to grid topology to minimize risk of ignition in HFTDs Remote GridWLDFRVegetation ContactAggregated | WLDFR | HFTD - Distribution - Tier 3 - 3QU CoRE ¦ 4QU LoRE | Non-Red Flag Warning - Catastrophic Fires | Vegetation Contact | Aggregated | 2051 | 1.9741e-07 | 223.3454 | 4.409e-05 | 2051 | Mitigation | 0.95 | 45 | 0 | esc | 0.00097009 | 1.915e-10 | 0.00097009 | 1.915e-10 | 0.0029922 | 6.4469e-09 | 0.012705 | 2.9096e-07
[120 empty] | 7.3.3.17.5 (Remote Grid) Updates to grid topology to minimize risk of ignition in HFTDs Remote GridWLDFRVegetation ContactAggregated | WLDFR | HFTD - Distribution - Tier 3 - 3QU CoRE ¦ 4QU LoRE | Non-Red Flag Warning - Catastrophic Fires | Vegetation Contact | Aggregated | 2052 | 1.9741e-07 | 223.3454 | 4.409e-05 | 2052 | Mitigation | 0.95 | 45 | 0 | esc | 0.00097009 | 1.915e-10 | 0.00097009 | 1.915e-10 | 0.0029922 | 6.4469e-09 | 0.012705 | 2.9096e-07
[120 empty] | 7.3.3.17.5 (Remote Grid) Updates to grid topology to minimize risk of ignition in HFTDs Remote GridWLDFRVegetation ContactAggregated | WLDFR | HFTD - Distribution - Tier 3 - 3QU CoRE ¦ 4QU LoRE | Non-Red Flag Warning - Catastrophic Fires | Vegetation Contact | Aggregated | 2053 | 1.9741e-07 | 223.3454 | 4.409e-05 | 2053 | Mitigation | 0.95 | 45 | 0 | esc | 0.00097009 | 1.915e-10 | 0.00097009 | 1.915e-10 | 0.0029922 | 6.4469e-09 | 0.012705 | 2.9096e-07
[120 empty] | 7.3.3.17.5 (Remote Grid) Updates to grid topology to minimize risk of ignition in HFTDs Remote GridWLDFRVegetation ContactAggregated | WLDFR | HFTD - Distribution - Tier 3 - 3QU CoRE ¦ 4QU LoRE | Non-Red Flag Warning - Catastrophic Fires | Vegetation Contact | Aggregated | 2054 | 1.9741e-07 | 223.3454 | 4.409e-05 | 2054 | Mitigation | 0.95 | 45 | 0 | esc | 0.00097009 | 1.915e-10 | 0.00097009 | 1.915e-10 | 0.0029922 | 6.4469e-09 | 0.012705 | 2.9096e-07
[120 empty] | 7.3.3.17.5 (Remote Grid) Updates to grid topology to minimize risk of ignition in HFTDs Remote GridWLDFRVegetation ContactAggregated | WLDFR | HFTD - Distribution - Tier 3 - 3QU CoRE ¦ 4QU LoRE | Non-Red Flag Warning - Catastrophic Fires | Vegetation Contact | Aggregated | 2055 | 1.9741e-07 | 223.3454 | 4.409e-05 | 2055 | Mitigation | 0.95 | 45 | 0 | esc | 0.00097009 | 1.915e-10 | 0.00097009 | 1.915e-10 | 0.0029922 | 6.4469e-09 | 0.012705 | 2.9096e-07
[120 empty] | 7.3.3.17.5 (Remote Grid) Updates to grid topology to minimize risk of ignition in HFTDs Remote GridWLDFRVegetation ContactAggregated | WLDFR | HFTD - Distribution - Tier 3 - 3QU CoRE ¦ 4QU LoRE | Non-Red Flag Warning - Catastrophic Fires | Vegetation Contact | Aggregated | 2056 | 1.9741e-07 | 223.3454 | 4.409e-05 | 2056 | Mitigation | 0.95 | 45 | 0 | esc | 0.00097009 | 1.915e-10 | 0.00097009 | 1.915e-10 | 0.0029922 | 6.4469e-09 | 0.012705 | 2.9096e-07
[120 empty] | 7.3.3.17.5 (Remote Grid) Updates to grid topology to minimize risk of ignition in HFTDs Remote GridWLDFRVegetation ContactAggregated | WLDFR | HFTD - Distribution - Tier 3 - 3QU CoRE ¦ 4QU LoRE | Non-Red Flag Warning - Catastrophic Fires | Vegetation Contact | Aggregated | 2057 | 1.9741e-07 | 223.3454 | 4.409e-05 | 2057 | Mitigation | 0.95 | 45 | 0 | esc | 0.00097009 | 1.915e-10 | 0.00097009 | 1.915e-10 | 0.0029922 | 6.4469e-09 | 0.012705 | 2.9096e-07
[120 empty] | 7.3.3.17.5 (Remote Grid) Updates to grid topology to minimize risk of ignition in HFTDs Remote GridWLDFRVegetation ContactAggregated | WLDFR | HFTD - Distribution - Tier 3 - 3QU CoRE ¦ 4QU LoRE | Non-Red Flag Warning - Catastrophic Fires | Vegetation Contact | Aggregated | 2058 | 1.9741e-07 | 223.3454 | 4.409e-05 | 2058 | Mitigation | 0.95 | 45 | 0 | esc | 0.00097009 | 1.915e-10 | 0.00097009 | 1.915e-10 | 0.0029922 | 6.4469e-09 | 0.012705 | 2.9096e-07
[120 empty] | 7.3.3.17.5 (Remote Grid) Updates to grid topology to minimize risk of ignition in HFTDs Remote GridWLDFRVegetation ContactAggregated | WLDFR | HFTD - Distribution - Tier 3 - 3QU CoRE ¦ 4QU LoRE | Non-Red Flag Warning - Catastrophic Fires | Vegetation Contact | Aggregated | 2059 | 1.9741e-07 | 223.3454 | 4.409e-05 | 2059 | Mitigation | 0.95 | 45 | 0 | esc | 0.00097009 | 1.915e-10 | 0.00097009 | 1.915e-10 | 0.0029922 | 6.4469e-09 | 0.012705 | 2.9096e-07
[120 empty] | 7.3.3.17.5 (Remote Grid) Updates to grid topology to minimize risk of ignition in HFTDs Remote GridWLDFRVegetation ContactAggregated | WLDFR | HFTD - Distribution - Tier 3 - 3QU CoRE ¦ 4QU LoRE | Non-Red Flag Warning - Catastrophic Fires | Vegetation Contact | Aggregated | 2060 | 1.9741e-07 | 223.3454 | 4.409e-05 | 2060 | Mitigation | 0.95 | 45 | 0 | esc | 0.00097009 | 1.915e-10 | 0.00097009 | 1.915e-10 | 0.0029922 | 6.4469e-09 | 0.012705 | 2.9096e-07
[120 empty] | 7.3.3.17.5 (Remote Grid) Updates to grid topology to minimize risk of ignition in HFTDs Remote GridWLDFRVegetation ContactAggregated | WLDFR | HFTD - Distribution - Tier 3 - 3QU CoRE ¦ 4QU LoRE | Non-Red Flag Warning - Catastrophic Fires | Vegetation Contact | Aggregated | 2061 | 1.9741e-07 | 223.3454 | 4.409e-05 | 2061 | Mitigation | 0.95 | 45 | 0 | esc | 0.00097009 | 1.915e-10 | 0.00097009 | 1.915e-10 | 0.0029922 | 6.4469e-09 | 0.012705 | 2.9096e-07
[120 empty] | 7.3.3.17.5 (Remote Grid) Updates to grid topology to minimize risk of ignition in HFTDs Remote GridWLDFRVegetation ContactAggregated | WLDFR | HFTD - Distribution - Tier 3 - 3QU CoRE ¦ 4QU LoRE | Non-Red Flag Warning - Catastrophic Fires | Vegetation Contact | Aggregated | 2062 | 1.9741e-07 | 223.3454 | 4.409e-05 | 2062 | Mitigation | 0.95 | 45 | 0 | esc | 0.00097009 | 1.915e-10 | 0.00097009 | 1.915e-10 | 0.0029922 | 6.4469e-09 | 0.012705 | 2.9096e-07
[120 empty] | 7.3.3.17.5 (Remote Grid) Updates to grid topology to minimize risk of ignition in HFTDs Remote GridWLDFRVegetation ContactAggregated | WLDFR | HFTD - Distribution - Tier 3 - 3QU CoRE ¦ 4QU LoRE | Non-Red Flag Warning - Catastrophic Fires | Vegetation Contact | Aggregated | 2063 | 1.9741e-07 | 223.3454 | 4.409e-05 | 2063 | Mitigation | 0.95 | 45 | 0 | esc | 0.00097009 | 1.915e-10 | 0.00097009 | 1.915e-10 | 0.0029922 | 6.4469e-09 | 0.012705 | 2.9096e-07
[120 empty] | 7.3.3.17.5 (Remote Grid) Updates to grid topology to minimize risk of ignition in HFTDs Remote GridWLDFRVegetation ContactAggregated | WLDFR | HFTD - Distribution - Tier 3 - 3QU CoRE ¦ 4QU LoRE | Non-Red Flag Warning - Catastrophic Fires | Vegetation Contact | Aggregated | 2064 | 1.9741e-07 | 223.3454 | 4.409e-05 | 2064 | Mitigation | 0.95 | 45 | 0 | esc | 0.00097009 | 1.915e-10 | 0.00097009 | 1.915e-10 | 0.0029922 | 6.4469e-09 | 0 | 0
[120 empty] | 7.3.3.17.5 (Remote Grid) Updates to grid topology to minimize risk of ignition in HFTDs Remote GridWLDFRVegetation ContactAggregated | WLDFR | HFTD - Distribution - Tier 3 - 3QU CoRE ¦ 4QU LoRE | Non-Red Flag Warning - Catastrophic Fires | Vegetation Contact | Aggregated | 2065 | 1.9741e-07 | 223.3454 | 4.409e-05 | 2065 | Mitigation | 0.95 | 45 | 0 | esc | 0.00097009 | 1.915e-10 | 0.00097009 | 1.915e-10 | 0.0029922 | 6.4469e-09 | 0 | 0
[120 empty] | 7.3.3.17.5 (Remote Grid) Updates to grid topology to minimize risk of ignition in HFTDs Remote GridWLDFRVegetation ContactAggregated | WLDFR | HFTD - Distribution - Tier 3 - 3QU CoRE ¦ 4QU LoRE | Non-Red Flag Warning - Catastrophic Fires | Vegetation Contact | Aggregated | 2066 | 1.9741e-07 | 223.3454 | 4.409e-05 | 2066 | Mitigation | 0.95 | 45 | 0 | esc | 0.00097009 | 1.915e-10 | 0.00097009 | 1.915e-10 | 0.0029922 | 6.4469e-09 | 0.01662 | 6.1198e-08
[120 empty] | 7.3.3.17.5 (Remote Grid) Updates to grid topology to minimize risk of ignition in HFTDs Remote GridWLDFRVegetation ContactAggregated | WLDFR | HFTD - Distribution - Tier 3 - 3QU CoRE ¦ 4QU LoRE | Non-Red Flag Warning - Catastrophic Fires | Vegetation Contact | Aggregated | 2067 | 1.9741e-07 | 223.3454 | 4.409e-05 | 2067 | Mitigation | 0.95 | 45 | 0 | esc | 0 | 0 | 0.00097009 | 1.915e-10 | 0.0029922 | 6.4469e-09 | 0.01662 | 6.1198e-08
[120 empty] | 7.3.3.17.5 (Remote Grid) Updates to grid topology to minimize risk of ignition in HFTDs Remote GridWLDFRWire-to-wire contactAggregated | WLDFR | HFTD - Distribution - Tier 3 - 3QU CoRE ¦ 4QU LoRE | Non-Red Flag Warning - Catastrophic Fires | Wire-to-wire contact | Aggregated | 2022 | 1.3782e-07 | 223.3454 | 3.078e-05 | 2022 | Mitigation | 0.95 | 45 | 0 | esc | 0.00097009 | 1.3369e-10 | 0 | 0 | 0.0029922 | 6.4469e-09 | 0.01662 | 6.1198e-08
[120 empty] | 7.3.3.17.5 (Remote Grid) Updates to grid topology to minimize risk of ignition in HFTDs Remote GridWLDFRWire-to-wire contactAggregated | WLDFR | HFTD - Distribution - Tier 3 - 3QU CoRE ¦ 4QU LoRE | Non-Red Flag Warning - Catastrophic Fires | Wire-to-wire contact | Aggregated | 2023 | 1.3782e-07 | 223.3454 | 3.078e-05 | 2023 | Mitigation | 0.95 | 45 | 0 | esc | 0.00097009 | 1.3369e-10 | 0.00097009 | 1.3369e-10 | 0.0029922 | 6.4469e-09 | 0.01662 | 6.1198e-08
[120 empty] | 7.3.3.17.5 (Remote Grid) Updates to grid topology to minimize risk of ignition in HFTDs Remote GridWLDFRWire-to-wire contactAggregated | WLDFR | HFTD - Distribution - Tier 3 - 3QU CoRE ¦ 4QU LoRE | Non-Red Flag Warning - Catastrophic Fires | Wire-to-wire contact | Aggregated | 2024 | 1.3782e-07 | 223.3454 | 3.078e-05 | 2024 | Mitigation | 0.95 | 45 | 0 | esc | 0.00097009 | 1.3369e-10 | 0.00097009 | 1.3369e-10 | 0.0029922 | 6.4469e-09 | 0.01662 | 6.1198e-08
[120 empty] | 7.3.3.17.5 (Remote Grid) Updates to grid topology to minimize risk of ignition in HFTDs Remote GridWLDFRWire-to-wire contactAggregated | WLDFR | HFTD - Distribution - Tier 3 - 3QU CoRE ¦ 4QU LoRE | Non-Red Flag Warning - Catastrophic Fires | Wire-to-wire contact | Aggregated | 2025 | 1.3782e-07 | 223.3454 | 3.078e-05 | 2025 | Mitigation | 0.95 | 45 | 0 | esc | 0.00097009 | 1.3369e-10 | 0.00097009 | 1.3369e-10 | 0.0029922 | 6.4469e-09 | 0.01662 | 6.1198e-08
[120 empty] | 7.3.3.17.5 (Remote Grid) Updates to grid topology to minimize risk of ignition in HFTDs Remote GridWLDFRWire-to-wire contactAggregated | WLDFR | HFTD - Distribution - Tier 3 - 3QU CoRE ¦ 4QU LoRE | Non-Red Flag Warning - Catastrophic Fires | Wire-to-wire contact | Aggregated | 2026 | 1.3782e-07 | 223.3454 | 3.078e-05 | 2026 | Mitigation | 0.95 | 45 | 0 | esc | 0.00097009 | 1.3369e-10 | 0.00097009 | 1.3369e-10 | 0.0029922 | 6.4469e-09 | 0.01662 | 6.1198e-08
[120 empty] | 7.3.3.17.5 (Remote Grid) Updates to grid topology to minimize risk of ignition in HFTDs Remote GridWLDFRWire-to-wire contactAggregated | WLDFR | HFTD - Distribution - Tier 3 - 3QU CoRE ¦ 4QU LoRE | Non-Red Flag Warning - Catastrophic Fires | Wire-to-wire contact | Aggregated | 2027 | 1.3782e-07 | 223.3454 | 3.078e-05 | 2027 | Mitigation | 0.95 | 45 | 0 | esc | 0.00097009 | 1.3369e-10 | 0.00097009 | 1.3369e-10 | 0.0029922 | 6.4469e-09 | 0.01662 | 6.1198e-08
[120 empty] | 7.3.3.17.5 (Remote Grid) Updates to grid topology to minimize risk of ignition in HFTDs Remote GridWLDFRWire-to-wire contactAggregated | WLDFR | HFTD - Distribution - Tier 3 - 3QU CoRE ¦ 4QU LoRE | Non-Red Flag Warning - Catastrophic Fires | Wire-to-wire contact | Aggregated | 2028 | 1.3782e-07 | 223.3454 | 3.078e-05 | 2028 | Mitigation | 0.95 | 45 | 0 | esc | 0.00097009 | 1.3369e-10 | 0.00097009 | 1.3369e-10 | 0.0029922 | 6.4469e-09 | 0.01662 | 6.1198e-08
[120 empty] | 7.3.3.17.5 (Remote Grid) Updates to grid topology to minimize risk of ignition in HFTDs Remote GridWLDFRWire-to-wire contactAggregated | WLDFR | HFTD - Distribution - Tier 3 - 3QU CoRE ¦ 4QU LoRE | Non-Red Flag Warning - Catastrophic Fires | Wire-to-wire contact | Aggregated | 2029 | 1.3782e-07 | 223.3454 | 3.078e-05 | 2029 | Mitigation | 0.95 | 45 | 0 | esc | 0.00097009 | 1.3369e-10 | 0.00097009 | 1.3369e-10 | 0.0029922 | 6.4469e-09 | 0.01662 | 6.1198e-08
[120 empty] | 7.3.3.17.5 (Remote Grid) Updates to grid topology to minimize risk of ignition in HFTDs Remote GridWLDFRWire-to-wire contactAggregated | WLDFR | HFTD - Distribution - Tier 3 - 3QU CoRE ¦ 4QU LoRE | Non-Red Flag Warning - Catastrophic Fires | Wire-to-wire contact | Aggregated | 2030 | 1.3782e-07 | 223.3454 | 3.078e-05 | 2030 | Mitigation | 0.95 | 45 | 0 | esc | 0.00097009 | 1.3369e-10 | 0.00097009 | 1.3369e-10 | 0.0029922 | 6.4469e-09 | 0.01662 | 6.1198e-08
[120 empty] | 7.3.3.17.5 (Remote Grid) Updates to grid topology to minimize risk of ignition in HFTDs Remote GridWLDFRWire-to-wire contactAggregated | WLDFR | HFTD - Distribution - Tier 3 - 3QU CoRE ¦ 4QU LoRE | Non-Red Flag Warning - Catastrophic Fires | Wire-to-wire contact | Aggregated | 2031 | 1.3782e-07 | 223.3454 | 3.078e-05 | 2031 | Mitigation | 0.95 | 45 | 0 | esc | 0.00097009 | 1.3369e-10 | 0.00097009 | 1.3369e-10 | 0.0029922 | 6.4469e-09 | 0.01662 | 6.1198e-08
[120 empty] | 7.3.3.17.5 (Remote Grid) Updates to grid topology to minimize risk of ignition in HFTDs Remote GridWLDFRWire-to-wire contactAggregated | WLDFR | HFTD - Distribution - Tier 3 - 3QU CoRE ¦ 4QU LoRE | Non-Red Flag Warning - Catastrophic Fires | Wire-to-wire contact | Aggregated | 2032 | 1.3782e-07 | 223.3454 | 3.078e-05 | 2032 | Mitigation | 0.95 | 45 | 0 | esc | 0.00097009 | 1.3369e-10 | 0.00097009 | 1.3369e-10 | 0.0029922 | 6.4469e-09 | 0.01662 | 6.1198e-08
[120 empty] | 7.3.3.17.5 (Remote Grid) Updates to grid topology to minimize risk of ignition in HFTDs Remote GridWLDFRWire-to-wire contactAggregated | WLDFR | HFTD - Distribution - Tier 3 - 3QU CoRE ¦ 4QU LoRE | Non-Red Flag Warning - Catastrophic Fires | Wire-to-wire contact | Aggregated | 2033 | 1.3782e-07 | 223.3454 | 3.078e-05 | 2033 | Mitigation | 0.95 | 45 | 0 | esc | 0.00097009 | 1.3369e-10 | 0.00097009 | 1.3369e-10 | 0.0029922 | 6.4469e-09 | 0.01662 | 6.1198e-08
[120 empty] | 7.3.3.17.5 (Remote Grid) Updates to grid topology to minimize risk of ignition in HFTDs Remote GridWLDFRWire-to-wire contactAggregated | WLDFR | HFTD - Distribution - Tier 3 - 3QU CoRE ¦ 4QU LoRE | Non-Red Flag Warning - Catastrophic Fires | Wire-to-wire contact | Aggregated | 2034 | 1.3782e-07 | 223.3454 | 3.078e-05 | 2034 | Mitigation | 0.95 | 45 | 0 | esc | 0.00097009 | 1.3369e-10 | 0.00097009 | 1.3369e-10 | 0.0029922 | 6.4469e-09 | 0.01662 | 6.1198e-08
[120 empty] | 7.3.3.17.5 (Remote Grid) Updates to grid topology to minimize risk of ignition in HFTDs Remote GridWLDFRWire-to-wire contactAggregated | WLDFR | HFTD - Distribution - Tier 3 - 3QU CoRE ¦ 4QU LoRE | Non-Red Flag Warning - Catastrophic Fires | Wire-to-wire contact | Aggregated | 2035 | 1.3782e-07 | 223.3454 | 3.078e-05 | 2035 | Mitigation | 0.95 | 45 | 0 | esc | 0.00097009 | 1.3369e-10 | 0.00097009 | 1.3369e-10 | 0.0029922 | 6.4469e-09 | 0.01662 | 6.1198e-08
[120 empty] | 7.3.3.17.5 (Remote Grid) Updates to grid topology to minimize risk of ignition in HFTDs Remote GridWLDFRWire-to-wire contactAggregated | WLDFR | HFTD - Distribution - Tier 3 - 3QU CoRE ¦ 4QU LoRE | Non-Red Flag Warning - Catastrophic Fires | Wire-to-wire contact | Aggregated | 2036 | 1.3782e-07 | 223.3454 | 3.078e-05 | 2036 | Mitigation | 0.95 | 45 | 0 | esc | 0.00097009 | 1.3369e-10 | 0.00097009 | 1.3369e-10 | 0.0029922 | 6.4469e-09 | 0.01662 | 6.1198e-08
[120 empty] | 7.3.3.17.5 (Remote Grid) Updates to grid topology to minimize risk of ignition in HFTDs Remote GridWLDFRWire-to-wire contactAggregated | WLDFR | HFTD - Distribution - Tier 3 - 3QU CoRE ¦ 4QU LoRE | Non-Red Flag Warning - Catastrophic Fires | Wire-to-wire contact | Aggregated | 2037 | 1.3782e-07 | 223.3454 | 3.078e-05 | 2037 | Mitigation | 0.95 | 45 | 0 | esc | 0.00097009 | 1.3369e-10 | 0.00097009 | 1.3369e-10 | 0.0029922 | 6.4469e-09 | 0.01662 | 6.1198e-08
[120 empty] | 7.3.3.17.5 (Remote Grid) Updates to grid topology to minimize risk of ignition in HFTDs Remote GridWLDFRWire-to-wire contactAggregated | WLDFR | HFTD - Distribution - Tier 3 - 3QU CoRE ¦ 4QU LoRE | Non-Red Flag Warning - Catastrophic Fires | Wire-to-wire contact | Aggregated | 2038 | 1.3782e-07 | 223.3454 | 3.078e-05 | 2038 | Mitigation | 0.95 | 45 | 0 | esc | 0.00097009 | 1.3369e-10 | 0.00097009 | 1.3369e-10 | 0.0029922 | 6.4469e-09 | 0.01662 | 6.1198e-08
[120 empty] | 7.3.3.17.5 (Remote Grid) Updates to grid topology to minimize risk of ignition in HFTDs Remote GridWLDFRWire-to-wire contactAggregated | WLDFR | HFTD - Distribution - Tier 3 - 3QU CoRE ¦ 4QU LoRE | Non-Red Flag Warning - Catastrophic Fires | Wire-to-wire contact | Aggregated | 2039 | 1.3782e-07 | 223.3454 | 3.078e-05 | 2039 | Mitigation | 0.95 | 45 | 0 | esc | 0.00097009 | 1.3369e-10 | 0.00097009 | 1.3369e-10 | 0.0029922 | 6.4469e-09 | 0.01662 | 6.1198e-08
[120 empty] | 7.3.3.17.5 (Remote Grid) Updates to grid topology to minimize risk of ignition in HFTDs Remote GridWLDFRWire-to-wire contactAggregated | WLDFR | HFTD - Distribution - Tier 3 - 3QU CoRE ¦ 4QU LoRE | Non-Red Flag Warning - Catastrophic Fires | Wire-to-wire contact | Aggregated | 2040 | 1.3782e-07 | 223.3454 | 3.078e-05 | 2040 | Mitigation | 0.95 | 45 | 0 | esc | 0.00097009 | 1.3369e-10 | 0.00097009 | 1.3369e-10 | 0.0029922 | 6.4469e-09 | 0.01662 | 6.1198e-08
[120 empty] | 7.3.3.17.5 (Remote Grid) Updates to grid topology to minimize risk of ignition in HFTDs Remote GridWLDFRWire-to-wire contactAggregated | WLDFR | HFTD - Distribution - Tier 3 - 3QU CoRE ¦ 4QU LoRE | Non-Red Flag Warning - Catastrophic Fires | Wire-to-wire contact | Aggregated | 2041 | 1.3782e-07 | 223.3454 | 3.078e-05 | 2041 | Mitigation | 0.95 | 45 | 0 | esc | 0.00097009 | 1.3369e-10 | 0.00097009 | 1.3369e-10 | 0.0029922 | 6.4469e-09 | 0.01662 | 6.1198e-08
[120 empty] | 7.3.3.17.5 (Remote Grid) Updates to grid topology to minimize risk of ignition in HFTDs Remote GridWLDFRWire-to-wire contactAggregated | WLDFR | HFTD - Distribution - Tier 3 - 3QU CoRE ¦ 4QU LoRE | Non-Red Flag Warning - Catastrophic Fires | Wire-to-wire contact | Aggregated | 2042 | 1.3782e-07 | 223.3454 | 3.078e-05 | 2042 | Mitigation | 0.95 | 45 | 0 | esc | 0.00097009 | 1.3369e-10 | 0.00097009 | 1.3369e-10 | 0.0029922 | 6.4469e-09 | 0.01662 | 6.1198e-08
[120 empty] | 7.3.3.17.5 (Remote Grid) Updates to grid topology to minimize risk of ignition in HFTDs Remote GridWLDFRWire-to-wire contactAggregated | WLDFR | HFTD - Distribution - Tier 3 - 3QU CoRE ¦ 4QU LoRE | Non-Red Flag Warning - Catastrophic Fires | Wire-to-wire contact | Aggregated | 2043 | 1.3782e-07 | 223.3454 | 3.078e-05 | 2043 | Mitigation | 0.95 | 45 | 0 | esc | 0.00097009 | 1.3369e-10 | 0.00097009 | 1.3369e-10 | 0.0029922 | 6.4469e-09 | 0.01662 | 6.1198e-08
[120 empty] | 7.3.3.17.5 (Remote Grid) Updates to grid topology to minimize risk of ignition in HFTDs Remote GridWLDFRWire-to-wire contactAggregated | WLDFR | HFTD - Distribution - Tier 3 - 3QU CoRE ¦ 4QU LoRE | Non-Red Flag Warning - Catastrophic Fires | Wire-to-wire contact | Aggregated | 2044 | 1.3782e-07 | 223.3454 | 3.078e-05 | 2044 | Mitigation | 0.95 | 45 | 0 | esc | 0.00097009 | 1.3369e-10 | 0.00097009 | 1.3369e-10 | 0.0029922 | 6.4469e-09 | 0.01662 | 6.1198e-08
[120 empty] | 7.3.3.17.5 (Remote Grid) Updates to grid topology to minimize risk of ignition in HFTDs Remote GridWLDFRWire-to-wire contactAggregated | WLDFR | HFTD - Distribution - Tier 3 - 3QU CoRE ¦ 4QU LoRE | Non-Red Flag Warning - Catastrophic Fires | Wire-to-wire contact | Aggregated | 2045 | 1.3782e-07 | 223.3454 | 3.078e-05 | 2045 | Mitigation | 0.95 | 45 | 0 | esc | 0.00097009 | 1.3369e-10 | 0.00097009 | 1.3369e-10 | 0.0029922 | 6.4469e-09 | 0.01662 | 6.1198e-08
[120 empty] | 7.3.3.17.5 (Remote Grid) Updates to grid topology to minimize risk of ignition in HFTDs Remote GridWLDFRWire-to-wire contactAggregated | WLDFR | HFTD - Distribution - Tier 3 - 3QU CoRE ¦ 4QU LoRE | Non-Red Flag Warning - Catastrophic Fires | Wire-to-wire contact | Aggregated | 2046 | 1.3782e-07 | 223.3454 | 3.078e-05 | 2046 | Mitigation | 0.95 | 45 | 0 | esc | 0.00097009 | 1.3369e-10 | 0.00097009 | 1.3369e-10 | 0.0029922 | 6.4469e-09 | 0.01662 | 6.1198e-08
[120 empty] | 7.3.3.17.5 (Remote Grid) Updates to grid topology to minimize risk of ignition in HFTDs Remote GridWLDFRWire-to-wire contactAggregated | WLDFR | HFTD - Distribution - Tier 3 - 3QU CoRE ¦ 4QU LoRE | Non-Red Flag Warning - Catastrophic Fires | Wire-to-wire contact | Aggregated | 2047 | 1.3782e-07 | 223.3454 | 3.078e-05 | 2047 | Mitigation | 0.95 | 45 | 0 | esc | 0.00097009 | 1.3369e-10 | 0.00097009 | 1.3369e-10 | 0.0029922 | 6.4469e-09 | 0.01662 | 6.1198e-08
[120 empty] | 7.3.3.17.5 (Remote Grid) Updates to grid topology to minimize risk of ignition in HFTDs Remote GridWLDFRWire-to-wire contactAggregated | WLDFR | HFTD - Distribution - Tier 3 - 3QU CoRE ¦ 4QU LoRE | Non-Red Flag Warning - Catastrophic Fires | Wire-to-wire contact | Aggregated | 2048 | 1.3782e-07 | 223.3454 | 3.078e-05 | 2048 | Mitigation | 0.95 | 45 | 0 | esc | 0.00097009 | 1.3369e-10 | 0.00097009 | 1.3369e-10 | 0.0029922 | 6.4469e-09 | 0.01662 | 6.1198e-08
[120 empty] | 7.3.3.17.5 (Remote Grid) Updates to grid topology to minimize risk of ignition in HFTDs Remote GridWLDFRWire-to-wire contactAggregated | WLDFR | HFTD - Distribution - Tier 3 - 3QU CoRE ¦ 4QU LoRE | Non-Red Flag Warning - Catastrophic Fires | Wire-to-wire contact | Aggregated | 2049 | 1.3782e-07 | 223.3454 | 3.078e-05 | 2049 | Mitigation | 0.95 | 45 | 0 | esc | 0.00097009 | 1.3369e-10 | 0.00097009 | 1.3369e-10 | 0.0029922 | 6.4469e-09 | 0.01662 | 6.1198e-08
[120 empty] | 7.3.3.17.5 (Remote Grid) Updates to grid topology to minimize risk of ignition in HFTDs Remote GridWLDFRWire-to-wire contactAggregated | WLDFR | HFTD - Distribution - Tier 3 - 3QU CoRE ¦ 4QU LoRE | Non-Red Flag Warning - Catastrophic Fires | Wire-to-wire contact | Aggregated | 2050 | 1.3782e-07 | 223.3454 | 3.078e-05 | 2050 | Mitigation | 0.95 | 45 | 0 | esc | 0.00097009 | 1.3369e-10 | 0.00097009 | 1.3369e-10 | 0 | 0 | 0 | 0
[120 empty] | 7.3.3.17.5 (Remote Grid) Updates to grid topology to minimize risk of ignition in HFTDs Remote GridWLDFRWire-to-wire contactAggregated | WLDFR | HFTD - Distribution - Tier 3 - 3QU CoRE ¦ 4QU LoRE | Non-Red Flag Warning - Catastrophic Fires | Wire-to-wire contact | Aggregated | 2051 | 1.3782e-07 | 223.3454 | 3.078e-05 | 2051 | Mitigation | 0.95 | 45 | 0 | esc | 0.00097009 | 1.3369e-10 | 0.00097009 | 1.3369e-10 | 0.0029922 | 3.9727e-06 | 0 | 0
[120 empty] | 7.3.3.17.5 (Remote Grid) Updates to grid topology to minimize risk of ignition in HFTDs Remote GridWLDFRWire-to-wire contactAggregated | WLDFR | HFTD - Distribution - Tier 3 - 3QU CoRE ¦ 4QU LoRE | Non-Red Flag Warning - Catastrophic Fires | Wire-to-wire contact | Aggregated | 2052 | 1.3782e-07 | 223.3454 | 3.078e-05 | 2052 | Mitigation | 0.95 | 45 | 0 | esc | 0.00097009 | 1.3369e-10 | 0.00097009 | 1.3369e-10 | 0.0029922 | 3.9727e-06 | 0.0080352 | 1.3548e-06
[120 empty] | 7.3.3.17.5 (Remote Grid) Updates to grid topology to minimize risk of ignition in HFTDs Remote GridWLDFRWire-to-wire contactAggregated | WLDFR | HFTD - Distribution - Tier 3 - 3QU CoRE ¦ 4QU LoRE | Non-Red Flag Warning - Catastrophic Fires | Wire-to-wire contact | Aggregated | 2053 | 1.3782e-07 | 223.3454 | 3.078e-05 | 2053 | Mitigation | 0.95 | 45 | 0 | esc | 0.00097009 | 1.3369e-10 | 0.00097009 | 1.3369e-10 | 0.0029922 | 3.9727e-06 | 0.0080352 | 1.3548e-06
[120 empty] | 7.3.3.17.5 (Remote Grid) Updates to grid topology to minimize risk of ignition in HFTDs Remote GridWLDFRWire-to-wire contactAggregated | WLDFR | HFTD - Distribution - Tier 3 - 3QU CoRE ¦ 4QU LoRE | Non-Red Flag Warning - Catastrophic Fires | Wire-to-wire contact | Aggregated | 2054 | 1.3782e-07 | 223.3454 | 3.078e-05 | 2054 | Mitigation | 0.95 | 45 | 0 | esc | 0.00097009 | 1.3369e-10 | 0.00097009 | 1.3369e-10 | 0.0029922 | 3.9727e-06 | 0.0080352 | 1.3548e-06
[120 empty] | 7.3.3.17.5 (Remote Grid) Updates to grid topology to minimize risk of ignition in HFTDs Remote GridWLDFRWire-to-wire contactAggregated | WLDFR | HFTD - Distribution - Tier 3 - 3QU CoRE ¦ 4QU LoRE | Non-Red Flag Warning - Catastrophic Fires | Wire-to-wire contact | Aggregated | 2055 | 1.3782e-07 | 223.3454 | 3.078e-05 | 2055 | Mitigation | 0.95 | 45 | 0 | esc | 0.00097009 | 1.3369e-10 | 0.00097009 | 1.3369e-10 | 0.0029922 | 3.9727e-06 | 0.0080352 | 1.3548e-06
[120 empty] | 7.3.3.17.5 (Remote Grid) Updates to grid topology to minimize risk of ignition in HFTDs Remote GridWLDFRWire-to-wire contactAggregated | WLDFR | HFTD - Distribution - Tier 3 - 3QU CoRE ¦ 4QU LoRE | Non-Red Flag Warning - Catastrophic Fires | Wire-to-wire contact | Aggregated | 2056 | 1.3782e-07 | 223.3454 | 3.078e-05 | 2056 | Mitigation | 0.95 | 45 | 0 | esc | 0.00097009 | 1.3369e-10 | 0.00097009 | 1.3369e-10 | 0.0029922 | 3.9727e-06 | 0.0080352 | 1.3548e-06
[120 empty] | 7.3.3.17.5 (Remote Grid) Updates to grid topology to minimize risk of ignition in HFTDs Remote GridWLDFRWire-to-wire contactAggregated | WLDFR | HFTD - Distribution - Tier 3 - 3QU CoRE ¦ 4QU LoRE | Non-Red Flag Warning - Catastrophic Fires | Wire-to-wire contact | Aggregated | 2057 | 1.3782e-07 | 223.3454 | 3.078e-05 | 2057 | Mitigation | 0.95 | 45 | 0 | esc | 0.00097009 | 1.3369e-10 | 0.00097009 | 1.3369e-10 | 0.0029922 | 3.9727e-06 | 0.0080352 | 1.3548e-06
[120 empty] | 7.3.3.17.5 (Remote Grid) Updates to grid topology to minimize risk of ignition in HFTDs Remote GridWLDFRWire-to-wire contactAggregated | WLDFR | HFTD - Distribution - Tier 3 - 3QU CoRE ¦ 4QU LoRE | Non-Red Flag Warning - Catastrophic Fires | Wire-to-wire contact | Aggregated | 2058 | 1.3782e-07 | 223.3454 | 3.078e-05 | 2058 | Mitigation | 0.95 | 45 | 0 | esc | 0.00097009 | 1.3369e-10 | 0.00097009 | 1.3369e-10 | 0.0029922 | 3.9727e-06 | 0.0080352 | 1.3548e-06
[120 empty] | 7.3.3.17.5 (Remote Grid) Updates to grid topology to minimize risk of ignition in HFTDs Remote GridWLDFRWire-to-wire contactAggregated | WLDFR | HFTD - Distribution - Tier 3 - 3QU CoRE ¦ 4QU LoRE | Non-Red Flag Warning - Catastrophic Fires | Wire-to-wire contact | Aggregated | 2059 | 1.3782e-07 | 223.3454 | 3.078e-05 | 2059 | Mitigation | 0.95 | 45 | 0 | esc | 0.00097009 | 1.3369e-10 | 0.00097009 | 1.3369e-10 | 0.0029922 | 3.9727e-06 | 0.0080352 | 1.3548e-06
[120 empty] | 7.3.3.17.5 (Remote Grid) Updates to grid topology to minimize risk of ignition in HFTDs Remote GridWLDFRWire-to-wire contactAggregated | WLDFR | HFTD - Distribution - Tier 3 - 3QU CoRE ¦ 4QU LoRE | Non-Red Flag Warning - Catastrophic Fires | Wire-to-wire contact | Aggregated | 2060 | 1.3782e-07 | 223.3454 | 3.078e-05 | 2060 | Mitigation | 0.95 | 45 | 0 | esc | 0.00097009 | 1.3369e-10 | 0.00097009 | 1.3369e-10 | 0.0029922 | 3.9727e-06 | 0.0080352 | 1.3548e-06
[120 empty] | 7.3.3.17.5 (Remote Grid) Updates to grid topology to minimize risk of ignition in HFTDs Remote GridWLDFRWire-to-wire contactAggregated | WLDFR | HFTD - Distribution - Tier 3 - 3QU CoRE ¦ 4QU LoRE | Non-Red Flag Warning - Catastrophic Fires | Wire-to-wire contact | Aggregated | 2061 | 1.3782e-07 | 223.3454 | 3.078e-05 | 2061 | Mitigation | 0.95 | 45 | 0 | esc | 0.00097009 | 1.3369e-10 | 0.00097009 | 1.3369e-10 | 0.0029922 | 3.9727e-06 | 0.0080352 | 1.3548e-06
[120 empty] | 7.3.3.17.5 (Remote Grid) Updates to grid topology to minimize risk of ignition in HFTDs Remote GridWLDFRWire-to-wire contactAggregated | WLDFR | HFTD - Distribution - Tier 3 - 3QU CoRE ¦ 4QU LoRE | Non-Red Flag Warning - Catastrophic Fires | Wire-to-wire contact | Aggregated | 2062 | 1.3782e-07 | 223.3454 | 3.078e-05 | 2062 | Mitigation | 0.95 | 45 | 0 | esc | 0.00097009 | 1.3369e-10 | 0.00097009 | 1.3369e-10 | 0.0029922 | 3.9727e-06 | 0.0080352 | 1.3548e-06
[120 empty] | 7.3.3.17.5 (Remote Grid) Updates to grid topology to minimize risk of ignition in HFTDs Remote GridWLDFRWire-to-wire contactAggregated | WLDFR | HFTD - Distribution - Tier 3 - 3QU CoRE ¦ 4QU LoRE | Non-Red Flag Warning - Catastrophic Fires | Wire-to-wire contact | Aggregated | 2063 | 1.3782e-07 | 223.3454 | 3.078e-05 | 2063 | Mitigation | 0.95 | 45 | 0 | esc | 0.00097009 | 1.3369e-10 | 0.00097009 | 1.3369e-10 | 0.0029922 | 3.9727e-06 | 0.0080352 | 1.3548e-06
[120 empty] | 7.3.3.17.5 (Remote Grid) Updates to grid topology to minimize risk of ignition in HFTDs Remote GridWLDFRWire-to-wire contactAggregated | WLDFR | HFTD - Distribution - Tier 3 - 3QU CoRE ¦ 4QU LoRE | Non-Red Flag Warning - Catastrophic Fires | Wire-to-wire contact | Aggregated | 2064 | 1.3782e-07 | 223.3454 | 3.078e-05 | 2064 | Mitigation | 0.95 | 45 | 0 | esc | 0.00097009 | 1.3369e-10 | 0.00097009 | 1.3369e-10 | 0.0029922 | 3.9727e-06 | 0.0080352 | 1.3548e-06
[120 empty] | 7.3.3.17.5 (Remote Grid) Updates to grid topology to minimize risk of ignition in HFTDs Remote GridWLDFRWire-to-wire contactAggregated | WLDFR | HFTD - Distribution - Tier 3 - 3QU CoRE ¦ 4QU LoRE | Non-Red Flag Warning - Catastrophic Fires | Wire-to-wire contact | Aggregated | 2065 | 1.3782e-07 | 223.3454 | 3.078e-05 | 2065 | Mitigation | 0.95 | 45 | 0 | esc | 0.00097009 | 1.3369e-10 | 0.00097009 | 1.3369e-10 | 0.0029922 | 3.9727e-06 | 0.0080352 | 1.3548e-06
[120 empty] | 7.3.3.17.5 (Remote Grid) Updates to grid topology to minimize risk of ignition in HFTDs Remote GridWLDFRWire-to-wire contactAggregated | WLDFR | HFTD - Distribution - Tier 3 - 3QU CoRE ¦ 4QU LoRE | Non-Red Flag Warning - Catastrophic Fires | Wire-to-wire contact | Aggregated | 2066 | 1.3782e-07 | 223.3454 | 3.078e-05 | 2066 | Mitigation | 0.95 | 45 | 0 | esc | 0.00097009 | 1.3369e-10 | 0.00097009 | 1.3369e-10 | 0.0029922 | 3.9727e-06 | 0.0080352 | 1.3548e-06
[120 empty] | 7.3.3.17.5 (Remote Grid) Updates to grid topology to minimize risk of ignition in HFTDs Remote GridWLDFRWire-to-wire contactAggregated | WLDFR | HFTD - Distribution - Tier 3 - 3QU CoRE ¦ 4QU LoRE | Non-Red Flag Warning - Catastrophic Fires | Wire-to-wire contact | Aggregated | 2067 | 1.3782e-07 | 223.3454 | 3.078e-05 | 2067 | Mitigation | 0.95 | 45 | 0 | esc | 0 | 0 | 0.00097009 | 1.3369e-10 | 0.0029922 | 3.9727e-06 | 0.0080352 | 1.3548e-06
[120 empty] | 7.3.3.17.5 (Remote Grid) Updates to grid topology to minimize risk of ignition in HFTDs Remote GridWLDFRContact from objectAggregated | WLDFR | HFTD - Distribution - Tier 3 - 3QU CoRE ¦ 4QU LoRE | Non-Red Flag Warning - Destructive Fires | Contact from object | Aggregated | 2022 | 1.7203e-07 | 223.3454 | 3.8422e-05 | 2022 | Mitigation | 0.95 | 45 | 0 | esc | 0.00097009 | 1.6688e-10 | 0 | 0 | 0.0029922 | 3.9727e-06 | 0.0080352 | 1.3548e-06
[120 empty] | 7.3.3.17.5 (Remote Grid) Updates to grid topology to minimize risk of ignition in HFTDs Remote GridWLDFRContact from objectAggregated | WLDFR | HFTD - Distribution - Tier 3 - 3QU CoRE ¦ 4QU LoRE | Non-Red Flag Warning - Destructive Fires | Contact from object | Aggregated | 2023 | 1.7203e-07 | 223.3454 | 3.8422e-05 | 2023 | Mitigation | 0.95 | 45 | 0 | esc | 0.00097009 | 1.6688e-10 | 0.00097009 | 1.6688e-10 | 0.0029922 | 3.9727e-06 | 0.0080352 | 1.3548e-06
[120 empty] | 7.3.3.17.5 (Remote Grid) Updates to grid topology to minimize risk of ignition in HFTDs Remote GridWLDFRContact from objectAggregated | WLDFR | HFTD - Distribution - Tier 3 - 3QU CoRE ¦ 4QU LoRE | Non-Red Flag Warning - Destructive Fires | Contact from object | Aggregated | 2024 | 1.7203e-07 | 223.3454 | 3.8422e-05 | 2024 | Mitigation | 0.95 | 45 | 0 | esc | 0.00097009 | 1.6688e-10 | 0.00097009 | 1.6688e-10 | 0.0029922 | 3.9727e-06 | 0.0080352 | 1.3548e-06
[120 empty] | 7.3.3.17.5 (Remote Grid) Updates to grid topology to minimize risk of ignition in HFTDs Remote GridWLDFRContact from objectAggregated | WLDFR | HFTD - Distribution - Tier 3 - 3QU CoRE ¦ 4QU LoRE | Non-Red Flag Warning - Destructive Fires | Contact from object | Aggregated | 2025 | 1.7203e-07 | 223.3454 | 3.8422e-05 | 2025 | Mitigation | 0.95 | 45 | 0 | esc | 0.00097009 | 1.6688e-10 | 0.00097009 | 1.6688e-10 | 0.0029922 | 3.9727e-06 | 0.0080352 | 1.3548e-06
[120 empty] | 7.3.3.17.5 (Remote Grid) Updates to grid topology to minimize risk of ignition in HFTDs Remote GridWLDFRContact from objectAggregated | WLDFR | HFTD - Distribution - Tier 3 - 3QU CoRE ¦ 4QU LoRE | Non-Red Flag Warning - Destructive Fires | Contact from object | Aggregated | 2026 | 1.7203e-07 | 223.3454 | 3.8422e-05 | 2026 | Mitigation | 0.95 | 45 | 0 | esc | 0.00097009 | 1.6688e-10 | 0.00097009 | 1.6688e-10 | 0.0029922 | 3.9727e-06 | 0.0080352 | 1.3548e-06
[120 empty] | 7.3.3.17.5 (Remote Grid) Updates to grid topology to minimize risk of ignition in HFTDs Remote GridWLDFRContact from objectAggregated | WLDFR | HFTD - Distribution - Tier 3 - 3QU CoRE ¦ 4QU LoRE | Non-Red Flag Warning - Destructive Fires | Contact from object | Aggregated | 2027 | 1.7203e-07 | 223.3454 | 3.8422e-05 | 2027 | Mitigation | 0.95 | 45 | 0 | esc | 0.00097009 | 1.6688e-10 | 0.00097009 | 1.6688e-10 | 0.0029922 | 3.9727e-06 | 0.0080352 | 1.3548e-06
[120 empty] | 7.3.3.17.5 (Remote Grid) Updates to grid topology to minimize risk of ignition in HFTDs Remote GridWLDFRContact from objectAggregated | WLDFR | HFTD - Distribution - Tier 3 - 3QU CoRE ¦ 4QU LoRE | Non-Red Flag Warning - Destructive Fires | Contact from object | Aggregated | 2028 | 1.7203e-07 | 223.3454 | 3.8422e-05 | 2028 | Mitigation | 0.95 | 45 | 0 | esc | 0.00097009 | 1.6688e-10 | 0.00097009 | 1.6688e-10 | 0.0029922 | 3.9727e-06 | 0.0080352 | 1.3548e-06
[120 empty] | 7.3.3.17.5 (Remote Grid) Updates to grid topology to minimize risk of ignition in HFTDs Remote GridWLDFRContact from objectAggregated | WLDFR | HFTD - Distribution - Tier 3 - 3QU CoRE ¦ 4QU LoRE | Non-Red Flag Warning - Destructive Fires | Contact from object | Aggregated | 2029 | 1.7203e-07 | 223.3454 | 3.8422e-05 | 2029 | Mitigation | 0.95 | 45 | 0 | esc | 0.00097009 | 1.6688e-10 | 0.00097009 | 1.6688e-10 | 0.0029922 | 3.9727e-06 | 0.0080352 | 1.3548e-06
[120 empty] | 7.3.3.17.5 (Remote Grid) Updates to grid topology to minimize risk of ignition in HFTDs Remote GridWLDFRContact from objectAggregated | WLDFR | HFTD - Distribution - Tier 3 - 3QU CoRE ¦ 4QU LoRE | Non-Red Flag Warning - Destructive Fires | Contact from object | Aggregated | 2030 | 1.7203e-07 | 223.3454 | 3.8422e-05 | 2030 | Mitigation | 0.95 | 45 | 0 | esc | 0.00097009 | 1.6688e-10 | 0.00097009 | 1.6688e-10 | 0.0029922 | 3.9727e-06 | 0.0080352 | 1.3548e-06
[120 empty] | 7.3.3.17.5 (Remote Grid) Updates to grid topology to minimize risk of ignition in HFTDs Remote GridWLDFRContact from objectAggregated | WLDFR | HFTD - Distribution - Tier 3 - 3QU CoRE ¦ 4QU LoRE | Non-Red Flag Warning - Destructive Fires | Contact from object | Aggregated | 2031 | 1.7203e-07 | 223.3454 | 3.8422e-05 | 2031 | Mitigation | 0.95 | 45 | 0 | esc | 0.00097009 | 1.6688e-10 | 0.00097009 | 1.6688e-10 | 0.0029922 | 3.9727e-06 | 0.0080352 | 1.3548e-06
[120 empty] | 7.3.3.17.5 (Remote Grid) Updates to grid topology to minimize risk of ignition in HFTDs Remote GridWLDFRContact from objectAggregated | WLDFR | HFTD - Distribution - Tier 3 - 3QU CoRE ¦ 4QU LoRE | Non-Red Flag Warning - Destructive Fires | Contact from object | Aggregated | 2032 | 1.7203e-07 | 223.3454 | 3.8422e-05 | 2032 | Mitigation | 0.95 | 45 | 0 | esc | 0.00097009 | 1.6688e-10 | 0.00097009 | 1.6688e-10 | 0.0029922 | 3.9727e-06 | 0.0080352 | 1.3548e-06
[120 empty] | 7.3.3.17.5 (Remote Grid) Updates to grid topology to minimize risk of ignition in HFTDs Remote GridWLDFRContact from objectAggregated | WLDFR | HFTD - Distribution - Tier 3 - 3QU CoRE ¦ 4QU LoRE | Non-Red Flag Warning - Destructive Fires | Contact from object | Aggregated | 2033 | 1.7203e-07 | 223.3454 | 3.8422e-05 | 2033 | Mitigation | 0.95 | 45 | 0 | esc | 0.00097009 | 1.6688e-10 | 0.00097009 | 1.6688e-10 | 0.0029922 | 3.9727e-06 | 0.0080352 | 1.3548e-06
[120 empty] | 7.3.3.17.5 (Remote Grid) Updates to grid topology to minimize risk of ignition in HFTDs Remote GridWLDFRContact from objectAggregated | WLDFR | HFTD - Distribution - Tier 3 - 3QU CoRE ¦ 4QU LoRE | Non-Red Flag Warning - Destructive Fires | Contact from object | Aggregated | 2034 | 1.7203e-07 | 223.3454 | 3.8422e-05 | 2034 | Mitigation | 0.95 | 45 | 0 | esc | 0.00097009 | 1.6688e-10 | 0.00097009 | 1.6688e-10 | 0.0029922 | 3.9727e-06 | 0.0080352 | 1.3548e-06
[120 empty] | 7.3.3.17.5 (Remote Grid) Updates to grid topology to minimize risk of ignition in HFTDs Remote GridWLDFRContact from objectAggregated | WLDFR | HFTD - Distribution - Tier 3 - 3QU CoRE ¦ 4QU LoRE | Non-Red Flag Warning - Destructive Fires | Contact from object | Aggregated | 2035 | 1.7203e-07 | 223.3454 | 3.8422e-05 | 2035 | Mitigation | 0.95 | 45 | 0 | esc | 0.00097009 | 1.6688e-10 | 0.00097009 | 1.6688e-10 | 0.0029922 | 3.9727e-06 | 0.0080352 | 1.3548e-06
[120 empty] | 7.3.3.17.5 (Remote Grid) Updates to grid topology to minimize risk of ignition in HFTDs Remote GridWLDFRContact from objectAggregated | WLDFR | HFTD - Distribution - Tier 3 - 3QU CoRE ¦ 4QU LoRE | Non-Red Flag Warning - Destructive Fires | Contact from object | Aggregated | 2036 | 1.7203e-07 | 223.3454 | 3.8422e-05 | 2036 | Mitigation | 0.95 | 45 | 0 | esc | 0.00097009 | 1.6688e-10 | 0.00097009 | 1.6688e-10 | 0.0029922 | 3.9727e-06 | 0 | 0
[120 empty] | 7.3.3.17.5 (Remote Grid) Updates to grid topology to minimize risk of ignition in HFTDs Remote GridWLDFRContact from objectAggregated | WLDFR | HFTD - Distribution - Tier 3 - 3QU CoRE ¦ 4QU LoRE | Non-Red Flag Warning - Destructive Fires | Contact from object | Aggregated | 2037 | 1.7203e-07 | 223.3454 | 3.8422e-05 | 2037 | Mitigation | 0.95 | 45 | 0 | esc | 0.00097009 | 1.6688e-10 | 0.00097009 | 1.6688e-10 | 0.0029922 | 3.9727e-06 | 0 | 0
[120 empty] | 7.3.3.17.5 (Remote Grid) Updates to grid topology to minimize risk of ignition in HFTDs Remote GridWLDFRContact from objectAggregated | WLDFR | HFTD - Distribution - Tier 3 - 3QU CoRE ¦ 4QU LoRE | Non-Red Flag Warning - Destructive Fires | Contact from object | Aggregated | 2038 | 1.7203e-07 | 223.3454 | 3.8422e-05 | 2038 | Mitigation | 0.95 | 45 | 0 | esc | 0.00097009 | 1.6688e-10 | 0.00097009 | 1.6688e-10 | 0.0029922 | 3.9727e-06 | 0.010315 | 8.5055e-07
[120 empty] | 7.3.3.17.5 (Remote Grid) Updates to grid topology to minimize risk of ignition in HFTDs Remote GridWLDFRContact from objectAggregated | WLDFR | HFTD - Distribution - Tier 3 - 3QU CoRE ¦ 4QU LoRE | Non-Red Flag Warning - Destructive Fires | Contact from object | Aggregated | 2039 | 1.7203e-07 | 223.3454 | 3.8422e-05 | 2039 | Mitigation | 0.95 | 45 | 0 | esc | 0.00097009 | 1.6688e-10 | 0.00097009 | 1.6688e-10 | 0.0029922 | 3.9727e-06 | 0.010315 | 8.5055e-07
[120 empty] | 7.3.3.17.5 (Remote Grid) Updates to grid topology to minimize risk of ignition in HFTDs Remote GridWLDFRContact from objectAggregated | WLDFR | HFTD - Distribution - Tier 3 - 3QU CoRE ¦ 4QU LoRE | Non-Red Flag Warning - Destructive Fires | Contact from object | Aggregated | 2040 | 1.7203e-07 | 223.3454 | 3.8422e-05 | 2040 | Mitigation | 0.95 | 45 | 0 | esc | 0.00097009 | 1.6688e-10 | 0.00097009 | 1.6688e-10 | 0.0029922 | 3.9727e-06 | 0.010315 | 8.5055e-07
[120 empty] | 7.3.3.17.5 (Remote Grid) Updates to grid topology to minimize risk of ignition in HFTDs Remote GridWLDFRContact from objectAggregated | WLDFR | HFTD - Distribution - Tier 3 - 3QU CoRE ¦ 4QU LoRE | Non-Red Flag Warning - Destructive Fires | Contact from object | Aggregated | 2041 | 1.7203e-07 | 223.3454 | 3.8422e-05 | 2041 | Mitigation | 0.95 | 45 | 0 | esc | 0.00097009 | 1.6688e-10 | 0.00097009 | 1.6688e-10 | 0.0029922 | 3.9727e-06 | 0.010315 | 8.5055e-07
[120 empty] | 7.3.3.17.5 (Remote Grid) Updates to grid topology to minimize risk of ignition in HFTDs Remote GridWLDFRContact from objectAggregated | WLDFR | HFTD - Distribution - Tier 3 - 3QU CoRE ¦ 4QU LoRE | Non-Red Flag Warning - Destructive Fires | Contact from object | Aggregated | 2042 | 1.7203e-07 | 223.3454 | 3.8422e-05 | 2042 | Mitigation | 0.95 | 45 | 0 | esc | 0.00097009 | 1.6688e-10 | 0.00097009 | 1.6688e-10 | 0.0029922 | 3.9727e-06 | 0.010315 | 8.5055e-07
[120 empty] | 7.3.3.17.5 (Remote Grid) Updates to grid topology to minimize risk of ignition in HFTDs Remote GridWLDFRContact from objectAggregated | WLDFR | HFTD - Distribution - Tier 3 - 3QU CoRE ¦ 4QU LoRE | Non-Red Flag Warning - Destructive Fires | Contact from object | Aggregated | 2043 | 1.7203e-07 | 223.3454 | 3.8422e-05 | 2043 | Mitigation | 0.95 | 45 | 0 | esc | 0.00097009 | 1.6688e-10 | 0.00097009 | 1.6688e-10 | 0.0029922 | 3.9727e-06 | 0.010315 | 8.5055e-07
[120 empty] | 7.3.3.17.5 (Remote Grid) Updates to grid topology to minimize risk of ignition in HFTDs Remote GridWLDFRContact from objectAggregated | WLDFR | HFTD - Distribution - Tier 3 - 3QU CoRE ¦ 4QU LoRE | Non-Red Flag Warning - Destructive Fires | Contact from object | Aggregated | 2044 | 1.7203e-07 | 223.3454 | 3.8422e-05 | 2044 | Mitigation | 0.95 | 45 | 0 | esc | 0.00097009 | 1.6688e-10 | 0.00097009 | 1.6688e-10 | 0.0029922 | 3.9727e-06 | 0.010315 | 8.5055e-07
[120 empty] | 7.3.3.17.5 (Remote Grid) Updates to grid topology to minimize risk of ignition in HFTDs Remote GridWLDFRContact from objectAggregated | WLDFR | HFTD - Distribution - Tier 3 - 3QU CoRE ¦ 4QU LoRE | Non-Red Flag Warning - Destructive Fires | Contact from object | Aggregated | 2045 | 1.7203e-07 | 223.3454 | 3.8422e-05 | 2045 | Mitigation | 0.95 | 45 | 0 | esc | 0.00097009 | 1.6688e-10 | 0.00097009 | 1.6688e-10 | 0.0029922 | 3.9727e-06 | 0.010315 | 8.5055e-07
[120 empty] | 7.3.3.17.5 (Remote Grid) Updates to grid topology to minimize risk of ignition in HFTDs Remote GridWLDFRContact from objectAggregated | WLDFR | HFTD - Distribution - Tier 3 - 3QU CoRE ¦ 4QU LoRE | Non-Red Flag Warning - Destructive Fires | Contact from object | Aggregated | 2046 | 1.7203e-07 | 223.3454 | 3.8422e-05 | 2046 | Mitigation | 0.95 | 45 | 0 | esc | 0.00097009 | 1.6688e-10 | 0.00097009 | 1.6688e-10 | 0.0029922 | 3.9727e-06 | 0.010315 | 8.5055e-07
[120 empty] | 7.3.3.17.5 (Remote Grid) Updates to grid topology to minimize risk of ignition in HFTDs Remote GridWLDFRContact from objectAggregated | WLDFR | HFTD - Distribution - Tier 3 - 3QU CoRE ¦ 4QU LoRE | Non-Red Flag Warning - Destructive Fires | Contact from object | Aggregated | 2047 | 1.7203e-07 | 223.3454 | 3.8422e-05 | 2047 | Mitigation | 0.95 | 45 | 0 | esc | 0.00097009 | 1.6688e-10 | 0.00097009 | 1.6688e-10 | 0.0029922 | 3.9727e-06 | 0.010315 | 8.5055e-07
[120 empty] | 7.3.3.17.5 (Remote Grid) Updates to grid topology to minimize risk of ignition in HFTDs Remote GridWLDFRContact from objectAggregated | WLDFR | HFTD - Distribution - Tier 3 - 3QU CoRE ¦ 4QU LoRE | Non-Red Flag Warning - Destructive Fires | Contact from object | Aggregated | 2048 | 1.7203e-07 | 223.3454 | 3.8422e-05 | 2048 | Mitigation | 0.95 | 45 | 0 | esc | 0.00097009 | 1.6688e-10 | 0.00097009 | 1.6688e-10 | 0.0029922 | 3.9727e-06 | 0.010315 | 8.5055e-07
[120 empty] | 7.3.3.17.5 (Remote Grid) Updates to grid topology to minimize risk of ignition in HFTDs Remote GridWLDFRContact from objectAggregated | WLDFR | HFTD - Distribution - Tier 3 - 3QU CoRE ¦ 4QU LoRE | Non-Red Flag Warning - Destructive Fires | Contact from object | Aggregated | 2049 | 1.7203e-07 | 223.3454 | 3.8422e-05 | 2049 | Mitigation | 0.95 | 45 | 0 | esc | 0.00097009 | 1.6688e-10 | 0.00097009 | 1.6688e-10 | 0.0029922 | 3.9727e-06 | 0.010315 | 8.5055e-07
[120 empty] | 7.3.3.17.5 (Remote Grid) Updates to grid topology to minimize risk of ignition in HFTDs Remote GridWLDFRContact from objectAggregated | WLDFR | HFTD - Distribution - Tier 3 - 3QU CoRE ¦ 4QU LoRE | Non-Red Flag Warning - Destructive Fires | Contact from object | Aggregated | 2050 | 1.7203e-07 | 223.3454 | 3.8422e-05 | 2050 | Mitigation | 0.95 | 45 | 0 | esc | 0.00097009 | 1.6688e-10 | 0.00097009 | 1.6688e-10 | 0.0029922 | 3.9727e-06 | 0.010315 | 8.5055e-07
[120 empty] | 7.3.3.17.5 (Remote Grid) Updates to grid topology to minimize risk of ignition in HFTDs Remote GridWLDFRContact from objectAggregated | WLDFR | HFTD - Distribution - Tier 3 - 3QU CoRE ¦ 4QU LoRE | Non-Red Flag Warning - Destructive Fires | Contact from object | Aggregated | 2051 | 1.7203e-07 | 223.3454 | 3.8422e-05 | 2051 | Mitigation | 0.95 | 45 | 0 | esc | 0.00097009 | 1.6688e-10 | 0.00097009 | 1.6688e-10 | 0.0029922 | 3.9727e-06 | 0.010315 | 8.5055e-07
[120 empty] | 7.3.3.17.5 (Remote Grid) Updates to grid topology to minimize risk of ignition in HFTDs Remote GridWLDFRContact from objectAggregated | WLDFR | HFTD - Distribution - Tier 3 - 3QU CoRE ¦ 4QU LoRE | Non-Red Flag Warning - Destructive Fires | Contact from object | Aggregated | 2052 | 1.7203e-07 | 223.3454 | 3.8422e-05 | 2052 | Mitigation | 0.95 | 45 | 0 | esc | 0.00097009 | 1.6688e-10 | 0.00097009 | 1.6688e-10 | 0.0029922 | 3.9727e-06 | 0.010315 | 8.5055e-07
[120 empty] | 7.3.3.17.5 (Remote Grid) Updates to grid topology to minimize risk of ignition in HFTDs Remote GridWLDFRContact from objectAggregated | WLDFR | HFTD - Distribution - Tier 3 - 3QU CoRE ¦ 4QU LoRE | Non-Red Flag Warning - Destructive Fires | Contact from object | Aggregated | 2053 | 1.7203e-07 | 223.3454 | 3.8422e-05 | 2053 | Mitigation | 0.95 | 45 | 0 | esc | 0.00097009 | 1.6688e-10 | 0.00097009 | 1.6688e-10 | 0.0029922 | 3.9727e-06 | 0.010315 | 8.5055e-07
[120 empty] | 7.3.3.17.5 (Remote Grid) Updates to grid topology to minimize risk of ignition in HFTDs Remote GridWLDFRContact from objectAggregated | WLDFR | HFTD - Distribution - Tier 3 - 3QU CoRE ¦ 4QU LoRE | Non-Red Flag Warning - Destructive Fires | Contact from object | Aggregated | 2054 | 1.7203e-07 | 223.3454 | 3.8422e-05 | 2054 | Mitigation | 0.95 | 45 | 0 | esc | 0.00097009 | 1.6688e-10 | 0.00097009 | 1.6688e-10 | 0 | 0 | 0.010315 | 8.5055e-07
[120 empty] | 7.3.3.17.5 (Remote Grid) Updates to grid topology to minimize risk of ignition in HFTDs Remote GridWLDFRContact from objectAggregated | WLDFR | HFTD - Distribution - Tier 3 - 3QU CoRE ¦ 4QU LoRE | Non-Red Flag Warning - Destructive Fires | Contact from object | Aggregated | 2055 | 1.7203e-07 | 223.3454 | 3.8422e-05 | 2055 | Mitigation | 0.95 | 45 | 0 | esc | 0.00097009 | 1.6688e-10 | 0.00097009 | 1.6688e-10 | 0.0029922 | 6.3497e-07 | 0.010315 | 8.5055e-07
[120 empty] | 7.3.3.17.5 (Remote Grid) Updates to grid topology to minimize risk of ignition in HFTDs Remote GridWLDFRContact from objectAggregated | WLDFR | HFTD - Distribution - Tier 3 - 3QU CoRE ¦ 4QU LoRE | Non-Red Flag Warning - Destructive Fires | Contact from object | Aggregated | 2056 | 1.7203e-07 | 223.3454 | 3.8422e-05 | 2056 | Mitigation | 0.95 | 45 | 0 | esc | 0.00097009 | 1.6688e-10 | 0.00097009 | 1.6688e-10 | 0.0029922 | 6.3497e-07 | 0.010315 | 8.5055e-07
[120 empty] | 7.3.3.17.5 (Remote Grid) Updates to grid topology to minimize risk of ignition in HFTDs Remote GridWLDFRContact from objectAggregated | WLDFR | HFTD - Distribution - Tier 3 - 3QU CoRE ¦ 4QU LoRE | Non-Red Flag Warning - Destructive Fires | Contact from object | Aggregated | 2057 | 1.7203e-07 | 223.3454 | 3.8422e-05 | 2057 | Mitigation | 0.95 | 45 | 0 | esc | 0.00097009 | 1.6688e-10 | 0.00097009 | 1.6688e-10 | 0.0029922 | 6.3497e-07 | 0.010315 | 8.5055e-07
[120 empty] | 7.3.3.17.5 (Remote Grid) Updates to grid topology to minimize risk of ignition in HFTDs Remote GridWLDFRContact from objectAggregated | WLDFR | HFTD - Distribution - Tier 3 - 3QU CoRE ¦ 4QU LoRE | Non-Red Flag Warning - Destructive Fires | Contact from object | Aggregated | 2058 | 1.7203e-07 | 223.3454 | 3.8422e-05 | 2058 | Mitigation | 0.95 | 45 | 0 | esc | 0.00097009 | 1.6688e-10 | 0.00097009 | 1.6688e-10 | 0.0029922 | 6.3497e-07 | 0.010315 | 8.5055e-07
[120 empty] | 7.3.3.17.5 (Remote Grid) Updates to grid topology to minimize risk of ignition in HFTDs Remote GridWLDFRContact from objectAggregated | WLDFR | HFTD - Distribution - Tier 3 - 3QU CoRE ¦ 4QU LoRE | Non-Red Flag Warning - Destructive Fires | Contact from object | Aggregated | 2059 | 1.7203e-07 | 223.3454 | 3.8422e-05 | 2059 | Mitigation | 0.95 | 45 | 0 | esc | 0.00097009 | 1.6688e-10 | 0.00097009 | 1.6688e-10 | 0.0029922 | 6.3497e-07 | 0.010315 | 8.5055e-07
[120 empty] | 7.3.3.17.5 (Remote Grid) Updates to grid topology to minimize risk of ignition in HFTDs Remote GridWLDFRContact from objectAggregated | WLDFR | HFTD - Distribution - Tier 3 - 3QU CoRE ¦ 4QU LoRE | Non-Red Flag Warning - Destructive Fires | Contact from object | Aggregated | 2060 | 1.7203e-07 | 223.3454 | 3.8422e-05 | 2060 | Mitigation | 0.95 | 45 | 0 | esc | 0.00097009 | 1.6688e-10 | 0.00097009 | 1.6688e-10 | 0.0029922 | 6.3497e-07 | 0.010315 | 8.5055e-07
[120 empty] | 7.3.3.17.5 (Remote Grid) Updates to grid topology to minimize risk of ignition in HFTDs Remote GridWLDFRContact from objectAggregated | WLDFR | HFTD - Distribution - Tier 3 - 3QU CoRE ¦ 4QU LoRE | Non-Red Flag Warning - Destructive Fires | Contact from object | Aggregated | 2061 | 1.7203e-07 | 223.3454 | 3.8422e-05 | 2061 | Mitigation | 0.95 | 45 | 0 | esc | 0.00097009 | 1.6688e-10 | 0.00097009 | 1.6688e-10 | 0.0029922 | 6.3497e-07 | 0.010315 | 8.5055e-07
[120 empty] | 7.3.3.17.5 (Remote Grid) Updates to grid topology to minimize risk of ignition in HFTDs Remote GridWLDFRContact from objectAggregated | WLDFR | HFTD - Distribution - Tier 3 - 3QU CoRE ¦ 4QU LoRE | Non-Red Flag Warning - Destructive Fires | Contact from object | Aggregated | 2062 | 1.7203e-07 | 223.3454 | 3.8422e-05 | 2062 | Mitigation | 0.95 | 45 | 0 | esc | 0.00097009 | 1.6688e-10 | 0.00097009 | 1.6688e-10 | 0.0029922 | 6.3497e-07 | 0.010315 | 8.5055e-07
[120 empty] | 7.3.3.17.5 (Remote Grid) Updates to grid topology to minimize risk of ignition in HFTDs Remote GridWLDFRContact from objectAggregated | WLDFR | HFTD - Distribution - Tier 3 - 3QU CoRE ¦ 4QU LoRE | Non-Red Flag Warning - Destructive Fires | Contact from object | Aggregated | 2063 | 1.7203e-07 | 223.3454 | 3.8422e-05 | 2063 | Mitigation | 0.95 | 45 | 0 | esc | 0.00097009 | 1.6688e-10 | 0.00097009 | 1.6688e-10 | 0.0029922 | 6.3497e-07 | 0.010315 | 8.5055e-07
[120 empty] | 7.3.3.17.5 (Remote Grid) Updates to grid topology to minimize risk of ignition in HFTDs Remote GridWLDFRContact from objectAggregated | WLDFR | HFTD - Distribution - Tier 3 - 3QU CoRE ¦ 4QU LoRE | Non-Red Flag Warning - Destructive Fires | Contact from object | Aggregated | 2064 | 1.7203e-07 | 223.3454 | 3.8422e-05 | 2064 | Mitigation | 0.95 | 45 | 0 | esc | 0.00097009 | 1.6688e-10 | 0.00097009 | 1.6688e-10 | 0.0029922 | 6.3497e-07 | 0.010315 | 8.5055e-07
[120 empty] | 7.3.3.17.5 (Remote Grid) Updates to grid topology to minimize risk of ignition in HFTDs Remote GridWLDFRContact from objectAggregated | WLDFR | HFTD - Distribution - Tier 3 - 3QU CoRE ¦ 4QU LoRE | Non-Red Flag Warning - Destructive Fires | Contact from object | Aggregated | 2065 | 1.7203e-07 | 223.3454 | 3.8422e-05 | 2065 | Mitigation | 0.95 | 45 | 0 | esc | 0.00097009 | 1.6688e-10 | 0.00097009 | 1.6688e-10 | 0.0029922 | 6.3497e-07 | 0.010315 | 8.5055e-07
[120 empty] | 7.3.3.17.5 (Remote Grid) Updates to grid topology to minimize risk of ignition in HFTDs Remote GridWLDFRContact from objectAggregated | WLDFR | HFTD - Distribution - Tier 3 - 3QU CoRE ¦ 4QU LoRE | Non-Red Flag Warning - Destructive Fires | Contact from object | Aggregated | 2066 | 1.7203e-07 | 223.3454 | 3.8422e-05 | 2066 | Mitigation | 0.95 | 45 | 0 | esc | 0.00097009 | 1.6688e-10 | 0.00097009 | 1.6688e-10 | 0.0029922 | 6.3497e-07 | 0.010315 | 8.5055e-07
[120 empty] | 7.3.3.17.5 (Remote Grid) Updates to grid topology to minimize risk of ignition in HFTDs Remote GridWLDFRContact from objectAggregated | WLDFR | HFTD - Distribution - Tier 3 - 3QU CoRE ¦ 4QU LoRE | Non-Red Flag Warning - Destructive Fires | Contact from object | Aggregated | 2067 | 1.7203e-07 | 223.3454 | 3.8422e-05 | 2067 | Mitigation | 0.95 | 45 | 0 | esc | 0 | 0 | 0.00097009 | 1.6688e-10 | 0.0029922 | 6.3497e-07 | 0.010315 | 8.5055e-07
[120 empty] | 7.3.3.17.5 (Remote Grid) Updates to grid topology to minimize risk of ignition in HFTDs Remote GridWLDFRContaminationAggregated | WLDFR | HFTD - Distribution - Tier 3 - 3QU CoRE ¦ 4QU LoRE | Non-Red Flag Warning - Destructive Fires | Contamination | Aggregated | 2022 | 6.6351e-09 | 223.3454 | 1.4819e-06 | 2022 | Mitigation | 0.95 | 45 | 0 | esc | 0.00097009 | 6.4366e-12 | 0 | 0 | 0.0029922 | 6.3497e-07 | 0 | 0
[120 empty] | 7.3.3.17.5 (Remote Grid) Updates to grid topology to minimize risk of ignition in HFTDs Remote GridWLDFRContaminationAggregated | WLDFR | HFTD - Distribution - Tier 3 - 3QU CoRE ¦ 4QU LoRE | Non-Red Flag Warning - Destructive Fires | Contamination | Aggregated | 2023 | 6.6351e-09 | 223.3454 | 1.4819e-06 | 2023 | Mitigation | 0.95 | 45 | 0 | esc | 0.00097009 | 6.4366e-12 | 0.00097009 | 6.4366e-12 | 0.0029922 | 6.3497e-07 | 0 | 0
[120 empty] | 7.3.3.17.5 (Remote Grid) Updates to grid topology to minimize risk of ignition in HFTDs Remote GridWLDFRContaminationAggregated | WLDFR | HFTD - Distribution - Tier 3 - 3QU CoRE ¦ 4QU LoRE | Non-Red Flag Warning - Destructive Fires | Contamination | Aggregated | 2024 | 6.6351e-09 | 223.3454 | 1.4819e-06 | 2024 | Mitigation | 0.95 | 45 | 0 | esc | 0.00097009 | 6.4366e-12 | 0.00097009 | 6.4366e-12 | 0.0029922 | 6.3497e-07 | 0.013666 | 1.638e-06
[120 empty] | 7.3.3.17.5 (Remote Grid) Updates to grid topology to minimize risk of ignition in HFTDs Remote GridWLDFRContaminationAggregated | WLDFR | HFTD - Distribution - Tier 3 - 3QU CoRE ¦ 4QU LoRE | Non-Red Flag Warning - Destructive Fires | Contamination | Aggregated | 2025 | 6.6351e-09 | 223.3454 | 1.4819e-06 | 2025 | Mitigation | 0.95 | 45 | 0 | esc | 0.00097009 | 6.4366e-12 | 0.00097009 | 6.4366e-12 | 0.0029922 | 6.3497e-07 | 0.013666 | 1.638e-06
[120 empty] | 7.3.3.17.5 (Remote Grid) Updates to grid topology to minimize risk of ignition in HFTDs Remote GridWLDFRContaminationAggregated | WLDFR | HFTD - Distribution - Tier 3 - 3QU CoRE ¦ 4QU LoRE | Non-Red Flag Warning - Destructive Fires | Contamination | Aggregated | 2026 | 6.6351e-09 | 223.3454 | 1.4819e-06 | 2026 | Mitigation | 0.95 | 45 | 0 | esc | 0.00097009 | 6.4366e-12 | 0.00097009 | 6.4366e-12 | 0.0029922 | 6.3497e-07 | 0.013666 | 1.638e-06
[120 empty] | 7.3.3.17.5 (Remote Grid) Updates to grid topology to minimize risk of ignition in HFTDs Remote GridWLDFRContaminationAggregated | WLDFR | HFTD - Distribution - Tier 3 - 3QU CoRE ¦ 4QU LoRE | Non-Red Flag Warning - Destructive Fires | Contamination | Aggregated | 2027 | 6.6351e-09 | 223.3454 | 1.4819e-06 | 2027 | Mitigation | 0.95 | 45 | 0 | esc | 0.00097009 | 6.4366e-12 | 0.00097009 | 6.4366e-12 | 0.0029922 | 6.3497e-07 | 0.013666 | 1.638e-06
[120 empty] | 7.3.3.17.5 (Remote Grid) Updates to grid topology to minimize risk of ignition in HFTDs Remote GridWLDFRContaminationAggregated | WLDFR | HFTD - Distribution - Tier 3 - 3QU CoRE ¦ 4QU LoRE | Non-Red Flag Warning - Destructive Fires | Contamination | Aggregated | 2028 | 6.6351e-09 | 223.3454 | 1.4819e-06 | 2028 | Mitigation | 0.95 | 45 | 0 | esc | 0.00097009 | 6.4366e-12 | 0.00097009 | 6.4366e-12 | 0.0029922 | 6.3497e-07 | 0.013666 | 1.638e-06
[120 empty] | 7.3.3.17.5 (Remote Grid) Updates to grid topology to minimize risk of ignition in HFTDs Remote GridWLDFRContaminationAggregated | WLDFR | HFTD - Distribution - Tier 3 - 3QU CoRE ¦ 4QU LoRE | Non-Red Flag Warning - Destructive Fires | Contamination | Aggregated | 2029 | 6.6351e-09 | 223.3454 | 1.4819e-06 | 2029 | Mitigation | 0.95 | 45 | 0 | esc | 0.00097009 | 6.4366e-12 | 0.00097009 | 6.4366e-12 | 0.0029922 | 6.3497e-07 | 0.013666 | 1.638e-06
[120 empty] | 7.3.3.17.5 (Remote Grid) Updates to grid topology to minimize risk of ignition in HFTDs Remote GridWLDFRContaminationAggregated | WLDFR | HFTD - Distribution - Tier 3 - 3QU CoRE ¦ 4QU LoRE | Non-Red Flag Warning - Destructive Fires | Contamination | Aggregated | 2030 | 6.6351e-09 | 223.3454 | 1.4819e-06 | 2030 | Mitigation | 0.95 | 45 | 0 | esc | 0.00097009 | 6.4366e-12 | 0.00097009 | 6.4366e-12 | 0.0029922 | 6.3497e-07 | 0.013666 | 1.638e-06
[120 empty] | 7.3.3.17.5 (Remote Grid) Updates to grid topology to minimize risk of ignition in HFTDs Remote GridWLDFRContaminationAggregated | WLDFR | HFTD - Distribution - Tier 3 - 3QU CoRE ¦ 4QU LoRE | Non-Red Flag Warning - Destructive Fires | Contamination | Aggregated | 2031 | 6.6351e-09 | 223.3454 | 1.4819e-06 | 2031 | Mitigation | 0.95 | 45 | 0 | esc | 0.00097009 | 6.4366e-12 | 0.00097009 | 6.4366e-12 | 0.0029922 | 6.3497e-07 | 0.013666 | 1.638e-06
[120 empty] | 7.3.3.17.5 (Remote Grid) Updates to grid topology to minimize risk of ignition in HFTDs Remote GridWLDFRContaminationAggregated | WLDFR | HFTD - Distribution - Tier 3 - 3QU CoRE ¦ 4QU LoRE | Non-Red Flag Warning - Destructive Fires | Contamination | Aggregated | 2032 | 6.6351e-09 | 223.3454 | 1.4819e-06 | 2032 | Mitigation | 0.95 | 45 | 0 | esc | 0.00097009 | 6.4366e-12 | 0.00097009 | 6.4366e-12 | 0.0029922 | 6.3497e-07 | 0.013666 | 1.638e-06
[120 empty] | 7.3.3.17.5 (Remote Grid) Updates to grid topology to minimize risk of ignition in HFTDs Remote GridWLDFRContaminationAggregated | WLDFR | HFTD - Distribution - Tier 3 - 3QU CoRE ¦ 4QU LoRE | Non-Red Flag Warning - Destructive Fires | Contamination | Aggregated | 2033 | 6.6351e-09 | 223.3454 | 1.4819e-06 | 2033 | Mitigation | 0.95 | 45 | 0 | esc | 0.00097009 | 6.4366e-12 | 0.00097009 | 6.4366e-12 | 0.0029922 | 6.3497e-07 | 0.013666 | 1.638e-06
[120 empty] | 7.3.3.17.5 (Remote Grid) Updates to grid topology to minimize risk of ignition in HFTDs Remote GridWLDFRContaminationAggregated | WLDFR | HFTD - Distribution - Tier 3 - 3QU CoRE ¦ 4QU LoRE | Non-Red Flag Warning - Destructive Fires | Contamination | Aggregated | 2034 | 6.6351e-09 | 223.3454 | 1.4819e-06 | 2034 | Mitigation | 0.95 | 45 | 0 | esc | 0.00097009 | 6.4366e-12 | 0.00097009 | 6.4366e-12 | 0.0029922 | 6.3497e-07 | 0.013666 | 1.638e-06
[120 empty] | 7.3.3.17.5 (Remote Grid) Updates to grid topology to minimize risk of ignition in HFTDs Remote GridWLDFRContaminationAggregated | WLDFR | HFTD - Distribution - Tier 3 - 3QU CoRE ¦ 4QU LoRE | Non-Red Flag Warning - Destructive Fires | Contamination | Aggregated | 2035 | 6.6351e-09 | 223.3454 | 1.4819e-06 | 2035 | Mitigation | 0.95 | 45 | 0 | esc | 0.00097009 | 6.4366e-12 | 0.00097009 | 6.4366e-12 | 0.0029922 | 6.3497e-07 | 0.013666 | 1.638e-06
[120 empty] | 7.3.3.17.5 (Remote Grid) Updates to grid topology to minimize risk of ignition in HFTDs Remote GridWLDFRContaminationAggregated | WLDFR | HFTD - Distribution - Tier 3 - 3QU CoRE ¦ 4QU LoRE | Non-Red Flag Warning - Destructive Fires | Contamination | Aggregated | 2036 | 6.6351e-09 | 223.3454 | 1.4819e-06 | 2036 | Mitigation | 0.95 | 45 | 0 | esc | 0.00097009 | 6.4366e-12 | 0.00097009 | 6.4366e-12 | 0.0029922 | 6.3497e-07 | 0.013666 | 1.638e-06
[120 empty] | 7.3.3.17.5 (Remote Grid) Updates to grid topology to minimize risk of ignition in HFTDs Remote GridWLDFRContaminationAggregated | WLDFR | HFTD - Distribution - Tier 3 - 3QU CoRE ¦ 4QU LoRE | Non-Red Flag Warning - Destructive Fires | Contamination | Aggregated | 2037 | 6.6351e-09 | 223.3454 | 1.4819e-06 | 2037 | Mitigation | 0.95 | 45 | 0 | esc | 0.00097009 | 6.4366e-12 | 0.00097009 | 6.4366e-12 | 0.0029922 | 6.3497e-07 | 0.013666 | 1.638e-06
[120 empty] | 7.3.3.17.5 (Remote Grid) Updates to grid topology to minimize risk of ignition in HFTDs Remote GridWLDFRContaminationAggregated | WLDFR | HFTD - Distribution - Tier 3 - 3QU CoRE ¦ 4QU LoRE | Non-Red Flag Warning - Destructive Fires | Contamination | Aggregated | 2038 | 6.6351e-09 | 223.3454 | 1.4819e-06 | 2038 | Mitigation | 0.95 | 45 | 0 | esc | 0.00097009 | 6.4366e-12 | 0.00097009 | 6.4366e-12 | 0.0029922 | 6.3497e-07 | 0.013666 | 1.638e-06
[120 empty] | 7.3.3.17.5 (Remote Grid) Updates to grid topology to minimize risk of ignition in HFTDs Remote GridWLDFRContaminationAggregated | WLDFR | HFTD - Distribution - Tier 3 - 3QU CoRE ¦ 4QU LoRE | Non-Red Flag Warning - Destructive Fires | Contamination | Aggregated | 2039 | 6.6351e-09 | 223.3454 | 1.4819e-06 | 2039 | Mitigation | 0.95 | 45 | 0 | esc | 0.00097009 | 6.4366e-12 | 0.00097009 | 6.4366e-12 | 0.0029922 | 6.3497e-07 | 0.013666 | 1.638e-06
[120 empty] | 7.3.3.17.5 (Remote Grid) Updates to grid topology to minimize risk of ignition in HFTDs Remote GridWLDFRContaminationAggregated | WLDFR | HFTD - Distribution - Tier 3 - 3QU CoRE ¦ 4QU LoRE | Non-Red Flag Warning - Destructive Fires | Contamination | Aggregated | 2040 | 6.6351e-09 | 223.3454 | 1.4819e-06 | 2040 | Mitigation | 0.95 | 45 | 0 | esc | 0.00097009 | 6.4366e-12 | 0.00097009 | 6.4366e-12 | 0.0029922 | 6.3497e-07 | 0.013666 | 1.638e-06
[120 empty] | 7.3.3.17.5 (Remote Grid) Updates to grid topology to minimize risk of ignition in HFTDs Remote GridWLDFRContaminationAggregated | WLDFR | HFTD - Distribution - Tier 3 - 3QU CoRE ¦ 4QU LoRE | Non-Red Flag Warning - Destructive Fires | Contamination | Aggregated | 2041 | 6.6351e-09 | 223.3454 | 1.4819e-06 | 2041 | Mitigation | 0.95 | 45 | 0 | esc | 0.00097009 | 6.4366e-12 | 0.00097009 | 6.4366e-12 | 0.0029922 | 6.3497e-07 | 0.013666 | 1.638e-06
[120 empty] | 7.3.3.17.5 (Remote Grid) Updates to grid topology to minimize risk of ignition in HFTDs Remote GridWLDFRContaminationAggregated | WLDFR | HFTD - Distribution - Tier 3 - 3QU CoRE ¦ 4QU LoRE | Non-Red Flag Warning - Destructive Fires | Contamination | Aggregated | 2042 | 6.6351e-09 | 223.3454 | 1.4819e-06 | 2042 | Mitigation | 0.95 | 45 | 0 | esc | 0.00097009 | 6.4366e-12 | 0.00097009 | 6.4366e-12 | 0.0029922 | 6.3497e-07 | 0.013666 | 1.638e-06
[120 empty] | 7.3.3.17.5 (Remote Grid) Updates to grid topology to minimize risk of ignition in HFTDs Remote GridWLDFRContaminationAggregated | WLDFR | HFTD - Distribution - Tier 3 - 3QU CoRE ¦ 4QU LoRE | Non-Red Flag Warning - Destructive Fires | Contamination | Aggregated | 2043 | 6.6351e-09 | 223.3454 | 1.4819e-06 | 2043 | Mitigation | 0.95 | 45 | 0 | esc | 0.00097009 | 6.4366e-12 | 0.00097009 | 6.4366e-12 | 0.0029922 | 6.3497e-07 | 0.013666 | 1.638e-06
[120 empty] | 7.3.3.17.5 (Remote Grid) Updates to grid topology to minimize risk of ignition in HFTDs Remote GridWLDFRContaminationAggregated | WLDFR | HFTD - Distribution - Tier 3 - 3QU CoRE ¦ 4QU LoRE | Non-Red Flag Warning - Destructive Fires | Contamination | Aggregated | 2044 | 6.6351e-09 | 223.3454 | 1.4819e-06 | 2044 | Mitigation | 0.95 | 45 | 0 | esc | 0.00097009 | 6.4366e-12 | 0.00097009 | 6.4366e-12 | 0.0029922 | 6.3497e-07 | 0.013666 | 1.638e-06
[120 empty] | 7.3.3.17.5 (Remote Grid) Updates to grid topology to minimize risk of ignition in HFTDs Remote GridWLDFRContaminationAggregated | WLDFR | HFTD - Distribution - Tier 3 - 3QU CoRE ¦ 4QU LoRE | Non-Red Flag Warning - Destructive Fires | Contamination | Aggregated | 2045 | 6.6351e-09 | 223.3454 | 1.4819e-06 | 2045 | Mitigation | 0.95 | 45 | 0 | esc | 0.00097009 | 6.4366e-12 | 0.00097009 | 6.4366e-12 | 0.0029922 | 6.3497e-07 | 0.013666 | 1.638e-06
[120 empty] | 7.3.3.17.5 (Remote Grid) Updates to grid topology to minimize risk of ignition in HFTDs Remote GridWLDFRContaminationAggregated | WLDFR | HFTD - Distribution - Tier 3 - 3QU CoRE ¦ 4QU LoRE | Non-Red Flag Warning - Destructive Fires | Contamination | Aggregated | 2046 | 6.6351e-09 | 223.3454 | 1.4819e-06 | 2046 | Mitigation | 0.95 | 45 | 0 | esc | 0.00097009 | 6.4366e-12 | 0.00097009 | 6.4366e-12 | 0.0029922 | 6.3497e-07 | 0.013666 | 1.638e-06
[120 empty] | 7.3.3.17.5 (Remote Grid) Updates to grid topology to minimize risk of ignition in HFTDs Remote GridWLDFRContaminationAggregated | WLDFR | HFTD - Distribution - Tier 3 - 3QU CoRE ¦ 4QU LoRE | Non-Red Flag Warning - Destructive Fires | Contamination | Aggregated | 2047 | 6.6351e-09 | 223.3454 | 1.4819e-06 | 2047 | Mitigation | 0.95 | 45 | 0 | esc | 0.00097009 | 6.4366e-12 | 0.00097009 | 6.4366e-12 | 0.0029922 | 6.3497e-07 | 0.013666 | 1.638e-06
[120 empty] | 7.3.3.17.5 (Remote Grid) Updates to grid topology to minimize risk of ignition in HFTDs Remote GridWLDFRContaminationAggregated | WLDFR | HFTD - Distribution - Tier 3 - 3QU CoRE ¦ 4QU LoRE | Non-Red Flag Warning - Destructive Fires | Contamination | Aggregated | 2048 | 6.6351e-09 | 223.3454 | 1.4819e-06 | 2048 | Mitigation | 0.95 | 45 | 0 | esc | 0.00097009 | 6.4366e-12 | 0.00097009 | 6.4366e-12 | 0.0029922 | 6.3497e-07 | 0.013666 | 1.638e-06
[120 empty] | 7.3.3.17.5 (Remote Grid) Updates to grid topology to minimize risk of ignition in HFTDs Remote GridWLDFRContaminationAggregated | WLDFR | HFTD - Distribution - Tier 3 - 3QU CoRE ¦ 4QU LoRE | Non-Red Flag Warning - Destructive Fires | Contamination | Aggregated | 2049 | 6.6351e-09 | 223.3454 | 1.4819e-06 | 2049 | Mitigation | 0.95 | 45 | 0 | esc | 0.00097009 | 6.4366e-12 | 0.00097009 | 6.4366e-12 | 0.0029922 | 6.3497e-07 | 0.013666 | 1.638e-06
[120 empty] | 7.3.3.17.5 (Remote Grid) Updates to grid topology to minimize risk of ignition in HFTDs Remote GridWLDFRContaminationAggregated | WLDFR | HFTD - Distribution - Tier 3 - 3QU CoRE ¦ 4QU LoRE | Non-Red Flag Warning - Destructive Fires | Contamination | Aggregated | 2050 | 6.6351e-09 | 223.3454 | 1.4819e-06 | 2050 | Mitigation | 0.95 | 45 | 0 | esc | 0.00097009 | 6.4366e-12 | 0.00097009 | 6.4366e-12 | 0.0029922 | 6.3497e-07 | 0.013666 | 1.638e-06
[120 empty] | 7.3.3.17.5 (Remote Grid) Updates to grid topology to minimize risk of ignition in HFTDs Remote GridWLDFRContaminationAggregated | WLDFR | HFTD - Distribution - Tier 3 - 3QU CoRE ¦ 4QU LoRE | Non-Red Flag Warning - Destructive Fires | Contamination | Aggregated | 2051 | 6.6351e-09 | 223.3454 | 1.4819e-06 | 2051 | Mitigation | 0.95 | 45 | 0 | esc | 0.00097009 | 6.4366e-12 | 0.00097009 | 6.4366e-12 | 0.0029922 | 6.3497e-07 | 0.013666 | 1.638e-06
[120 empty] | 7.3.3.17.5 (Remote Grid) Updates to grid topology to minimize risk of ignition in HFTDs Remote GridWLDFRContaminationAggregated | WLDFR | HFTD - Distribution - Tier 3 - 3QU CoRE ¦ 4QU LoRE | Non-Red Flag Warning - Destructive Fires | Contamination | Aggregated | 2052 | 6.6351e-09 | 223.3454 | 1.4819e-06 | 2052 | Mitigation | 0.95 | 45 | 0 | esc | 0.00097009 | 6.4366e-12 | 0.00097009 | 6.4366e-12 | 0.0029922 | 6.3497e-07 | 0.013666 | 1.638e-06
[120 empty] | 7.3.3.17.5 (Remote Grid) Updates to grid topology to minimize risk of ignition in HFTDs Remote GridWLDFRContaminationAggregated | WLDFR | HFTD - Distribution - Tier 3 - 3QU CoRE ¦ 4QU LoRE | Non-Red Flag Warning - Destructive Fires | Contamination | Aggregated | 2053 | 6.6351e-09 | 223.3454 | 1.4819e-06 | 2053 | Mitigation | 0.95 | 45 | 0 | esc | 0.00097009 | 6.4366e-12 | 0.00097009 | 6.4366e-12 | 0.0029922 | 6.3497e-07 | 0.013666 | 1.638e-06
[120 empty] | 7.3.3.17.5 (Remote Grid) Updates to grid topology to minimize risk of ignition in HFTDs Remote GridWLDFRContaminationAggregated | WLDFR | HFTD - Distribution - Tier 3 - 3QU CoRE ¦ 4QU LoRE | Non-Red Flag Warning - Destructive Fires | Contamination | Aggregated | 2054 | 6.6351e-09 | 223.3454 | 1.4819e-06 | 2054 | Mitigation | 0.95 | 45 | 0 | esc | 0.00097009 | 6.4366e-12 | 0.00097009 | 6.4366e-12 | 0.0029922 | 6.3497e-07 | 0 | 0
[120 empty] | 7.3.3.17.5 (Remote Grid) Updates to grid topology to minimize risk of ignition in HFTDs Remote GridWLDFRContaminationAggregated | WLDFR | HFTD - Distribution - Tier 3 - 3QU CoRE ¦ 4QU LoRE | Non-Red Flag Warning - Destructive Fires | Contamination | Aggregated | 2055 | 6.6351e-09 | 223.3454 | 1.4819e-06 | 2055 | Mitigation | 0.95 | 45 | 0 | esc | 0.00097009 | 6.4366e-12 | 0.00097009 | 6.4366e-12 | 0.0029922 | 6.3497e-07 | 0 | 0
[120 empty] | 7.3.3.17.5 (Remote Grid) Updates to grid topology to minimize risk of ignition in HFTDs Remote GridWLDFRContaminationAggregated | WLDFR | HFTD - Distribution - Tier 3 - 3QU CoRE ¦ 4QU LoRE | Non-Red Flag Warning - Destructive Fires | Contamination | Aggregated | 2056 | 6.6351e-09 | 223.3454 | 1.4819e-06 | 2056 | Mitigation | 0.95 | 45 | 0 | esc | 0.00097009 | 6.4366e-12 | 0.00097009 | 6.4366e-12 | 0.0029922 | 6.3497e-07 | 0.0063316 | 1.3608e-07
[120 empty] | 7.3.3.17.5 (Remote Grid) Updates to grid topology to minimize risk of ignition in HFTDs Remote GridWLDFRContaminationAggregated | WLDFR | HFTD - Distribution - Tier 3 - 3QU CoRE ¦ 4QU LoRE | Non-Red Flag Warning - Destructive Fires | Contamination | Aggregated | 2057 | 6.6351e-09 | 223.3454 | 1.4819e-06 | 2057 | Mitigation | 0.95 | 45 | 0 | esc | 0.00097009 | 6.4366e-12 | 0.00097009 | 6.4366e-12 | 0.0029922 | 6.3497e-07 | 0.0063316 | 1.3608e-07
[120 empty] | 7.3.3.17.5 (Remote Grid) Updates to grid topology to minimize risk of ignition in HFTDs Remote GridWLDFRContaminationAggregated | WLDFR | HFTD - Distribution - Tier 3 - 3QU CoRE ¦ 4QU LoRE | Non-Red Flag Warning - Destructive Fires | Contamination | Aggregated | 2058 | 6.6351e-09 | 223.3454 | 1.4819e-06 | 2058 | Mitigation | 0.95 | 45 | 0 | esc | 0.00097009 | 6.4366e-12 | 0.00097009 | 6.4366e-12 | 0 | 0 | 0.0063316 | 1.3608e-07
[120 empty] | 7.3.3.17.5 (Remote Grid) Updates to grid topology to minimize risk of ignition in HFTDs Remote GridWLDFRContaminationAggregated | WLDFR | HFTD - Distribution - Tier 3 - 3QU CoRE ¦ 4QU LoRE | Non-Red Flag Warning - Destructive Fires | Contamination | Aggregated | 2059 | 6.6351e-09 | 223.3454 | 1.4819e-06 | 2059 | Mitigation | 0.95 | 45 | 0 | esc | 0.00097009 | 6.4366e-12 | 0.00097009 | 6.4366e-12 | 0.0029922 | 1.3546e-09 | 0.0063316 | 1.3608e-07
[120 empty] | 7.3.3.17.5 (Remote Grid) Updates to grid topology to minimize risk of ignition in HFTDs Remote GridWLDFRContaminationAggregated | WLDFR | HFTD - Distribution - Tier 3 - 3QU CoRE ¦ 4QU LoRE | Non-Red Flag Warning - Destructive Fires | Contamination | Aggregated | 2060 | 6.6351e-09 | 223.3454 | 1.4819e-06 | 2060 | Mitigation | 0.95 | 45 | 0 | esc | 0.00097009 | 6.4366e-12 | 0.00097009 | 6.4366e-12 | 0.0029922 | 1.3546e-09 | 0.0063316 | 1.3608e-07
[120 empty] | 7.3.3.17.5 (Remote Grid) Updates to grid topology to minimize risk of ignition in HFTDs Remote GridWLDFRContaminationAggregated | WLDFR | HFTD - Distribution - Tier 3 - 3QU CoRE ¦ 4QU LoRE | Non-Red Flag Warning - Destructive Fires | Contamination | Aggregated | 2061 | 6.6351e-09 | 223.3454 | 1.4819e-06 | 2061 | Mitigation | 0.95 | 45 | 0 | esc | 0.00097009 | 6.4366e-12 | 0.00097009 | 6.4366e-12 | 0.0029922 | 1.3546e-09 | 0.0063316 | 1.3608e-07
[120 empty] | 7.3.3.17.5 (Remote Grid) Updates to grid topology to minimize risk of ignition in HFTDs Remote GridWLDFRContaminationAggregated | WLDFR | HFTD - Distribution - Tier 3 - 3QU CoRE ¦ 4QU LoRE | Non-Red Flag Warning - Destructive Fires | Contamination | Aggregated | 2062 | 6.6351e-09 | 223.3454 | 1.4819e-06 | 2062 | Mitigation | 0.95 | 45 | 0 | esc | 0.00097009 | 6.4366e-12 | 0.00097009 | 6.4366e-12 | 0.0029922 | 1.3546e-09 | 0.0063316 | 1.3608e-07
[120 empty] | 7.3.3.17.5 (Remote Grid) Updates to grid topology to minimize risk of ignition in HFTDs Remote GridWLDFRContaminationAggregated | WLDFR | HFTD - Distribution - Tier 3 - 3QU CoRE ¦ 4QU LoRE | Non-Red Flag Warning - Destructive Fires | Contamination | Aggregated | 2063 | 6.6351e-09 | 223.3454 | 1.4819e-06 | 2063 | Mitigation | 0.95 | 45 | 0 | esc | 0.00097009 | 6.4366e-12 | 0.00097009 | 6.4366e-12 | 0.0029922 | 1.3546e-09 | 0.0063316 | 1.3608e-07
[120 empty] | 7.3.3.17.5 (Remote Grid) Updates to grid topology to minimize risk of ignition in HFTDs Remote GridWLDFRContaminationAggregated | WLDFR | HFTD - Distribution - Tier 3 - 3QU CoRE ¦ 4QU LoRE | Non-Red Flag Warning - Destructive Fires | Contamination | Aggregated | 2064 | 6.6351e-09 | 223.3454 | 1.4819e-06 | 2064 | Mitigation | 0.95 | 45 | 0 | esc | 0.00097009 | 6.4366e-12 | 0.00097009 | 6.4366e-12 | 0.0029922 | 1.3546e-09 | 0.0063316 | 1.3608e-07
[120 empty] | 7.3.3.17.5 (Remote Grid) Updates to grid topology to minimize risk of ignition in HFTDs Remote GridWLDFRContaminationAggregated | WLDFR | HFTD - Distribution - Tier 3 - 3QU CoRE ¦ 4QU LoRE | Non-Red Flag Warning - Destructive Fires | Contamination | Aggregated | 2065 | 6.6351e-09 | 223.3454 | 1.4819e-06 | 2065 | Mitigation | 0.95 | 45 | 0 | esc | 0.00097009 | 6.4366e-12 | 0.00097009 | 6.4366e-12 | 0.0029922 | 1.3546e-09 | 0.0063316 | 1.3608e-07
[120 empty] | 7.3.3.17.5 (Remote Grid) Updates to grid topology to minimize risk of ignition in HFTDs Remote GridWLDFRContaminationAggregated | WLDFR | HFTD - Distribution - Tier 3 - 3QU CoRE ¦ 4QU LoRE | Non-Red Flag Warning - Destructive Fires | Contamination | Aggregated | 2066 | 6.6351e-09 | 223.3454 | 1.4819e-06 | 2066 | Mitigation | 0.95 | 45 | 0 | esc | 0.00097009 | 6.4366e-12 | 0.00097009 | 6.4366e-12 | 0.0029922 | 1.3546e-09 | 0.0063316 | 1.3608e-07
[120 empty] | 7.3.3.17.5 (Remote Grid) Updates to grid topology to minimize risk of ignition in HFTDs Remote GridWLDFRContaminationAggregated | WLDFR | HFTD - Distribution - Tier 3 - 3QU CoRE ¦ 4QU LoRE | Non-Red Flag Warning - Destructive Fires | Contamination | Aggregated | 2067 | 6.6351e-09 | 223.3454 | 1.4819e-06 | 2067 | Mitigation | 0.95 | 45 | 0 | esc | 0 | 0 | 0.00097009 | 6.4366e-12 | 0.0029922 | 1.3546e-09 | 0.0063316 | 1.3608e-07
[120 empty] | 7.3.3.17.5 (Remote Grid) Updates to grid topology to minimize risk of ignition in HFTDs Remote GridWLDFREquipment / facility failureAggregated | WLDFR | HFTD - Distribution - Tier 3 - 3QU CoRE ¦ 4QU LoRE | Non-Red Flag Warning - Destructive Fires | Equipment / facility failure | Aggregated | 2022 | 9.5687e-08 | 223.3454 | 2.1371e-05 | 2022 | Mitigation | 0.95 | 45 | 0 | esc | 0.00097009 | 9.2824e-11 | 0 | 0 | 0.0029922 | 1.3546e-09 | 0.0063316 | 1.3608e-07
[120 empty] | 7.3.3.17.5 (Remote Grid) Updates to grid topology to minimize risk of ignition in HFTDs Remote GridWLDFREquipment / facility failureAggregated | WLDFR | HFTD - Distribution - Tier 3 - 3QU CoRE ¦ 4QU LoRE | Non-Red Flag Warning - Destructive Fires | Equipment / facility failure | Aggregated | 2023 | 9.5687e-08 | 223.3454 | 2.1371e-05 | 2023 | Mitigation | 0.95 | 45 | 0 | esc | 0.00097009 | 9.2824e-11 | 0.00097009 | 9.2824e-11 | 0.0029922 | 1.3546e-09 | 0.0063316 | 1.3608e-07
[120 empty] | 7.3.3.17.5 (Remote Grid) Updates to grid topology to minimize risk of ignition in HFTDs Remote GridWLDFREquipment / facility failureAggregated | WLDFR | HFTD - Distribution - Tier 3 - 3QU CoRE ¦ 4QU LoRE | Non-Red Flag Warning - Destructive Fires | Equipment / facility failure | Aggregated | 2024 | 9.5687e-08 | 223.3454 | 2.1371e-05 | 2024 | Mitigation | 0.95 | 45 | 0 | esc | 0.00097009 | 9.2824e-11 | 0.00097009 | 9.2824e-11 | 0.0029922 | 1.3546e-09 | 0.0063316 | 1.3608e-07
[120 empty] | 7.3.3.17.5 (Remote Grid) Updates to grid topology to minimize risk of ignition in HFTDs Remote GridWLDFREquipment / facility failureAggregated | WLDFR | HFTD - Distribution - Tier 3 - 3QU CoRE ¦ 4QU LoRE | Non-Red Flag Warning - Destructive Fires | Equipment / facility failure | Aggregated | 2025 | 9.5687e-08 | 223.3454 | 2.1371e-05 | 2025 | Mitigation | 0.95 | 45 | 0 | esc | 0.00097009 | 9.2824e-11 | 0.00097009 | 9.2824e-11 | 0.0029922 | 1.3546e-09 | 0.0063316 | 1.3608e-07
[120 empty] | 7.3.3.17.5 (Remote Grid) Updates to grid topology to minimize risk of ignition in HFTDs Remote GridWLDFREquipment / facility failureAggregated | WLDFR | HFTD - Distribution - Tier 3 - 3QU CoRE ¦ 4QU LoRE | Non-Red Flag Warning - Destructive Fires | Equipment / facility failure | Aggregated | 2026 | 9.5687e-08 | 223.3454 | 2.1371e-05 | 2026 | Mitigation | 0.95 | 45 | 0 | esc | 0.00097009 | 9.2824e-11 | 0.00097009 | 9.2824e-11 | 0.0029922 | 1.3546e-09 | 0.0063316 | 1.3608e-07
[120 empty] | 7.3.3.17.5 (Remote Grid) Updates to grid topology to minimize risk of ignition in HFTDs Remote GridWLDFREquipment / facility failureAggregated | WLDFR | HFTD - Distribution - Tier 3 - 3QU CoRE ¦ 4QU LoRE | Non-Red Flag Warning - Destructive Fires | Equipment / facility failure | Aggregated | 2027 | 9.5687e-08 | 223.3454 | 2.1371e-05 | 2027 | Mitigation | 0.95 | 45 | 0 | esc | 0.00097009 | 9.2824e-11 | 0.00097009 | 9.2824e-11 | 0.0029922 | 1.3546e-09 | 0.0063316 | 1.3608e-07
[120 empty] | 7.3.3.17.5 (Remote Grid) Updates to grid topology to minimize risk of ignition in HFTDs Remote GridWLDFREquipment / facility failureAggregated | WLDFR | HFTD - Distribution - Tier 3 - 3QU CoRE ¦ 4QU LoRE | Non-Red Flag Warning - Destructive Fires | Equipment / facility failure | Aggregated | 2028 | 9.5687e-08 | 223.3454 | 2.1371e-05 | 2028 | Mitigation | 0.95 | 45 | 0 | esc | 0.00097009 | 9.2824e-11 | 0.00097009 | 9.2824e-11 | 0.0029922 | 1.3546e-09 | 0.0063316 | 1.3608e-07
[120 empty] | 7.3.3.17.5 (Remote Grid) Updates to grid topology to minimize risk of ignition in HFTDs Remote GridWLDFREquipment / facility failureAggregated | WLDFR | HFTD - Distribution - Tier 3 - 3QU CoRE ¦ 4QU LoRE | Non-Red Flag Warning - Destructive Fires | Equipment / facility failure | Aggregated | 2029 | 9.5687e-08 | 223.3454 | 2.1371e-05 | 2029 | Mitigation | 0.95 | 45 | 0 | esc | 0.00097009 | 9.2824e-11 | 0.00097009 | 9.2824e-11 | 0.0029922 | 1.3546e-09 | 0.0063316 | 1.3608e-07
[120 empty] | 7.3.3.17.5 (Remote Grid) Updates to grid topology to minimize risk of ignition in HFTDs Remote GridWLDFREquipment / facility failureAggregated | WLDFR | HFTD - Distribution - Tier 3 - 3QU CoRE ¦ 4QU LoRE | Non-Red Flag Warning - Destructive Fires | Equipment / facility failure | Aggregated | 2030 | 9.5687e-08 | 223.3454 | 2.1371e-05 | 2030 | Mitigation | 0.95 | 45 | 0 | esc | 0.00097009 | 9.2824e-11 | 0.00097009 | 9.2824e-11 | 0.0029922 | 1.3546e-09 | 0.0063316 | 1.3608e-07
[120 empty] | 7.3.3.17.5 (Remote Grid) Updates to grid topology to minimize risk of ignition in HFTDs Remote GridWLDFREquipment / facility failureAggregated | WLDFR | HFTD - Distribution - Tier 3 - 3QU CoRE ¦ 4QU LoRE | Non-Red Flag Warning - Destructive Fires | Equipment / facility failure | Aggregated | 2031 | 9.5687e-08 | 223.3454 | 2.1371e-05 | 2031 | Mitigation | 0.95 | 45 | 0 | esc | 0.00097009 | 9.2824e-11 | 0.00097009 | 9.2824e-11 | 0.0029922 | 1.3546e-09 | 0.0063316 | 1.3608e-07
[120 empty] | 7.3.3.17.5 (Remote Grid) Updates to grid topology to minimize risk of ignition in HFTDs Remote GridWLDFREquipment / facility failureAggregated | WLDFR | HFTD - Distribution - Tier 3 - 3QU CoRE ¦ 4QU LoRE | Non-Red Flag Warning - Destructive Fires | Equipment / facility failure | Aggregated | 2032 | 9.5687e-08 | 223.3454 | 2.1371e-05 | 2032 | Mitigation | 0.95 | 45 | 0 | esc | 0.00097009 | 9.2824e-11 | 0.00097009 | 9.2824e-11 | 0.0029922 | 1.3546e-09 | 0.0063316 | 1.3608e-07
[120 empty] | 7.3.3.17.5 (Remote Grid) Updates to grid topology to minimize risk of ignition in HFTDs Remote GridWLDFREquipment / facility failureAggregated | WLDFR | HFTD - Distribution - Tier 3 - 3QU CoRE ¦ 4QU LoRE | Non-Red Flag Warning - Destructive Fires | Equipment / facility failure | Aggregated | 2033 | 9.5687e-08 | 223.3454 | 2.1371e-05 | 2033 | Mitigation | 0.95 | 45 | 0 | esc | 0.00097009 | 9.2824e-11 | 0.00097009 | 9.2824e-11 | 0.0029922 | 1.3546e-09 | 0.0063316 | 1.3608e-07
[120 empty] | 7.3.3.17.5 (Remote Grid) Updates to grid topology to minimize risk of ignition in HFTDs Remote GridWLDFREquipment / facility failureAggregated | WLDFR | HFTD - Distribution - Tier 3 - 3QU CoRE ¦ 4QU LoRE | Non-Red Flag Warning - Destructive Fires | Equipment / facility failure | Aggregated | 2034 | 9.5687e-08 | 223.3454 | 2.1371e-05 | 2034 | Mitigation | 0.95 | 45 | 0 | esc | 0.00097009 | 9.2824e-11 | 0.00097009 | 9.2824e-11 | 0.0029922 | 1.3546e-09 | 0.0063316 | 1.3608e-07
[120 empty] | 7.3.3.17.5 (Remote Grid) Updates to grid topology to minimize risk of ignition in HFTDs Remote GridWLDFREquipment / facility failureAggregated | WLDFR | HFTD - Distribution - Tier 3 - 3QU CoRE ¦ 4QU LoRE | Non-Red Flag Warning - Destructive Fires | Equipment / facility failure | Aggregated | 2035 | 9.5687e-08 | 223.3454 | 2.1371e-05 | 2035 | Mitigation | 0.95 | 45 | 0 | esc | 0.00097009 | 9.2824e-11 | 0.00097009 | 9.2824e-11 | 0.0029922 | 1.3546e-09 | 0.0063316 | 1.3608e-07
[120 empty] | 7.3.3.17.5 (Remote Grid) Updates to grid topology to minimize risk of ignition in HFTDs Remote GridWLDFREquipment / facility failureAggregated | WLDFR | HFTD - Distribution - Tier 3 - 3QU CoRE ¦ 4QU LoRE | Non-Red Flag Warning - Destructive Fires | Equipment / facility failure | Aggregated | 2036 | 9.5687e-08 | 223.3454 | 2.1371e-05 | 2036 | Mitigation | 0.95 | 45 | 0 | esc | 0.00097009 | 9.2824e-11 | 0.00097009 | 9.2824e-11 | 0.0029922 | 1.3546e-09 | 0.0063316 | 1.3608e-07
[120 empty] | 7.3.3.17.5 (Remote Grid) Updates to grid topology to minimize risk of ignition in HFTDs Remote GridWLDFREquipment / facility failureAggregated | WLDFR | HFTD - Distribution - Tier 3 - 3QU CoRE ¦ 4QU LoRE | Non-Red Flag Warning - Destructive Fires | Equipment / facility failure | Aggregated | 2037 | 9.5687e-08 | 223.3454 | 2.1371e-05 | 2037 | Mitigation | 0.95 | 45 | 0 | esc | 0.00097009 | 9.2824e-11 | 0.00097009 | 9.2824e-11 | 0.0029922 | 1.3546e-09 | 0.0063316 | 1.3608e-07
[120 empty] | 7.3.3.17.5 (Remote Grid) Updates to grid topology to minimize risk of ignition in HFTDs Remote GridWLDFREquipment / facility failureAggregated | WLDFR | HFTD - Distribution - Tier 3 - 3QU CoRE ¦ 4QU LoRE | Non-Red Flag Warning - Destructive Fires | Equipment / facility failure | Aggregated | 2038 | 9.5687e-08 | 223.3454 | 2.1371e-05 | 2038 | Mitigation | 0.95 | 45 | 0 | esc | 0.00097009 | 9.2824e-11 | 0.00097009 | 9.2824e-11 | 0.0029922 | 1.3546e-09 | 0.0063316 | 1.3608e-07
[120 empty] | 7.3.3.17.5 (Remote Grid) Updates to grid topology to minimize risk of ignition in HFTDs Remote GridWLDFREquipment / facility failureAggregated | WLDFR | HFTD - Distribution - Tier 3 - 3QU CoRE ¦ 4QU LoRE | Non-Red Flag Warning - Destructive Fires | Equipment / facility failure | Aggregated | 2039 | 9.5687e-08 | 223.3454 | 2.1371e-05 | 2039 | Mitigation | 0.95 | 45 | 0 | esc | 0.00097009 | 9.2824e-11 | 0.00097009 | 9.2824e-11 | 0.0029922 | 1.3546e-09 | 0.0063316 | 1.3608e-07
[120 empty] | 7.3.3.17.5 (Remote Grid) Updates to grid topology to minimize risk of ignition in HFTDs Remote GridWLDFREquipment / facility failureAggregated | WLDFR | HFTD - Distribution - Tier 3 - 3QU CoRE ¦ 4QU LoRE | Non-Red Flag Warning - Destructive Fires | Equipment / facility failure | Aggregated | 2040 | 9.5687e-08 | 223.3454 | 2.1371e-05 | 2040 | Mitigation | 0.95 | 45 | 0 | esc | 0.00097009 | 9.2824e-11 | 0.00097009 | 9.2824e-11 | 0.0029922 | 1.3546e-09 | 0 | 0
[120 empty] | 7.3.3.17.5 (Remote Grid) Updates to grid topology to minimize risk of ignition in HFTDs Remote GridWLDFREquipment / facility failureAggregated | WLDFR | HFTD - Distribution - Tier 3 - 3QU CoRE ¦ 4QU LoRE | Non-Red Flag Warning - Destructive Fires | Equipment / facility failure | Aggregated | 2041 | 9.5687e-08 | 223.3454 | 2.1371e-05 | 2041 | Mitigation | 0.95 | 45 | 0 | esc | 0.00097009 | 9.2824e-11 | 0.00097009 | 9.2824e-11 | 0.0029922 | 1.3546e-09 | 0 | 0
[120 empty] | 7.3.3.17.5 (Remote Grid) Updates to grid topology to minimize risk of ignition in HFTDs Remote GridWLDFREquipment / facility failureAggregated | WLDFR | HFTD - Distribution - Tier 3 - 3QU CoRE ¦ 4QU LoRE | Non-Red Flag Warning - Destructive Fires | Equipment / facility failure | Aggregated | 2042 | 9.5687e-08 | 223.3454 | 2.1371e-05 | 2042 | Mitigation | 0.95 | 45 | 0 | esc | 0.00097009 | 9.2824e-11 | 0.00097009 | 9.2824e-11 | 0.0029922 | 1.3546e-09 | 0.010957 | 1.0048e-06
[120 empty] | 7.3.3.17.5 (Remote Grid) Updates to grid topology to minimize risk of ignition in HFTDs Remote GridWLDFREquipment / facility failureAggregated | WLDFR | HFTD - Distribution - Tier 3 - 3QU CoRE ¦ 4QU LoRE | Non-Red Flag Warning - Destructive Fires | Equipment / facility failure | Aggregated | 2043 | 9.5687e-08 | 223.3454 | 2.1371e-05 | 2043 | Mitigation | 0.95 | 45 | 0 | esc | 0.00097009 | 9.2824e-11 | 0.00097009 | 9.2824e-11 | 0.0029922 | 1.3546e-09 | 0.010957 | 1.0048e-06
[120 empty] | 7.3.3.17.5 (Remote Grid) Updates to grid topology to minimize risk of ignition in HFTDs Remote GridWLDFREquipment / facility failureAggregated | WLDFR | HFTD - Distribution - Tier 3 - 3QU CoRE ¦ 4QU LoRE | Non-Red Flag Warning - Destructive Fires | Equipment / facility failure | Aggregated | 2044 | 9.5687e-08 | 223.3454 | 2.1371e-05 | 2044 | Mitigation | 0.95 | 45 | 0 | esc | 0.00097009 | 9.2824e-11 | 0.00097009 | 9.2824e-11 | 0.0029922 | 1.3546e-09 | 0.010957 | 1.0048e-06
[120 empty] | 7.3.3.17.5 (Remote Grid) Updates to grid topology to minimize risk of ignition in HFTDs Remote GridWLDFREquipment / facility failureAggregated | WLDFR | HFTD - Distribution - Tier 3 - 3QU CoRE ¦ 4QU LoRE | Non-Red Flag Warning - Destructive Fires | Equipment / facility failure | Aggregated | 2045 | 9.5687e-08 | 223.3454 | 2.1371e-05 | 2045 | Mitigation | 0.95 | 45 | 0 | esc | 0.00097009 | 9.2824e-11 | 0.00097009 | 9.2824e-11 | 0.0029922 | 1.3546e-09 | 0.010957 | 1.0048e-06
[120 empty] | 7.3.3.17.5 (Remote Grid) Updates to grid topology to minimize risk of ignition in HFTDs Remote GridWLDFREquipment / facility failureAggregated | WLDFR | HFTD - Distribution - Tier 3 - 3QU CoRE ¦ 4QU LoRE | Non-Red Flag Warning - Destructive Fires | Equipment / facility failure | Aggregated | 2046 | 9.5687e-08 | 223.3454 | 2.1371e-05 | 2046 | Mitigation | 0.95 | 45 | 0 | esc | 0.00097009 | 9.2824e-11 | 0.00097009 | 9.2824e-11 | 0.0029922 | 1.3546e-09 | 0.010957 | 1.0048e-06
[120 empty] | 7.3.3.17.5 (Remote Grid) Updates to grid topology to minimize risk of ignition in HFTDs Remote GridWLDFREquipment / facility failureAggregated | WLDFR | HFTD - Distribution - Tier 3 - 3QU CoRE ¦ 4QU LoRE | Non-Red Flag Warning - Destructive Fires | Equipment / facility failure | Aggregated | 2047 | 9.5687e-08 | 223.3454 | 2.1371e-05 | 2047 | Mitigation | 0.95 | 45 | 0 | esc | 0.00097009 | 9.2824e-11 | 0.00097009 | 9.2824e-11 | 0.0029922 | 1.3546e-09 | 0.010957 | 1.0048e-06
[120 empty] | 7.3.3.17.5 (Remote Grid) Updates to grid topology to minimize risk of ignition in HFTDs Remote GridWLDFREquipment / facility failureAggregated | WLDFR | HFTD - Distribution - Tier 3 - 3QU CoRE ¦ 4QU LoRE | Non-Red Flag Warning - Destructive Fires | Equipment / facility failure | Aggregated | 2048 | 9.5687e-08 | 223.3454 | 2.1371e-05 | 2048 | Mitigation | 0.95 | 45 | 0 | esc | 0.00097009 | 9.2824e-11 | 0.00097009 | 9.2824e-11 | 0.0029922 | 1.3546e-09 | 0.010957 | 1.0048e-06
[120 empty] | 7.3.3.17.5 (Remote Grid) Updates to grid topology to minimize risk of ignition in HFTDs Remote GridWLDFREquipment / facility failureAggregated | WLDFR | HFTD - Distribution - Tier 3 - 3QU CoRE ¦ 4QU LoRE | Non-Red Flag Warning - Destructive Fires | Equipment / facility failure | Aggregated | 2049 | 9.5687e-08 | 223.3454 | 2.1371e-05 | 2049 | Mitigation | 0.95 | 45 | 0 | esc | 0.00097009 | 9.2824e-11 | 0.00097009 | 9.2824e-11 | 0.0029922 | 1.3546e-09 | 0.010957 | 1.0048e-06
[120 empty] | 7.3.3.17.5 (Remote Grid) Updates to grid topology to minimize risk of ignition in HFTDs Remote GridWLDFREquipment / facility failureAggregated | WLDFR | HFTD - Distribution - Tier 3 - 3QU CoRE ¦ 4QU LoRE | Non-Red Flag Warning - Destructive Fires | Equipment / facility failure | Aggregated | 2050 | 9.5687e-08 | 223.3454 | 2.1371e-05 | 2050 | Mitigation | 0.95 | 45 | 0 | esc | 0.00097009 | 9.2824e-11 | 0.00097009 | 9.2824e-11 | 0.0029922 | 1.3546e-09 | 0.010957 | 1.0048e-06
[120 empty] | 7.3.3.17.5 (Remote Grid) Updates to grid topology to minimize risk of ignition in HFTDs Remote GridWLDFREquipment / facility failureAggregated | WLDFR | HFTD - Distribution - Tier 3 - 3QU CoRE ¦ 4QU LoRE | Non-Red Flag Warning - Destructive Fires | Equipment / facility failure | Aggregated | 2051 | 9.5687e-08 | 223.3454 | 2.1371e-05 | 2051 | Mitigation | 0.95 | 45 | 0 | esc | 0.00097009 | 9.2824e-11 | 0.00097009 | 9.2824e-11 | 0.0029922 | 1.3546e-09 | 0.010957 | 1.0048e-06
[120 empty] | 7.3.3.17.5 (Remote Grid) Updates to grid topology to minimize risk of ignition in HFTDs Remote GridWLDFREquipment / facility failureAggregated | WLDFR | HFTD - Distribution - Tier 3 - 3QU CoRE ¦ 4QU LoRE | Non-Red Flag Warning - Destructive Fires | Equipment / facility failure | Aggregated | 2052 | 9.5687e-08 | 223.3454 | 2.1371e-05 | 2052 | Mitigation | 0.95 | 45 | 0 | esc | 0.00097009 | 9.2824e-11 | 0.00097009 | 9.2824e-11 | 0.0029922 | 1.3546e-09 | 0.010957 | 1.0048e-06
[120 empty] | 7.3.3.17.5 (Remote Grid) Updates to grid topology to minimize risk of ignition in HFTDs Remote GridWLDFREquipment / facility failureAggregated | WLDFR | HFTD - Distribution - Tier 3 - 3QU CoRE ¦ 4QU LoRE | Non-Red Flag Warning - Destructive Fires | Equipment / facility failure | Aggregated | 2053 | 9.5687e-08 | 223.3454 | 2.1371e-05 | 2053 | Mitigation | 0.95 | 45 | 0 | esc | 0.00097009 | 9.2824e-11 | 0.00097009 | 9.2824e-11 | 0.0029922 | 1.3546e-09 | 0.010957 | 1.0048e-06
[120 empty] | 7.3.3.17.5 (Remote Grid) Updates to grid topology to minimize risk of ignition in HFTDs Remote GridWLDFREquipment / facility failureAggregated | WLDFR | HFTD - Distribution - Tier 3 - 3QU CoRE ¦ 4QU LoRE | Non-Red Flag Warning - Destructive Fires | Equipment / facility failure | Aggregated | 2054 | 9.5687e-08 | 223.3454 | 2.1371e-05 | 2054 | Mitigation | 0.95 | 45 | 0 | esc | 0.00097009 | 9.2824e-11 | 0.00097009 | 9.2824e-11 | 0.0029922 | 1.3546e-09 | 0.010957 | 1.0048e-06
[120 empty] | 7.3.3.17.5 (Remote Grid) Updates to grid topology to minimize risk of ignition in HFTDs Remote GridWLDFREquipment / facility failureAggregated | WLDFR | HFTD - Distribution - Tier 3 - 3QU CoRE ¦ 4QU LoRE | Non-Red Flag Warning - Destructive Fires | Equipment / facility failure | Aggregated | 2055 | 9.5687e-08 | 223.3454 | 2.1371e-05 | 2055 | Mitigation | 0.95 | 45 | 0 | esc | 0.00097009 | 9.2824e-11 | 0.00097009 | 9.2824e-11 | 0.0029922 | 1.3546e-09 | 0.010957 | 1.0048e-06
[120 empty] | 7.3.3.17.5 (Remote Grid) Updates to grid topology to minimize risk of ignition in HFTDs Remote GridWLDFREquipment / facility failureAggregated | WLDFR | HFTD - Distribution - Tier 3 - 3QU CoRE ¦ 4QU LoRE | Non-Red Flag Warning - Destructive Fires | Equipment / facility failure | Aggregated | 2056 | 9.5687e-08 | 223.3454 | 2.1371e-05 | 2056 | Mitigation | 0.95 | 45 | 0 | esc | 0.00097009 | 9.2824e-11 | 0.00097009 | 9.2824e-11 | 0.0029922 | 1.3546e-09 | 0.010957 | 1.0048e-06
[120 empty] | 7.3.3.17.5 (Remote Grid) Updates to grid topology to minimize risk of ignition in HFTDs Remote GridWLDFREquipment / facility failureAggregated | WLDFR | HFTD - Distribution - Tier 3 - 3QU CoRE ¦ 4QU LoRE | Non-Red Flag Warning - Destructive Fires | Equipment / facility failure | Aggregated | 2057 | 9.5687e-08 | 223.3454 | 2.1371e-05 | 2057 | Mitigation | 0.95 | 45 | 0 | esc | 0.00097009 | 9.2824e-11 | 0.00097009 | 9.2824e-11 | 0.0029922 | 1.3546e-09 | 0.010957 | 1.0048e-06
[120 empty] | 7.3.3.17.5 (Remote Grid) Updates to grid topology to minimize risk of ignition in HFTDs Remote GridWLDFREquipment / facility failureAggregated | WLDFR | HFTD - Distribution - Tier 3 - 3QU CoRE ¦ 4QU LoRE | Non-Red Flag Warning - Destructive Fires | Equipment / facility failure | Aggregated | 2058 | 9.5687e-08 | 223.3454 | 2.1371e-05 | 2058 | Mitigation | 0.95 | 45 | 0 | esc | 0.00097009 | 9.2824e-11 | 0.00097009 | 9.2824e-11 | 0.0029922 | 1.3546e-09 | 0.010957 | 1.0048e-06
[120 empty] | 7.3.3.17.5 (Remote Grid) Updates to grid topology to minimize risk of ignition in HFTDs Remote GridWLDFREquipment / facility failureAggregated | WLDFR | HFTD - Distribution - Tier 3 - 3QU CoRE ¦ 4QU LoRE | Non-Red Flag Warning - Destructive Fires | Equipment / facility failure | Aggregated | 2059 | 9.5687e-08 | 223.3454 | 2.1371e-05 | 2059 | Mitigation | 0.95 | 45 | 0 | esc | 0.00097009 | 9.2824e-11 | 0.00097009 | 9.2824e-11 | 0.0029922 | 1.3546e-09 | 0.010957 | 1.0048e-06
[120 empty] | 7.3.3.17.5 (Remote Grid) Updates to grid topology to minimize risk of ignition in HFTDs Remote GridWLDFREquipment / facility failureAggregated | WLDFR | HFTD - Distribution - Tier 3 - 3QU CoRE ¦ 4QU LoRE | Non-Red Flag Warning - Destructive Fires | Equipment / facility failure | Aggregated | 2060 | 9.5687e-08 | 223.3454 | 2.1371e-05 | 2060 | Mitigation | 0.95 | 45 | 0 | esc | 0.00097009 | 9.2824e-11 | 0.00097009 | 9.2824e-11 | 0.0029922 | 1.3546e-09 | 0.010957 | 1.0048e-06
[120 empty] | 7.3.3.17.5 (Remote Grid) Updates to grid topology to minimize risk of ignition in HFTDs Remote GridWLDFREquipment / facility failureAggregated | WLDFR | HFTD - Distribution - Tier 3 - 3QU CoRE ¦ 4QU LoRE | Non-Red Flag Warning - Destructive Fires | Equipment / facility failure | Aggregated | 2061 | 9.5687e-08 | 223.3454 | 2.1371e-05 | 2061 | Mitigation | 0.95 | 45 | 0 | esc | 0.00097009 | 9.2824e-11 | 0.00097009 | 9.2824e-11 | 0.0029922 | 1.3546e-09 | 0.010957 | 1.0048e-06
[120 empty] | 7.3.3.17.5 (Remote Grid) Updates to grid topology to minimize risk of ignition in HFTDs Remote GridWLDFREquipment / facility failureAggregated | WLDFR | HFTD - Distribution - Tier 3 - 3QU CoRE ¦ 4QU LoRE | Non-Red Flag Warning - Destructive Fires | Equipment / facility failure | Aggregated | 2062 | 9.5687e-08 | 223.3454 | 2.1371e-05 | 2062 | Mitigation | 0.95 | 45 | 0 | esc | 0.00097009 | 9.2824e-11 | 0.00097009 | 9.2824e-11 | 0 | 0 | 0.010957 | 1.0048e-06
[120 empty] | 7.3.3.17.5 (Remote Grid) Updates to grid topology to minimize risk of ignition in HFTDs Remote GridWLDFREquipment / facility failureAggregated | WLDFR | HFTD - Distribution - Tier 3 - 3QU CoRE ¦ 4QU LoRE | Non-Red Flag Warning - Destructive Fires | Equipment / facility failure | Aggregated | 2063 | 9.5687e-08 | 223.3454 | 2.1371e-05 | 2063 | Mitigation | 0.95 | 45 | 0 | esc | 0.00097009 | 9.2824e-11 | 0.00097009 | 9.2824e-11 | 0.0029922 | 2.4388e-09 | 0.010957 | 1.0048e-06
[120 empty] | 7.3.3.17.5 (Remote Grid) Updates to grid topology to minimize risk of ignition in HFTDs Remote GridWLDFREquipment / facility failureAggregated | WLDFR | HFTD - Distribution - Tier 3 - 3QU CoRE ¦ 4QU LoRE | Non-Red Flag Warning - Destructive Fires | Equipment / facility failure | Aggregated | 2064 | 9.5687e-08 | 223.3454 | 2.1371e-05 | 2064 | Mitigation | 0.95 | 45 | 0 | esc | 0.00097009 | 9.2824e-11 | 0.00097009 | 9.2824e-11 | 0.0029922 | 2.4388e-09 | 0.010957 | 1.0048e-06
[120 empty] | 7.3.3.17.5 (Remote Grid) Updates to grid topology to minimize risk of ignition in HFTDs Remote GridWLDFREquipment / facility failureAggregated | WLDFR | HFTD - Distribution - Tier 3 - 3QU CoRE ¦ 4QU LoRE | Non-Red Flag Warning - Destructive Fires | Equipment / facility failure | Aggregated | 2065 | 9.5687e-08 | 223.3454 | 2.1371e-05 | 2065 | Mitigation | 0.95 | 45 | 0 | esc | 0.00097009 | 9.2824e-11 | 0.00097009 | 9.2824e-11 | 0.0029922 | 2.4388e-09 | 0.010957 | 1.0048e-06
[120 empty] | 7.3.3.17.5 (Remote Grid) Updates to grid topology to minimize risk of ignition in HFTDs Remote GridWLDFREquipment / facility failureAggregated | WLDFR | HFTD - Distribution - Tier 3 - 3QU CoRE ¦ 4QU LoRE | Non-Red Flag Warning - Destructive Fires | Equipment / facility failure | Aggregated | 2066 | 9.5687e-08 | 223.3454 | 2.1371e-05 | 2066 | Mitigation | 0.95 | 45 | 0 | esc | 0.00097009 | 9.2824e-11 | 0.00097009 | 9.2824e-11 | 0.0029922 | 2.4388e-09 | 0.010957 | 1.0048e-06
[120 empty] | 7.3.3.17.5 (Remote Grid) Updates to grid topology to minimize risk of ignition in HFTDs Remote GridWLDFREquipment / facility failureAggregated | WLDFR | HFTD - Distribution - Tier 3 - 3QU CoRE ¦ 4QU LoRE | Non-Red Flag Warning - Destructive Fires | Equipment / facility failure | Aggregated | 2067 | 9.5687e-08 | 223.3454 | 2.1371e-05 | 2067 | Mitigation | 0.95 | 45 | 0 | esc | 0 | 0 | 0.00097009 | 9.2824e-11 | 0.0029922 | 2.4388e-09 | 0.010957 | 1.0048e-06
[120 empty] | 7.3.3.17.5 (Remote Grid) Updates to grid topology to minimize risk of ignition in HFTDs Remote GridWLDFRVegetation ContactAggregated | WLDFR | HFTD - Distribution - Tier 3 - 3QU CoRE ¦ 4QU LoRE | Non-Red Flag Warning - Destructive Fires | Vegetation Contact | Aggregated | 2022 | 5.0478e-07 | 223.3454 | 0.00011274 | 2022 | Mitigation | 0.95 | 45 | 0 | esc | 0.00097009 | 4.8968e-10 | 0 | 0 | 0.0029922 | 2.4388e-09 | 0.010957 | 1.0048e-06
[120 empty] | 7.3.3.17.5 (Remote Grid) Updates to grid topology to minimize risk of ignition in HFTDs Remote GridWLDFRVegetation ContactAggregated | WLDFR | HFTD - Distribution - Tier 3 - 3QU CoRE ¦ 4QU LoRE | Non-Red Flag Warning - Destructive Fires | Vegetation Contact | Aggregated | 2023 | 5.0478e-07 | 223.3454 | 0.00011274 | 2023 | Mitigation | 0.95 | 45 | 0 | esc | 0.00097009 | 4.8968e-10 | 0.00097009 | 4.8968e-10 | 0.0029922 | 2.4388e-09 | 0.010957 | 1.0048e-06
[120 empty] | 7.3.3.17.5 (Remote Grid) Updates to grid topology to minimize risk of ignition in HFTDs Remote GridWLDFRVegetation ContactAggregated | WLDFR | HFTD - Distribution - Tier 3 - 3QU CoRE ¦ 4QU LoRE | Non-Red Flag Warning - Destructive Fires | Vegetation Contact | Aggregated | 2024 | 5.0478e-07 | 223.3454 | 0.00011274 | 2024 | Mitigation | 0.95 | 45 | 0 | esc | 0.00097009 | 4.8968e-10 | 0.00097009 | 4.8968e-10 | 0.0029922 | 2.4388e-09 | 0.010957 | 1.0048e-06
[120 empty] | 7.3.3.17.5 (Remote Grid) Updates to grid topology to minimize risk of ignition in HFTDs Remote GridWLDFRVegetation ContactAggregated | WLDFR | HFTD - Distribution - Tier 3 - 3QU CoRE ¦ 4QU LoRE | Non-Red Flag Warning - Destructive Fires | Vegetation Contact | Aggregated | 2025 | 5.0478e-07 | 223.3454 | 0.00011274 | 2025 | Mitigation | 0.95 | 45 | 0 | esc | 0.00097009 | 4.8968e-10 | 0.00097009 | 4.8968e-10 | 0.0029922 | 2.4388e-09 | 0.010957 | 1.0048e-06
[120 empty] | 7.3.3.17.5 (Remote Grid) Updates to grid topology to minimize risk of ignition in HFTDs Remote GridWLDFRVegetation ContactAggregated | WLDFR | HFTD - Distribution - Tier 3 - 3QU CoRE ¦ 4QU LoRE | Non-Red Flag Warning - Destructive Fires | Vegetation Contact | Aggregated | 2026 | 5.0478e-07 | 223.3454 | 0.00011274 | 2026 | Mitigation | 0.95 | 45 | 0 | esc | 0.00097009 | 4.8968e-10 | 0.00097009 | 4.8968e-10 | 0.0029922 | 2.4388e-09 | 0 | 0
[120 empty] | 7.3.3.17.5 (Remote Grid) Updates to grid topology to minimize risk of ignition in HFTDs Remote GridWLDFRVegetation ContactAggregated | WLDFR | HFTD - Distribution - Tier 3 - 3QU CoRE ¦ 4QU LoRE | Non-Red Flag Warning - Destructive Fires | Vegetation Contact | Aggregated | 2027 | 5.0478e-07 | 223.3454 | 0.00011274 | 2027 | Mitigation | 0.95 | 45 | 0 | esc | 0.00097009 | 4.8968e-10 | 0.00097009 | 4.8968e-10 | 0.0029922 | 2.4388e-09 | 0 | 0
[120 empty] | 7.3.3.17.5 (Remote Grid) Updates to grid topology to minimize risk of ignition in HFTDs Remote GridWLDFRVegetation ContactAggregated | WLDFR | HFTD - Distribution - Tier 3 - 3QU CoRE ¦ 4QU LoRE | Non-Red Flag Warning - Destructive Fires | Vegetation Contact | Aggregated | 2028 | 5.0478e-07 | 223.3454 | 0.00011274 | 2028 | Mitigation | 0.95 | 45 | 0 | esc | 0.00097009 | 4.8968e-10 | 0.00097009 | 4.8968e-10 | 0.0029922 | 2.4388e-09 | 0.012004 | 1.1106e-07
[120 empty] | 7.3.3.17.5 (Remote Grid) Updates to grid topology to minimize risk of ignition in HFTDs Remote GridWLDFRVegetation ContactAggregated | WLDFR | HFTD - Distribution - Tier 3 - 3QU CoRE ¦ 4QU LoRE | Non-Red Flag Warning - Destructive Fires | Vegetation Contact | Aggregated | 2029 | 5.0478e-07 | 223.3454 | 0.00011274 | 2029 | Mitigation | 0.95 | 45 | 0 | esc | 0.00097009 | 4.8968e-10 | 0.00097009 | 4.8968e-10 | 0.0029922 | 2.4388e-09 | 0.012004 | 1.1106e-07
[120 empty] | 7.3.3.17.5 (Remote Grid) Updates to grid topology to minimize risk of ignition in HFTDs Remote GridWLDFRVegetation ContactAggregated | WLDFR | HFTD - Distribution - Tier 3 - 3QU CoRE ¦ 4QU LoRE | Non-Red Flag Warning - Destructive Fires | Vegetation Contact | Aggregated | 2030 | 5.0478e-07 | 223.3454 | 0.00011274 | 2030 | Mitigation | 0.95 | 45 | 0 | esc | 0.00097009 | 4.8968e-10 | 0.00097009 | 4.8968e-10 | 0.0029922 | 2.4388e-09 | 0.012004 | 1.1106e-07
[120 empty] | 7.3.3.17.5 (Remote Grid) Updates to grid topology to minimize risk of ignition in HFTDs Remote GridWLDFRVegetation ContactAggregated | WLDFR | HFTD - Distribution - Tier 3 - 3QU CoRE ¦ 4QU LoRE | Non-Red Flag Warning - Destructive Fires | Vegetation Contact | Aggregated | 2031 | 5.0478e-07 | 223.3454 | 0.00011274 | 2031 | Mitigation | 0.95 | 45 | 0 | esc | 0.00097009 | 4.8968e-10 | 0.00097009 | 4.8968e-10 | 0.0029922 | 2.4388e-09 | 0.012004 | 1.1106e-07
[120 empty] | 7.3.3.17.5 (Remote Grid) Updates to grid topology to minimize risk of ignition in HFTDs Remote GridWLDFRVegetation ContactAggregated | WLDFR | HFTD - Distribution - Tier 3 - 3QU CoRE ¦ 4QU LoRE | Non-Red Flag Warning - Destructive Fires | Vegetation Contact | Aggregated | 2032 | 5.0478e-07 | 223.3454 | 0.00011274 | 2032 | Mitigation | 0.95 | 45 | 0 | esc | 0.00097009 | 4.8968e-10 | 0.00097009 | 4.8968e-10 | 0.0029922 | 2.4388e-09 | 0.012004 | 1.1106e-07
[120 empty] | 7.3.3.17.5 (Remote Grid) Updates to grid topology to minimize risk of ignition in HFTDs Remote GridWLDFRVegetation ContactAggregated | WLDFR | HFTD - Distribution - Tier 3 - 3QU CoRE ¦ 4QU LoRE | Non-Red Flag Warning - Destructive Fires | Vegetation Contact | Aggregated | 2033 | 5.0478e-07 | 223.3454 | 0.00011274 | 2033 | Mitigation | 0.95 | 45 | 0 | esc | 0.00097009 | 4.8968e-10 | 0.00097009 | 4.8968e-10 | 0.0029922 | 2.4388e-09 | 0.012004 | 1.1106e-07
[120 empty] | 7.3.3.17.5 (Remote Grid) Updates to grid topology to minimize risk of ignition in HFTDs Remote GridWLDFRVegetation ContactAggregated | WLDFR | HFTD - Distribution - Tier 3 - 3QU CoRE ¦ 4QU LoRE | Non-Red Flag Warning - Destructive Fires | Vegetation Contact | Aggregated | 2034 | 5.0478e-07 | 223.3454 | 0.00011274 | 2034 | Mitigation | 0.95 | 45 | 0 | esc | 0.00097009 | 4.8968e-10 | 0.00097009 | 4.8968e-10 | 0.0029922 | 2.4388e-09 | 0.012004 | 1.1106e-07
[120 empty] | 7.3.3.17.5 (Remote Grid) Updates to grid topology to minimize risk of ignition in HFTDs Remote GridWLDFRVegetation ContactAggregated | WLDFR | HFTD - Distribution - Tier 3 - 3QU CoRE ¦ 4QU LoRE | Non-Red Flag Warning - Destructive Fires | Vegetation Contact | Aggregated | 2035 | 5.0478e-07 | 223.3454 | 0.00011274 | 2035 | Mitigation | 0.95 | 45 | 0 | esc | 0.00097009 | 4.8968e-10 | 0.00097009 | 4.8968e-10 | 0.0029922 | 2.4388e-09 | 0.012004 | 1.1106e-07
[120 empty] | 7.3.3.17.5 (Remote Grid) Updates to grid topology to minimize risk of ignition in HFTDs Remote GridWLDFRVegetation ContactAggregated | WLDFR | HFTD - Distribution - Tier 3 - 3QU CoRE ¦ 4QU LoRE | Non-Red Flag Warning - Destructive Fires | Vegetation Contact | Aggregated | 2036 | 5.0478e-07 | 223.3454 | 0.00011274 | 2036 | Mitigation | 0.95 | 45 | 0 | esc | 0.00097009 | 4.8968e-10 | 0.00097009 | 4.8968e-10 | 0.0029922 | 2.4388e-09 | 0.012004 | 1.1106e-07
[120 empty] | 7.3.3.17.5 (Remote Grid) Updates to grid topology to minimize risk of ignition in HFTDs Remote GridWLDFRVegetation ContactAggregated | WLDFR | HFTD - Distribution - Tier 3 - 3QU CoRE ¦ 4QU LoRE | Non-Red Flag Warning - Destructive Fires | Vegetation Contact | Aggregated | 2037 | 5.0478e-07 | 223.3454 | 0.00011274 | 2037 | Mitigation | 0.95 | 45 | 0 | esc | 0.00097009 | 4.8968e-10 | 0.00097009 | 4.8968e-10 | 0.0029922 | 2.4388e-09 | 0.012004 | 1.1106e-07
[120 empty] | 7.3.3.17.5 (Remote Grid) Updates to grid topology to minimize risk of ignition in HFTDs Remote GridWLDFRVegetation ContactAggregated | WLDFR | HFTD - Distribution - Tier 3 - 3QU CoRE ¦ 4QU LoRE | Non-Red Flag Warning - Destructive Fires | Vegetation Contact | Aggregated | 2038 | 5.0478e-07 | 223.3454 | 0.00011274 | 2038 | Mitigation | 0.95 | 45 | 0 | esc | 0.00097009 | 4.8968e-10 | 0.00097009 | 4.8968e-10 | 0.0029922 | 2.4388e-09 | 0.012004 | 1.1106e-07
[120 empty] | 7.3.3.17.5 (Remote Grid) Updates to grid topology to minimize risk of ignition in HFTDs Remote GridWLDFRVegetation ContactAggregated | WLDFR | HFTD - Distribution - Tier 3 - 3QU CoRE ¦ 4QU LoRE | Non-Red Flag Warning - Destructive Fires | Vegetation Contact | Aggregated | 2039 | 5.0478e-07 | 223.3454 | 0.00011274 | 2039 | Mitigation | 0.95 | 45 | 0 | esc | 0.00097009 | 4.8968e-10 | 0.00097009 | 4.8968e-10 | 0.0029922 | 2.4388e-09 | 0.012004 | 1.1106e-07
[120 empty] | 7.3.3.17.5 (Remote Grid) Updates to grid topology to minimize risk of ignition in HFTDs Remote GridWLDFRVegetation ContactAggregated | WLDFR | HFTD - Distribution - Tier 3 - 3QU CoRE ¦ 4QU LoRE | Non-Red Flag Warning - Destructive Fires | Vegetation Contact | Aggregated | 2040 | 5.0478e-07 | 223.3454 | 0.00011274 | 2040 | Mitigation | 0.95 | 45 | 0 | esc | 0.00097009 | 4.8968e-10 | 0.00097009 | 4.8968e-10 | 0.0029922 | 2.4388e-09 | 0.012004 | 1.1106e-07
[120 empty] | 7.3.3.17.5 (Remote Grid) Updates to grid topology to minimize risk of ignition in HFTDs Remote GridWLDFRVegetation ContactAggregated | WLDFR | HFTD - Distribution - Tier 3 - 3QU CoRE ¦ 4QU LoRE | Non-Red Flag Warning - Destructive Fires | Vegetation Contact | Aggregated | 2041 | 5.0478e-07 | 223.3454 | 0.00011274 | 2041 | Mitigation | 0.95 | 45 | 0 | esc | 0.00097009 | 4.8968e-10 | 0.00097009 | 4.8968e-10 | 0.0029922 | 2.4388e-09 | 0.012004 | 1.1106e-07
[120 empty] | 7.3.3.17.5 (Remote Grid) Updates to grid topology to minimize risk of ignition in HFTDs Remote GridWLDFRVegetation ContactAggregated | WLDFR | HFTD - Distribution - Tier 3 - 3QU CoRE ¦ 4QU LoRE | Non-Red Flag Warning - Destructive Fires | Vegetation Contact | Aggregated | 2042 | 5.0478e-07 | 223.3454 | 0.00011274 | 2042 | Mitigation | 0.95 | 45 | 0 | esc | 0.00097009 | 4.8968e-10 | 0.00097009 | 4.8968e-10 | 0.0029922 | 2.4388e-09 | 0.012004 | 1.1106e-07
[120 empty] | 7.3.3.17.5 (Remote Grid) Updates to grid topology to minimize risk of ignition in HFTDs Remote GridWLDFRVegetation ContactAggregated | WLDFR | HFTD - Distribution - Tier 3 - 3QU CoRE ¦ 4QU LoRE | Non-Red Flag Warning - Destructive Fires | Vegetation Contact | Aggregated | 2043 | 5.0478e-07 | 223.3454 | 0.00011274 | 2043 | Mitigation | 0.95 | 45 | 0 | esc | 0.00097009 | 4.8968e-10 | 0.00097009 | 4.8968e-10 | 0.0029922 | 2.4388e-09 | 0.012004 | 1.1106e-07
[120 empty] | 7.3.3.17.5 (Remote Grid) Updates to grid topology to minimize risk of ignition in HFTDs Remote GridWLDFRVegetation ContactAggregated | WLDFR | HFTD - Distribution - Tier 3 - 3QU CoRE ¦ 4QU LoRE | Non-Red Flag Warning - Destructive Fires | Vegetation Contact | Aggregated | 2044 | 5.0478e-07 | 223.3454 | 0.00011274 | 2044 | Mitigation | 0.95 | 45 | 0 | esc | 0.00097009 | 4.8968e-10 | 0.00097009 | 4.8968e-10 | 0.0029922 | 2.4388e-09 | 0.012004 | 1.1106e-07
[120 empty] | 7.3.3.17.5 (Remote Grid) Updates to grid topology to minimize risk of ignition in HFTDs Remote GridWLDFRVegetation ContactAggregated | WLDFR | HFTD - Distribution - Tier 3 - 3QU CoRE ¦ 4QU LoRE | Non-Red Flag Warning - Destructive Fires | Vegetation Contact | Aggregated | 2045 | 5.0478e-07 | 223.3454 | 0.00011274 | 2045 | Mitigation | 0.95 | 45 | 0 | esc | 0.00097009 | 4.8968e-10 | 0.00097009 | 4.8968e-10 | 0.0029922 | 2.4388e-09 | 0.012004 | 1.1106e-07
[120 empty] | 7.3.3.17.5 (Remote Grid) Updates to grid topology to minimize risk of ignition in HFTDs Remote GridWLDFRVegetation ContactAggregated | WLDFR | HFTD - Distribution - Tier 3 - 3QU CoRE ¦ 4QU LoRE | Non-Red Flag Warning - Destructive Fires | Vegetation Contact | Aggregated | 2046 | 5.0478e-07 | 223.3454 | 0.00011274 | 2046 | Mitigation | 0.95 | 45 | 0 | esc | 0.00097009 | 4.8968e-10 | 0.00097009 | 4.8968e-10 | 0.0029922 | 2.4388e-09 | 0.012004 | 1.1106e-07
[120 empty] | 7.3.3.17.5 (Remote Grid) Updates to grid topology to minimize risk of ignition in HFTDs Remote GridWLDFRVegetation ContactAggregated | WLDFR | HFTD - Distribution - Tier 3 - 3QU CoRE ¦ 4QU LoRE | Non-Red Flag Warning - Destructive Fires | Vegetation Contact | Aggregated | 2047 | 5.0478e-07 | 223.3454 | 0.00011274 | 2047 | Mitigation | 0.95 | 45 | 0 | esc | 0.00097009 | 4.8968e-10 | 0.00097009 | 4.8968e-10 | 0.0029922 | 2.4388e-09 | 0.012004 | 1.1106e-07
[120 empty] | 7.3.3.17.5 (Remote Grid) Updates to grid topology to minimize risk of ignition in HFTDs Remote GridWLDFRVegetation ContactAggregated | WLDFR | HFTD - Distribution - Tier 3 - 3QU CoRE ¦ 4QU LoRE | Non-Red Flag Warning - Destructive Fires | Vegetation Contact | Aggregated | 2048 | 5.0478e-07 | 223.3454 | 0.00011274 | 2048 | Mitigation | 0.95 | 45 | 0 | esc | 0.00097009 | 4.8968e-10 | 0.00097009 | 4.8968e-10 | 0.0029922 | 2.4388e-09 | 0.012004 | 1.1106e-07
[120 empty] | 7.3.3.17.5 (Remote Grid) Updates to grid topology to minimize risk of ignition in HFTDs Remote GridWLDFRVegetation ContactAggregated | WLDFR | HFTD - Distribution - Tier 3 - 3QU CoRE ¦ 4QU LoRE | Non-Red Flag Warning - Destructive Fires | Vegetation Contact | Aggregated | 2049 | 5.0478e-07 | 223.3454 | 0.00011274 | 2049 | Mitigation | 0.95 | 45 | 0 | esc | 0.00097009 | 4.8968e-10 | 0.00097009 | 4.8968e-10 | 0.0029922 | 2.4388e-09 | 0.012004 | 1.1106e-07
[120 empty] | 7.3.3.17.5 (Remote Grid) Updates to grid topology to minimize risk of ignition in HFTDs Remote GridWLDFRVegetation ContactAggregated | WLDFR | HFTD - Distribution - Tier 3 - 3QU CoRE ¦ 4QU LoRE | Non-Red Flag Warning - Destructive Fires | Vegetation Contact | Aggregated | 2050 | 5.0478e-07 | 223.3454 | 0.00011274 | 2050 | Mitigation | 0.95 | 45 | 0 | esc | 0.00097009 | 4.8968e-10 | 0.00097009 | 4.8968e-10 | 0.0029922 | 2.4388e-09 | 0.012004 | 1.1106e-07
[120 empty] | 7.3.3.17.5 (Remote Grid) Updates to grid topology to minimize risk of ignition in HFTDs Remote GridWLDFRVegetation ContactAggregated | WLDFR | HFTD - Distribution - Tier 3 - 3QU CoRE ¦ 4QU LoRE | Non-Red Flag Warning - Destructive Fires | Vegetation Contact | Aggregated | 2051 | 5.0478e-07 | 223.3454 | 0.00011274 | 2051 | Mitigation | 0.95 | 45 | 0 | esc | 0.00097009 | 4.8968e-10 | 0.00097009 | 4.8968e-10 | 0.0029922 | 2.4388e-09 | 0.012004 | 1.1106e-07
[120 empty] | 7.3.3.17.5 (Remote Grid) Updates to grid topology to minimize risk of ignition in HFTDs Remote GridWLDFRVegetation ContactAggregated | WLDFR | HFTD - Distribution - Tier 3 - 3QU CoRE ¦ 4QU LoRE | Non-Red Flag Warning - Destructive Fires | Vegetation Contact | Aggregated | 2052 | 5.0478e-07 | 223.3454 | 0.00011274 | 2052 | Mitigation | 0.95 | 45 | 0 | esc | 0.00097009 | 4.8968e-10 | 0.00097009 | 4.8968e-10 | 0.0029922 | 2.4388e-09 | 0.012004 | 1.1106e-07
[120 empty] | 7.3.3.17.5 (Remote Grid) Updates to grid topology to minimize risk of ignition in HFTDs Remote GridWLDFRVegetation ContactAggregated | WLDFR | HFTD - Distribution - Tier 3 - 3QU CoRE ¦ 4QU LoRE | Non-Red Flag Warning - Destructive Fires | Vegetation Contact | Aggregated | 2053 | 5.0478e-07 | 223.3454 | 0.00011274 | 2053 | Mitigation | 0.95 | 45 | 0 | esc | 0.00097009 | 4.8968e-10 | 0.00097009 | 4.8968e-10 | 0.0029922 | 2.4388e-09 | 0.012004 | 1.1106e-07
[120 empty] | 7.3.3.17.5 (Remote Grid) Updates to grid topology to minimize risk of ignition in HFTDs Remote GridWLDFRVegetation ContactAggregated | WLDFR | HFTD - Distribution - Tier 3 - 3QU CoRE ¦ 4QU LoRE | Non-Red Flag Warning - Destructive Fires | Vegetation Contact | Aggregated | 2054 | 5.0478e-07 | 223.3454 | 0.00011274 | 2054 | Mitigation | 0.95 | 45 | 0 | esc | 0.00097009 | 4.8968e-10 | 0.00097009 | 4.8968e-10 | 0.0029922 | 2.4388e-09 | 0.012004 | 1.1106e-07
[120 empty] | 7.3.3.17.5 (Remote Grid) Updates to grid topology to minimize risk of ignition in HFTDs Remote GridWLDFRVegetation ContactAggregated | WLDFR | HFTD - Distribution - Tier 3 - 3QU CoRE ¦ 4QU LoRE | Non-Red Flag Warning - Destructive Fires | Vegetation Contact | Aggregated | 2055 | 5.0478e-07 | 223.3454 | 0.00011274 | 2055 | Mitigation | 0.95 | 45 | 0 | esc | 0.00097009 | 4.8968e-10 | 0.00097009 | 4.8968e-10 | 0.0029922 | 2.4388e-09 | 0.012004 | 1.1106e-07
[120 empty] | 7.3.3.17.5 (Remote Grid) Updates to grid topology to minimize risk of ignition in HFTDs Remote GridWLDFRVegetation ContactAggregated | WLDFR | HFTD - Distribution - Tier 3 - 3QU CoRE ¦ 4QU LoRE | Non-Red Flag Warning - Destructive Fires | Vegetation Contact | Aggregated | 2056 | 5.0478e-07 | 223.3454 | 0.00011274 | 2056 | Mitigation | 0.95 | 45 | 0 | esc | 0.00097009 | 4.8968e-10 | 0.00097009 | 4.8968e-10 | 0.0029922 | 2.4388e-09 | 0.012004 | 1.1106e-07
[120 empty] | 7.3.3.17.5 (Remote Grid) Updates to grid topology to minimize risk of ignition in HFTDs Remote GridWLDFRVegetation ContactAggregated | WLDFR | HFTD - Distribution - Tier 3 - 3QU CoRE ¦ 4QU LoRE | Non-Red Flag Warning - Destructive Fires | Vegetation Contact | Aggregated | 2057 | 5.0478e-07 | 223.3454 | 0.00011274 | 2057 | Mitigation | 0.95 | 45 | 0 | esc | 0.00097009 | 4.8968e-10 | 0.00097009 | 4.8968e-10 | 0.0029922 | 2.4388e-09 | 0.012004 | 1.1106e-07
[120 empty] | 7.3.3.17.5 (Remote Grid) Updates to grid topology to minimize risk of ignition in HFTDs Remote GridWLDFRVegetation ContactAggregated | WLDFR | HFTD - Distribution - Tier 3 - 3QU CoRE ¦ 4QU LoRE | Non-Red Flag Warning - Destructive Fires | Vegetation Contact | Aggregated | 2058 | 5.0478e-07 | 223.3454 | 0.00011274 | 2058 | Mitigation | 0.95 | 45 | 0 | esc | 0.00097009 | 4.8968e-10 | 0.00097009 | 4.8968e-10 | 0.0029922 | 2.4388e-09 | 0 | 0
[120 empty] | 7.3.3.17.5 (Remote Grid) Updates to grid topology to minimize risk of ignition in HFTDs Remote GridWLDFRVegetation ContactAggregated | WLDFR | HFTD - Distribution - Tier 3 - 3QU CoRE ¦ 4QU LoRE | Non-Red Flag Warning - Destructive Fires | Vegetation Contact | Aggregated | 2059 | 5.0478e-07 | 223.3454 | 0.00011274 | 2059 | Mitigation | 0.95 | 45 | 0 | esc | 0.00097009 | 4.8968e-10 | 0.00097009 | 4.8968e-10 | 0.0029922 | 2.4388e-09 | 0 | 0
[120 empty] | 7.3.3.17.5 (Remote Grid) Updates to grid topology to minimize risk of ignition in HFTDs Remote GridWLDFRVegetation ContactAggregated | WLDFR | HFTD - Distribution - Tier 3 - 3QU CoRE ¦ 4QU LoRE | Non-Red Flag Warning - Destructive Fires | Vegetation Contact | Aggregated | 2060 | 5.0478e-07 | 223.3454 | 0.00011274 | 2060 | Mitigation | 0.95 | 45 | 0 | esc | 0.00097009 | 4.8968e-10 | 0.00097009 | 4.8968e-10 | 0.0029922 | 2.4388e-09 | 0.010025 | 2.351e-07
[120 empty] | 7.3.3.17.5 (Remote Grid) Updates to grid topology to minimize risk of ignition in HFTDs Remote GridWLDFRVegetation ContactAggregated | WLDFR | HFTD - Distribution - Tier 3 - 3QU CoRE ¦ 4QU LoRE | Non-Red Flag Warning - Destructive Fires | Vegetation Contact | Aggregated | 2061 | 5.0478e-07 | 223.3454 | 0.00011274 | 2061 | Mitigation | 0.95 | 45 | 0 | esc | 0.00097009 | 4.8968e-10 | 0.00097009 | 4.8968e-10 | 0.0029922 | 2.4388e-09 | 0.010025 | 2.351e-07
[120 empty] | 7.3.3.17.5 (Remote Grid) Updates to grid topology to minimize risk of ignition in HFTDs Remote GridWLDFRVegetation ContactAggregated | WLDFR | HFTD - Distribution - Tier 3 - 3QU CoRE ¦ 4QU LoRE | Non-Red Flag Warning - Destructive Fires | Vegetation Contact | Aggregated | 2062 | 5.0478e-07 | 223.3454 | 0.00011274 | 2062 | Mitigation | 0.95 | 45 | 0 | esc | 0.00097009 | 4.8968e-10 | 0.00097009 | 4.8968e-10 | 0.0029922 | 2.4388e-09 | 0.010025 | 2.351e-07
[120 empty] | 7.3.3.17.5 (Remote Grid) Updates to grid topology to minimize risk of ignition in HFTDs Remote GridWLDFRVegetation ContactAggregated | WLDFR | HFTD - Distribution - Tier 3 - 3QU CoRE ¦ 4QU LoRE | Non-Red Flag Warning - Destructive Fires | Vegetation Contact | Aggregated | 2063 | 5.0478e-07 | 223.3454 | 0.00011274 | 2063 | Mitigation | 0.95 | 45 | 0 | esc | 0.00097009 | 4.8968e-10 | 0.00097009 | 4.8968e-10 | 0.0029922 | 2.4388e-09 | 0.010025 | 2.351e-07
[120 empty] | 7.3.3.17.5 (Remote Grid) Updates to grid topology to minimize risk of ignition in HFTDs Remote GridWLDFRVegetation ContactAggregated | WLDFR | HFTD - Distribution - Tier 3 - 3QU CoRE ¦ 4QU LoRE | Non-Red Flag Warning - Destructive Fires | Vegetation Contact | Aggregated | 2064 | 5.0478e-07 | 223.3454 | 0.00011274 | 2064 | Mitigation | 0.95 | 45 | 0 | esc | 0.00097009 | 4.8968e-10 | 0.00097009 | 4.8968e-10 | 0.0029922 | 2.4388e-09 | 0.010025 | 2.351e-07
[120 empty] | 7.3.3.17.5 (Remote Grid) Updates to grid topology to minimize risk of ignition in HFTDs Remote GridWLDFRVegetation ContactAggregated | WLDFR | HFTD - Distribution - Tier 3 - 3QU CoRE ¦ 4QU LoRE | Non-Red Flag Warning - Destructive Fires | Vegetation Contact | Aggregated | 2065 | 5.0478e-07 | 223.3454 | 0.00011274 | 2065 | Mitigation | 0.95 | 45 | 0 | esc | 0.00097009 | 4.8968e-10 | 0.00097009 | 4.8968e-10 | 0.0029922 | 2.4388e-09 | 0.010025 | 2.351e-07
[120 empty] | 7.3.3.17.5 (Remote Grid) Updates to grid topology to minimize risk of ignition in HFTDs Remote GridWLDFRVegetation ContactAggregated | WLDFR | HFTD - Distribution - Tier 3 - 3QU CoRE ¦ 4QU LoRE | Non-Red Flag Warning - Destructive Fires | Vegetation Contact | Aggregated | 2066 | 5.0478e-07 | 223.3454 | 0.00011274 | 2066 | Mitigation | 0.95 | 45 | 0 | esc | 0.00097009 | 4.8968e-10 | 0.00097009 | 4.8968e-10 | 0 | 0 | 0.010025 | 2.351e-07
[120 empty] | 7.3.3.17.5 (Remote Grid) Updates to grid topology to minimize risk of ignition in HFTDs Remote GridWLDFRVegetation ContactAggregated | WLDFR | HFTD - Distribution - Tier 3 - 3QU CoRE ¦ 4QU LoRE | Non-Red Flag Warning - Destructive Fires | Vegetation Contact | Aggregated | 2067 | 5.0478e-07 | 223.3454 | 0.00011274 | 2067 | Mitigation | 0.95 | 45 | 0 | esc | 0 | 0 | 0.00097009 | 4.8968e-10 | 0.0029922 | 2.8777e-10 | 0.010025 | 2.351e-07
[120 empty] | 7.3.3.17.5 (Remote Grid) Updates to grid topology to minimize risk of ignition in HFTDs Remote GridWLDFRWire-to-wire contactAggregated | WLDFR | HFTD - Distribution - Tier 3 - 3QU CoRE ¦ 4QU LoRE | Non-Red Flag Warning - Destructive Fires | Wire-to-wire contact | Aggregated | 2022 | 9.7185e-08 | 223.3454 | 2.1706e-05 | 2022 | Mitigation | 0.95 | 45 | 0 | esc | 0.00097009 | 9.4278e-11 | 0 | 0 | 0.0029922 | 2.8777e-10 | 0.010025 | 2.351e-07
[120 empty] | 7.3.3.17.5 (Remote Grid) Updates to grid topology to minimize risk of ignition in HFTDs Remote GridWLDFRWire-to-wire contactAggregated | WLDFR | HFTD - Distribution - Tier 3 - 3QU CoRE ¦ 4QU LoRE | Non-Red Flag Warning - Destructive Fires | Wire-to-wire contact | Aggregated | 2023 | 9.7185e-08 | 223.3454 | 2.1706e-05 | 2023 | Mitigation | 0.95 | 45 | 0 | esc | 0.00097009 | 9.4278e-11 | 0.00097009 | 9.4278e-11 | 0.0029922 | 2.8777e-10 | 0.010025 | 2.351e-07
[120 empty] | 7.3.3.17.5 (Remote Grid) Updates to grid topology to minimize risk of ignition in HFTDs Remote GridWLDFRWire-to-wire contactAggregated | WLDFR | HFTD - Distribution - Tier 3 - 3QU CoRE ¦ 4QU LoRE | Non-Red Flag Warning - Destructive Fires | Wire-to-wire contact | Aggregated | 2024 | 9.7185e-08 | 223.3454 | 2.1706e-05 | 2024 | Mitigation | 0.95 | 45 | 0 | esc | 0.00097009 | 9.4278e-11 | 0.00097009 | 9.4278e-11 | 0.0029922 | 2.8777e-10 | 0.010025 | 2.351e-07
[120 empty] | 7.3.3.17.5 (Remote Grid) Updates to grid topology to minimize risk of ignition in HFTDs Remote GridWLDFRWire-to-wire contactAggregated | WLDFR | HFTD - Distribution - Tier 3 - 3QU CoRE ¦ 4QU LoRE | Non-Red Flag Warning - Destructive Fires | Wire-to-wire contact | Aggregated | 2025 | 9.7185e-08 | 223.3454 | 2.1706e-05 | 2025 | Mitigation | 0.95 | 45 | 0 | esc | 0.00097009 | 9.4278e-11 | 0.00097009 | 9.4278e-11 | 0.0029922 | 2.8777e-10 | 0.010025 | 2.351e-07
[120 empty] | 7.3.3.17.5 (Remote Grid) Updates to grid topology to minimize risk of ignition in HFTDs Remote GridWLDFRWire-to-wire contactAggregated | WLDFR | HFTD - Distribution - Tier 3 - 3QU CoRE ¦ 4QU LoRE | Non-Red Flag Warning - Destructive Fires | Wire-to-wire contact | Aggregated | 2026 | 9.7185e-08 | 223.3454 | 2.1706e-05 | 2026 | Mitigation | 0.95 | 45 | 0 | esc | 0.00097009 | 9.4278e-11 | 0.00097009 | 9.4278e-11 | 0.0029922 | 2.8777e-10 | 0.010025 | 2.351e-07
[120 empty] | 7.3.3.17.5 (Remote Grid) Updates to grid topology to minimize risk of ignition in HFTDs Remote GridWLDFRWire-to-wire contactAggregated | WLDFR | HFTD - Distribution - Tier 3 - 3QU CoRE ¦ 4QU LoRE | Non-Red Flag Warning - Destructive Fires | Wire-to-wire contact | Aggregated | 2027 | 9.7185e-08 | 223.3454 | 2.1706e-05 | 2027 | Mitigation | 0.95 | 45 | 0 | esc | 0.00097009 | 9.4278e-11 | 0.00097009 | 9.4278e-11 | 0.0029922 | 2.8777e-10 | 0.010025 | 2.351e-07
[120 empty] | 7.3.3.17.5 (Remote Grid) Updates to grid topology to minimize risk of ignition in HFTDs Remote GridWLDFRWire-to-wire contactAggregated | WLDFR | HFTD - Distribution - Tier 3 - 3QU CoRE ¦ 4QU LoRE | Non-Red Flag Warning - Destructive Fires | Wire-to-wire contact | Aggregated | 2028 | 9.7185e-08 | 223.3454 | 2.1706e-05 | 2028 | Mitigation | 0.95 | 45 | 0 | esc | 0.00097009 | 9.4278e-11 | 0.00097009 | 9.4278e-11 | 0.0029922 | 2.8777e-10 | 0.010025 | 2.351e-07
[120 empty] | 7.3.3.17.5 (Remote Grid) Updates to grid topology to minimize risk of ignition in HFTDs Remote GridWLDFRWire-to-wire contactAggregated | WLDFR | HFTD - Distribution - Tier 3 - 3QU CoRE ¦ 4QU LoRE | Non-Red Flag Warning - Destructive Fires | Wire-to-wire contact | Aggregated | 2029 | 9.7185e-08 | 223.3454 | 2.1706e-05 | 2029 | Mitigation | 0.95 | 45 | 0 | esc | 0.00097009 | 9.4278e-11 | 0.00097009 | 9.4278e-11 | 0.0029922 | 2.8777e-10 | 0.010025 | 2.351e-07
[120 empty] | 7.3.3.17.5 (Remote Grid) Updates to grid topology to minimize risk of ignition in HFTDs Remote GridWLDFRWire-to-wire contactAggregated | WLDFR | HFTD - Distribution - Tier 3 - 3QU CoRE ¦ 4QU LoRE | Non-Red Flag Warning - Destructive Fires | Wire-to-wire contact | Aggregated | 2030 | 9.7185e-08 | 223.3454 | 2.1706e-05 | 2030 | Mitigation | 0.95 | 45 | 0 | esc | 0.00097009 | 9.4278e-11 | 0.00097009 | 9.4278e-11 | 0.0029922 | 2.8777e-10 | 0.010025 | 2.351e-07
[120 empty] | 7.3.3.17.5 (Remote Grid) Updates to grid topology to minimize risk of ignition in HFTDs Remote GridWLDFRWire-to-wire contactAggregated | WLDFR | HFTD - Distribution - Tier 3 - 3QU CoRE ¦ 4QU LoRE | Non-Red Flag Warning - Destructive Fires | Wire-to-wire contact | Aggregated | 2031 | 9.7185e-08 | 223.3454 | 2.1706e-05 | 2031 | Mitigation | 0.95 | 45 | 0 | esc | 0.00097009 | 9.4278e-11 | 0.00097009 | 9.4278e-11 | 0.0029922 | 2.8777e-10 | 0.010025 | 2.351e-07
[120 empty] | 7.3.3.17.5 (Remote Grid) Updates to grid topology to minimize risk of ignition in HFTDs Remote GridWLDFRWire-to-wire contactAggregated | WLDFR | HFTD - Distribution - Tier 3 - 3QU CoRE ¦ 4QU LoRE | Non-Red Flag Warning - Destructive Fires | Wire-to-wire contact | Aggregated | 2032 | 9.7185e-08 | 223.3454 | 2.1706e-05 | 2032 | Mitigation | 0.95 | 45 | 0 | esc | 0.00097009 | 9.4278e-11 | 0.00097009 | 9.4278e-11 | 0.0029922 | 2.8777e-10 | 0.010025 | 2.351e-07
[120 empty] | 7.3.3.17.5 (Remote Grid) Updates to grid topology to minimize risk of ignition in HFTDs Remote GridWLDFRWire-to-wire contactAggregated | WLDFR | HFTD - Distribution - Tier 3 - 3QU CoRE ¦ 4QU LoRE | Non-Red Flag Warning - Destructive Fires | Wire-to-wire contact | Aggregated | 2033 | 9.7185e-08 | 223.3454 | 2.1706e-05 | 2033 | Mitigation | 0.95 | 45 | 0 | esc | 0.00097009 | 9.4278e-11 | 0.00097009 | 9.4278e-11 | 0.0029922 | 2.8777e-10 | 0.010025 | 2.351e-07
[120 empty] | 7.3.3.17.5 (Remote Grid) Updates to grid topology to minimize risk of ignition in HFTDs Remote GridWLDFRWire-to-wire contactAggregated | WLDFR | HFTD - Distribution - Tier 3 - 3QU CoRE ¦ 4QU LoRE | Non-Red Flag Warning - Destructive Fires | Wire-to-wire contact | Aggregated | 2034 | 9.7185e-08 | 223.3454 | 2.1706e-05 | 2034 | Mitigation | 0.95 | 45 | 0 | esc | 0.00097009 | 9.4278e-11 | 0.00097009 | 9.4278e-11 | 0.0029922 | 2.8777e-10 | 0.010025 | 2.351e-07
[120 empty] | 7.3.3.17.5 (Remote Grid) Updates to grid topology to minimize risk of ignition in HFTDs Remote GridWLDFRWire-to-wire contactAggregated | WLDFR | HFTD - Distribution - Tier 3 - 3QU CoRE ¦ 4QU LoRE | Non-Red Flag Warning - Destructive Fires | Wire-to-wire contact | Aggregated | 2035 | 9.7185e-08 | 223.3454 | 2.1706e-05 | 2035 | Mitigation | 0.95 | 45 | 0 | esc | 0.00097009 | 9.4278e-11 | 0.00097009 | 9.4278e-11 | 0.0029922 | 2.8777e-10 | 0.010025 | 2.351e-07
[120 empty] | 7.3.3.17.5 (Remote Grid) Updates to grid topology to minimize risk of ignition in HFTDs Remote GridWLDFRWire-to-wire contactAggregated | WLDFR | HFTD - Distribution - Tier 3 - 3QU CoRE ¦ 4QU LoRE | Non-Red Flag Warning - Destructive Fires | Wire-to-wire contact | Aggregated | 2036 | 9.7185e-08 | 223.3454 | 2.1706e-05 | 2036 | Mitigation | 0.95 | 45 | 0 | esc | 0.00097009 | 9.4278e-11 | 0.00097009 | 9.4278e-11 | 0.0029922 | 2.8777e-10 | 0.010025 | 2.351e-07
[120 empty] | 7.3.3.17.5 (Remote Grid) Updates to grid topology to minimize risk of ignition in HFTDs Remote GridWLDFRWire-to-wire contactAggregated | WLDFR | HFTD - Distribution - Tier 3 - 3QU CoRE ¦ 4QU LoRE | Non-Red Flag Warning - Destructive Fires | Wire-to-wire contact | Aggregated | 2037 | 9.7185e-08 | 223.3454 | 2.1706e-05 | 2037 | Mitigation | 0.95 | 45 | 0 | esc | 0.00097009 | 9.4278e-11 | 0.00097009 | 9.4278e-11 | 0.0029922 | 2.8777e-10 | 0.010025 | 2.351e-07
[120 empty] | 7.3.3.17.5 (Remote Grid) Updates to grid topology to minimize risk of ignition in HFTDs Remote GridWLDFRWire-to-wire contactAggregated | WLDFR | HFTD - Distribution - Tier 3 - 3QU CoRE ¦ 4QU LoRE | Non-Red Flag Warning - Destructive Fires | Wire-to-wire contact | Aggregated | 2038 | 9.7185e-08 | 223.3454 | 2.1706e-05 | 2038 | Mitigation | 0.95 | 45 | 0 | esc | 0.00097009 | 9.4278e-11 | 0.00097009 | 9.4278e-11 | 0.0029922 | 2.8777e-10 | 0.010025 | 2.351e-07
[120 empty] | 7.3.3.17.5 (Remote Grid) Updates to grid topology to minimize risk of ignition in HFTDs Remote GridWLDFRWire-to-wire contactAggregated | WLDFR | HFTD - Distribution - Tier 3 - 3QU CoRE ¦ 4QU LoRE | Non-Red Flag Warning - Destructive Fires | Wire-to-wire contact | Aggregated | 2039 | 9.7185e-08 | 223.3454 | 2.1706e-05 | 2039 | Mitigation | 0.95 | 45 | 0 | esc | 0.00097009 | 9.4278e-11 | 0.00097009 | 9.4278e-11 | 0.0029922 | 2.8777e-10 | 0.010025 | 2.351e-07
[120 empty] | 7.3.3.17.5 (Remote Grid) Updates to grid topology to minimize risk of ignition in HFTDs Remote GridWLDFRWire-to-wire contactAggregated | WLDFR | HFTD - Distribution - Tier 3 - 3QU CoRE ¦ 4QU LoRE | Non-Red Flag Warning - Destructive Fires | Wire-to-wire contact | Aggregated | 2040 | 9.7185e-08 | 223.3454 | 2.1706e-05 | 2040 | Mitigation | 0.95 | 45 | 0 | esc | 0.00097009 | 9.4278e-11 | 0.00097009 | 9.4278e-11 | 0.0029922 | 2.8777e-10 | 0.010025 | 2.351e-07
[120 empty] | 7.3.3.17.5 (Remote Grid) Updates to grid topology to minimize risk of ignition in HFTDs Remote GridWLDFRWire-to-wire contactAggregated | WLDFR | HFTD - Distribution - Tier 3 - 3QU CoRE ¦ 4QU LoRE | Non-Red Flag Warning - Destructive Fires | Wire-to-wire contact | Aggregated | 2041 | 9.7185e-08 | 223.3454 | 2.1706e-05 | 2041 | Mitigation | 0.95 | 45 | 0 | esc | 0.00097009 | 9.4278e-11 | 0.00097009 | 9.4278e-11 | 0.0029922 | 2.8777e-10 | 0.010025 | 2.351e-07
[120 empty] | 7.3.3.17.5 (Remote Grid) Updates to grid topology to minimize risk of ignition in HFTDs Remote GridWLDFRWire-to-wire contactAggregated | WLDFR | HFTD - Distribution - Tier 3 - 3QU CoRE ¦ 4QU LoRE | Non-Red Flag Warning - Destructive Fires | Wire-to-wire contact | Aggregated | 2042 | 9.7185e-08 | 223.3454 | 2.1706e-05 | 2042 | Mitigation | 0.95 | 45 | 0 | esc | 0.00097009 | 9.4278e-11 | 0.00097009 | 9.4278e-11 | 0.0029922 | 2.8777e-10 | 0.010025 | 2.351e-07
[120 empty] | 7.3.3.17.5 (Remote Grid) Updates to grid topology to minimize risk of ignition in HFTDs Remote GridWLDFRWire-to-wire contactAggregated | WLDFR | HFTD - Distribution - Tier 3 - 3QU CoRE ¦ 4QU LoRE | Non-Red Flag Warning - Destructive Fires | Wire-to-wire contact | Aggregated | 2043 | 9.7185e-08 | 223.3454 | 2.1706e-05 | 2043 | Mitigation | 0.95 | 45 | 0 | esc | 0.00097009 | 9.4278e-11 | 0.00097009 | 9.4278e-11 | 0.0029922 | 2.8777e-10 | 0.010025 | 2.351e-07
[120 empty] | 7.3.3.17.5 (Remote Grid) Updates to grid topology to minimize risk of ignition in HFTDs Remote GridWLDFRWire-to-wire contactAggregated | WLDFR | HFTD - Distribution - Tier 3 - 3QU CoRE ¦ 4QU LoRE | Non-Red Flag Warning - Destructive Fires | Wire-to-wire contact | Aggregated | 2044 | 9.7185e-08 | 223.3454 | 2.1706e-05 | 2044 | Mitigation | 0.95 | 45 | 0 | esc | 0.00097009 | 9.4278e-11 | 0.00097009 | 9.4278e-11 | 0.0029922 | 2.8777e-10 | 0 | 0
[120 empty] | 7.3.3.17.5 (Remote Grid) Updates to grid topology to minimize risk of ignition in HFTDs Remote GridWLDFRWire-to-wire contactAggregated | WLDFR | HFTD - Distribution - Tier 3 - 3QU CoRE ¦ 4QU LoRE | Non-Red Flag Warning - Destructive Fires | Wire-to-wire contact | Aggregated | 2045 | 9.7185e-08 | 223.3454 | 2.1706e-05 | 2045 | Mitigation | 0.95 | 45 | 0 | esc | 0.00097009 | 9.4278e-11 | 0.00097009 | 9.4278e-11 | 0.0029922 | 2.8777e-10 | 0 | 0
[120 empty] | 7.3.3.17.5 (Remote Grid) Updates to grid topology to minimize risk of ignition in HFTDs Remote GridWLDFRWire-to-wire contactAggregated | WLDFR | HFTD - Distribution - Tier 3 - 3QU CoRE ¦ 4QU LoRE | Non-Red Flag Warning - Destructive Fires | Wire-to-wire contact | Aggregated | 2046 | 9.7185e-08 | 223.3454 | 2.1706e-05 | 2046 | Mitigation | 0.95 | 45 | 0 | esc | 0.00097009 | 9.4278e-11 | 0.00097009 | 9.4278e-11 | 0.0029922 | 2.8777e-10 | 0.0094681 | 7.5796e-07
[120 empty] | 7.3.3.17.5 (Remote Grid) Updates to grid topology to minimize risk of ignition in HFTDs Remote GridWLDFRWire-to-wire contactAggregated | WLDFR | HFTD - Distribution - Tier 3 - 3QU CoRE ¦ 4QU LoRE | Non-Red Flag Warning - Destructive Fires | Wire-to-wire contact | Aggregated | 2047 | 9.7185e-08 | 223.3454 | 2.1706e-05 | 2047 | Mitigation | 0.95 | 45 | 0 | esc | 0.00097009 | 9.4278e-11 | 0.00097009 | 9.4278e-11 | 0.0029922 | 2.8777e-10 | 0.0094681 | 7.5796e-07
[120 empty] | 7.3.3.17.5 (Remote Grid) Updates to grid topology to minimize risk of ignition in HFTDs Remote GridWLDFRWire-to-wire contactAggregated | WLDFR | HFTD - Distribution - Tier 3 - 3QU CoRE ¦ 4QU LoRE | Non-Red Flag Warning - Destructive Fires | Wire-to-wire contact | Aggregated | 2048 | 9.7185e-08 | 223.3454 | 2.1706e-05 | 2048 | Mitigation | 0.95 | 45 | 0 | esc | 0.00097009 | 9.4278e-11 | 0.00097009 | 9.4278e-11 | 0.0029922 | 2.8777e-10 | 0.0094681 | 7.5796e-07
[120 empty] | 7.3.3.17.5 (Remote Grid) Updates to grid topology to minimize risk of ignition in HFTDs Remote GridWLDFRWire-to-wire contactAggregated | WLDFR | HFTD - Distribution - Tier 3 - 3QU CoRE ¦ 4QU LoRE | Non-Red Flag Warning - Destructive Fires | Wire-to-wire contact | Aggregated | 2049 | 9.7185e-08 | 223.3454 | 2.1706e-05 | 2049 | Mitigation | 0.95 | 45 | 0 | esc | 0.00097009 | 9.4278e-11 | 0.00097009 | 9.4278e-11 | 0.0029922 | 2.8777e-10 | 0.0094681 | 7.5796e-07
[120 empty] | 7.3.3.17.5 (Remote Grid) Updates to grid topology to minimize risk of ignition in HFTDs Remote GridWLDFRWire-to-wire contactAggregated | WLDFR | HFTD - Distribution - Tier 3 - 3QU CoRE ¦ 4QU LoRE | Non-Red Flag Warning - Destructive Fires | Wire-to-wire contact | Aggregated | 2050 | 9.7185e-08 | 223.3454 | 2.1706e-05 | 2050 | Mitigation | 0.95 | 45 | 0 | esc | 0.00097009 | 9.4278e-11 | 0.00097009 | 9.4278e-11 | 0.0029922 | 2.8777e-10 | 0.0094681 | 7.5796e-07
[120 empty] | 7.3.3.17.5 (Remote Grid) Updates to grid topology to minimize risk of ignition in HFTDs Remote GridWLDFRWire-to-wire contactAggregated | WLDFR | HFTD - Distribution - Tier 3 - 3QU CoRE ¦ 4QU LoRE | Non-Red Flag Warning - Destructive Fires | Wire-to-wire contact | Aggregated | 2051 | 9.7185e-08 | 223.3454 | 2.1706e-05 | 2051 | Mitigation | 0.95 | 45 | 0 | esc | 0.00097009 | 9.4278e-11 | 0.00097009 | 9.4278e-11 | 0.0029922 | 2.8777e-10 | 0.0094681 | 7.5796e-07
[120 empty] | 7.3.3.17.5 (Remote Grid) Updates to grid topology to minimize risk of ignition in HFTDs Remote GridWLDFRWire-to-wire contactAggregated | WLDFR | HFTD - Distribution - Tier 3 - 3QU CoRE ¦ 4QU LoRE | Non-Red Flag Warning - Destructive Fires | Wire-to-wire contact | Aggregated | 2052 | 9.7185e-08 | 223.3454 | 2.1706e-05 | 2052 | Mitigation | 0.95 | 45 | 0 | esc | 0.00097009 | 9.4278e-11 | 0.00097009 | 9.4278e-11 | 0.0029922 | 2.8777e-10 | 0.0094681 | 7.5796e-07
[120 empty] | 7.3.3.17.5 (Remote Grid) Updates to grid topology to minimize risk of ignition in HFTDs Remote GridWLDFRWire-to-wire contactAggregated | WLDFR | HFTD - Distribution - Tier 3 - 3QU CoRE ¦ 4QU LoRE | Non-Red Flag Warning - Destructive Fires | Wire-to-wire contact | Aggregated | 2053 | 9.7185e-08 | 223.3454 | 2.1706e-05 | 2053 | Mitigation | 0.95 | 45 | 0 | esc | 0.00097009 | 9.4278e-11 | 0.00097009 | 9.4278e-11 | 0.0029922 | 2.8777e-10 | 0.0094681 | 7.5796e-07
[120 empty] | 7.3.3.17.5 (Remote Grid) Updates to grid topology to minimize risk of ignition in HFTDs Remote GridWLDFRWire-to-wire contactAggregated | WLDFR | HFTD - Distribution - Tier 3 - 3QU CoRE ¦ 4QU LoRE | Non-Red Flag Warning - Destructive Fires | Wire-to-wire contact | Aggregated | 2054 | 9.7185e-08 | 223.3454 | 2.1706e-05 | 2054 | Mitigation | 0.95 | 45 | 0 | esc | 0.00097009 | 9.4278e-11 | 0.00097009 | 9.4278e-11 | 0.0029922 | 2.8777e-10 | 0.0094681 | 7.5796e-07
[120 empty] | 7.3.3.17.5 (Remote Grid) Updates to grid topology to minimize risk of ignition in HFTDs Remote GridWLDFRWire-to-wire contactAggregated | WLDFR | HFTD - Distribution - Tier 3 - 3QU CoRE ¦ 4QU LoRE | Non-Red Flag Warning - Destructive Fires | Wire-to-wire contact | Aggregated | 2055 | 9.7185e-08 | 223.3454 | 2.1706e-05 | 2055 | Mitigation | 0.95 | 45 | 0 | esc | 0.00097009 | 9.4278e-11 | 0.00097009 | 9.4278e-11 | 0.0029922 | 2.8777e-10 | 0.0094681 | 7.5796e-07
[120 empty] | 7.3.3.17.5 (Remote Grid) Updates to grid topology to minimize risk of ignition in HFTDs Remote GridWLDFRWire-to-wire contactAggregated | WLDFR | HFTD - Distribution - Tier 3 - 3QU CoRE ¦ 4QU LoRE | Non-Red Flag Warning - Destructive Fires | Wire-to-wire contact | Aggregated | 2056 | 9.7185e-08 | 223.3454 | 2.1706e-05 | 2056 | Mitigation | 0.95 | 45 | 0 | esc | 0.00097009 | 9.4278e-11 | 0.00097009 | 9.4278e-11 | 0.0029922 | 2.8777e-10 | 0.0094681 | 7.5796e-07
[120 empty] | 7.3.3.17.5 (Remote Grid) Updates to grid topology to minimize risk of ignition in HFTDs Remote GridWLDFRWire-to-wire contactAggregated | WLDFR | HFTD - Distribution - Tier 3 - 3QU CoRE ¦ 4QU LoRE | Non-Red Flag Warning - Destructive Fires | Wire-to-wire contact | Aggregated | 2057 | 9.7185e-08 | 223.3454 | 2.1706e-05 | 2057 | Mitigation | 0.95 | 45 | 0 | esc | 0.00097009 | 9.4278e-11 | 0.00097009 | 9.4278e-11 | 0.0029922 | 2.8777e-10 | 0.0094681 | 7.5796e-07
[120 empty] | 7.3.3.17.5 (Remote Grid) Updates to grid topology to minimize risk of ignition in HFTDs Remote GridWLDFRWire-to-wire contactAggregated | WLDFR | HFTD - Distribution - Tier 3 - 3QU CoRE ¦ 4QU LoRE | Non-Red Flag Warning - Destructive Fires | Wire-to-wire contact | Aggregated | 2058 | 9.7185e-08 | 223.3454 | 2.1706e-05 | 2058 | Mitigation | 0.95 | 45 | 0 | esc | 0.00097009 | 9.4278e-11 | 0.00097009 | 9.4278e-11 | 0.0029922 | 2.8777e-10 | 0.0094681 | 7.5796e-07
[120 empty] | 7.3.3.17.5 (Remote Grid) Updates to grid topology to minimize risk of ignition in HFTDs Remote GridWLDFRWire-to-wire contactAggregated | WLDFR | HFTD - Distribution - Tier 3 - 3QU CoRE ¦ 4QU LoRE | Non-Red Flag Warning - Destructive Fires | Wire-to-wire contact | Aggregated | 2059 | 9.7185e-08 | 223.3454 | 2.1706e-05 | 2059 | Mitigation | 0.95 | 45 | 0 | esc | 0.00097009 | 9.4278e-11 | 0.00097009 | 9.4278e-11 | 0.0029922 | 2.8777e-10 | 0.0094681 | 7.5796e-07
[120 empty] | 7.3.3.17.5 (Remote Grid) Updates to grid topology to minimize risk of ignition in HFTDs Remote GridWLDFRWire-to-wire contactAggregated | WLDFR | HFTD - Distribution - Tier 3 - 3QU CoRE ¦ 4QU LoRE | Non-Red Flag Warning - Destructive Fires | Wire-to-wire contact | Aggregated | 2060 | 9.7185e-08 | 223.3454 | 2.1706e-05 | 2060 | Mitigation | 0.95 | 45 | 0 | esc | 0.00097009 | 9.4278e-11 | 0.00097009 | 9.4278e-11 | 0.0029922 | 2.8777e-10 | 0.0094681 | 7.5796e-07
[120 empty] | 7.3.3.17.5 (Remote Grid) Updates to grid topology to minimize risk of ignition in HFTDs Remote GridWLDFRWire-to-wire contactAggregated | WLDFR | HFTD - Distribution - Tier 3 - 3QU CoRE ¦ 4QU LoRE | Non-Red Flag Warning - Destructive Fires | Wire-to-wire contact | Aggregated | 2061 | 9.7185e-08 | 223.3454 | 2.1706e-05 | 2061 | Mitigation | 0.95 | 45 | 0 | esc | 0.00097009 | 9.4278e-11 | 0.00097009 | 9.4278e-11 | 0.0029922 | 2.8777e-10 | 0.0094681 | 7.5796e-07
[120 empty] | 7.3.3.17.5 (Remote Grid) Updates to grid topology to minimize risk of ignition in HFTDs Remote GridWLDFRWire-to-wire contactAggregated | WLDFR | HFTD - Distribution - Tier 3 - 3QU CoRE ¦ 4QU LoRE | Non-Red Flag Warning - Destructive Fires | Wire-to-wire contact | Aggregated | 2062 | 9.7185e-08 | 223.3454 | 2.1706e-05 | 2062 | Mitigation | 0.95 | 45 | 0 | esc | 0.00097009 | 9.4278e-11 | 0.00097009 | 9.4278e-11 | 0.0029922 | 2.8777e-10 | 0.0094681 | 7.5796e-07
[120 empty] | 7.3.3.17.5 (Remote Grid) Updates to grid topology to minimize risk of ignition in HFTDs Remote GridWLDFRWire-to-wire contactAggregated | WLDFR | HFTD - Distribution - Tier 3 - 3QU CoRE ¦ 4QU LoRE | Non-Red Flag Warning - Destructive Fires | Wire-to-wire contact | Aggregated | 2063 | 9.7185e-08 | 223.3454 | 2.1706e-05 | 2063 | Mitigation | 0.95 | 45 | 0 | esc | 0.00097009 | 9.4278e-11 | 0.00097009 | 9.4278e-11 | 0.0029922 | 2.8777e-10 | 0.0094681 | 7.5796e-07
[120 empty] | 7.3.3.17.5 (Remote Grid) Updates to grid topology to minimize risk of ignition in HFTDs Remote GridWLDFRWire-to-wire contactAggregated | WLDFR | HFTD - Distribution - Tier 3 - 3QU CoRE ¦ 4QU LoRE | Non-Red Flag Warning - Destructive Fires | Wire-to-wire contact | Aggregated | 2064 | 9.7185e-08 | 223.3454 | 2.1706e-05 | 2064 | Mitigation | 0.95 | 45 | 0 | esc | 0.00097009 | 9.4278e-11 | 0.00097009 | 9.4278e-11 | 0.0029922 | 2.8777e-10 | 0.0094681 | 7.5796e-07
[120 empty] | 7.3.3.17.5 (Remote Grid) Updates to grid topology to minimize risk of ignition in HFTDs Remote GridWLDFRWire-to-wire contactAggregated | WLDFR | HFTD - Distribution - Tier 3 - 3QU CoRE ¦ 4QU LoRE | Non-Red Flag Warning - Destructive Fires | Wire-to-wire contact | Aggregated | 2065 | 9.7185e-08 | 223.3454 | 2.1706e-05 | 2065 | Mitigation | 0.95 | 45 | 0 | esc | 0.00097009 | 9.4278e-11 | 0.00097009 | 9.4278e-11 | 0.0029922 | 2.8777e-10 | 0.0094681 | 7.5796e-07
[120 empty] | 7.3.3.17.5 (Remote Grid) Updates to grid topology to minimize risk of ignition in HFTDs Remote GridWLDFRWire-to-wire contactAggregated | WLDFR | HFTD - Distribution - Tier 3 - 3QU CoRE ¦ 4QU LoRE | Non-Red Flag Warning - Destructive Fires | Wire-to-wire contact | Aggregated | 2066 | 9.7185e-08 | 223.3454 | 2.1706e-05 | 2066 | Mitigation | 0.95 | 45 | 0 | esc | 0.00097009 | 9.4278e-11 | 0.00097009 | 9.4278e-11 | 0.0029922 | 2.8777e-10 | 0.0094681 | 7.5796e-07
[120 empty] | 7.3.3.17.5 (Remote Grid) Updates to grid topology to minimize risk of ignition in HFTDs Remote GridWLDFRWire-to-wire contactAggregated | WLDFR | HFTD - Distribution - Tier 3 - 3QU CoRE ¦ 4QU LoRE | Non-Red Flag Warning - Destructive Fires | Wire-to-wire contact | Aggregated | 2067 | 9.7185e-08 | 223.3454 | 2.1706e-05 | 2067 | Mitigation | 0.95 | 45 | 0 | esc | 0 | 0 | 0.00097009 | 9.4278e-11 | 0.0029922 | 2.8777e-10 | 0.0094681 | 7.5796e-07
[120 empty] | 7.3.3.17.5 (Remote Grid) Updates to grid topology to minimize risk of ignition in HFTDs Remote GridWLDFRContact from objectAggregated | WLDFR | HFTD - Distribution - Tier 3 - 3QU CoRE ¦ 4QU LoRE | Non-Red Flag Warning - Large Fires | Contact from object | Aggregated | 2022 | 1.4196e-06 | 223.3454 | 0.00031707 | 2022 | Mitigation | 0.95 | 45 | 0 | esc | 0.00097009 | 1.3772e-09 | 0 | 0 | 0.0029922 | 2.8777e-10 | 0.0094681 | 7.5796e-07
[120 empty] | 7.3.3.17.5 (Remote Grid) Updates to grid topology to minimize risk of ignition in HFTDs Remote GridWLDFRContact from objectAggregated | WLDFR | HFTD - Distribution - Tier 3 - 3QU CoRE ¦ 4QU LoRE | Non-Red Flag Warning - Large Fires | Contact from object | Aggregated | 2023 | 1.4196e-06 | 223.3454 | 0.00031707 | 2023 | Mitigation | 0.95 | 45 | 0 | esc | 0.00097009 | 1.3772e-09 | 0.00097009 | 1.3772e-09 | 0.0029922 | 2.8777e-10 | 0.0094681 | 7.5796e-07
[120 empty] | 7.3.3.17.5 (Remote Grid) Updates to grid topology to minimize risk of ignition in HFTDs Remote GridWLDFRContact from objectAggregated | WLDFR | HFTD - Distribution - Tier 3 - 3QU CoRE ¦ 4QU LoRE | Non-Red Flag Warning - Large Fires | Contact from object | Aggregated | 2024 | 1.4196e-06 | 223.3454 | 0.00031707 | 2024 | Mitigation | 0.95 | 45 | 0 | esc | 0.00097009 | 1.3772e-09 | 0.00097009 | 1.3772e-09 | 0 | 0 | 0.0094681 | 7.5796e-07
[120 empty] | 7.3.3.17.5 (Remote Grid) Updates to grid topology to minimize risk of ignition in HFTDs Remote GridWLDFRContact from objectAggregated | WLDFR | HFTD - Distribution - Tier 3 - 3QU CoRE ¦ 4QU LoRE | Non-Red Flag Warning - Large Fires | Contact from object | Aggregated | 2025 | 1.4196e-06 | 223.3454 | 0.00031707 | 2025 | Mitigation | 0.95 | 45 | 0 | esc | 0.00097009 | 1.3772e-09 | 0.00097009 | 1.3772e-09 | 0.0029922 | 3.5946e-10 | 0.0094681 | 7.5796e-07
[120 empty] | 7.3.3.17.5 (Remote Grid) Updates to grid topology to minimize risk of ignition in HFTDs Remote GridWLDFRContact from objectAggregated | WLDFR | HFTD - Distribution - Tier 3 - 3QU CoRE ¦ 4QU LoRE | Non-Red Flag Warning - Large Fires | Contact from object | Aggregated | 2026 | 1.4196e-06 | 223.3454 | 0.00031707 | 2026 | Mitigation | 0.95 | 45 | 0 | esc | 0.00097009 | 1.3772e-09 | 0.00097009 | 1.3772e-09 | 0.0029922 | 3.5946e-10 | 0.0094681 | 7.5796e-07
[120 empty] | 7.3.3.17.5 (Remote Grid) Updates to grid topology to minimize risk of ignition in HFTDs Remote GridWLDFRContact from objectAggregated | WLDFR | HFTD - Distribution - Tier 3 - 3QU CoRE ¦ 4QU LoRE | Non-Red Flag Warning - Large Fires | Contact from object | Aggregated | 2027 | 1.4196e-06 | 223.3454 | 0.00031707 | 2027 | Mitigation | 0.95 | 45 | 0 | esc | 0.00097009 | 1.3772e-09 | 0.00097009 | 1.3772e-09 | 0.0029922 | 3.5946e-10 | 0.0094681 | 7.5796e-07
[120 empty] | 7.3.3.17.5 (Remote Grid) Updates to grid topology to minimize risk of ignition in HFTDs Remote GridWLDFRContact from objectAggregated | WLDFR | HFTD - Distribution - Tier 3 - 3QU CoRE ¦ 4QU LoRE | Non-Red Flag Warning - Large Fires | Contact from object | Aggregated | 2028 | 1.4196e-06 | 223.3454 | 0.00031707 | 2028 | Mitigation | 0.95 | 45 | 0 | esc | 0.00097009 | 1.3772e-09 | 0.00097009 | 1.3772e-09 | 0.0029922 | 3.5946e-10 | 0.0094681 | 7.5796e-07
[120 empty] | 7.3.3.17.5 (Remote Grid) Updates to grid topology to minimize risk of ignition in HFTDs Remote GridWLDFRContact from objectAggregated | WLDFR | HFTD - Distribution - Tier 3 - 3QU CoRE ¦ 4QU LoRE | Non-Red Flag Warning - Large Fires | Contact from object | Aggregated | 2029 | 1.4196e-06 | 223.3454 | 0.00031707 | 2029 | Mitigation | 0.95 | 45 | 0 | esc | 0.00097009 | 1.3772e-09 | 0.00097009 | 1.3772e-09 | 0.0029922 | 3.5946e-10 | 0.0094681 | 7.5796e-07
[120 empty] | 7.3.3.17.5 (Remote Grid) Updates to grid topology to minimize risk of ignition in HFTDs Remote GridWLDFRContact from objectAggregated | WLDFR | HFTD - Distribution - Tier 3 - 3QU CoRE ¦ 4QU LoRE | Non-Red Flag Warning - Large Fires | Contact from object | Aggregated | 2030 | 1.4196e-06 | 223.3454 | 0.00031707 | 2030 | Mitigation | 0.95 | 45 | 0 | esc | 0.00097009 | 1.3772e-09 | 0.00097009 | 1.3772e-09 | 0.0029922 | 3.5946e-10 | 0 | 0
[120 empty] | 7.3.3.17.5 (Remote Grid) Updates to grid topology to minimize risk of ignition in HFTDs Remote GridWLDFRContact from objectAggregated | WLDFR | HFTD - Distribution - Tier 3 - 3QU CoRE ¦ 4QU LoRE | Non-Red Flag Warning - Large Fires | Contact from object | Aggregated | 2031 | 1.4196e-06 | 223.3454 | 0.00031707 | 2031 | Mitigation | 0.95 | 45 | 0 | esc | 0.00097009 | 1.3772e-09 | 0.00097009 | 1.3772e-09 | 0.0029922 | 3.5946e-10 | 0 | 0
[120 empty] | 7.3.3.17.5 (Remote Grid) Updates to grid topology to minimize risk of ignition in HFTDs Remote GridWLDFRContact from objectAggregated | WLDFR | HFTD - Distribution - Tier 3 - 3QU CoRE ¦ 4QU LoRE | Non-Red Flag Warning - Large Fires | Contact from object | Aggregated | 2032 | 1.4196e-06 | 223.3454 | 0.00031707 | 2032 | Mitigation | 0.95 | 45 | 0 | esc | 0.00097009 | 1.3772e-09 | 0.00097009 | 1.3772e-09 | 0.0029922 | 3.5946e-10 | 0.010598 | 3.9364e-08
[120 empty] | 7.3.3.17.5 (Remote Grid) Updates to grid topology to minimize risk of ignition in HFTDs Remote GridWLDFRContact from objectAggregated | WLDFR | HFTD - Distribution - Tier 3 - 3QU CoRE ¦ 4QU LoRE | Non-Red Flag Warning - Large Fires | Contact from object | Aggregated | 2033 | 1.4196e-06 | 223.3454 | 0.00031707 | 2033 | Mitigation | 0.95 | 45 | 0 | esc | 0.00097009 | 1.3772e-09 | 0.00097009 | 1.3772e-09 | 0.0029922 | 3.5946e-10 | 0.010598 | 3.9364e-08
[120 empty] | 7.3.3.17.5 (Remote Grid) Updates to grid topology to minimize risk of ignition in HFTDs Remote GridWLDFRContact from objectAggregated | WLDFR | HFTD - Distribution - Tier 3 - 3QU CoRE ¦ 4QU LoRE | Non-Red Flag Warning - Large Fires | Contact from object | Aggregated | 2034 | 1.4196e-06 | 223.3454 | 0.00031707 | 2034 | Mitigation | 0.95 | 45 | 0 | esc | 0.00097009 | 1.3772e-09 | 0.00097009 | 1.3772e-09 | 0.0029922 | 3.5946e-10 | 0.010598 | 3.9364e-08
[120 empty] | 7.3.3.17.5 (Remote Grid) Updates to grid topology to minimize risk of ignition in HFTDs Remote GridWLDFRContact from objectAggregated | WLDFR | HFTD - Distribution - Tier 3 - 3QU CoRE ¦ 4QU LoRE | Non-Red Flag Warning - Large Fires | Contact from object | Aggregated | 2035 | 1.4196e-06 | 223.3454 | 0.00031707 | 2035 | Mitigation | 0.95 | 45 | 0 | esc | 0.00097009 | 1.3772e-09 | 0.00097009 | 1.3772e-09 | 0.0029922 | 3.5946e-10 | 0.010598 | 3.9364e-08
[120 empty] | 7.3.3.17.5 (Remote Grid) Updates to grid topology to minimize risk of ignition in HFTDs Remote GridWLDFRContact from objectAggregated | WLDFR | HFTD - Distribution - Tier 3 - 3QU CoRE ¦ 4QU LoRE | Non-Red Flag Warning - Large Fires | Contact from object | Aggregated | 2036 | 1.4196e-06 | 223.3454 | 0.00031707 | 2036 | Mitigation | 0.95 | 45 | 0 | esc | 0.00097009 | 1.3772e-09 | 0.00097009 | 1.3772e-09 | 0.0029922 | 3.5946e-10 | 0.010598 | 3.9364e-08
[120 empty] | 7.3.3.17.5 (Remote Grid) Updates to grid topology to minimize risk of ignition in HFTDs Remote GridWLDFRContact from objectAggregated | WLDFR | HFTD - Distribution - Tier 3 - 3QU CoRE ¦ 4QU LoRE | Non-Red Flag Warning - Large Fires | Contact from object | Aggregated | 2037 | 1.4196e-06 | 223.3454 | 0.00031707 | 2037 | Mitigation | 0.95 | 45 | 0 | esc | 0.00097009 | 1.3772e-09 | 0.00097009 | 1.3772e-09 | 0.0029922 | 3.5946e-10 | 0.010598 | 3.9364e-08
[120 empty] | 7.3.3.17.5 (Remote Grid) Updates to grid topology to minimize risk of ignition in HFTDs Remote GridWLDFRContact from objectAggregated | WLDFR | HFTD - Distribution - Tier 3 - 3QU CoRE ¦ 4QU LoRE | Non-Red Flag Warning - Large Fires | Contact from object | Aggregated | 2038 | 1.4196e-06 | 223.3454 | 0.00031707 | 2038 | Mitigation | 0.95 | 45 | 0 | esc | 0.00097009 | 1.3772e-09 | 0.00097009 | 1.3772e-09 | 0.0029922 | 3.5946e-10 | 0.010598 | 3.9364e-08
[120 empty] | 7.3.3.17.5 (Remote Grid) Updates to grid topology to minimize risk of ignition in HFTDs Remote GridWLDFRContact from objectAggregated | WLDFR | HFTD - Distribution - Tier 3 - 3QU CoRE ¦ 4QU LoRE | Non-Red Flag Warning - Large Fires | Contact from object | Aggregated | 2039 | 1.4196e-06 | 223.3454 | 0.00031707 | 2039 | Mitigation | 0.95 | 45 | 0 | esc | 0.00097009 | 1.3772e-09 | 0.00097009 | 1.3772e-09 | 0.0029922 | 3.5946e-10 | 0.010598 | 3.9364e-08
[120 empty] | 7.3.3.17.5 (Remote Grid) Updates to grid topology to minimize risk of ignition in HFTDs Remote GridWLDFRContact from objectAggregated | WLDFR | HFTD - Distribution - Tier 3 - 3QU CoRE ¦ 4QU LoRE | Non-Red Flag Warning - Large Fires | Contact from object | Aggregated | 2040 | 1.4196e-06 | 223.3454 | 0.00031707 | 2040 | Mitigation | 0.95 | 45 | 0 | esc | 0.00097009 | 1.3772e-09 | 0.00097009 | 1.3772e-09 | 0.0029922 | 3.5946e-10 | 0.010598 | 3.9364e-08
[120 empty] | 7.3.3.17.5 (Remote Grid) Updates to grid topology to minimize risk of ignition in HFTDs Remote GridWLDFRContact from objectAggregated | WLDFR | HFTD - Distribution - Tier 3 - 3QU CoRE ¦ 4QU LoRE | Non-Red Flag Warning - Large Fires | Contact from object | Aggregated | 2041 | 1.4196e-06 | 223.3454 | 0.00031707 | 2041 | Mitigation | 0.95 | 45 | 0 | esc | 0.00097009 | 1.3772e-09 | 0.00097009 | 1.3772e-09 | 0.0029922 | 3.5946e-10 | 0.010598 | 3.9364e-08
[120 empty] | 7.3.3.17.5 (Remote Grid) Updates to grid topology to minimize risk of ignition in HFTDs Remote GridWLDFRContact from objectAggregated | WLDFR | HFTD - Distribution - Tier 3 - 3QU CoRE ¦ 4QU LoRE | Non-Red Flag Warning - Large Fires | Contact from object | Aggregated | 2042 | 1.4196e-06 | 223.3454 | 0.00031707 | 2042 | Mitigation | 0.95 | 45 | 0 | esc | 0.00097009 | 1.3772e-09 | 0.00097009 | 1.3772e-09 | 0.0029922 | 3.5946e-10 | 0.010598 | 3.9364e-08
[120 empty] | 7.3.3.17.5 (Remote Grid) Updates to grid topology to minimize risk of ignition in HFTDs Remote GridWLDFRContact from objectAggregated | WLDFR | HFTD - Distribution - Tier 3 - 3QU CoRE ¦ 4QU LoRE | Non-Red Flag Warning - Large Fires | Contact from object | Aggregated | 2043 | 1.4196e-06 | 223.3454 | 0.00031707 | 2043 | Mitigation | 0.95 | 45 | 0 | esc | 0.00097009 | 1.3772e-09 | 0.00097009 | 1.3772e-09 | 0.0029922 | 3.5946e-10 | 0.010598 | 3.9364e-08
[120 empty] | 7.3.3.17.5 (Remote Grid) Updates to grid topology to minimize risk of ignition in HFTDs Remote GridWLDFRContact from objectAggregated | WLDFR | HFTD - Distribution - Tier 3 - 3QU CoRE ¦ 4QU LoRE | Non-Red Flag Warning - Large Fires | Contact from object | Aggregated | 2044 | 1.4196e-06 | 223.3454 | 0.00031707 | 2044 | Mitigation | 0.95 | 45 | 0 | esc | 0.00097009 | 1.3772e-09 | 0.00097009 | 1.3772e-09 | 0.0029922 | 3.5946e-10 | 0.010598 | 3.9364e-08
[120 empty] | 7.3.3.17.5 (Remote Grid) Updates to grid topology to minimize risk of ignition in HFTDs Remote GridWLDFRContact from objectAggregated | WLDFR | HFTD - Distribution - Tier 3 - 3QU CoRE ¦ 4QU LoRE | Non-Red Flag Warning - Large Fires | Contact from object | Aggregated | 2045 | 1.4196e-06 | 223.3454 | 0.00031707 | 2045 | Mitigation | 0.95 | 45 | 0 | esc | 0.00097009 | 1.3772e-09 | 0.00097009 | 1.3772e-09 | 0.0029922 | 3.5946e-10 | 0.010598 | 3.9364e-08
[120 empty] | 7.3.3.17.5 (Remote Grid) Updates to grid topology to minimize risk of ignition in HFTDs Remote GridWLDFRContact from objectAggregated | WLDFR | HFTD - Distribution - Tier 3 - 3QU CoRE ¦ 4QU LoRE | Non-Red Flag Warning - Large Fires | Contact from object | Aggregated | 2046 | 1.4196e-06 | 223.3454 | 0.00031707 | 2046 | Mitigation | 0.95 | 45 | 0 | esc | 0.00097009 | 1.3772e-09 | 0.00097009 | 1.3772e-09 | 0.0029922 | 3.5946e-10 | 0.010598 | 3.9364e-08
[120 empty] | 7.3.3.17.5 (Remote Grid) Updates to grid topology to minimize risk of ignition in HFTDs Remote GridWLDFRContact from objectAggregated | WLDFR | HFTD - Distribution - Tier 3 - 3QU CoRE ¦ 4QU LoRE | Non-Red Flag Warning - Large Fires | Contact from object | Aggregated | 2047 | 1.4196e-06 | 223.3454 | 0.00031707 | 2047 | Mitigation | 0.95 | 45 | 0 | esc | 0.00097009 | 1.3772e-09 | 0.00097009 | 1.3772e-09 | 0.0029922 | 3.5946e-10 | 0.010598 | 3.9364e-08
[120 empty] | 7.3.3.17.5 (Remote Grid) Updates to grid topology to minimize risk of ignition in HFTDs Remote GridWLDFRContact from objectAggregated | WLDFR | HFTD - Distribution - Tier 3 - 3QU CoRE ¦ 4QU LoRE | Non-Red Flag Warning - Large Fires | Contact from object | Aggregated | 2048 | 1.4196e-06 | 223.3454 | 0.00031707 | 2048 | Mitigation | 0.95 | 45 | 0 | esc | 0.00097009 | 1.3772e-09 | 0.00097009 | 1.3772e-09 | 0.0029922 | 3.5946e-10 | 0.010598 | 3.9364e-08
[120 empty] | 7.3.3.17.5 (Remote Grid) Updates to grid topology to minimize risk of ignition in HFTDs Remote GridWLDFRContact from objectAggregated | WLDFR | HFTD - Distribution - Tier 3 - 3QU CoRE ¦ 4QU LoRE | Non-Red Flag Warning - Large Fires | Contact from object | Aggregated | 2049 | 1.4196e-06 | 223.3454 | 0.00031707 | 2049 | Mitigation | 0.95 | 45 | 0 | esc | 0.00097009 | 1.3772e-09 | 0.00097009 | 1.3772e-09 | 0.0029922 | 3.5946e-10 | 0.010598 | 3.9364e-08
[120 empty] | 7.3.3.17.5 (Remote Grid) Updates to grid topology to minimize risk of ignition in HFTDs Remote GridWLDFRContact from objectAggregated | WLDFR | HFTD - Distribution - Tier 3 - 3QU CoRE ¦ 4QU LoRE | Non-Red Flag Warning - Large Fires | Contact from object | Aggregated | 2050 | 1.4196e-06 | 223.3454 | 0.00031707 | 2050 | Mitigation | 0.95 | 45 | 0 | esc | 0.00097009 | 1.3772e-09 | 0.00097009 | 1.3772e-09 | 0.0029922 | 3.5946e-10 | 0.010598 | 3.9364e-08
[120 empty] | 7.3.3.17.5 (Remote Grid) Updates to grid topology to minimize risk of ignition in HFTDs Remote GridWLDFRContact from objectAggregated | WLDFR | HFTD - Distribution - Tier 3 - 3QU CoRE ¦ 4QU LoRE | Non-Red Flag Warning - Large Fires | Contact from object | Aggregated | 2051 | 1.4196e-06 | 223.3454 | 0.00031707 | 2051 | Mitigation | 0.95 | 45 | 0 | esc | 0.00097009 | 1.3772e-09 | 0.00097009 | 1.3772e-09 | 0.0029922 | 3.5946e-10 | 0.010598 | 3.9364e-08
[120 empty] | 7.3.3.17.5 (Remote Grid) Updates to grid topology to minimize risk of ignition in HFTDs Remote GridWLDFRContact from objectAggregated | WLDFR | HFTD - Distribution - Tier 3 - 3QU CoRE ¦ 4QU LoRE | Non-Red Flag Warning - Large Fires | Contact from object | Aggregated | 2052 | 1.4196e-06 | 223.3454 | 0.00031707 | 2052 | Mitigation | 0.95 | 45 | 0 | esc | 0.00097009 | 1.3772e-09 | 0.00097009 | 1.3772e-09 | 0.0029922 | 3.5946e-10 | 0.010598 | 3.9364e-08
[120 empty] | 7.3.3.17.5 (Remote Grid) Updates to grid topology to minimize risk of ignition in HFTDs Remote GridWLDFRContact from objectAggregated | WLDFR | HFTD - Distribution - Tier 3 - 3QU CoRE ¦ 4QU LoRE | Non-Red Flag Warning - Large Fires | Contact from object | Aggregated | 2053 | 1.4196e-06 | 223.3454 | 0.00031707 | 2053 | Mitigation | 0.95 | 45 | 0 | esc | 0.00097009 | 1.3772e-09 | 0.00097009 | 1.3772e-09 | 0.0029922 | 3.5946e-10 | 0.010598 | 3.9364e-08
[120 empty] | 7.3.3.17.5 (Remote Grid) Updates to grid topology to minimize risk of ignition in HFTDs Remote GridWLDFRContact from objectAggregated | WLDFR | HFTD - Distribution - Tier 3 - 3QU CoRE ¦ 4QU LoRE | Non-Red Flag Warning - Large Fires | Contact from object | Aggregated | 2054 | 1.4196e-06 | 223.3454 | 0.00031707 | 2054 | Mitigation | 0.95 | 45 | 0 | esc | 0.00097009 | 1.3772e-09 | 0.00097009 | 1.3772e-09 | 0.0029922 | 3.5946e-10 | 0.010598 | 3.9364e-08
[120 empty] | 7.3.3.17.5 (Remote Grid) Updates to grid topology to minimize risk of ignition in HFTDs Remote GridWLDFRContact from objectAggregated | WLDFR | HFTD - Distribution - Tier 3 - 3QU CoRE ¦ 4QU LoRE | Non-Red Flag Warning - Large Fires | Contact from object | Aggregated | 2055 | 1.4196e-06 | 223.3454 | 0.00031707 | 2055 | Mitigation | 0.95 | 45 | 0 | esc | 0.00097009 | 1.3772e-09 | 0.00097009 | 1.3772e-09 | 0.0029922 | 3.5946e-10 | 0.010598 | 3.9364e-08
[120 empty] | 7.3.3.17.5 (Remote Grid) Updates to grid topology to minimize risk of ignition in HFTDs Remote GridWLDFRContact from objectAggregated | WLDFR | HFTD - Distribution - Tier 3 - 3QU CoRE ¦ 4QU LoRE | Non-Red Flag Warning - Large Fires | Contact from object | Aggregated | 2056 | 1.4196e-06 | 223.3454 | 0.00031707 | 2056 | Mitigation | 0.95 | 45 | 0 | esc | 0.00097009 | 1.3772e-09 | 0.00097009 | 1.3772e-09 | 0.0029922 | 3.5946e-10 | 0.010598 | 3.9364e-08
[120 empty] | 7.3.3.17.5 (Remote Grid) Updates to grid topology to minimize risk of ignition in HFTDs Remote GridWLDFRContact from objectAggregated | WLDFR | HFTD - Distribution - Tier 3 - 3QU CoRE ¦ 4QU LoRE | Non-Red Flag Warning - Large Fires | Contact from object | Aggregated | 2057 | 1.4196e-06 | 223.3454 | 0.00031707 | 2057 | Mitigation | 0.95 | 45 | 0 | esc | 0.00097009 | 1.3772e-09 | 0.00097009 | 1.3772e-09 | 0.0029922 | 3.5946e-10 | 0.010598 | 3.9364e-08
[120 empty] | 7.3.3.17.5 (Remote Grid) Updates to grid topology to minimize risk of ignition in HFTDs Remote GridWLDFRContact from objectAggregated | WLDFR | HFTD - Distribution - Tier 3 - 3QU CoRE ¦ 4QU LoRE | Non-Red Flag Warning - Large Fires | Contact from object | Aggregated | 2058 | 1.4196e-06 | 223.3454 | 0.00031707 | 2058 | Mitigation | 0.95 | 45 | 0 | esc | 0.00097009 | 1.3772e-09 | 0.00097009 | 1.3772e-09 | 0.0029922 | 3.5946e-10 | 0.010598 | 3.9364e-08
[120 empty] | 7.3.3.17.5 (Remote Grid) Updates to grid topology to minimize risk of ignition in HFTDs Remote GridWLDFRContact from objectAggregated | WLDFR | HFTD - Distribution - Tier 3 - 3QU CoRE ¦ 4QU LoRE | Non-Red Flag Warning - Large Fires | Contact from object | Aggregated | 2059 | 1.4196e-06 | 223.3454 | 0.00031707 | 2059 | Mitigation | 0.95 | 45 | 0 | esc | 0.00097009 | 1.3772e-09 | 0.00097009 | 1.3772e-09 | 0.0029922 | 3.5946e-10 | 0.010598 | 3.9364e-08
[120 empty] | 7.3.3.17.5 (Remote Grid) Updates to grid topology to minimize risk of ignition in HFTDs Remote GridWLDFRContact from objectAggregated | WLDFR | HFTD - Distribution - Tier 3 - 3QU CoRE ¦ 4QU LoRE | Non-Red Flag Warning - Large Fires | Contact from object | Aggregated | 2060 | 1.4196e-06 | 223.3454 | 0.00031707 | 2060 | Mitigation | 0.95 | 45 | 0 | esc | 0.00097009 | 1.3772e-09 | 0.00097009 | 1.3772e-09 | 0.0029922 | 3.5946e-10 | 0.010598 | 3.9364e-08
[120 empty] | 7.3.3.17.5 (Remote Grid) Updates to grid topology to minimize risk of ignition in HFTDs Remote GridWLDFRContact from objectAggregated | WLDFR | HFTD - Distribution - Tier 3 - 3QU CoRE ¦ 4QU LoRE | Non-Red Flag Warning - Large Fires | Contact from object | Aggregated | 2061 | 1.4196e-06 | 223.3454 | 0.00031707 | 2061 | Mitigation | 0.95 | 45 | 0 | esc | 0.00097009 | 1.3772e-09 | 0.00097009 | 1.3772e-09 | 0.0029922 | 3.5946e-10 | 0.010598 | 3.9364e-08
[120 empty] | 7.3.3.17.5 (Remote Grid) Updates to grid topology to minimize risk of ignition in HFTDs Remote GridWLDFRContact from objectAggregated | WLDFR | HFTD - Distribution - Tier 3 - 3QU CoRE ¦ 4QU LoRE | Non-Red Flag Warning - Large Fires | Contact from object | Aggregated | 2062 | 1.4196e-06 | 223.3454 | 0.00031707 | 2062 | Mitigation | 0.95 | 45 | 0 | esc | 0.00097009 | 1.3772e-09 | 0.00097009 | 1.3772e-09 | 0.0029922 | 3.5946e-10 | 0 | 0
[120 empty] | 7.3.3.17.5 (Remote Grid) Updates to grid topology to minimize risk of ignition in HFTDs Remote GridWLDFRContact from objectAggregated | WLDFR | HFTD - Distribution - Tier 3 - 3QU CoRE ¦ 4QU LoRE | Non-Red Flag Warning - Large Fires | Contact from object | Aggregated | 2063 | 1.4196e-06 | 223.3454 | 0.00031707 | 2063 | Mitigation | 0.95 | 45 | 0 | esc | 0.00097009 | 1.3772e-09 | 0.00097009 | 1.3772e-09 | 0.0029922 | 3.5946e-10 | 0 | 0
[120 empty] | 7.3.3.17.5 (Remote Grid) Updates to grid topology to minimize risk of ignition in HFTDs Remote GridWLDFRContact from objectAggregated | WLDFR | HFTD - Distribution - Tier 3 - 3QU CoRE ¦ 4QU LoRE | Non-Red Flag Warning - Large Fires | Contact from object | Aggregated | 2064 | 1.4196e-06 | 223.3454 | 0.00031707 | 2064 | Mitigation | 0.95 | 45 | 0 | esc | 0.00097009 | 1.3772e-09 | 0.00097009 | 1.3772e-09 | 0.0029922 | 3.5946e-10 | 0.0087991 | 1.4544e-06
[120 empty] | 7.3.3.17.5 (Remote Grid) Updates to grid topology to minimize risk of ignition in HFTDs Remote GridWLDFRContact from objectAggregated | WLDFR | HFTD - Distribution - Tier 3 - 3QU CoRE ¦ 4QU LoRE | Non-Red Flag Warning - Large Fires | Contact from object | Aggregated | 2065 | 1.4196e-06 | 223.3454 | 0.00031707 | 2065 | Mitigation | 0.95 | 45 | 0 | esc | 0.00097009 | 1.3772e-09 | 0.00097009 | 1.3772e-09 | 0.0029922 | 3.5946e-10 | 0.0087991 | 1.4544e-06
[120 empty] | 7.3.3.17.5 (Remote Grid) Updates to grid topology to minimize risk of ignition in HFTDs Remote GridWLDFRContact from objectAggregated | WLDFR | HFTD - Distribution - Tier 3 - 3QU CoRE ¦ 4QU LoRE | Non-Red Flag Warning - Large Fires | Contact from object | Aggregated | 2066 | 1.4196e-06 | 223.3454 | 0.00031707 | 2066 | Mitigation | 0.95 | 45 | 0 | esc | 0.00097009 | 1.3772e-09 | 0.00097009 | 1.3772e-09 | 0.0029922 | 3.5946e-10 | 0.0087991 | 1.4544e-06
[120 empty] | 7.3.3.17.5 (Remote Grid) Updates to grid topology to minimize risk of ignition in HFTDs Remote GridWLDFRContact from objectAggregated | WLDFR | HFTD - Distribution - Tier 3 - 3QU CoRE ¦ 4QU LoRE | Non-Red Flag Warning - Large Fires | Contact from object | Aggregated | 2067 | 1.4196e-06 | 223.3454 | 0.00031707 | 2067 | Mitigation | 0.95 | 45 | 0 | esc | 0 | 0 | 0.00097009 | 1.3772e-09 | 0.0029922 | 3.5946e-10 | 0.0087991 | 1.4544e-06
[120 empty] | 7.3.3.17.5 (Remote Grid) Updates to grid topology to minimize risk of ignition in HFTDs Remote GridWLDFRContaminationAggregated | WLDFR | HFTD - Distribution - Tier 3 - 3QU CoRE ¦ 4QU LoRE | Non-Red Flag Warning - Large Fires | Contamination | Aggregated | 2022 | 5.7825e-08 | 223.3454 | 1.2915e-05 | 2022 | Mitigation | 0.95 | 45 | 0 | esc | 0.00097009 | 5.6095e-11 | 0 | 0 | 0.0029922 | 3.5946e-10 | 0.0087991 | 1.4544e-06
[120 empty] | 7.3.3.17.5 (Remote Grid) Updates to grid topology to minimize risk of ignition in HFTDs Remote GridWLDFRContaminationAggregated | WLDFR | HFTD - Distribution - Tier 3 - 3QU CoRE ¦ 4QU LoRE | Non-Red Flag Warning - Large Fires | Contamination | Aggregated | 2023 | 5.7825e-08 | 223.3454 | 1.2915e-05 | 2023 | Mitigation | 0.95 | 45 | 0 | esc | 0.00097009 | 5.6095e-11 | 0.00097009 | 5.6095e-11 | 0.0029922 | 3.5946e-10 | 0.0087991 | 1.4544e-06
[120 empty] | 7.3.3.17.5 (Remote Grid) Updates to grid topology to minimize risk of ignition in HFTDs Remote GridWLDFRContaminationAggregated | WLDFR | HFTD - Distribution - Tier 3 - 3QU CoRE ¦ 4QU LoRE | Non-Red Flag Warning - Large Fires | Contamination | Aggregated | 2024 | 5.7825e-08 | 223.3454 | 1.2915e-05 | 2024 | Mitigation | 0.95 | 45 | 0 | esc | 0.00097009 | 5.6095e-11 | 0.00097009 | 5.6095e-11 | 0.0029922 | 3.5946e-10 | 0.0087991 | 1.4544e-06
[120 empty] | 7.3.3.17.5 (Remote Grid) Updates to grid topology to minimize risk of ignition in HFTDs Remote GridWLDFRContaminationAggregated | WLDFR | HFTD - Distribution - Tier 3 - 3QU CoRE ¦ 4QU LoRE | Non-Red Flag Warning - Large Fires | Contamination | Aggregated | 2025 | 5.7825e-08 | 223.3454 | 1.2915e-05 | 2025 | Mitigation | 0.95 | 45 | 0 | esc | 0.00097009 | 5.6095e-11 | 0.00097009 | 5.6095e-11 | 0.0029922 | 3.5946e-10 | 0.0087991 | 1.4544e-06
[120 empty] | 7.3.3.17.5 (Remote Grid) Updates to grid topology to minimize risk of ignition in HFTDs Remote GridWLDFRContaminationAggregated | WLDFR | HFTD - Distribution - Tier 3 - 3QU CoRE ¦ 4QU LoRE | Non-Red Flag Warning - Large Fires | Contamination | Aggregated | 2026 | 5.7825e-08 | 223.3454 | 1.2915e-05 | 2026 | Mitigation | 0.95 | 45 | 0 | esc | 0.00097009 | 5.6095e-11 | 0.00097009 | 5.6095e-11 | 0.0029922 | 3.5946e-10 | 0.0087991 | 1.4544e-06
[120 empty] | 7.3.3.17.5 (Remote Grid) Updates to grid topology to minimize risk of ignition in HFTDs Remote GridWLDFRContaminationAggregated | WLDFR | HFTD - Distribution - Tier 3 - 3QU CoRE ¦ 4QU LoRE | Non-Red Flag Warning - Large Fires | Contamination | Aggregated | 2027 | 5.7825e-08 | 223.3454 | 1.2915e-05 | 2027 | Mitigation | 0.95 | 45 | 0 | esc | 0.00097009 | 5.6095e-11 | 0.00097009 | 5.6095e-11 | 0.0029922 | 3.5946e-10 | 0.0087991 | 1.4544e-06
[120 empty] | 7.3.3.17.5 (Remote Grid) Updates to grid topology to minimize risk of ignition in HFTDs Remote GridWLDFRContaminationAggregated | WLDFR | HFTD - Distribution - Tier 3 - 3QU CoRE ¦ 4QU LoRE | Non-Red Flag Warning - Large Fires | Contamination | Aggregated | 2028 | 5.7825e-08 | 223.3454 | 1.2915e-05 | 2028 | Mitigation | 0.95 | 45 | 0 | esc | 0.00097009 | 5.6095e-11 | 0.00097009 | 5.6095e-11 | 0 | 0 | 0.0087991 | 1.4544e-06
[120 empty] | 7.3.3.17.5 (Remote Grid) Updates to grid topology to minimize risk of ignition in HFTDs Remote GridWLDFRContaminationAggregated | WLDFR | HFTD - Distribution - Tier 3 - 3QU CoRE ¦ 4QU LoRE | Non-Red Flag Warning - Large Fires | Contamination | Aggregated | 2029 | 5.7825e-08 | 223.3454 | 1.2915e-05 | 2029 | Mitigation | 0.95 | 45 | 0 | esc | 0.00097009 | 5.6095e-11 | 0.00097009 | 5.6095e-11 | 0.0029922 | 2.5967e-08 | 0.0087991 | 1.4544e-06
[120 empty] | 7.3.3.17.5 (Remote Grid) Updates to grid topology to minimize risk of ignition in HFTDs Remote GridWLDFRContaminationAggregated | WLDFR | HFTD - Distribution - Tier 3 - 3QU CoRE ¦ 4QU LoRE | Non-Red Flag Warning - Large Fires | Contamination | Aggregated | 2030 | 5.7825e-08 | 223.3454 | 1.2915e-05 | 2030 | Mitigation | 0.95 | 45 | 0 | esc | 0.00097009 | 5.6095e-11 | 0.00097009 | 5.6095e-11 | 0.0029922 | 2.5967e-08 | 0.0087991 | 1.4544e-06
[120 empty] | 7.3.3.17.5 (Remote Grid) Updates to grid topology to minimize risk of ignition in HFTDs Remote GridWLDFRContaminationAggregated | WLDFR | HFTD - Distribution - Tier 3 - 3QU CoRE ¦ 4QU LoRE | Non-Red Flag Warning - Large Fires | Contamination | Aggregated | 2031 | 5.7825e-08 | 223.3454 | 1.2915e-05 | 2031 | Mitigation | 0.95 | 45 | 0 | esc | 0.00097009 | 5.6095e-11 | 0.00097009 | 5.6095e-11 | 0.0029922 | 2.5967e-08 | 0.0087991 | 1.4544e-06
[120 empty] | 7.3.3.17.5 (Remote Grid) Updates to grid topology to minimize risk of ignition in HFTDs Remote GridWLDFRContaminationAggregated | WLDFR | HFTD - Distribution - Tier 3 - 3QU CoRE ¦ 4QU LoRE | Non-Red Flag Warning - Large Fires | Contamination | Aggregated | 2032 | 5.7825e-08 | 223.3454 | 1.2915e-05 | 2032 | Mitigation | 0.95 | 45 | 0 | esc | 0.00097009 | 5.6095e-11 | 0.00097009 | 5.6095e-11 | 0.0029922 | 2.5967e-08 | 0.0087991 | 1.4544e-06
[120 empty] | 7.3.3.17.5 (Remote Grid) Updates to grid topology to minimize risk of ignition in HFTDs Remote GridWLDFRContaminationAggregated | WLDFR | HFTD - Distribution - Tier 3 - 3QU CoRE ¦ 4QU LoRE | Non-Red Flag Warning - Large Fires | Contamination | Aggregated | 2033 | 5.7825e-08 | 223.3454 | 1.2915e-05 | 2033 | Mitigation | 0.95 | 45 | 0 | esc | 0.00097009 | 5.6095e-11 | 0.00097009 | 5.6095e-11 | 0.0029922 | 2.5967e-08 | 0.0087991 | 1.4544e-06
[120 empty] | 7.3.3.17.5 (Remote Grid) Updates to grid topology to minimize risk of ignition in HFTDs Remote GridWLDFRContaminationAggregated | WLDFR | HFTD - Distribution - Tier 3 - 3QU CoRE ¦ 4QU LoRE | Non-Red Flag Warning - Large Fires | Contamination | Aggregated | 2034 | 5.7825e-08 | 223.3454 | 1.2915e-05 | 2034 | Mitigation | 0.95 | 45 | 0 | esc | 0.00097009 | 5.6095e-11 | 0.00097009 | 5.6095e-11 | 0.0029922 | 2.5967e-08 | 0.0087991 | 1.4544e-06
[120 empty] | 7.3.3.17.5 (Remote Grid) Updates to grid topology to minimize risk of ignition in HFTDs Remote GridWLDFRContaminationAggregated | WLDFR | HFTD - Distribution - Tier 3 - 3QU CoRE ¦ 4QU LoRE | Non-Red Flag Warning - Large Fires | Contamination | Aggregated | 2035 | 5.7825e-08 | 223.3454 | 1.2915e-05 | 2035 | Mitigation | 0.95 | 45 | 0 | esc | 0.00097009 | 5.6095e-11 | 0.00097009 | 5.6095e-11 | 0.0029922 | 2.5967e-08 | 0.0087991 | 1.4544e-06
[120 empty] | 7.3.3.17.5 (Remote Grid) Updates to grid topology to minimize risk of ignition in HFTDs Remote GridWLDFRContaminationAggregated | WLDFR | HFTD - Distribution - Tier 3 - 3QU CoRE ¦ 4QU LoRE | Non-Red Flag Warning - Large Fires | Contamination | Aggregated | 2036 | 5.7825e-08 | 223.3454 | 1.2915e-05 | 2036 | Mitigation | 0.95 | 45 | 0 | esc | 0.00097009 | 5.6095e-11 | 0.00097009 | 5.6095e-11 | 0.0029922 | 2.5967e-08 | 0.0087991 | 1.4544e-06
[120 empty] | 7.3.3.17.5 (Remote Grid) Updates to grid topology to minimize risk of ignition in HFTDs Remote GridWLDFRContaminationAggregated | WLDFR | HFTD - Distribution - Tier 3 - 3QU CoRE ¦ 4QU LoRE | Non-Red Flag Warning - Large Fires | Contamination | Aggregated | 2037 | 5.7825e-08 | 223.3454 | 1.2915e-05 | 2037 | Mitigation | 0.95 | 45 | 0 | esc | 0.00097009 | 5.6095e-11 | 0.00097009 | 5.6095e-11 | 0.0029922 | 2.5967e-08 | 0.0087991 | 1.4544e-06
[120 empty] | 7.3.3.17.5 (Remote Grid) Updates to grid topology to minimize risk of ignition in HFTDs Remote GridWLDFRContaminationAggregated | WLDFR | HFTD - Distribution - Tier 3 - 3QU CoRE ¦ 4QU LoRE | Non-Red Flag Warning - Large Fires | Contamination | Aggregated | 2038 | 5.7825e-08 | 223.3454 | 1.2915e-05 | 2038 | Mitigation | 0.95 | 45 | 0 | esc | 0.00097009 | 5.6095e-11 | 0.00097009 | 5.6095e-11 | 0.0029922 | 2.5967e-08 | 0.0087991 | 1.4544e-06
[120 empty] | 7.3.3.17.5 (Remote Grid) Updates to grid topology to minimize risk of ignition in HFTDs Remote GridWLDFRContaminationAggregated | WLDFR | HFTD - Distribution - Tier 3 - 3QU CoRE ¦ 4QU LoRE | Non-Red Flag Warning - Large Fires | Contamination | Aggregated | 2039 | 5.7825e-08 | 223.3454 | 1.2915e-05 | 2039 | Mitigation | 0.95 | 45 | 0 | esc | 0.00097009 | 5.6095e-11 | 0.00097009 | 5.6095e-11 | 0.0029922 | 2.5967e-08 | 0.0087991 | 1.4544e-06
[120 empty] | 7.3.3.17.5 (Remote Grid) Updates to grid topology to minimize risk of ignition in HFTDs Remote GridWLDFRContaminationAggregated | WLDFR | HFTD - Distribution - Tier 3 - 3QU CoRE ¦ 4QU LoRE | Non-Red Flag Warning - Large Fires | Contamination | Aggregated | 2040 | 5.7825e-08 | 223.3454 | 1.2915e-05 | 2040 | Mitigation | 0.95 | 45 | 0 | esc | 0.00097009 | 5.6095e-11 | 0.00097009 | 5.6095e-11 | 0.0029922 | 2.5967e-08 | 0.0087991 | 1.4544e-06
[120 empty] | 7.3.3.17.5 (Remote Grid) Updates to grid topology to minimize risk of ignition in HFTDs Remote GridWLDFRContaminationAggregated | WLDFR | HFTD - Distribution - Tier 3 - 3QU CoRE ¦ 4QU LoRE | Non-Red Flag Warning - Large Fires | Contamination | Aggregated | 2041 | 5.7825e-08 | 223.3454 | 1.2915e-05 | 2041 | Mitigation | 0.95 | 45 | 0 | esc | 0.00097009 | 5.6095e-11 | 0.00097009 | 5.6095e-11 | 0.0029922 | 2.5967e-08 | 0.0087991 | 1.4544e-06
[120 empty] | 7.3.3.17.5 (Remote Grid) Updates to grid topology to minimize risk of ignition in HFTDs Remote GridWLDFRContaminationAggregated | WLDFR | HFTD - Distribution - Tier 3 - 3QU CoRE ¦ 4QU LoRE | Non-Red Flag Warning - Large Fires | Contamination | Aggregated | 2042 | 5.7825e-08 | 223.3454 | 1.2915e-05 | 2042 | Mitigation | 0.95 | 45 | 0 | esc | 0.00097009 | 5.6095e-11 | 0.00097009 | 5.6095e-11 | 0.0029922 | 2.5967e-08 | 0.0087991 | 1.4544e-06
[120 empty] | 7.3.3.17.5 (Remote Grid) Updates to grid topology to minimize risk of ignition in HFTDs Remote GridWLDFRContaminationAggregated | WLDFR | HFTD - Distribution - Tier 3 - 3QU CoRE ¦ 4QU LoRE | Non-Red Flag Warning - Large Fires | Contamination | Aggregated | 2043 | 5.7825e-08 | 223.3454 | 1.2915e-05 | 2043 | Mitigation | 0.95 | 45 | 0 | esc | 0.00097009 | 5.6095e-11 | 0.00097009 | 5.6095e-11 | 0.0029922 | 2.5967e-08 | 0.0087991 | 1.4544e-06
[120 empty] | 7.3.3.17.5 (Remote Grid) Updates to grid topology to minimize risk of ignition in HFTDs Remote GridWLDFRContaminationAggregated | WLDFR | HFTD - Distribution - Tier 3 - 3QU CoRE ¦ 4QU LoRE | Non-Red Flag Warning - Large Fires | Contamination | Aggregated | 2044 | 5.7825e-08 | 223.3454 | 1.2915e-05 | 2044 | Mitigation | 0.95 | 45 | 0 | esc | 0.00097009 | 5.6095e-11 | 0.00097009 | 5.6095e-11 | 0.0029922 | 2.5967e-08 | 0.0087991 | 1.4544e-06
[120 empty] | 7.3.3.17.5 (Remote Grid) Updates to grid topology to minimize risk of ignition in HFTDs Remote GridWLDFRContaminationAggregated | WLDFR | HFTD - Distribution - Tier 3 - 3QU CoRE ¦ 4QU LoRE | Non-Red Flag Warning - Large Fires | Contamination | Aggregated | 2045 | 5.7825e-08 | 223.3454 | 1.2915e-05 | 2045 | Mitigation | 0.95 | 45 | 0 | esc | 0.00097009 | 5.6095e-11 | 0.00097009 | 5.6095e-11 | 0.0029922 | 2.5967e-08 | 0.0087991 | 1.4544e-06
[120 empty] | 7.3.3.17.5 (Remote Grid) Updates to grid topology to minimize risk of ignition in HFTDs Remote GridWLDFRContaminationAggregated | WLDFR | HFTD - Distribution - Tier 3 - 3QU CoRE ¦ 4QU LoRE | Non-Red Flag Warning - Large Fires | Contamination | Aggregated | 2046 | 5.7825e-08 | 223.3454 | 1.2915e-05 | 2046 | Mitigation | 0.95 | 45 | 0 | esc | 0.00097009 | 5.6095e-11 | 0.00097009 | 5.6095e-11 | 0.0029922 | 2.5967e-08 | 0.0087991 | 1.4544e-06
[120 empty] | 7.3.3.17.5 (Remote Grid) Updates to grid topology to minimize risk of ignition in HFTDs Remote GridWLDFRContaminationAggregated | WLDFR | HFTD - Distribution - Tier 3 - 3QU CoRE ¦ 4QU LoRE | Non-Red Flag Warning - Large Fires | Contamination | Aggregated | 2047 | 5.7825e-08 | 223.3454 | 1.2915e-05 | 2047 | Mitigation | 0.95 | 45 | 0 | esc | 0.00097009 | 5.6095e-11 | 0.00097009 | 5.6095e-11 | 0.0029922 | 2.5967e-08 | 0.0087991 | 1.4544e-06
[120 empty] | 7.3.3.17.5 (Remote Grid) Updates to grid topology to minimize risk of ignition in HFTDs Remote GridWLDFRContaminationAggregated | WLDFR | HFTD - Distribution - Tier 3 - 3QU CoRE ¦ 4QU LoRE | Non-Red Flag Warning - Large Fires | Contamination | Aggregated | 2048 | 5.7825e-08 | 223.3454 | 1.2915e-05 | 2048 | Mitigation | 0.95 | 45 | 0 | esc | 0.00097009 | 5.6095e-11 | 0.00097009 | 5.6095e-11 | 0.0029922 | 2.5967e-08 | 0 | 0
[120 empty] | 7.3.3.17.5 (Remote Grid) Updates to grid topology to minimize risk of ignition in HFTDs Remote GridWLDFRContaminationAggregated | WLDFR | HFTD - Distribution - Tier 3 - 3QU CoRE ¦ 4QU LoRE | Non-Red Flag Warning - Large Fires | Contamination | Aggregated | 2049 | 5.7825e-08 | 223.3454 | 1.2915e-05 | 2049 | Mitigation | 0.95 | 45 | 0 | esc | 0.00097009 | 5.6095e-11 | 0.00097009 | 5.6095e-11 | 0.0029922 | 2.5967e-08 | 0 | 0
[120 empty] | 7.3.3.17.5 (Remote Grid) Updates to grid topology to minimize risk of ignition in HFTDs Remote GridWLDFRContaminationAggregated | WLDFR | HFTD - Distribution - Tier 3 - 3QU CoRE ¦ 4QU LoRE | Non-Red Flag Warning - Large Fires | Contamination | Aggregated | 2050 | 5.7825e-08 | 223.3454 | 1.2915e-05 | 2050 | Mitigation | 0.95 | 45 | 0 | esc | 0.00097009 | 5.6095e-11 | 0.00097009 | 5.6095e-11 | 0.0029922 | 2.5967e-08 | 0.00988 | 8.4148e-07
[120 empty] | 7.3.3.17.5 (Remote Grid) Updates to grid topology to minimize risk of ignition in HFTDs Remote GridWLDFRContaminationAggregated | WLDFR | HFTD - Distribution - Tier 3 - 3QU CoRE ¦ 4QU LoRE | Non-Red Flag Warning - Large Fires | Contamination | Aggregated | 2051 | 5.7825e-08 | 223.3454 | 1.2915e-05 | 2051 | Mitigation | 0.95 | 45 | 0 | esc | 0.00097009 | 5.6095e-11 | 0.00097009 | 5.6095e-11 | 0.0029922 | 2.5967e-08 | 0.00988 | 8.4148e-07
[120 empty] | 7.3.3.17.5 (Remote Grid) Updates to grid topology to minimize risk of ignition in HFTDs Remote GridWLDFRContaminationAggregated | WLDFR | HFTD - Distribution - Tier 3 - 3QU CoRE ¦ 4QU LoRE | Non-Red Flag Warning - Large Fires | Contamination | Aggregated | 2052 | 5.7825e-08 | 223.3454 | 1.2915e-05 | 2052 | Mitigation | 0.95 | 45 | 0 | esc | 0.00097009 | 5.6095e-11 | 0.00097009 | 5.6095e-11 | 0.0029922 | 2.5967e-08 | 0.00988 | 8.4148e-07
[120 empty] | 7.3.3.17.5 (Remote Grid) Updates to grid topology to minimize risk of ignition in HFTDs Remote GridWLDFRContaminationAggregated | WLDFR | HFTD - Distribution - Tier 3 - 3QU CoRE ¦ 4QU LoRE | Non-Red Flag Warning - Large Fires | Contamination | Aggregated | 2053 | 5.7825e-08 | 223.3454 | 1.2915e-05 | 2053 | Mitigation | 0.95 | 45 | 0 | esc | 0.00097009 | 5.6095e-11 | 0.00097009 | 5.6095e-11 | 0.0029922 | 2.5967e-08 | 0.00988 | 8.4148e-07
[120 empty] | 7.3.3.17.5 (Remote Grid) Updates to grid topology to minimize risk of ignition in HFTDs Remote GridWLDFRContaminationAggregated | WLDFR | HFTD - Distribution - Tier 3 - 3QU CoRE ¦ 4QU LoRE | Non-Red Flag Warning - Large Fires | Contamination | Aggregated | 2054 | 5.7825e-08 | 223.3454 | 1.2915e-05 | 2054 | Mitigation | 0.95 | 45 | 0 | esc | 0.00097009 | 5.6095e-11 | 0.00097009 | 5.6095e-11 | 0.0029922 | 2.5967e-08 | 0.00988 | 8.4148e-07
[120 empty] | 7.3.3.17.5 (Remote Grid) Updates to grid topology to minimize risk of ignition in HFTDs Remote GridWLDFRContaminationAggregated | WLDFR | HFTD - Distribution - Tier 3 - 3QU CoRE ¦ 4QU LoRE | Non-Red Flag Warning - Large Fires | Contamination | Aggregated | 2055 | 5.7825e-08 | 223.3454 | 1.2915e-05 | 2055 | Mitigation | 0.95 | 45 | 0 | esc | 0.00097009 | 5.6095e-11 | 0.00097009 | 5.6095e-11 | 0.0029922 | 2.5967e-08 | 0.00988 | 8.4148e-07
[120 empty] | 7.3.3.17.5 (Remote Grid) Updates to grid topology to minimize risk of ignition in HFTDs Remote GridWLDFRContaminationAggregated | WLDFR | HFTD - Distribution - Tier 3 - 3QU CoRE ¦ 4QU LoRE | Non-Red Flag Warning - Large Fires | Contamination | Aggregated | 2056 | 5.7825e-08 | 223.3454 | 1.2915e-05 | 2056 | Mitigation | 0.95 | 45 | 0 | esc | 0.00097009 | 5.6095e-11 | 0.00097009 | 5.6095e-11 | 0.0029922 | 2.5967e-08 | 0.00988 | 8.4148e-07
[120 empty] | 7.3.3.17.5 (Remote Grid) Updates to grid topology to minimize risk of ignition in HFTDs Remote GridWLDFRContaminationAggregated | WLDFR | HFTD - Distribution - Tier 3 - 3QU CoRE ¦ 4QU LoRE | Non-Red Flag Warning - Large Fires | Contamination | Aggregated | 2057 | 5.7825e-08 | 223.3454 | 1.2915e-05 | 2057 | Mitigation | 0.95 | 45 | 0 | esc | 0.00097009 | 5.6095e-11 | 0.00097009 | 5.6095e-11 | 0.0029922 | 2.5967e-08 | 0.00988 | 8.4148e-07
[120 empty] | 7.3.3.17.5 (Remote Grid) Updates to grid topology to minimize risk of ignition in HFTDs Remote GridWLDFRContaminationAggregated | WLDFR | HFTD - Distribution - Tier 3 - 3QU CoRE ¦ 4QU LoRE | Non-Red Flag Warning - Large Fires | Contamination | Aggregated | 2058 | 5.7825e-08 | 223.3454 | 1.2915e-05 | 2058 | Mitigation | 0.95 | 45 | 0 | esc | 0.00097009 | 5.6095e-11 | 0.00097009 | 5.6095e-11 | 0.0029922 | 2.5967e-08 | 0.00988 | 8.4148e-07
[120 empty] | 7.3.3.17.5 (Remote Grid) Updates to grid topology to minimize risk of ignition in HFTDs Remote GridWLDFRContaminationAggregated | WLDFR | HFTD - Distribution - Tier 3 - 3QU CoRE ¦ 4QU LoRE | Non-Red Flag Warning - Large Fires | Contamination | Aggregated | 2059 | 5.7825e-08 | 223.3454 | 1.2915e-05 | 2059 | Mitigation | 0.95 | 45 | 0 | esc | 0.00097009 | 5.6095e-11 | 0.00097009 | 5.6095e-11 | 0.0029922 | 2.5967e-08 | 0.00988 | 8.4148e-07
[120 empty] | 7.3.3.17.5 (Remote Grid) Updates to grid topology to minimize risk of ignition in HFTDs Remote GridWLDFRContaminationAggregated | WLDFR | HFTD - Distribution - Tier 3 - 3QU CoRE ¦ 4QU LoRE | Non-Red Flag Warning - Large Fires | Contamination | Aggregated | 2060 | 5.7825e-08 | 223.3454 | 1.2915e-05 | 2060 | Mitigation | 0.95 | 45 | 0 | esc | 0.00097009 | 5.6095e-11 | 0.00097009 | 5.6095e-11 | 0.0029922 | 2.5967e-08 | 0.00988 | 8.4148e-07
[120 empty] | 7.3.3.17.5 (Remote Grid) Updates to grid topology to minimize risk of ignition in HFTDs Remote GridWLDFRContaminationAggregated | WLDFR | HFTD - Distribution - Tier 3 - 3QU CoRE ¦ 4QU LoRE | Non-Red Flag Warning - Large Fires | Contamination | Aggregated | 2061 | 5.7825e-08 | 223.3454 | 1.2915e-05 | 2061 | Mitigation | 0.95 | 45 | 0 | esc | 0.00097009 | 5.6095e-11 | 0.00097009 | 5.6095e-11 | 0.0029922 | 2.5967e-08 | 0.00988 | 8.4148e-07
[120 empty] | 7.3.3.17.5 (Remote Grid) Updates to grid topology to minimize risk of ignition in HFTDs Remote GridWLDFRContaminationAggregated | WLDFR | HFTD - Distribution - Tier 3 - 3QU CoRE ¦ 4QU LoRE | Non-Red Flag Warning - Large Fires | Contamination | Aggregated | 2062 | 5.7825e-08 | 223.3454 | 1.2915e-05 | 2062 | Mitigation | 0.95 | 45 | 0 | esc | 0.00097009 | 5.6095e-11 | 0.00097009 | 5.6095e-11 | 0.0029922 | 2.5967e-08 | 0.00988 | 8.4148e-07
[120 empty] | 7.3.3.17.5 (Remote Grid) Updates to grid topology to minimize risk of ignition in HFTDs Remote GridWLDFRContaminationAggregated | WLDFR | HFTD - Distribution - Tier 3 - 3QU CoRE ¦ 4QU LoRE | Non-Red Flag Warning - Large Fires | Contamination | Aggregated | 2063 | 5.7825e-08 | 223.3454 | 1.2915e-05 | 2063 | Mitigation | 0.95 | 45 | 0 | esc | 0.00097009 | 5.6095e-11 | 0.00097009 | 5.6095e-11 | 0.0029922 | 2.5967e-08 | 0.00988 | 8.4148e-07
[120 empty] | 7.3.3.17.5 (Remote Grid) Updates to grid topology to minimize risk of ignition in HFTDs Remote GridWLDFRContaminationAggregated | WLDFR | HFTD - Distribution - Tier 3 - 3QU CoRE ¦ 4QU LoRE | Non-Red Flag Warning - Large Fires | Contamination | Aggregated | 2064 | 5.7825e-08 | 223.3454 | 1.2915e-05 | 2064 | Mitigation | 0.95 | 45 | 0 | esc | 0.00097009 | 5.6095e-11 | 0.00097009 | 5.6095e-11 | 0.0029922 | 2.5967e-08 | 0.00988 | 8.4148e-07
[120 empty] | 7.3.3.17.5 (Remote Grid) Updates to grid topology to minimize risk of ignition in HFTDs Remote GridWLDFRContaminationAggregated | WLDFR | HFTD - Distribution - Tier 3 - 3QU CoRE ¦ 4QU LoRE | Non-Red Flag Warning - Large Fires | Contamination | Aggregated | 2065 | 5.7825e-08 | 223.3454 | 1.2915e-05 | 2065 | Mitigation | 0.95 | 45 | 0 | esc | 0.00097009 | 5.6095e-11 | 0.00097009 | 5.6095e-11 | 0.0029922 | 2.5967e-08 | 0.00988 | 8.4148e-07
[120 empty] | 7.3.3.17.5 (Remote Grid) Updates to grid topology to minimize risk of ignition in HFTDs Remote GridWLDFRContaminationAggregated | WLDFR | HFTD - Distribution - Tier 3 - 3QU CoRE ¦ 4QU LoRE | Non-Red Flag Warning - Large Fires | Contamination | Aggregated | 2066 | 5.7825e-08 | 223.3454 | 1.2915e-05 | 2066 | Mitigation | 0.95 | 45 | 0 | esc | 0.00097009 | 5.6095e-11 | 0.00097009 | 5.6095e-11 | 0.0029922 | 2.5967e-08 | 0.00988 | 8.4148e-07
[120 empty] | 7.3.3.17.5 (Remote Grid) Updates to grid topology to minimize risk of ignition in HFTDs Remote GridWLDFRContaminationAggregated | WLDFR | HFTD - Distribution - Tier 3 - 3QU CoRE ¦ 4QU LoRE | Non-Red Flag Warning - Large Fires | Contamination | Aggregated | 2067 | 5.7825e-08 | 223.3454 | 1.2915e-05 | 2067 | Mitigation | 0.95 | 45 | 0 | esc | 0 | 0 | 0.00097009 | 5.6095e-11 | 0.0029922 | 2.5967e-08 | 0.00988 | 8.4148e-07
[120 empty] | 7.3.3.17.5 (Remote Grid) Updates to grid topology to minimize risk of ignition in HFTDs Remote GridWLDFREquipment / facility failureAggregated | WLDFR | HFTD - Distribution - Tier 3 - 3QU CoRE ¦ 4QU LoRE | Non-Red Flag Warning - Large Fires | Equipment / facility failure | Aggregated | 2022 | 1.3465e-06 | 223.3454 | 0.00030074 | 2022 | Mitigation | 0.95 | 45 | 0 | esc | 0.00097009 | 1.3062e-09 | 0 | 0 | 0.0029922 | 2.5967e-08 | 0.00988 | 8.4148e-07
[120 empty] | 7.3.3.17.5 (Remote Grid) Updates to grid topology to minimize risk of ignition in HFTDs Remote GridWLDFREquipment / facility failureAggregated | WLDFR | HFTD - Distribution - Tier 3 - 3QU CoRE ¦ 4QU LoRE | Non-Red Flag Warning - Large Fires | Equipment / facility failure | Aggregated | 2023 | 1.3465e-06 | 223.3454 | 0.00030074 | 2023 | Mitigation | 0.95 | 45 | 0 | esc | 0.00097009 | 1.3062e-09 | 0.00097009 | 1.3062e-09 | 0.0029922 | 2.5967e-08 | 0.00988 | 8.4148e-07
[120 empty] | 7.3.3.17.5 (Remote Grid) Updates to grid topology to minimize risk of ignition in HFTDs Remote GridWLDFREquipment / facility failureAggregated | WLDFR | HFTD - Distribution - Tier 3 - 3QU CoRE ¦ 4QU LoRE | Non-Red Flag Warning - Large Fires | Equipment / facility failure | Aggregated | 2024 | 1.3465e-06 | 223.3454 | 0.00030074 | 2024 | Mitigation | 0.95 | 45 | 0 | esc | 0.00097009 | 1.3062e-09 | 0.00097009 | 1.3062e-09 | 0.0029922 | 2.5967e-08 | 0.00988 | 8.4148e-07
[120 empty] | 7.3.3.17.5 (Remote Grid) Updates to grid topology to minimize risk of ignition in HFTDs Remote GridWLDFREquipment / facility failureAggregated | WLDFR | HFTD - Distribution - Tier 3 - 3QU CoRE ¦ 4QU LoRE | Non-Red Flag Warning - Large Fires | Equipment / facility failure | Aggregated | 2025 | 1.3465e-06 | 223.3454 | 0.00030074 | 2025 | Mitigation | 0.95 | 45 | 0 | esc | 0.00097009 | 1.3062e-09 | 0.00097009 | 1.3062e-09 | 0.0029922 | 2.5967e-08 | 0.00988 | 8.4148e-07
[120 empty] | 7.3.3.17.5 (Remote Grid) Updates to grid topology to minimize risk of ignition in HFTDs Remote GridWLDFREquipment / facility failureAggregated | WLDFR | HFTD - Distribution - Tier 3 - 3QU CoRE ¦ 4QU LoRE | Non-Red Flag Warning - Large Fires | Equipment / facility failure | Aggregated | 2026 | 1.3465e-06 | 223.3454 | 0.00030074 | 2026 | Mitigation | 0.95 | 45 | 0 | esc | 0.00097009 | 1.3062e-09 | 0.00097009 | 1.3062e-09 | 0.0029922 | 2.5967e-08 | 0.00988 | 8.4148e-07
[120 empty] | 7.3.3.17.5 (Remote Grid) Updates to grid topology to minimize risk of ignition in HFTDs Remote GridWLDFREquipment / facility failureAggregated | WLDFR | HFTD - Distribution - Tier 3 - 3QU CoRE ¦ 4QU LoRE | Non-Red Flag Warning - Large Fires | Equipment / facility failure | Aggregated | 2027 | 1.3465e-06 | 223.3454 | 0.00030074 | 2027 | Mitigation | 0.95 | 45 | 0 | esc | 0.00097009 | 1.3062e-09 | 0.00097009 | 1.3062e-09 | 0.0029922 | 2.5967e-08 | 0.00988 | 8.4148e-07
[120 empty] | 7.3.3.17.5 (Remote Grid) Updates to grid topology to minimize risk of ignition in HFTDs Remote GridWLDFREquipment / facility failureAggregated | WLDFR | HFTD - Distribution - Tier 3 - 3QU CoRE ¦ 4QU LoRE | Non-Red Flag Warning - Large Fires | Equipment / facility failure | Aggregated | 2028 | 1.3465e-06 | 223.3454 | 0.00030074 | 2028 | Mitigation | 0.95 | 45 | 0 | esc | 0.00097009 | 1.3062e-09 | 0.00097009 | 1.3062e-09 | 0.0029922 | 2.5967e-08 | 0.00988 | 8.4148e-07
[120 empty] | 7.3.3.17.5 (Remote Grid) Updates to grid topology to minimize risk of ignition in HFTDs Remote GridWLDFREquipment / facility failureAggregated | WLDFR | HFTD - Distribution - Tier 3 - 3QU CoRE ¦ 4QU LoRE | Non-Red Flag Warning - Large Fires | Equipment / facility failure | Aggregated | 2029 | 1.3465e-06 | 223.3454 | 0.00030074 | 2029 | Mitigation | 0.95 | 45 | 0 | esc | 0.00097009 | 1.3062e-09 | 0.00097009 | 1.3062e-09 | 0.0029922 | 2.5967e-08 | 0.00988 | 8.4148e-07
[120 empty] | 7.3.3.17.5 (Remote Grid) Updates to grid topology to minimize risk of ignition in HFTDs Remote GridWLDFREquipment / facility failureAggregated | WLDFR | HFTD - Distribution - Tier 3 - 3QU CoRE ¦ 4QU LoRE | Non-Red Flag Warning - Large Fires | Equipment / facility failure | Aggregated | 2030 | 1.3465e-06 | 223.3454 | 0.00030074 | 2030 | Mitigation | 0.95 | 45 | 0 | esc | 0.00097009 | 1.3062e-09 | 0.00097009 | 1.3062e-09 | 0.0029922 | 2.5967e-08 | 0.00988 | 8.4148e-07
[120 empty] | 7.3.3.17.5 (Remote Grid) Updates to grid topology to minimize risk of ignition in HFTDs Remote GridWLDFREquipment / facility failureAggregated | WLDFR | HFTD - Distribution - Tier 3 - 3QU CoRE ¦ 4QU LoRE | Non-Red Flag Warning - Large Fires | Equipment / facility failure | Aggregated | 2031 | 1.3465e-06 | 223.3454 | 0.00030074 | 2031 | Mitigation | 0.95 | 45 | 0 | esc | 0.00097009 | 1.3062e-09 | 0.00097009 | 1.3062e-09 | 0.0029922 | 2.5967e-08 | 0.00988 | 8.4148e-07
[120 empty] | 7.3.3.17.5 (Remote Grid) Updates to grid topology to minimize risk of ignition in HFTDs Remote GridWLDFREquipment / facility failureAggregated | WLDFR | HFTD - Distribution - Tier 3 - 3QU CoRE ¦ 4QU LoRE | Non-Red Flag Warning - Large Fires | Equipment / facility failure | Aggregated | 2032 | 1.3465e-06 | 223.3454 | 0.00030074 | 2032 | Mitigation | 0.95 | 45 | 0 | esc | 0.00097009 | 1.3062e-09 | 0.00097009 | 1.3062e-09 | 0 | 0 | 0.00988 | 8.4148e-07
[120 empty] | 7.3.3.17.5 (Remote Grid) Updates to grid topology to minimize risk of ignition in HFTDs Remote GridWLDFREquipment / facility failureAggregated | WLDFR | HFTD - Distribution - Tier 3 - 3QU CoRE ¦ 4QU LoRE | Non-Red Flag Warning - Large Fires | Equipment / facility failure | Aggregated | 2033 | 1.3465e-06 | 223.3454 | 0.00030074 | 2033 | Mitigation | 0.95 | 45 | 0 | esc | 0.00097009 | 1.3062e-09 | 0.00097009 | 1.3062e-09 | 0.0029922 | 2.3283e-08 | 0.00988 | 8.4148e-07
[120 empty] | 7.3.3.17.5 (Remote Grid) Updates to grid topology to minimize risk of ignition in HFTDs Remote GridWLDFREquipment / facility failureAggregated | WLDFR | HFTD - Distribution - Tier 3 - 3QU CoRE ¦ 4QU LoRE | Non-Red Flag Warning - Large Fires | Equipment / facility failure | Aggregated | 2034 | 1.3465e-06 | 223.3454 | 0.00030074 | 2034 | Mitigation | 0.95 | 45 | 0 | esc | 0.00097009 | 1.3062e-09 | 0.00097009 | 1.3062e-09 | 0.0029922 | 2.3283e-08 | 0 | 0
[120 empty] | 7.3.3.17.5 (Remote Grid) Updates to grid topology to minimize risk of ignition in HFTDs Remote GridWLDFREquipment / facility failureAggregated | WLDFR | HFTD - Distribution - Tier 3 - 3QU CoRE ¦ 4QU LoRE | Non-Red Flag Warning - Large Fires | Equipment / facility failure | Aggregated | 2035 | 1.3465e-06 | 223.3454 | 0.00030074 | 2035 | Mitigation | 0.95 | 45 | 0 | esc | 0.00097009 | 1.3062e-09 | 0.00097009 | 1.3062e-09 | 0.0029922 | 2.3283e-08 | 0 | 0
[120 empty] | 7.3.3.17.5 (Remote Grid) Updates to grid topology to minimize risk of ignition in HFTDs Remote GridWLDFREquipment / facility failureAggregated | WLDFR | HFTD - Distribution - Tier 3 - 3QU CoRE ¦ 4QU LoRE | Non-Red Flag Warning - Large Fires | Equipment / facility failure | Aggregated | 2036 | 1.3465e-06 | 223.3454 | 0.00030074 | 2036 | Mitigation | 0.95 | 45 | 0 | esc | 0.00097009 | 1.3062e-09 | 0.00097009 | 1.3062e-09 | 0.0029922 | 2.3283e-08 | 0.0085129 | 8.2929e-07
[120 empty] | 7.3.3.17.5 (Remote Grid) Updates to grid topology to minimize risk of ignition in HFTDs Remote GridWLDFREquipment / facility failureAggregated | WLDFR | HFTD - Distribution - Tier 3 - 3QU CoRE ¦ 4QU LoRE | Non-Red Flag Warning - Large Fires | Equipment / facility failure | Aggregated | 2037 | 1.3465e-06 | 223.3454 | 0.00030074 | 2037 | Mitigation | 0.95 | 45 | 0 | esc | 0.00097009 | 1.3062e-09 | 0.00097009 | 1.3062e-09 | 0.0029922 | 2.3283e-08 | 0.0085129 | 8.2929e-07
[120 empty] | 7.3.3.17.5 (Remote Grid) Updates to grid topology to minimize risk of ignition in HFTDs Remote GridWLDFREquipment / facility failureAggregated | WLDFR | HFTD - Distribution - Tier 3 - 3QU CoRE ¦ 4QU LoRE | Non-Red Flag Warning - Large Fires | Equipment / facility failure | Aggregated | 2038 | 1.3465e-06 | 223.3454 | 0.00030074 | 2038 | Mitigation | 0.95 | 45 | 0 | esc | 0.00097009 | 1.3062e-09 | 0.00097009 | 1.3062e-09 | 0.0029922 | 2.3283e-08 | 0.0085129 | 8.2929e-07
[120 empty] | 7.3.3.17.5 (Remote Grid) Updates to grid topology to minimize risk of ignition in HFTDs Remote GridWLDFREquipment / facility failureAggregated | WLDFR | HFTD - Distribution - Tier 3 - 3QU CoRE ¦ 4QU LoRE | Non-Red Flag Warning - Large Fires | Equipment / facility failure | Aggregated | 2039 | 1.3465e-06 | 223.3454 | 0.00030074 | 2039 | Mitigation | 0.95 | 45 | 0 | esc | 0.00097009 | 1.3062e-09 | 0.00097009 | 1.3062e-09 | 0.0029922 | 2.3283e-08 | 0.0085129 | 8.2929e-07
[120 empty] | 7.3.3.17.5 (Remote Grid) Updates to grid topology to minimize risk of ignition in HFTDs Remote GridWLDFREquipment / facility failureAggregated | WLDFR | HFTD - Distribution - Tier 3 - 3QU CoRE ¦ 4QU LoRE | Non-Red Flag Warning - Large Fires | Equipment / facility failure | Aggregated | 2040 | 1.3465e-06 | 223.3454 | 0.00030074 | 2040 | Mitigation | 0.95 | 45 | 0 | esc | 0.00097009 | 1.3062e-09 | 0.00097009 | 1.3062e-09 | 0.0029922 | 2.3283e-08 | 0.0085129 | 8.2929e-07
[120 empty] | 7.3.3.17.5 (Remote Grid) Updates to grid topology to minimize risk of ignition in HFTDs Remote GridWLDFREquipment / facility failureAggregated | WLDFR | HFTD - Distribution - Tier 3 - 3QU CoRE ¦ 4QU LoRE | Non-Red Flag Warning - Large Fires | Equipment / facility failure | Aggregated | 2041 | 1.3465e-06 | 223.3454 | 0.00030074 | 2041 | Mitigation | 0.95 | 45 | 0 | esc | 0.00097009 | 1.3062e-09 | 0.00097009 | 1.3062e-09 | 0.0029922 | 2.3283e-08 | 0.0085129 | 8.2929e-07
[120 empty] | 7.3.3.17.5 (Remote Grid) Updates to grid topology to minimize risk of ignition in HFTDs Remote GridWLDFREquipment / facility failureAggregated | WLDFR | HFTD - Distribution - Tier 3 - 3QU CoRE ¦ 4QU LoRE | Non-Red Flag Warning - Large Fires | Equipment / facility failure | Aggregated | 2042 | 1.3465e-06 | 223.3454 | 0.00030074 | 2042 | Mitigation | 0.95 | 45 | 0 | esc | 0.00097009 | 1.3062e-09 | 0.00097009 | 1.3062e-09 | 0.0029922 | 2.3283e-08 | 0.0085129 | 8.2929e-07
[120 empty] | 7.3.3.17.5 (Remote Grid) Updates to grid topology to minimize risk of ignition in HFTDs Remote GridWLDFREquipment / facility failureAggregated | WLDFR | HFTD - Distribution - Tier 3 - 3QU CoRE ¦ 4QU LoRE | Non-Red Flag Warning - Large Fires | Equipment / facility failure | Aggregated | 2043 | 1.3465e-06 | 223.3454 | 0.00030074 | 2043 | Mitigation | 0.95 | 45 | 0 | esc | 0.00097009 | 1.3062e-09 | 0.00097009 | 1.3062e-09 | 0.0029922 | 2.3283e-08 | 0.0085129 | 8.2929e-07
[120 empty] | 7.3.3.17.5 (Remote Grid) Updates to grid topology to minimize risk of ignition in HFTDs Remote GridWLDFREquipment / facility failureAggregated | WLDFR | HFTD - Distribution - Tier 3 - 3QU CoRE ¦ 4QU LoRE | Non-Red Flag Warning - Large Fires | Equipment / facility failure | Aggregated | 2044 | 1.3465e-06 | 223.3454 | 0.00030074 | 2044 | Mitigation | 0.95 | 45 | 0 | esc | 0.00097009 | 1.3062e-09 | 0.00097009 | 1.3062e-09 | 0.0029922 | 2.3283e-08 | 0.0085129 | 8.2929e-07
[120 empty] | 7.3.3.17.5 (Remote Grid) Updates to grid topology to minimize risk of ignition in HFTDs Remote GridWLDFREquipment / facility failureAggregated | WLDFR | HFTD - Distribution - Tier 3 - 3QU CoRE ¦ 4QU LoRE | Non-Red Flag Warning - Large Fires | Equipment / facility failure | Aggregated | 2045 | 1.3465e-06 | 223.3454 | 0.00030074 | 2045 | Mitigation | 0.95 | 45 | 0 | esc | 0.00097009 | 1.3062e-09 | 0.00097009 | 1.3062e-09 | 0.0029922 | 2.3283e-08 | 0.0085129 | 8.2929e-07
[120 empty] | 7.3.3.17.5 (Remote Grid) Updates to grid topology to minimize risk of ignition in HFTDs Remote GridWLDFREquipment / facility failureAggregated | WLDFR | HFTD - Distribution - Tier 3 - 3QU CoRE ¦ 4QU LoRE | Non-Red Flag Warning - Large Fires | Equipment / facility failure | Aggregated | 2046 | 1.3465e-06 | 223.3454 | 0.00030074 | 2046 | Mitigation | 0.95 | 45 | 0 | esc | 0.00097009 | 1.3062e-09 | 0.00097009 | 1.3062e-09 | 0.0029922 | 2.3283e-08 | 0.0085129 | 8.2929e-07
[120 empty] | 7.3.3.17.5 (Remote Grid) Updates to grid topology to minimize risk of ignition in HFTDs Remote GridWLDFREquipment / facility failureAggregated | WLDFR | HFTD - Distribution - Tier 3 - 3QU CoRE ¦ 4QU LoRE | Non-Red Flag Warning - Large Fires | Equipment / facility failure | Aggregated | 2047 | 1.3465e-06 | 223.3454 | 0.00030074 | 2047 | Mitigation | 0.95 | 45 | 0 | esc | 0.00097009 | 1.3062e-09 | 0.00097009 | 1.3062e-09 | 0.0029922 | 2.3283e-08 | 0.0085129 | 8.2929e-07
[120 empty] | 7.3.3.17.5 (Remote Grid) Updates to grid topology to minimize risk of ignition in HFTDs Remote GridWLDFREquipment / facility failureAggregated | WLDFR | HFTD - Distribution - Tier 3 - 3QU CoRE ¦ 4QU LoRE | Non-Red Flag Warning - Large Fires | Equipment / facility failure | Aggregated | 2048 | 1.3465e-06 | 223.3454 | 0.00030074 | 2048 | Mitigation | 0.95 | 45 | 0 | esc | 0.00097009 | 1.3062e-09 | 0.00097009 | 1.3062e-09 | 0.0029922 | 2.3283e-08 | 0.0085129 | 8.2929e-07
[120 empty] | 7.3.3.17.5 (Remote Grid) Updates to grid topology to minimize risk of ignition in HFTDs Remote GridWLDFREquipment / facility failureAggregated | WLDFR | HFTD - Distribution - Tier 3 - 3QU CoRE ¦ 4QU LoRE | Non-Red Flag Warning - Large Fires | Equipment / facility failure | Aggregated | 2049 | 1.3465e-06 | 223.3454 | 0.00030074 | 2049 | Mitigation | 0.95 | 45 | 0 | esc | 0.00097009 | 1.3062e-09 | 0.00097009 | 1.3062e-09 | 0.0029922 | 2.3283e-08 | 0.0085129 | 8.2929e-07
[120 empty] | 7.3.3.17.5 (Remote Grid) Updates to grid topology to minimize risk of ignition in HFTDs Remote GridWLDFREquipment / facility failureAggregated | WLDFR | HFTD - Distribution - Tier 3 - 3QU CoRE ¦ 4QU LoRE | Non-Red Flag Warning - Large Fires | Equipment / facility failure | Aggregated | 2050 | 1.3465e-06 | 223.3454 | 0.00030074 | 2050 | Mitigation | 0.95 | 45 | 0 | esc | 0.00097009 | 1.3062e-09 | 0.00097009 | 1.3062e-09 | 0.0029922 | 2.3283e-08 | 0.0085129 | 8.2929e-07
[120 empty] | 7.3.3.17.5 (Remote Grid) Updates to grid topology to minimize risk of ignition in HFTDs Remote GridWLDFREquipment / facility failureAggregated | WLDFR | HFTD - Distribution - Tier 3 - 3QU CoRE ¦ 4QU LoRE | Non-Red Flag Warning - Large Fires | Equipment / facility failure | Aggregated | 2051 | 1.3465e-06 | 223.3454 | 0.00030074 | 2051 | Mitigation | 0.95 | 45 | 0 | esc | 0.00097009 | 1.3062e-09 | 0.00097009 | 1.3062e-09 | 0.0029922 | 2.3283e-08 | 0.0085129 | 8.2929e-07
[120 empty] | 7.3.3.17.5 (Remote Grid) Updates to grid topology to minimize risk of ignition in HFTDs Remote GridWLDFREquipment / facility failureAggregated | WLDFR | HFTD - Distribution - Tier 3 - 3QU CoRE ¦ 4QU LoRE | Non-Red Flag Warning - Large Fires | Equipment / facility failure | Aggregated | 2052 | 1.3465e-06 | 223.3454 | 0.00030074 | 2052 | Mitigation | 0.95 | 45 | 0 | esc | 0.00097009 | 1.3062e-09 | 0.00097009 | 1.3062e-09 | 0.0029922 | 2.3283e-08 | 0.0085129 | 8.2929e-07
[120 empty] | 7.3.3.17.5 (Remote Grid) Updates to grid topology to minimize risk of ignition in HFTDs Remote GridWLDFREquipment / facility failureAggregated | WLDFR | HFTD - Distribution - Tier 3 - 3QU CoRE ¦ 4QU LoRE | Non-Red Flag Warning - Large Fires | Equipment / facility failure | Aggregated | 2053 | 1.3465e-06 | 223.3454 | 0.00030074 | 2053 | Mitigation | 0.95 | 45 | 0 | esc | 0.00097009 | 1.3062e-09 | 0.00097009 | 1.3062e-09 | 0.0029922 | 2.3283e-08 | 0.0085129 | 8.2929e-07
[120 empty] | 7.3.3.17.5 (Remote Grid) Updates to grid topology to minimize risk of ignition in HFTDs Remote GridWLDFREquipment / facility failureAggregated | WLDFR | HFTD - Distribution - Tier 3 - 3QU CoRE ¦ 4QU LoRE | Non-Red Flag Warning - Large Fires | Equipment / facility failure | Aggregated | 2054 | 1.3465e-06 | 223.3454 | 0.00030074 | 2054 | Mitigation | 0.95 | 45 | 0 | esc | 0.00097009 | 1.3062e-09 | 0.00097009 | 1.3062e-09 | 0.0029922 | 2.3283e-08 | 0.0085129 | 8.2929e-07
[120 empty] | 7.3.3.17.5 (Remote Grid) Updates to grid topology to minimize risk of ignition in HFTDs Remote GridWLDFREquipment / facility failureAggregated | WLDFR | HFTD - Distribution - Tier 3 - 3QU CoRE ¦ 4QU LoRE | Non-Red Flag Warning - Large Fires | Equipment / facility failure | Aggregated | 2055 | 1.3465e-06 | 223.3454 | 0.00030074 | 2055 | Mitigation | 0.95 | 45 | 0 | esc | 0.00097009 | 1.3062e-09 | 0.00097009 | 1.3062e-09 | 0.0029922 | 2.3283e-08 | 0.0085129 | 8.2929e-07
[120 empty] | 7.3.3.17.5 (Remote Grid) Updates to grid topology to minimize risk of ignition in HFTDs Remote GridWLDFREquipment / facility failureAggregated | WLDFR | HFTD - Distribution - Tier 3 - 3QU CoRE ¦ 4QU LoRE | Non-Red Flag Warning - Large Fires | Equipment / facility failure | Aggregated | 2056 | 1.3465e-06 | 223.3454 | 0.00030074 | 2056 | Mitigation | 0.95 | 45 | 0 | esc | 0.00097009 | 1.3062e-09 | 0.00097009 | 1.3062e-09 | 0.0029922 | 2.3283e-08 | 0.0085129 | 8.2929e-07
[120 empty] | 7.3.3.17.5 (Remote Grid) Updates to grid topology to minimize risk of ignition in HFTDs Remote GridWLDFREquipment / facility failureAggregated | WLDFR | HFTD - Distribution - Tier 3 - 3QU CoRE ¦ 4QU LoRE | Non-Red Flag Warning - Large Fires | Equipment / facility failure | Aggregated | 2057 | 1.3465e-06 | 223.3454 | 0.00030074 | 2057 | Mitigation | 0.95 | 45 | 0 | esc | 0.00097009 | 1.3062e-09 | 0.00097009 | 1.3062e-09 | 0.0029922 | 2.3283e-08 | 0.0085129 | 8.2929e-07
[120 empty] | 7.3.3.17.5 (Remote Grid) Updates to grid topology to minimize risk of ignition in HFTDs Remote GridWLDFREquipment / facility failureAggregated | WLDFR | HFTD - Distribution - Tier 3 - 3QU CoRE ¦ 4QU LoRE | Non-Red Flag Warning - Large Fires | Equipment / facility failure | Aggregated | 2058 | 1.3465e-06 | 223.3454 | 0.00030074 | 2058 | Mitigation | 0.95 | 45 | 0 | esc | 0.00097009 | 1.3062e-09 | 0.00097009 | 1.3062e-09 | 0.0029922 | 2.3283e-08 | 0.0085129 | 8.2929e-07
[120 empty] | 7.3.3.17.5 (Remote Grid) Updates to grid topology to minimize risk of ignition in HFTDs Remote GridWLDFREquipment / facility failureAggregated | WLDFR | HFTD - Distribution - Tier 3 - 3QU CoRE ¦ 4QU LoRE | Non-Red Flag Warning - Large Fires | Equipment / facility failure | Aggregated | 2059 | 1.3465e-06 | 223.3454 | 0.00030074 | 2059 | Mitigation | 0.95 | 45 | 0 | esc | 0.00097009 | 1.3062e-09 | 0.00097009 | 1.3062e-09 | 0.0029922 | 2.3283e-08 | 0.0085129 | 8.2929e-07
[120 empty] | 7.3.3.17.5 (Remote Grid) Updates to grid topology to minimize risk of ignition in HFTDs Remote GridWLDFREquipment / facility failureAggregated | WLDFR | HFTD - Distribution - Tier 3 - 3QU CoRE ¦ 4QU LoRE | Non-Red Flag Warning - Large Fires | Equipment / facility failure | Aggregated | 2060 | 1.3465e-06 | 223.3454 | 0.00030074 | 2060 | Mitigation | 0.95 | 45 | 0 | esc | 0.00097009 | 1.3062e-09 | 0.00097009 | 1.3062e-09 | 0.0029922 | 2.3283e-08 | 0.0085129 | 8.2929e-07
[120 empty] | 7.3.3.17.5 (Remote Grid) Updates to grid topology to minimize risk of ignition in HFTDs Remote GridWLDFREquipment / facility failureAggregated | WLDFR | HFTD - Distribution - Tier 3 - 3QU CoRE ¦ 4QU LoRE | Non-Red Flag Warning - Large Fires | Equipment / facility failure | Aggregated | 2061 | 1.3465e-06 | 223.3454 | 0.00030074 | 2061 | Mitigation | 0.95 | 45 | 0 | esc | 0.00097009 | 1.3062e-09 | 0.00097009 | 1.3062e-09 | 0.0029922 | 2.3283e-08 | 0.0085129 | 8.2929e-07
[120 empty] | 7.3.3.17.5 (Remote Grid) Updates to grid topology to minimize risk of ignition in HFTDs Remote GridWLDFREquipment / facility failureAggregated | WLDFR | HFTD - Distribution - Tier 3 - 3QU CoRE ¦ 4QU LoRE | Non-Red Flag Warning - Large Fires | Equipment / facility failure | Aggregated | 2062 | 1.3465e-06 | 223.3454 | 0.00030074 | 2062 | Mitigation | 0.95 | 45 | 0 | esc | 0.00097009 | 1.3062e-09 | 0.00097009 | 1.3062e-09 | 0.0029922 | 2.3283e-08 | 0.0085129 | 8.2929e-07
[120 empty] | 7.3.3.17.5 (Remote Grid) Updates to grid topology to minimize risk of ignition in HFTDs Remote GridWLDFREquipment / facility failureAggregated | WLDFR | HFTD - Distribution - Tier 3 - 3QU CoRE ¦ 4QU LoRE | Non-Red Flag Warning - Large Fires | Equipment / facility failure | Aggregated | 2063 | 1.3465e-06 | 223.3454 | 0.00030074 | 2063 | Mitigation | 0.95 | 45 | 0 | esc | 0.00097009 | 1.3062e-09 | 0.00097009 | 1.3062e-09 | 0.0029922 | 2.3283e-08 | 0.0085129 | 8.2929e-07
[120 empty] | 7.3.3.17.5 (Remote Grid) Updates to grid topology to minimize risk of ignition in HFTDs Remote GridWLDFREquipment / facility failureAggregated | WLDFR | HFTD - Distribution - Tier 3 - 3QU CoRE ¦ 4QU LoRE | Non-Red Flag Warning - Large Fires | Equipment / facility failure | Aggregated | 2064 | 1.3465e-06 | 223.3454 | 0.00030074 | 2064 | Mitigation | 0.95 | 45 | 0 | esc | 0.00097009 | 1.3062e-09 | 0.00097009 | 1.3062e-09 | 0.0029922 | 2.3283e-08 | 0.0085129 | 8.2929e-07
[120 empty] | 7.3.3.17.5 (Remote Grid) Updates to grid topology to minimize risk of ignition in HFTDs Remote GridWLDFREquipment / facility failureAggregated | WLDFR | HFTD - Distribution - Tier 3 - 3QU CoRE ¦ 4QU LoRE | Non-Red Flag Warning - Large Fires | Equipment / facility failure | Aggregated | 2065 | 1.3465e-06 | 223.3454 | 0.00030074 | 2065 | Mitigation | 0.95 | 45 | 0 | esc | 0.00097009 | 1.3062e-09 | 0.00097009 | 1.3062e-09 | 0.0029922 | 2.3283e-08 | 0.0085129 | 8.2929e-07
[120 empty] | 7.3.3.17.5 (Remote Grid) Updates to grid topology to minimize risk of ignition in HFTDs Remote GridWLDFREquipment / facility failureAggregated | WLDFR | HFTD - Distribution - Tier 3 - 3QU CoRE ¦ 4QU LoRE | Non-Red Flag Warning - Large Fires | Equipment / facility failure | Aggregated | 2066 | 1.3465e-06 | 223.3454 | 0.00030074 | 2066 | Mitigation | 0.95 | 45 | 0 | esc | 0.00097009 | 1.3062e-09 | 0.00097009 | 1.3062e-09 | 0.0029922 | 2.3283e-08 | 0 | 0
[120 empty] | 7.3.3.17.5 (Remote Grid) Updates to grid topology to minimize risk of ignition in HFTDs Remote GridWLDFREquipment / facility failureAggregated | WLDFR | HFTD - Distribution - Tier 3 - 3QU CoRE ¦ 4QU LoRE | Non-Red Flag Warning - Large Fires | Equipment / facility failure | Aggregated | 2067 | 1.3465e-06 | 223.3454 | 0.00030074 | 2067 | Mitigation | 0.95 | 45 | 0 | esc | 0 | 0 | 0.00097009 | 1.3062e-09 | 0.0029922 | 2.3283e-08 | 0 | 0
[120 empty] | 7.3.3.17.5 (Remote Grid) Updates to grid topology to minimize risk of ignition in HFTDs Remote GridWLDFRVegetation ContactAggregated | WLDFR | HFTD - Distribution - Tier 3 - 3QU CoRE ¦ 4QU LoRE | Non-Red Flag Warning - Large Fires | Vegetation Contact | Aggregated | 2022 | 6.0726e-06 | 223.3454 | 0.0013563 | 2022 | Mitigation | 0.95 | 45 | 0 | esc | 0.00097009 | 5.8909e-09 | 0 | 0 | 0.0029922 | 2.3283e-08 | 0.0093087 | 5.3414e-06
[120 empty] | 7.3.3.17.5 (Remote Grid) Updates to grid topology to minimize risk of ignition in HFTDs Remote GridWLDFRVegetation ContactAggregated | WLDFR | HFTD - Distribution - Tier 3 - 3QU CoRE ¦ 4QU LoRE | Non-Red Flag Warning - Large Fires | Vegetation Contact | Aggregated | 2023 | 6.0726e-06 | 223.3454 | 0.0013563 | 2023 | Mitigation | 0.95 | 45 | 0 | esc | 0.00097009 | 5.8909e-09 | 0.00097009 | 5.8909e-09 | 0.0029922 | 2.3283e-08 | 0.0093087 | 5.3414e-06
[120 empty] | 7.3.3.17.5 (Remote Grid) Updates to grid topology to minimize risk of ignition in HFTDs Remote GridWLDFRVegetation ContactAggregated | WLDFR | HFTD - Distribution - Tier 3 - 3QU CoRE ¦ 4QU LoRE | Non-Red Flag Warning - Large Fires | Vegetation Contact | Aggregated | 2024 | 6.0726e-06 | 223.3454 | 0.0013563 | 2024 | Mitigation | 0.95 | 45 | 0 | esc | 0.00097009 | 5.8909e-09 | 0.00097009 | 5.8909e-09 | 0.0029922 | 2.3283e-08 | 0.0093087 | 5.3414e-06
[120 empty] | 7.3.3.17.5 (Remote Grid) Updates to grid topology to minimize risk of ignition in HFTDs Remote GridWLDFRVegetation ContactAggregated | WLDFR | HFTD - Distribution - Tier 3 - 3QU CoRE ¦ 4QU LoRE | Non-Red Flag Warning - Large Fires | Vegetation Contact | Aggregated | 2025 | 6.0726e-06 | 223.3454 | 0.0013563 | 2025 | Mitigation | 0.95 | 45 | 0 | esc | 0.00097009 | 5.8909e-09 | 0.00097009 | 5.8909e-09 | 0.0029922 | 2.3283e-08 | 0.0093087 | 5.3414e-06
[120 empty] | 7.3.3.17.5 (Remote Grid) Updates to grid topology to minimize risk of ignition in HFTDs Remote GridWLDFRVegetation ContactAggregated | WLDFR | HFTD - Distribution - Tier 3 - 3QU CoRE ¦ 4QU LoRE | Non-Red Flag Warning - Large Fires | Vegetation Contact | Aggregated | 2026 | 6.0726e-06 | 223.3454 | 0.0013563 | 2026 | Mitigation | 0.95 | 45 | 0 | esc | 0.00097009 | 5.8909e-09 | 0.00097009 | 5.8909e-09 | 0.0029922 | 2.3283e-08 | 0.0093087 | 5.3414e-06
[120 empty] | 7.3.3.17.5 (Remote Grid) Updates to grid topology to minimize risk of ignition in HFTDs Remote GridWLDFRVegetation ContactAggregated | WLDFR | HFTD - Distribution - Tier 3 - 3QU CoRE ¦ 4QU LoRE | Non-Red Flag Warning - Large Fires | Vegetation Contact | Aggregated | 2027 | 6.0726e-06 | 223.3454 | 0.0013563 | 2027 | Mitigation | 0.95 | 45 | 0 | esc | 0.00097009 | 5.8909e-09 | 0.00097009 | 5.8909e-09 | 0.0029922 | 2.3283e-08 | 0.0093087 | 5.3414e-06
[120 empty] | 7.3.3.17.5 (Remote Grid) Updates to grid topology to minimize risk of ignition in HFTDs Remote GridWLDFRVegetation ContactAggregated | WLDFR | HFTD - Distribution - Tier 3 - 3QU CoRE ¦ 4QU LoRE | Non-Red Flag Warning - Large Fires | Vegetation Contact | Aggregated | 2028 | 6.0726e-06 | 223.3454 | 0.0013563 | 2028 | Mitigation | 0.95 | 45 | 0 | esc | 0.00097009 | 5.8909e-09 | 0.00097009 | 5.8909e-09 | 0.0029922 | 2.3283e-08 | 0.0093087 | 5.3414e-06
[120 empty] | 7.3.3.17.5 (Remote Grid) Updates to grid topology to minimize risk of ignition in HFTDs Remote GridWLDFRVegetation ContactAggregated | WLDFR | HFTD - Distribution - Tier 3 - 3QU CoRE ¦ 4QU LoRE | Non-Red Flag Warning - Large Fires | Vegetation Contact | Aggregated | 2029 | 6.0726e-06 | 223.3454 | 0.0013563 | 2029 | Mitigation | 0.95 | 45 | 0 | esc | 0.00097009 | 5.8909e-09 | 0.00097009 | 5.8909e-09 | 0.0029922 | 2.3283e-08 | 0.0093087 | 5.3414e-06
[120 empty] | 7.3.3.17.5 (Remote Grid) Updates to grid topology to minimize risk of ignition in HFTDs Remote GridWLDFRVegetation ContactAggregated | WLDFR | HFTD - Distribution - Tier 3 - 3QU CoRE ¦ 4QU LoRE | Non-Red Flag Warning - Large Fires | Vegetation Contact | Aggregated | 2030 | 6.0726e-06 | 223.3454 | 0.0013563 | 2030 | Mitigation | 0.95 | 45 | 0 | esc | 0.00097009 | 5.8909e-09 | 0.00097009 | 5.8909e-09 | 0.0029922 | 2.3283e-08 | 0.0093087 | 5.3414e-06
[120 empty] | 7.3.3.17.5 (Remote Grid) Updates to grid topology to minimize risk of ignition in HFTDs Remote GridWLDFRVegetation ContactAggregated | WLDFR | HFTD - Distribution - Tier 3 - 3QU CoRE ¦ 4QU LoRE | Non-Red Flag Warning - Large Fires | Vegetation Contact | Aggregated | 2031 | 6.0726e-06 | 223.3454 | 0.0013563 | 2031 | Mitigation | 0.95 | 45 | 0 | esc | 0.00097009 | 5.8909e-09 | 0.00097009 | 5.8909e-09 | 0.0029922 | 2.3283e-08 | 0.0093087 | 5.3414e-06
[120 empty] | 7.3.3.17.5 (Remote Grid) Updates to grid topology to minimize risk of ignition in HFTDs Remote GridWLDFRVegetation ContactAggregated | WLDFR | HFTD - Distribution - Tier 3 - 3QU CoRE ¦ 4QU LoRE | Non-Red Flag Warning - Large Fires | Vegetation Contact | Aggregated | 2032 | 6.0726e-06 | 223.3454 | 0.0013563 | 2032 | Mitigation | 0.95 | 45 | 0 | esc | 0.00097009 | 5.8909e-09 | 0.00097009 | 5.8909e-09 | 0.0029922 | 2.3283e-08 | 0.0093087 | 5.3414e-06
[120 empty] | 7.3.3.17.5 (Remote Grid) Updates to grid topology to minimize risk of ignition in HFTDs Remote GridWLDFRVegetation ContactAggregated | WLDFR | HFTD - Distribution - Tier 3 - 3QU CoRE ¦ 4QU LoRE | Non-Red Flag Warning - Large Fires | Vegetation Contact | Aggregated | 2033 | 6.0726e-06 | 223.3454 | 0.0013563 | 2033 | Mitigation | 0.95 | 45 | 0 | esc | 0.00097009 | 5.8909e-09 | 0.00097009 | 5.8909e-09 | 0.0029922 | 2.3283e-08 | 0.0093087 | 5.3414e-06
[120 empty] | 7.3.3.17.5 (Remote Grid) Updates to grid topology to minimize risk of ignition in HFTDs Remote GridWLDFRVegetation ContactAggregated | WLDFR | HFTD - Distribution - Tier 3 - 3QU CoRE ¦ 4QU LoRE | Non-Red Flag Warning - Large Fires | Vegetation Contact | Aggregated | 2034 | 6.0726e-06 | 223.3454 | 0.0013563 | 2034 | Mitigation | 0.95 | 45 | 0 | esc | 0.00097009 | 5.8909e-09 | 0.00097009 | 5.8909e-09 | 0.0029922 | 2.3283e-08 | 0.0093087 | 5.3414e-06
[120 empty] | 7.3.3.17.5 (Remote Grid) Updates to grid topology to minimize risk of ignition in HFTDs Remote GridWLDFRVegetation ContactAggregated | WLDFR | HFTD - Distribution - Tier 3 - 3QU CoRE ¦ 4QU LoRE | Non-Red Flag Warning - Large Fires | Vegetation Contact | Aggregated | 2035 | 6.0726e-06 | 223.3454 | 0.0013563 | 2035 | Mitigation | 0.95 | 45 | 0 | esc | 0.00097009 | 5.8909e-09 | 0.00097009 | 5.8909e-09 | 0.0029922 | 2.3283e-08 | 0.0093087 | 5.3414e-06
[120 empty] | 7.3.3.17.5 (Remote Grid) Updates to grid topology to minimize risk of ignition in HFTDs Remote GridWLDFRVegetation ContactAggregated | WLDFR | HFTD - Distribution - Tier 3 - 3QU CoRE ¦ 4QU LoRE | Non-Red Flag Warning - Large Fires | Vegetation Contact | Aggregated | 2036 | 6.0726e-06 | 223.3454 | 0.0013563 | 2036 | Mitigation | 0.95 | 45 | 0 | esc | 0.00097009 | 5.8909e-09 | 0.00097009 | 5.8909e-09 | 0 | 0 | 0.0093087 | 5.3414e-06
[120 empty] | 7.3.3.17.5 (Remote Grid) Updates to grid topology to minimize risk of ignition in HFTDs Remote GridWLDFRVegetation ContactAggregated | WLDFR | HFTD - Distribution - Tier 3 - 3QU CoRE ¦ 4QU LoRE | Non-Red Flag Warning - Large Fires | Vegetation Contact | Aggregated | 2037 | 6.0726e-06 | 223.3454 | 0.0013563 | 2037 | Mitigation | 0.95 | 45 | 0 | esc | 0.00097009 | 5.8909e-09 | 0.00097009 | 5.8909e-09 | 0.0029922 | 6.0339e-08 | 0.0093087 | 5.3414e-06
[120 empty] | 7.3.3.17.5 (Remote Grid) Updates to grid topology to minimize risk of ignition in HFTDs Remote GridWLDFRVegetation ContactAggregated | WLDFR | HFTD - Distribution - Tier 3 - 3QU CoRE ¦ 4QU LoRE | Non-Red Flag Warning - Large Fires | Vegetation Contact | Aggregated | 2038 | 6.0726e-06 | 223.3454 | 0.0013563 | 2038 | Mitigation | 0.95 | 45 | 0 | esc | 0.00097009 | 5.8909e-09 | 0.00097009 | 5.8909e-09 | 0.0029922 | 6.0339e-08 | 0.0093087 | 5.3414e-06
[120 empty] | 7.3.3.17.5 (Remote Grid) Updates to grid topology to minimize risk of ignition in HFTDs Remote GridWLDFRVegetation ContactAggregated | WLDFR | HFTD - Distribution - Tier 3 - 3QU CoRE ¦ 4QU LoRE | Non-Red Flag Warning - Large Fires | Vegetation Contact | Aggregated | 2039 | 6.0726e-06 | 223.3454 | 0.0013563 | 2039 | Mitigation | 0.95 | 45 | 0 | esc | 0.00097009 | 5.8909e-09 | 0.00097009 | 5.8909e-09 | 0.0029922 | 6.0339e-08 | 0.0093087 | 5.3414e-06
[120 empty] | 7.3.3.17.5 (Remote Grid) Updates to grid topology to minimize risk of ignition in HFTDs Remote GridWLDFRVegetation ContactAggregated | WLDFR | HFTD - Distribution - Tier 3 - 3QU CoRE ¦ 4QU LoRE | Non-Red Flag Warning - Large Fires | Vegetation Contact | Aggregated | 2040 | 6.0726e-06 | 223.3454 | 0.0013563 | 2040 | Mitigation | 0.95 | 45 | 0 | esc | 0.00097009 | 5.8909e-09 | 0.00097009 | 5.8909e-09 | 0.0029922 | 6.0339e-08 | 0.0093087 | 5.3414e-06
[120 empty] | 7.3.3.17.5 (Remote Grid) Updates to grid topology to minimize risk of ignition in HFTDs Remote GridWLDFRVegetation ContactAggregated | WLDFR | HFTD - Distribution - Tier 3 - 3QU CoRE ¦ 4QU LoRE | Non-Red Flag Warning - Large Fires | Vegetation Contact | Aggregated | 2041 | 6.0726e-06 | 223.3454 | 0.0013563 | 2041 | Mitigation | 0.95 | 45 | 0 | esc | 0.00097009 | 5.8909e-09 | 0.00097009 | 5.8909e-09 | 0.0029922 | 6.0339e-08 | 0.0093087 | 5.3414e-06
[120 empty] | 7.3.3.17.5 (Remote Grid) Updates to grid topology to minimize risk of ignition in HFTDs Remote GridWLDFRVegetation ContactAggregated | WLDFR | HFTD - Distribution - Tier 3 - 3QU CoRE ¦ 4QU LoRE | Non-Red Flag Warning - Large Fires | Vegetation Contact | Aggregated | 2042 | 6.0726e-06 | 223.3454 | 0.0013563 | 2042 | Mitigation | 0.95 | 45 | 0 | esc | 0.00097009 | 5.8909e-09 | 0.00097009 | 5.8909e-09 | 0.0029922 | 6.0339e-08 | 0.0093087 | 5.3414e-06
[120 empty] | 7.3.3.17.5 (Remote Grid) Updates to grid topology to minimize risk of ignition in HFTDs Remote GridWLDFRVegetation ContactAggregated | WLDFR | HFTD - Distribution - Tier 3 - 3QU CoRE ¦ 4QU LoRE | Non-Red Flag Warning - Large Fires | Vegetation Contact | Aggregated | 2043 | 6.0726e-06 | 223.3454 | 0.0013563 | 2043 | Mitigation | 0.95 | 45 | 0 | esc | 0.00097009 | 5.8909e-09 | 0.00097009 | 5.8909e-09 | 0.0029922 | 6.0339e-08 | 0.0093087 | 5.3414e-06
[120 empty] | 7.3.3.17.5 (Remote Grid) Updates to grid topology to minimize risk of ignition in HFTDs Remote GridWLDFRVegetation ContactAggregated | WLDFR | HFTD - Distribution - Tier 3 - 3QU CoRE ¦ 4QU LoRE | Non-Red Flag Warning - Large Fires | Vegetation Contact | Aggregated | 2044 | 6.0726e-06 | 223.3454 | 0.0013563 | 2044 | Mitigation | 0.95 | 45 | 0 | esc | 0.00097009 | 5.8909e-09 | 0.00097009 | 5.8909e-09 | 0.0029922 | 6.0339e-08 | 0.0093087 | 5.3414e-06
[120 empty] | 7.3.3.17.5 (Remote Grid) Updates to grid topology to minimize risk of ignition in HFTDs Remote GridWLDFRVegetation ContactAggregated | WLDFR | HFTD - Distribution - Tier 3 - 3QU CoRE ¦ 4QU LoRE | Non-Red Flag Warning - Large Fires | Vegetation Contact | Aggregated | 2045 | 6.0726e-06 | 223.3454 | 0.0013563 | 2045 | Mitigation | 0.95 | 45 | 0 | esc | 0.00097009 | 5.8909e-09 | 0.00097009 | 5.8909e-09 | 0.0029922 | 6.0339e-08 | 0.0093087 | 5.3414e-06
[120 empty] | 7.3.3.17.5 (Remote Grid) Updates to grid topology to minimize risk of ignition in HFTDs Remote GridWLDFRVegetation ContactAggregated | WLDFR | HFTD - Distribution - Tier 3 - 3QU CoRE ¦ 4QU LoRE | Non-Red Flag Warning - Large Fires | Vegetation Contact | Aggregated | 2046 | 6.0726e-06 | 223.3454 | 0.0013563 | 2046 | Mitigation | 0.95 | 45 | 0 | esc | 0.00097009 | 5.8909e-09 | 0.00097009 | 5.8909e-09 | 0.0029922 | 6.0339e-08 | 0.0093087 | 5.3414e-06
[120 empty] | 7.3.3.17.5 (Remote Grid) Updates to grid topology to minimize risk of ignition in HFTDs Remote GridWLDFRVegetation ContactAggregated | WLDFR | HFTD - Distribution - Tier 3 - 3QU CoRE ¦ 4QU LoRE | Non-Red Flag Warning - Large Fires | Vegetation Contact | Aggregated | 2047 | 6.0726e-06 | 223.3454 | 0.0013563 | 2047 | Mitigation | 0.95 | 45 | 0 | esc | 0.00097009 | 5.8909e-09 | 0.00097009 | 5.8909e-09 | 0.0029922 | 6.0339e-08 | 0.0093087 | 5.3414e-06
[120 empty] | 7.3.3.17.5 (Remote Grid) Updates to grid topology to minimize risk of ignition in HFTDs Remote GridWLDFRVegetation ContactAggregated | WLDFR | HFTD - Distribution - Tier 3 - 3QU CoRE ¦ 4QU LoRE | Non-Red Flag Warning - Large Fires | Vegetation Contact | Aggregated | 2048 | 6.0726e-06 | 223.3454 | 0.0013563 | 2048 | Mitigation | 0.95 | 45 | 0 | esc | 0.00097009 | 5.8909e-09 | 0.00097009 | 5.8909e-09 | 0.0029922 | 6.0339e-08 | 0.0093087 | 5.3414e-06
[120 empty] | 7.3.3.17.5 (Remote Grid) Updates to grid topology to minimize risk of ignition in HFTDs Remote GridWLDFRVegetation ContactAggregated | WLDFR | HFTD - Distribution - Tier 3 - 3QU CoRE ¦ 4QU LoRE | Non-Red Flag Warning - Large Fires | Vegetation Contact | Aggregated | 2049 | 6.0726e-06 | 223.3454 | 0.0013563 | 2049 | Mitigation | 0.95 | 45 | 0 | esc | 0.00097009 | 5.8909e-09 | 0.00097009 | 5.8909e-09 | 0.0029922 | 6.0339e-08 | 0.0093087 | 5.3414e-06
[120 empty] | 7.3.3.17.5 (Remote Grid) Updates to grid topology to minimize risk of ignition in HFTDs Remote GridWLDFRVegetation ContactAggregated | WLDFR | HFTD - Distribution - Tier 3 - 3QU CoRE ¦ 4QU LoRE | Non-Red Flag Warning - Large Fires | Vegetation Contact | Aggregated | 2050 | 6.0726e-06 | 223.3454 | 0.0013563 | 2050 | Mitigation | 0.95 | 45 | 0 | esc | 0.00097009 | 5.8909e-09 | 0.00097009 | 5.8909e-09 | 0.0029922 | 6.0339e-08 | 0.0093087 | 5.3414e-06
[120 empty] | 7.3.3.17.5 (Remote Grid) Updates to grid topology to minimize risk of ignition in HFTDs Remote GridWLDFRVegetation ContactAggregated | WLDFR | HFTD - Distribution - Tier 3 - 3QU CoRE ¦ 4QU LoRE | Non-Red Flag Warning - Large Fires | Vegetation Contact | Aggregated | 2051 | 6.0726e-06 | 223.3454 | 0.0013563 | 2051 | Mitigation | 0.95 | 45 | 0 | esc | 0.00097009 | 5.8909e-09 | 0.00097009 | 5.8909e-09 | 0.0029922 | 6.0339e-08 | 0.0093087 | 5.3414e-06
[120 empty] | 7.3.3.17.5 (Remote Grid) Updates to grid topology to minimize risk of ignition in HFTDs Remote GridWLDFRVegetation ContactAggregated | WLDFR | HFTD - Distribution - Tier 3 - 3QU CoRE ¦ 4QU LoRE | Non-Red Flag Warning - Large Fires | Vegetation Contact | Aggregated | 2052 | 6.0726e-06 | 223.3454 | 0.0013563 | 2052 | Mitigation | 0.95 | 45 | 0 | esc | 0.00097009 | 5.8909e-09 | 0.00097009 | 5.8909e-09 | 0.0029922 | 6.0339e-08 | 0 | 0
[120 empty] | 7.3.3.17.5 (Remote Grid) Updates to grid topology to minimize risk of ignition in HFTDs Remote GridWLDFRVegetation ContactAggregated | WLDFR | HFTD - Distribution - Tier 3 - 3QU CoRE ¦ 4QU LoRE | Non-Red Flag Warning - Large Fires | Vegetation Contact | Aggregated | 2053 | 6.0726e-06 | 223.3454 | 0.0013563 | 2053 | Mitigation | 0.95 | 45 | 0 | esc | 0.00097009 | 5.8909e-09 | 0.00097009 | 5.8909e-09 | 0.0029922 | 6.0339e-08 | 0 | 0
[120 empty] | 7.3.3.17.5 (Remote Grid) Updates to grid topology to minimize risk of ignition in HFTDs Remote GridWLDFRVegetation ContactAggregated | WLDFR | HFTD - Distribution - Tier 3 - 3QU CoRE ¦ 4QU LoRE | Non-Red Flag Warning - Large Fires | Vegetation Contact | Aggregated | 2054 | 6.0726e-06 | 223.3454 | 0.0013563 | 2054 | Mitigation | 0.95 | 45 | 0 | esc | 0.00097009 | 5.8909e-09 | 0.00097009 | 5.8909e-09 | 0.0029922 | 6.0339e-08 | 0.0083522 | 1.0058e-06
[120 empty] | 7.3.3.17.5 (Remote Grid) Updates to grid topology to minimize risk of ignition in HFTDs Remote GridWLDFRVegetation ContactAggregated | WLDFR | HFTD - Distribution - Tier 3 - 3QU CoRE ¦ 4QU LoRE | Non-Red Flag Warning - Large Fires | Vegetation Contact | Aggregated | 2055 | 6.0726e-06 | 223.3454 | 0.0013563 | 2055 | Mitigation | 0.95 | 45 | 0 | esc | 0.00097009 | 5.8909e-09 | 0.00097009 | 5.8909e-09 | 0.0029922 | 6.0339e-08 | 0.0083522 | 1.0058e-06
[120 empty] | 7.3.3.17.5 (Remote Grid) Updates to grid topology to minimize risk of ignition in HFTDs Remote GridWLDFRVegetation ContactAggregated | WLDFR | HFTD - Distribution - Tier 3 - 3QU CoRE ¦ 4QU LoRE | Non-Red Flag Warning - Large Fires | Vegetation Contact | Aggregated | 2056 | 6.0726e-06 | 223.3454 | 0.0013563 | 2056 | Mitigation | 0.95 | 45 | 0 | esc | 0.00097009 | 5.8909e-09 | 0.00097009 | 5.8909e-09 | 0.0029922 | 6.0339e-08 | 0.0083522 | 1.0058e-06
[120 empty] | 7.3.3.17.5 (Remote Grid) Updates to grid topology to minimize risk of ignition in HFTDs Remote GridWLDFRVegetation ContactAggregated | WLDFR | HFTD - Distribution - Tier 3 - 3QU CoRE ¦ 4QU LoRE | Non-Red Flag Warning - Large Fires | Vegetation Contact | Aggregated | 2057 | 6.0726e-06 | 223.3454 | 0.0013563 | 2057 | Mitigation | 0.95 | 45 | 0 | esc | 0.00097009 | 5.8909e-09 | 0.00097009 | 5.8909e-09 | 0.0029922 | 6.0339e-08 | 0.0083522 | 1.0058e-06
[120 empty] | 7.3.3.17.5 (Remote Grid) Updates to grid topology to minimize risk of ignition in HFTDs Remote GridWLDFRVegetation ContactAggregated | WLDFR | HFTD - Distribution - Tier 3 - 3QU CoRE ¦ 4QU LoRE | Non-Red Flag Warning - Large Fires | Vegetation Contact | Aggregated | 2058 | 6.0726e-06 | 223.3454 | 0.0013563 | 2058 | Mitigation | 0.95 | 45 | 0 | esc | 0.00097009 | 5.8909e-09 | 0.00097009 | 5.8909e-09 | 0.0029922 | 6.0339e-08 | 0.0083522 | 1.0058e-06
[120 empty] | 7.3.3.17.5 (Remote Grid) Updates to grid topology to minimize risk of ignition in HFTDs Remote GridWLDFRVegetation ContactAggregated | WLDFR | HFTD - Distribution - Tier 3 - 3QU CoRE ¦ 4QU LoRE | Non-Red Flag Warning - Large Fires | Vegetation Contact | Aggregated | 2059 | 6.0726e-06 | 223.3454 | 0.0013563 | 2059 | Mitigation | 0.95 | 45 | 0 | esc | 0.00097009 | 5.8909e-09 | 0.00097009 | 5.8909e-09 | 0.0029922 | 6.0339e-08 | 0.0083522 | 1.0058e-06
[120 empty] | 7.3.3.17.5 (Remote Grid) Updates to grid topology to minimize risk of ignition in HFTDs Remote GridWLDFRVegetation ContactAggregated | WLDFR | HFTD - Distribution - Tier 3 - 3QU CoRE ¦ 4QU LoRE | Non-Red Flag Warning - Large Fires | Vegetation Contact | Aggregated | 2060 | 6.0726e-06 | 223.3454 | 0.0013563 | 2060 | Mitigation | 0.95 | 45 | 0 | esc | 0.00097009 | 5.8909e-09 | 0.00097009 | 5.8909e-09 | 0.0029922 | 6.0339e-08 | 0.0083522 | 1.0058e-06
[120 empty] | 7.3.3.17.5 (Remote Grid) Updates to grid topology to minimize risk of ignition in HFTDs Remote GridWLDFRVegetation ContactAggregated | WLDFR | HFTD - Distribution - Tier 3 - 3QU CoRE ¦ 4QU LoRE | Non-Red Flag Warning - Large Fires | Vegetation Contact | Aggregated | 2061 | 6.0726e-06 | 223.3454 | 0.0013563 | 2061 | Mitigation | 0.95 | 45 | 0 | esc | 0.00097009 | 5.8909e-09 | 0.00097009 | 5.8909e-09 | 0.0029922 | 6.0339e-08 | 0.0083522 | 1.0058e-06
[120 empty] | 7.3.3.17.5 (Remote Grid) Updates to grid topology to minimize risk of ignition in HFTDs Remote GridWLDFRVegetation ContactAggregated | WLDFR | HFTD - Distribution - Tier 3 - 3QU CoRE ¦ 4QU LoRE | Non-Red Flag Warning - Large Fires | Vegetation Contact | Aggregated | 2062 | 6.0726e-06 | 223.3454 | 0.0013563 | 2062 | Mitigation | 0.95 | 45 | 0 | esc | 0.00097009 | 5.8909e-09 | 0.00097009 | 5.8909e-09 | 0.0029922 | 6.0339e-08 | 0.0083522 | 1.0058e-06
[120 empty] | 7.3.3.17.5 (Remote Grid) Updates to grid topology to minimize risk of ignition in HFTDs Remote GridWLDFRVegetation ContactAggregated | WLDFR | HFTD - Distribution - Tier 3 - 3QU CoRE ¦ 4QU LoRE | Non-Red Flag Warning - Large Fires | Vegetation Contact | Aggregated | 2063 | 6.0726e-06 | 223.3454 | 0.0013563 | 2063 | Mitigation | 0.95 | 45 | 0 | esc | 0.00097009 | 5.8909e-09 | 0.00097009 | 5.8909e-09 | 0.0029922 | 6.0339e-08 | 0.0083522 | 1.0058e-06
[120 empty] | 7.3.3.17.5 (Remote Grid) Updates to grid topology to minimize risk of ignition in HFTDs Remote GridWLDFRVegetation ContactAggregated | WLDFR | HFTD - Distribution - Tier 3 - 3QU CoRE ¦ 4QU LoRE | Non-Red Flag Warning - Large Fires | Vegetation Contact | Aggregated | 2064 | 6.0726e-06 | 223.3454 | 0.0013563 | 2064 | Mitigation | 0.95 | 45 | 0 | esc | 0.00097009 | 5.8909e-09 | 0.00097009 | 5.8909e-09 | 0.0029922 | 6.0339e-08 | 0.0083522 | 1.0058e-06
[120 empty] | 7.3.3.17.5 (Remote Grid) Updates to grid topology to minimize risk of ignition in HFTDs Remote GridWLDFRVegetation ContactAggregated | WLDFR | HFTD - Distribution - Tier 3 - 3QU CoRE ¦ 4QU LoRE | Non-Red Flag Warning - Large Fires | Vegetation Contact | Aggregated | 2065 | 6.0726e-06 | 223.3454 | 0.0013563 | 2065 | Mitigation | 0.95 | 45 | 0 | esc | 0.00097009 | 5.8909e-09 | 0.00097009 | 5.8909e-09 | 0.0029922 | 6.0339e-08 | 0.0083522 | 1.0058e-06
[120 empty] | 7.3.3.17.5 (Remote Grid) Updates to grid topology to minimize risk of ignition in HFTDs Remote GridWLDFRVegetation ContactAggregated | WLDFR | HFTD - Distribution - Tier 3 - 3QU CoRE ¦ 4QU LoRE | Non-Red Flag Warning - Large Fires | Vegetation Contact | Aggregated | 2066 | 6.0726e-06 | 223.3454 | 0.0013563 | 2066 | Mitigation | 0.95 | 45 | 0 | esc | 0.00097009 | 5.8909e-09 | 0.00097009 | 5.8909e-09 | 0.0029922 | 6.0339e-08 | 0.0083522 | 1.0058e-06
[120 empty] | 7.3.3.17.5 (Remote Grid) Updates to grid topology to minimize risk of ignition in HFTDs Remote GridWLDFRVegetation ContactAggregated | WLDFR | HFTD - Distribution - Tier 3 - 3QU CoRE ¦ 4QU LoRE | Non-Red Flag Warning - Large Fires | Vegetation Contact | Aggregated | 2067 | 6.0726e-06 | 223.3454 | 0.0013563 | 2067 | Mitigation | 0.95 | 45 | 0 | esc | 0 | 0 | 0.00097009 | 5.8909e-09 | 0.0029922 | 6.0339e-08 | 0.0083522 | 1.0058e-06
[120 empty] | 7.3.3.17.5 (Remote Grid) Updates to grid topology to minimize risk of ignition in HFTDs Remote GridWLDFRWire-to-wire contactAggregated | WLDFR | HFTD - Distribution - Tier 3 - 3QU CoRE ¦ 4QU LoRE | Non-Red Flag Warning - Large Fires | Wire-to-wire contact | Aggregated | 2022 | 8.5337e-07 | 223.3454 | 0.0001906 | 2022 | Mitigation | 0.95 | 45 | 0 | esc | 0.00097009 | 8.2784e-10 | 0 | 0 | 0.0029922 | 6.0339e-08 | 0.0083522 | 1.0058e-06
[120 empty] | 7.3.3.17.5 (Remote Grid) Updates to grid topology to minimize risk of ignition in HFTDs Remote GridWLDFRWire-to-wire contactAggregated | WLDFR | HFTD - Distribution - Tier 3 - 3QU CoRE ¦ 4QU LoRE | Non-Red Flag Warning - Large Fires | Wire-to-wire contact | Aggregated | 2023 | 8.5337e-07 | 223.3454 | 0.0001906 | 2023 | Mitigation | 0.95 | 45 | 0 | esc | 0.00097009 | 8.2784e-10 | 0.00097009 | 8.2784e-10 | 0.0029922 | 6.0339e-08 | 0.0083522 | 1.0058e-06
[120 empty] | 7.3.3.17.5 (Remote Grid) Updates to grid topology to minimize risk of ignition in HFTDs Remote GridWLDFRWire-to-wire contactAggregated | WLDFR | HFTD - Distribution - Tier 3 - 3QU CoRE ¦ 4QU LoRE | Non-Red Flag Warning - Large Fires | Wire-to-wire contact | Aggregated | 2024 | 8.5337e-07 | 223.3454 | 0.0001906 | 2024 | Mitigation | 0.95 | 45 | 0 | esc | 0.00097009 | 8.2784e-10 | 0.00097009 | 8.2784e-10 | 0.0029922 | 6.0339e-08 | 0.0083522 | 1.0058e-06
[120 empty] | 7.3.3.17.5 (Remote Grid) Updates to grid topology to minimize risk of ignition in HFTDs Remote GridWLDFRWire-to-wire contactAggregated | WLDFR | HFTD - Distribution - Tier 3 - 3QU CoRE ¦ 4QU LoRE | Non-Red Flag Warning - Large Fires | Wire-to-wire contact | Aggregated | 2025 | 8.5337e-07 | 223.3454 | 0.0001906 | 2025 | Mitigation | 0.95 | 45 | 0 | esc | 0.00097009 | 8.2784e-10 | 0.00097009 | 8.2784e-10 | 0.0029922 | 6.0339e-08 | 0.0083522 | 1.0058e-06
[120 empty] | 7.3.3.17.5 (Remote Grid) Updates to grid topology to minimize risk of ignition in HFTDs Remote GridWLDFRWire-to-wire contactAggregated | WLDFR | HFTD - Distribution - Tier 3 - 3QU CoRE ¦ 4QU LoRE | Non-Red Flag Warning - Large Fires | Wire-to-wire contact | Aggregated | 2026 | 8.5337e-07 | 223.3454 | 0.0001906 | 2026 | Mitigation | 0.95 | 45 | 0 | esc | 0.00097009 | 8.2784e-10 | 0.00097009 | 8.2784e-10 | 0.0029922 | 6.0339e-08 | 0.0083522 | 1.0058e-06
[120 empty] | 7.3.3.17.5 (Remote Grid) Updates to grid topology to minimize risk of ignition in HFTDs Remote GridWLDFRWire-to-wire contactAggregated | WLDFR | HFTD - Distribution - Tier 3 - 3QU CoRE ¦ 4QU LoRE | Non-Red Flag Warning - Large Fires | Wire-to-wire contact | Aggregated | 2027 | 8.5337e-07 | 223.3454 | 0.0001906 | 2027 | Mitigation | 0.95 | 45 | 0 | esc | 0.00097009 | 8.2784e-10 | 0.00097009 | 8.2784e-10 | 0.0029922 | 6.0339e-08 | 0.0083522 | 1.0058e-06
[120 empty] | 7.3.3.17.5 (Remote Grid) Updates to grid topology to minimize risk of ignition in HFTDs Remote GridWLDFRWire-to-wire contactAggregated | WLDFR | HFTD - Distribution - Tier 3 - 3QU CoRE ¦ 4QU LoRE | Non-Red Flag Warning - Large Fires | Wire-to-wire contact | Aggregated | 2028 | 8.5337e-07 | 223.3454 | 0.0001906 | 2028 | Mitigation | 0.95 | 45 | 0 | esc | 0.00097009 | 8.2784e-10 | 0.00097009 | 8.2784e-10 | 0.0029922 | 6.0339e-08 | 0.0083522 | 1.0058e-06
[120 empty] | 7.3.3.17.5 (Remote Grid) Updates to grid topology to minimize risk of ignition in HFTDs Remote GridWLDFRWire-to-wire contactAggregated | WLDFR | HFTD - Distribution - Tier 3 - 3QU CoRE ¦ 4QU LoRE | Non-Red Flag Warning - Large Fires | Wire-to-wire contact | Aggregated | 2029 | 8.5337e-07 | 223.3454 | 0.0001906 | 2029 | Mitigation | 0.95 | 45 | 0 | esc | 0.00097009 | 8.2784e-10 | 0.00097009 | 8.2784e-10 | 0.0029922 | 6.0339e-08 | 0.0083522 | 1.0058e-06
[120 empty] | 7.3.3.17.5 (Remote Grid) Updates to grid topology to minimize risk of ignition in HFTDs Remote GridWLDFRWire-to-wire contactAggregated | WLDFR | HFTD - Distribution - Tier 3 - 3QU CoRE ¦ 4QU LoRE | Non-Red Flag Warning - Large Fires | Wire-to-wire contact | Aggregated | 2030 | 8.5337e-07 | 223.3454 | 0.0001906 | 2030 | Mitigation | 0.95 | 45 | 0 | esc | 0.00097009 | 8.2784e-10 | 0.00097009 | 8.2784e-10 | 0.0029922 | 6.0339e-08 | 0.0083522 | 1.0058e-06
[120 empty] | 7.3.3.17.5 (Remote Grid) Updates to grid topology to minimize risk of ignition in HFTDs Remote GridWLDFRWire-to-wire contactAggregated | WLDFR | HFTD - Distribution - Tier 3 - 3QU CoRE ¦ 4QU LoRE | Non-Red Flag Warning - Large Fires | Wire-to-wire contact | Aggregated | 2031 | 8.5337e-07 | 223.3454 | 0.0001906 | 2031 | Mitigation | 0.95 | 45 | 0 | esc | 0.00097009 | 8.2784e-10 | 0.00097009 | 8.2784e-10 | 0.0029922 | 6.0339e-08 | 0.0083522 | 1.0058e-06
[120 empty] | 7.3.3.17.5 (Remote Grid) Updates to grid topology to minimize risk of ignition in HFTDs Remote GridWLDFRWire-to-wire contactAggregated | WLDFR | HFTD - Distribution - Tier 3 - 3QU CoRE ¦ 4QU LoRE | Non-Red Flag Warning - Large Fires | Wire-to-wire contact | Aggregated | 2032 | 8.5337e-07 | 223.3454 | 0.0001906 | 2032 | Mitigation | 0.95 | 45 | 0 | esc | 0.00097009 | 8.2784e-10 | 0.00097009 | 8.2784e-10 | 0.0029922 | 6.0339e-08 | 0.0083522 | 1.0058e-06
[120 empty] | 7.3.3.17.5 (Remote Grid) Updates to grid topology to minimize risk of ignition in HFTDs Remote GridWLDFRWire-to-wire contactAggregated | WLDFR | HFTD - Distribution - Tier 3 - 3QU CoRE ¦ 4QU LoRE | Non-Red Flag Warning - Large Fires | Wire-to-wire contact | Aggregated | 2033 | 8.5337e-07 | 223.3454 | 0.0001906 | 2033 | Mitigation | 0.95 | 45 | 0 | esc | 0.00097009 | 8.2784e-10 | 0.00097009 | 8.2784e-10 | 0.0029922 | 6.0339e-08 | 0.0083522 | 1.0058e-06
[120 empty] | 7.3.3.17.5 (Remote Grid) Updates to grid topology to minimize risk of ignition in HFTDs Remote GridWLDFRWire-to-wire contactAggregated | WLDFR | HFTD - Distribution - Tier 3 - 3QU CoRE ¦ 4QU LoRE | Non-Red Flag Warning - Large Fires | Wire-to-wire contact | Aggregated | 2034 | 8.5337e-07 | 223.3454 | 0.0001906 | 2034 | Mitigation | 0.95 | 45 | 0 | esc | 0.00097009 | 8.2784e-10 | 0.00097009 | 8.2784e-10 | 0.0029922 | 6.0339e-08 | 0.0083522 | 1.0058e-06
[120 empty] | 7.3.3.17.5 (Remote Grid) Updates to grid topology to minimize risk of ignition in HFTDs Remote GridWLDFRWire-to-wire contactAggregated | WLDFR | HFTD - Distribution - Tier 3 - 3QU CoRE ¦ 4QU LoRE | Non-Red Flag Warning - Large Fires | Wire-to-wire contact | Aggregated | 2035 | 8.5337e-07 | 223.3454 | 0.0001906 | 2035 | Mitigation | 0.95 | 45 | 0 | esc | 0.00097009 | 8.2784e-10 | 0.00097009 | 8.2784e-10 | 0.0029922 | 6.0339e-08 | 0.0083522 | 1.0058e-06
[120 empty] | 7.3.3.17.5 (Remote Grid) Updates to grid topology to minimize risk of ignition in HFTDs Remote GridWLDFRWire-to-wire contactAggregated | WLDFR | HFTD - Distribution - Tier 3 - 3QU CoRE ¦ 4QU LoRE | Non-Red Flag Warning - Large Fires | Wire-to-wire contact | Aggregated | 2036 | 8.5337e-07 | 223.3454 | 0.0001906 | 2036 | Mitigation | 0.95 | 45 | 0 | esc | 0.00097009 | 8.2784e-10 | 0.00097009 | 8.2784e-10 | 0.0029922 | 6.0339e-08 | 0.0083522 | 1.0058e-06
[120 empty] | 7.3.3.17.5 (Remote Grid) Updates to grid topology to minimize risk of ignition in HFTDs Remote GridWLDFRWire-to-wire contactAggregated | WLDFR | HFTD - Distribution - Tier 3 - 3QU CoRE ¦ 4QU LoRE | Non-Red Flag Warning - Large Fires | Wire-to-wire contact | Aggregated | 2037 | 8.5337e-07 | 223.3454 | 0.0001906 | 2037 | Mitigation | 0.95 | 45 | 0 | esc | 0.00097009 | 8.2784e-10 | 0.00097009 | 8.2784e-10 | 0.0029922 | 6.0339e-08 | 0.0083522 | 1.0058e-06
[120 empty] | 7.3.3.17.5 (Remote Grid) Updates to grid topology to minimize risk of ignition in HFTDs Remote GridWLDFRWire-to-wire contactAggregated | WLDFR | HFTD - Distribution - Tier 3 - 3QU CoRE ¦ 4QU LoRE | Non-Red Flag Warning - Large Fires | Wire-to-wire contact | Aggregated | 2038 | 8.5337e-07 | 223.3454 | 0.0001906 | 2038 | Mitigation | 0.95 | 45 | 0 | esc | 0.00097009 | 8.2784e-10 | 0.00097009 | 8.2784e-10 | 0.0029922 | 6.0339e-08 | 0 | 0
[120 empty] | 7.3.3.17.5 (Remote Grid) Updates to grid topology to minimize risk of ignition in HFTDs Remote GridWLDFRWire-to-wire contactAggregated | WLDFR | HFTD - Distribution - Tier 3 - 3QU CoRE ¦ 4QU LoRE | Non-Red Flag Warning - Large Fires | Wire-to-wire contact | Aggregated | 2039 | 8.5337e-07 | 223.3454 | 0.0001906 | 2039 | Mitigation | 0.95 | 45 | 0 | esc | 0.00097009 | 8.2784e-10 | 0.00097009 | 8.2784e-10 | 0.0029922 | 6.0339e-08 | 0 | 0
[120 empty] | 7.3.3.17.5 (Remote Grid) Updates to grid topology to minimize risk of ignition in HFTDs Remote GridWLDFRWire-to-wire contactAggregated | WLDFR | HFTD - Distribution - Tier 3 - 3QU CoRE ¦ 4QU LoRE | Non-Red Flag Warning - Large Fires | Wire-to-wire contact | Aggregated | 2040 | 8.5337e-07 | 223.3454 | 0.0001906 | 2040 | Mitigation | 0.95 | 45 | 0 | esc | 0.00097009 | 8.2784e-10 | 0.00097009 | 8.2784e-10 | 0 | 0 | 0.0092336 | 9.6249e-08
[120 empty] | 7.3.3.17.5 (Remote Grid) Updates to grid topology to minimize risk of ignition in HFTDs Remote GridWLDFRWire-to-wire contactAggregated | WLDFR | HFTD - Distribution - Tier 3 - 3QU CoRE ¦ 4QU LoRE | Non-Red Flag Warning - Large Fires | Wire-to-wire contact | Aggregated | 2041 | 8.5337e-07 | 223.3454 | 0.0001906 | 2041 | Mitigation | 0.95 | 45 | 0 | esc | 0.00097009 | 8.2784e-10 | 0.00097009 | 8.2784e-10 | 0.0029922 | 5.7852e-10 | 0.0092336 | 9.6249e-08
[120 empty] | 7.3.3.17.5 (Remote Grid) Updates to grid topology to minimize risk of ignition in HFTDs Remote GridWLDFRWire-to-wire contactAggregated | WLDFR | HFTD - Distribution - Tier 3 - 3QU CoRE ¦ 4QU LoRE | Non-Red Flag Warning - Large Fires | Wire-to-wire contact | Aggregated | 2042 | 8.5337e-07 | 223.3454 | 0.0001906 | 2042 | Mitigation | 0.95 | 45 | 0 | esc | 0.00097009 | 8.2784e-10 | 0.00097009 | 8.2784e-10 | 0.0029922 | 5.7852e-10 | 0.0092336 | 9.6249e-08
[120 empty] | 7.3.3.17.5 (Remote Grid) Updates to grid topology to minimize risk of ignition in HFTDs Remote GridWLDFRWire-to-wire contactAggregated | WLDFR | HFTD - Distribution - Tier 3 - 3QU CoRE ¦ 4QU LoRE | Non-Red Flag Warning - Large Fires | Wire-to-wire contact | Aggregated | 2043 | 8.5337e-07 | 223.3454 | 0.0001906 | 2043 | Mitigation | 0.95 | 45 | 0 | esc | 0.00097009 | 8.2784e-10 | 0.00097009 | 8.2784e-10 | 0.0029922 | 5.7852e-10 | 0.0092336 | 9.6249e-08
[120 empty] | 7.3.3.17.5 (Remote Grid) Updates to grid topology to minimize risk of ignition in HFTDs Remote GridWLDFRWire-to-wire contactAggregated | WLDFR | HFTD - Distribution - Tier 3 - 3QU CoRE ¦ 4QU LoRE | Non-Red Flag Warning - Large Fires | Wire-to-wire contact | Aggregated | 2044 | 8.5337e-07 | 223.3454 | 0.0001906 | 2044 | Mitigation | 0.95 | 45 | 0 | esc | 0.00097009 | 8.2784e-10 | 0.00097009 | 8.2784e-10 | 0.0029922 | 5.7852e-10 | 0.0092336 | 9.6249e-08
[120 empty] | 7.3.3.17.5 (Remote Grid) Updates to grid topology to minimize risk of ignition in HFTDs Remote GridWLDFRWire-to-wire contactAggregated | WLDFR | HFTD - Distribution - Tier 3 - 3QU CoRE ¦ 4QU LoRE | Non-Red Flag Warning - Large Fires | Wire-to-wire contact | Aggregated | 2045 | 8.5337e-07 | 223.3454 | 0.0001906 | 2045 | Mitigation | 0.95 | 45 | 0 | esc | 0.00097009 | 8.2784e-10 | 0.00097009 | 8.2784e-10 | 0.0029922 | 5.7852e-10 | 0.0092336 | 9.6249e-08
[120 empty] | 7.3.3.17.5 (Remote Grid) Updates to grid topology to minimize risk of ignition in HFTDs Remote GridWLDFRWire-to-wire contactAggregated | WLDFR | HFTD - Distribution - Tier 3 - 3QU CoRE ¦ 4QU LoRE | Non-Red Flag Warning - Large Fires | Wire-to-wire contact | Aggregated | 2046 | 8.5337e-07 | 223.3454 | 0.0001906 | 2046 | Mitigation | 0.95 | 45 | 0 | esc | 0.00097009 | 8.2784e-10 | 0.00097009 | 8.2784e-10 | 0.0029922 | 5.7852e-10 | 0.0092336 | 9.6249e-08
[120 empty] | 7.3.3.17.5 (Remote Grid) Updates to grid topology to minimize risk of ignition in HFTDs Remote GridWLDFRWire-to-wire contactAggregated | WLDFR | HFTD - Distribution - Tier 3 - 3QU CoRE ¦ 4QU LoRE | Non-Red Flag Warning - Large Fires | Wire-to-wire contact | Aggregated | 2047 | 8.5337e-07 | 223.3454 | 0.0001906 | 2047 | Mitigation | 0.95 | 45 | 0 | esc | 0.00097009 | 8.2784e-10 | 0.00097009 | 8.2784e-10 | 0.0029922 | 5.7852e-10 | 0.0092336 | 9.6249e-08
[120 empty] | 7.3.3.17.5 (Remote Grid) Updates to grid topology to minimize risk of ignition in HFTDs Remote GridWLDFRWire-to-wire contactAggregated | WLDFR | HFTD - Distribution - Tier 3 - 3QU CoRE ¦ 4QU LoRE | Non-Red Flag Warning - Large Fires | Wire-to-wire contact | Aggregated | 2048 | 8.5337e-07 | 223.3454 | 0.0001906 | 2048 | Mitigation | 0.95 | 45 | 0 | esc | 0.00097009 | 8.2784e-10 | 0.00097009 | 8.2784e-10 | 0.0029922 | 5.7852e-10 | 0.0092336 | 9.6249e-08
[120 empty] | 7.3.3.17.5 (Remote Grid) Updates to grid topology to minimize risk of ignition in HFTDs Remote GridWLDFRWire-to-wire contactAggregated | WLDFR | HFTD - Distribution - Tier 3 - 3QU CoRE ¦ 4QU LoRE | Non-Red Flag Warning - Large Fires | Wire-to-wire contact | Aggregated | 2049 | 8.5337e-07 | 223.3454 | 0.0001906 | 2049 | Mitigation | 0.95 | 45 | 0 | esc | 0.00097009 | 8.2784e-10 | 0.00097009 | 8.2784e-10 | 0.0029922 | 5.7852e-10 | 0.0092336 | 9.6249e-08
[120 empty] | 7.3.3.17.5 (Remote Grid) Updates to grid topology to minimize risk of ignition in HFTDs Remote GridWLDFRWire-to-wire contactAggregated | WLDFR | HFTD - Distribution - Tier 3 - 3QU CoRE ¦ 4QU LoRE | Non-Red Flag Warning - Large Fires | Wire-to-wire contact | Aggregated | 2050 | 8.5337e-07 | 223.3454 | 0.0001906 | 2050 | Mitigation | 0.95 | 45 | 0 | esc | 0.00097009 | 8.2784e-10 | 0.00097009 | 8.2784e-10 | 0.0029922 | 5.7852e-10 | 0.0092336 | 9.6249e-08
[120 empty] | 7.3.3.17.5 (Remote Grid) Updates to grid topology to minimize risk of ignition in HFTDs Remote GridWLDFRWire-to-wire contactAggregated | WLDFR | HFTD - Distribution - Tier 3 - 3QU CoRE ¦ 4QU LoRE | Non-Red Flag Warning - Large Fires | Wire-to-wire contact | Aggregated | 2051 | 8.5337e-07 | 223.3454 | 0.0001906 | 2051 | Mitigation | 0.95 | 45 | 0 | esc | 0.00097009 | 8.2784e-10 | 0.00097009 | 8.2784e-10 | 0.0029922 | 5.7852e-10 | 0.0092336 | 9.6249e-08
[120 empty] | 7.3.3.17.5 (Remote Grid) Updates to grid topology to minimize risk of ignition in HFTDs Remote GridWLDFRWire-to-wire contactAggregated | WLDFR | HFTD - Distribution - Tier 3 - 3QU CoRE ¦ 4QU LoRE | Non-Red Flag Warning - Large Fires | Wire-to-wire contact | Aggregated | 2052 | 8.5337e-07 | 223.3454 | 0.0001906 | 2052 | Mitigation | 0.95 | 45 | 0 | esc | 0.00097009 | 8.2784e-10 | 0.00097009 | 8.2784e-10 | 0.0029922 | 5.7852e-10 | 0.0092336 | 9.6249e-08
[120 empty] | 7.3.3.17.5 (Remote Grid) Updates to grid topology to minimize risk of ignition in HFTDs Remote GridWLDFRWire-to-wire contactAggregated | WLDFR | HFTD - Distribution - Tier 3 - 3QU CoRE ¦ 4QU LoRE | Non-Red Flag Warning - Large Fires | Wire-to-wire contact | Aggregated | 2053 | 8.5337e-07 | 223.3454 | 0.0001906 | 2053 | Mitigation | 0.95 | 45 | 0 | esc | 0.00097009 | 8.2784e-10 | 0.00097009 | 8.2784e-10 | 0.0029922 | 5.7852e-10 | 0.0092336 | 9.6249e-08
[120 empty] | 7.3.3.17.5 (Remote Grid) Updates to grid topology to minimize risk of ignition in HFTDs Remote GridWLDFRWire-to-wire contactAggregated | WLDFR | HFTD - Distribution - Tier 3 - 3QU CoRE ¦ 4QU LoRE | Non-Red Flag Warning - Large Fires | Wire-to-wire contact | Aggregated | 2054 | 8.5337e-07 | 223.3454 | 0.0001906 | 2054 | Mitigation | 0.95 | 45 | 0 | esc | 0.00097009 | 8.2784e-10 | 0.00097009 | 8.2784e-10 | 0.0029922 | 5.7852e-10 | 0.0092336 | 9.6249e-08
[120 empty] | 7.3.3.17.5 (Remote Grid) Updates to grid topology to minimize risk of ignition in HFTDs Remote GridWLDFRWire-to-wire contactAggregated | WLDFR | HFTD - Distribution - Tier 3 - 3QU CoRE ¦ 4QU LoRE | Non-Red Flag Warning - Large Fires | Wire-to-wire contact | Aggregated | 2055 | 8.5337e-07 | 223.3454 | 0.0001906 | 2055 | Mitigation | 0.95 | 45 | 0 | esc | 0.00097009 | 8.2784e-10 | 0.00097009 | 8.2784e-10 | 0.0029922 | 5.7852e-10 | 0.0092336 | 9.6249e-08
[120 empty] | 7.3.3.17.5 (Remote Grid) Updates to grid topology to minimize risk of ignition in HFTDs Remote GridWLDFRWire-to-wire contactAggregated | WLDFR | HFTD - Distribution - Tier 3 - 3QU CoRE ¦ 4QU LoRE | Non-Red Flag Warning - Large Fires | Wire-to-wire contact | Aggregated | 2056 | 8.5337e-07 | 223.3454 | 0.0001906 | 2056 | Mitigation | 0.95 | 45 | 0 | esc | 0.00097009 | 8.2784e-10 | 0.00097009 | 8.2784e-10 | 0.0029922 | 5.7852e-10 | 0.0092336 | 9.6249e-08
[120 empty] | 7.3.3.17.5 (Remote Grid) Updates to grid topology to minimize risk of ignition in HFTDs Remote GridWLDFRWire-to-wire contactAggregated | WLDFR | HFTD - Distribution - Tier 3 - 3QU CoRE ¦ 4QU LoRE | Non-Red Flag Warning - Large Fires | Wire-to-wire contact | Aggregated | 2057 | 8.5337e-07 | 223.3454 | 0.0001906 | 2057 | Mitigation | 0.95 | 45 | 0 | esc | 0.00097009 | 8.2784e-10 | 0.00097009 | 8.2784e-10 | 0.0029922 | 5.7852e-10 | 0.0092336 | 9.6249e-08
[120 empty] | 7.3.3.17.5 (Remote Grid) Updates to grid topology to minimize risk of ignition in HFTDs Remote GridWLDFRWire-to-wire contactAggregated | WLDFR | HFTD - Distribution - Tier 3 - 3QU CoRE ¦ 4QU LoRE | Non-Red Flag Warning - Large Fires | Wire-to-wire contact | Aggregated | 2058 | 8.5337e-07 | 223.3454 | 0.0001906 | 2058 | Mitigation | 0.95 | 45 | 0 | esc | 0.00097009 | 8.2784e-10 | 0.00097009 | 8.2784e-10 | 0.0029922 | 5.7852e-10 | 0.0092336 | 9.6249e-08
[120 empty] | 7.3.3.17.5 (Remote Grid) Updates to grid topology to minimize risk of ignition in HFTDs Remote GridWLDFRWire-to-wire contactAggregated | WLDFR | HFTD - Distribution - Tier 3 - 3QU CoRE ¦ 4QU LoRE | Non-Red Flag Warning - Large Fires | Wire-to-wire contact | Aggregated | 2059 | 8.5337e-07 | 223.3454 | 0.0001906 | 2059 | Mitigation | 0.95 | 45 | 0 | esc | 0.00097009 | 8.2784e-10 | 0.00097009 | 8.2784e-10 | 0.0029922 | 5.7852e-10 | 0.0092336 | 9.6249e-08
[120 empty] | 7.3.3.17.5 (Remote Grid) Updates to grid topology to minimize risk of ignition in HFTDs Remote GridWLDFRWire-to-wire contactAggregated | WLDFR | HFTD - Distribution - Tier 3 - 3QU CoRE ¦ 4QU LoRE | Non-Red Flag Warning - Large Fires | Wire-to-wire contact | Aggregated | 2060 | 8.5337e-07 | 223.3454 | 0.0001906 | 2060 | Mitigation | 0.95 | 45 | 0 | esc | 0.00097009 | 8.2784e-10 | 0.00097009 | 8.2784e-10 | 0.0029922 | 5.7852e-10 | 0.0092336 | 9.6249e-08
[120 empty] | 7.3.3.17.5 (Remote Grid) Updates to grid topology to minimize risk of ignition in HFTDs Remote GridWLDFRWire-to-wire contactAggregated | WLDFR | HFTD - Distribution - Tier 3 - 3QU CoRE ¦ 4QU LoRE | Non-Red Flag Warning - Large Fires | Wire-to-wire contact | Aggregated | 2061 | 8.5337e-07 | 223.3454 | 0.0001906 | 2061 | Mitigation | 0.95 | 45 | 0 | esc | 0.00097009 | 8.2784e-10 | 0.00097009 | 8.2784e-10 | 0.0029922 | 5.7852e-10 | 0.0092336 | 9.6249e-08
[120 empty] | 7.3.3.17.5 (Remote Grid) Updates to grid topology to minimize risk of ignition in HFTDs Remote GridWLDFRWire-to-wire contactAggregated | WLDFR | HFTD - Distribution - Tier 3 - 3QU CoRE ¦ 4QU LoRE | Non-Red Flag Warning - Large Fires | Wire-to-wire contact | Aggregated | 2062 | 8.5337e-07 | 223.3454 | 0.0001906 | 2062 | Mitigation | 0.95 | 45 | 0 | esc | 0.00097009 | 8.2784e-10 | 0.00097009 | 8.2784e-10 | 0.0029922 | 5.7852e-10 | 0.0092336 | 9.6249e-08
[120 empty] | 7.3.3.17.5 (Remote Grid) Updates to grid topology to minimize risk of ignition in HFTDs Remote GridWLDFRWire-to-wire contactAggregated | WLDFR | HFTD - Distribution - Tier 3 - 3QU CoRE ¦ 4QU LoRE | Non-Red Flag Warning - Large Fires | Wire-to-wire contact | Aggregated | 2063 | 8.5337e-07 | 223.3454 | 0.0001906 | 2063 | Mitigation | 0.95 | 45 | 0 | esc | 0.00097009 | 8.2784e-10 | 0.00097009 | 8.2784e-10 | 0.0029922 | 5.7852e-10 | 0.0092336 | 9.6249e-08
[120 empty] | 7.3.3.17.5 (Remote Grid) Updates to grid topology to minimize risk of ignition in HFTDs Remote GridWLDFRWire-to-wire contactAggregated | WLDFR | HFTD - Distribution - Tier 3 - 3QU CoRE ¦ 4QU LoRE | Non-Red Flag Warning - Large Fires | Wire-to-wire contact | Aggregated | 2064 | 8.5337e-07 | 223.3454 | 0.0001906 | 2064 | Mitigation | 0.95 | 45 | 0 | esc | 0.00097009 | 8.2784e-10 | 0.00097009 | 8.2784e-10 | 0.0029922 | 5.7852e-10 | 0.0092336 | 9.6249e-08
[120 empty] | 7.3.3.17.5 (Remote Grid) Updates to grid topology to minimize risk of ignition in HFTDs Remote GridWLDFRWire-to-wire contactAggregated | WLDFR | HFTD - Distribution - Tier 3 - 3QU CoRE ¦ 4QU LoRE | Non-Red Flag Warning - Large Fires | Wire-to-wire contact | Aggregated | 2065 | 8.5337e-07 | 223.3454 | 0.0001906 | 2065 | Mitigation | 0.95 | 45 | 0 | esc | 0.00097009 | 8.2784e-10 | 0.00097009 | 8.2784e-10 | 0.0029922 | 5.7852e-10 | 0.0092336 | 9.6249e-08
[120 empty] | 7.3.3.17.5 (Remote Grid) Updates to grid topology to minimize risk of ignition in HFTDs Remote GridWLDFRWire-to-wire contactAggregated | WLDFR | HFTD - Distribution - Tier 3 - 3QU CoRE ¦ 4QU LoRE | Non-Red Flag Warning - Large Fires | Wire-to-wire contact | Aggregated | 2066 | 8.5337e-07 | 223.3454 | 0.0001906 | 2066 | Mitigation | 0.95 | 45 | 0 | esc | 0.00097009 | 8.2784e-10 | 0.00097009 | 8.2784e-10 | 0.0029922 | 5.7852e-10 | 0.0092336 | 9.6249e-08
[120 empty] | 7.3.3.17.5 (Remote Grid) Updates to grid topology to minimize risk of ignition in HFTDs Remote GridWLDFRWire-to-wire contactAggregated | WLDFR | HFTD - Distribution - Tier 3 - 3QU CoRE ¦ 4QU LoRE | Non-Red Flag Warning - Large Fires | Wire-to-wire contact | Aggregated | 2067 | 8.5337e-07 | 223.3454 | 0.0001906 | 2067 | Mitigation | 0.95 | 45 | 0 | esc | 0 | 0 | 0.00097009 | 8.2784e-10 | 0.0029922 | 5.7852e-10 | 0.0092336 | 9.6249e-08
[120 empty] | 7.3.3.17.5 (Remote Grid) Updates to grid topology to minimize risk of ignition in HFTDs Remote GridWLDFRContact from objectAggregated | WLDFR | HFTD - Distribution - Tier 3 - 3QU CoRE ¦ 4QU LoRE | Non-Red Flag Warning - Small Fires | Contact from object | Aggregated | 2022 | 0.00032529 | 223.3454 | 0.072651 | 2022 | Mitigation | 0.95 | 45 | 0 | esc | 0.00097009 | 3.1556e-07 | 0 | 0 | 0.0029922 | 5.7852e-10 | 0.0092336 | 9.6249e-08
[120 empty] | 7.3.3.17.5 (Remote Grid) Updates to grid topology to minimize risk of ignition in HFTDs Remote GridWLDFRContact from objectAggregated | WLDFR | HFTD - Distribution - Tier 3 - 3QU CoRE ¦ 4QU LoRE | Non-Red Flag Warning - Small Fires | Contact from object | Aggregated | 2023 | 0.00032529 | 223.3454 | 0.072651 | 2023 | Mitigation | 0.95 | 45 | 0 | esc | 0.00097009 | 3.1556e-07 | 0.00097009 | 3.1556e-07 | 0.0029922 | 5.7852e-10 | 0.0092336 | 9.6249e-08
[120 empty] | 7.3.3.17.5 (Remote Grid) Updates to grid topology to minimize risk of ignition in HFTDs Remote GridWLDFRContact from objectAggregated | WLDFR | HFTD - Distribution - Tier 3 - 3QU CoRE ¦ 4QU LoRE | Non-Red Flag Warning - Small Fires | Contact from object | Aggregated | 2024 | 0.00032529 | 223.3454 | 0.072651 | 2024 | Mitigation | 0.95 | 45 | 0 | esc | 0.00097009 | 3.1556e-07 | 0.00097009 | 3.1556e-07 | 0.0029922 | 5.7852e-10 | 0 | 0
[120 empty] | 7.3.3.17.5 (Remote Grid) Updates to grid topology to minimize risk of ignition in HFTDs Remote GridWLDFRContact from objectAggregated | WLDFR | HFTD - Distribution - Tier 3 - 3QU CoRE ¦ 4QU LoRE | Non-Red Flag Warning - Small Fires | Contact from object | Aggregated | 2025 | 0.00032529 | 223.3454 | 0.072651 | 2025 | Mitigation | 0.95 | 45 | 0 | esc | 0.00097009 | 3.1556e-07 | 0.00097009 | 3.1556e-07 | 0.0029922 | 5.7852e-10 | 0 | 0
[120 empty] | 7.3.3.17.5 (Remote Grid) Updates to grid topology to minimize risk of ignition in HFTDs Remote GridWLDFRContact from objectAggregated | WLDFR | HFTD - Distribution - Tier 3 - 3QU CoRE ¦ 4QU LoRE | Non-Red Flag Warning - Small Fires | Contact from object | Aggregated | 2026 | 0.00032529 | 223.3454 | 0.072651 | 2026 | Mitigation | 0.95 | 45 | 0 | esc | 0.00097009 | 3.1556e-07 | 0.00097009 | 3.1556e-07 | 0.0029922 | 5.7852e-10 | 0.0033164 | 1.6392e-06
[120 empty] | 7.3.3.17.5 (Remote Grid) Updates to grid topology to minimize risk of ignition in HFTDs Remote GridWLDFRContact from objectAggregated | WLDFR | HFTD - Distribution - Tier 3 - 3QU CoRE ¦ 4QU LoRE | Non-Red Flag Warning - Small Fires | Contact from object | Aggregated | 2027 | 0.00032529 | 223.3454 | 0.072651 | 2027 | Mitigation | 0.95 | 45 | 0 | esc | 0.00097009 | 3.1556e-07 | 0.00097009 | 3.1556e-07 | 0.0029922 | 5.7852e-10 | 0.0033164 | 1.6392e-06
[120 empty] | 7.3.3.17.5 (Remote Grid) Updates to grid topology to minimize risk of ignition in HFTDs Remote GridWLDFRContact from objectAggregated | WLDFR | HFTD - Distribution - Tier 3 - 3QU CoRE ¦ 4QU LoRE | Non-Red Flag Warning - Small Fires | Contact from object | Aggregated | 2028 | 0.00032529 | 223.3454 | 0.072651 | 2028 | Mitigation | 0.95 | 45 | 0 | esc | 0.00097009 | 3.1556e-07 | 0.00097009 | 3.1556e-07 | 0.0029922 | 5.7852e-10 | 0.0033164 | 1.6392e-06
[120 empty] | 7.3.3.17.5 (Remote Grid) Updates to grid topology to minimize risk of ignition in HFTDs Remote GridWLDFRContact from objectAggregated | WLDFR | HFTD - Distribution - Tier 3 - 3QU CoRE ¦ 4QU LoRE | Non-Red Flag Warning - Small Fires | Contact from object | Aggregated | 2029 | 0.00032529 | 223.3454 | 0.072651 | 2029 | Mitigation | 0.95 | 45 | 0 | esc | 0.00097009 | 3.1556e-07 | 0.00097009 | 3.1556e-07 | 0.0029922 | 5.7852e-10 | 0.0033164 | 1.6392e-06
[120 empty] | 7.3.3.17.5 (Remote Grid) Updates to grid topology to minimize risk of ignition in HFTDs Remote GridWLDFRContact from objectAggregated | WLDFR | HFTD - Distribution - Tier 3 - 3QU CoRE ¦ 4QU LoRE | Non-Red Flag Warning - Small Fires | Contact from object | Aggregated | 2030 | 0.00032529 | 223.3454 | 0.072651 | 2030 | Mitigation | 0.95 | 45 | 0 | esc | 0.00097009 | 3.1556e-07 | 0.00097009 | 3.1556e-07 | 0.0029922 | 5.7852e-10 | 0.0033164 | 1.6392e-06
[120 empty] | 7.3.3.17.5 (Remote Grid) Updates to grid topology to minimize risk of ignition in HFTDs Remote GridWLDFRContact from objectAggregated | WLDFR | HFTD - Distribution - Tier 3 - 3QU CoRE ¦ 4QU LoRE | Non-Red Flag Warning - Small Fires | Contact from object | Aggregated | 2031 | 0.00032529 | 223.3454 | 0.072651 | 2031 | Mitigation | 0.95 | 45 | 0 | esc | 0.00097009 | 3.1556e-07 | 0.00097009 | 3.1556e-07 | 0.0029922 | 5.7852e-10 | 0.0033164 | 1.6392e-06
[120 empty] | 7.3.3.17.5 (Remote Grid) Updates to grid topology to minimize risk of ignition in HFTDs Remote GridWLDFRContact from objectAggregated | WLDFR | HFTD - Distribution - Tier 3 - 3QU CoRE ¦ 4QU LoRE | Non-Red Flag Warning - Small Fires | Contact from object | Aggregated | 2032 | 0.00032529 | 223.3454 | 0.072651 | 2032 | Mitigation | 0.95 | 45 | 0 | esc | 0.00097009 | 3.1556e-07 | 0.00097009 | 3.1556e-07 | 0.0029922 | 5.7852e-10 | 0.0033164 | 1.6392e-06
[120 empty] | 7.3.3.17.5 (Remote Grid) Updates to grid topology to minimize risk of ignition in HFTDs Remote GridWLDFRContact from objectAggregated | WLDFR | HFTD - Distribution - Tier 3 - 3QU CoRE ¦ 4QU LoRE | Non-Red Flag Warning - Small Fires | Contact from object | Aggregated | 2033 | 0.00032529 | 223.3454 | 0.072651 | 2033 | Mitigation | 0.95 | 45 | 0 | esc | 0.00097009 | 3.1556e-07 | 0.00097009 | 3.1556e-07 | 0.0029922 | 5.7852e-10 | 0.0033164 | 1.6392e-06
[120 empty] | 7.3.3.17.5 (Remote Grid) Updates to grid topology to minimize risk of ignition in HFTDs Remote GridWLDFRContact from objectAggregated | WLDFR | HFTD - Distribution - Tier 3 - 3QU CoRE ¦ 4QU LoRE | Non-Red Flag Warning - Small Fires | Contact from object | Aggregated | 2034 | 0.00032529 | 223.3454 | 0.072651 | 2034 | Mitigation | 0.95 | 45 | 0 | esc | 0.00097009 | 3.1556e-07 | 0.00097009 | 3.1556e-07 | 0.0029922 | 5.7852e-10 | 0.0033164 | 1.6392e-06
[120 empty] | 7.3.3.17.5 (Remote Grid) Updates to grid topology to minimize risk of ignition in HFTDs Remote GridWLDFRContact from objectAggregated | WLDFR | HFTD - Distribution - Tier 3 - 3QU CoRE ¦ 4QU LoRE | Non-Red Flag Warning - Small Fires | Contact from object | Aggregated | 2035 | 0.00032529 | 223.3454 | 0.072651 | 2035 | Mitigation | 0.95 | 45 | 0 | esc | 0.00097009 | 3.1556e-07 | 0.00097009 | 3.1556e-07 | 0.0029922 | 5.7852e-10 | 0.0033164 | 1.6392e-06
[120 empty] | 7.3.3.17.5 (Remote Grid) Updates to grid topology to minimize risk of ignition in HFTDs Remote GridWLDFRContact from objectAggregated | WLDFR | HFTD - Distribution - Tier 3 - 3QU CoRE ¦ 4QU LoRE | Non-Red Flag Warning - Small Fires | Contact from object | Aggregated | 2036 | 0.00032529 | 223.3454 | 0.072651 | 2036 | Mitigation | 0.95 | 45 | 0 | esc | 0.00097009 | 3.1556e-07 | 0.00097009 | 3.1556e-07 | 0.0029922 | 5.7852e-10 | 0.0033164 | 1.6392e-06
[120 empty] | 7.3.3.17.5 (Remote Grid) Updates to grid topology to minimize risk of ignition in HFTDs Remote GridWLDFRContact from objectAggregated | WLDFR | HFTD - Distribution - Tier 3 - 3QU CoRE ¦ 4QU LoRE | Non-Red Flag Warning - Small Fires | Contact from object | Aggregated | 2037 | 0.00032529 | 223.3454 | 0.072651 | 2037 | Mitigation | 0.95 | 45 | 0 | esc | 0.00097009 | 3.1556e-07 | 0.00097009 | 3.1556e-07 | 0.0029922 | 5.7852e-10 | 0.0033164 | 1.6392e-06
[120 empty] | 7.3.3.17.5 (Remote Grid) Updates to grid topology to minimize risk of ignition in HFTDs Remote GridWLDFRContact from objectAggregated | WLDFR | HFTD - Distribution - Tier 3 - 3QU CoRE ¦ 4QU LoRE | Non-Red Flag Warning - Small Fires | Contact from object | Aggregated | 2038 | 0.00032529 | 223.3454 | 0.072651 | 2038 | Mitigation | 0.95 | 45 | 0 | esc | 0.00097009 | 3.1556e-07 | 0.00097009 | 3.1556e-07 | 0.0029922 | 5.7852e-10 | 0.0033164 | 1.6392e-06
[120 empty] | 7.3.3.17.5 (Remote Grid) Updates to grid topology to minimize risk of ignition in HFTDs Remote GridWLDFRContact from objectAggregated | WLDFR | HFTD - Distribution - Tier 3 - 3QU CoRE ¦ 4QU LoRE | Non-Red Flag Warning - Small Fires | Contact from object | Aggregated | 2039 | 0.00032529 | 223.3454 | 0.072651 | 2039 | Mitigation | 0.95 | 45 | 0 | esc | 0.00097009 | 3.1556e-07 | 0.00097009 | 3.1556e-07 | 0.0029922 | 5.7852e-10 | 0.0033164 | 1.6392e-06
[120 empty] | 7.3.3.17.5 (Remote Grid) Updates to grid topology to minimize risk of ignition in HFTDs Remote GridWLDFRContact from objectAggregated | WLDFR | HFTD - Distribution - Tier 3 - 3QU CoRE ¦ 4QU LoRE | Non-Red Flag Warning - Small Fires | Contact from object | Aggregated | 2040 | 0.00032529 | 223.3454 | 0.072651 | 2040 | Mitigation | 0.95 | 45 | 0 | esc | 0.00097009 | 3.1556e-07 | 0.00097009 | 3.1556e-07 | 0.0029922 | 5.7852e-10 | 0.0033164 | 1.6392e-06
[120 empty] | 7.3.3.17.5 (Remote Grid) Updates to grid topology to minimize risk of ignition in HFTDs Remote GridWLDFRContact from objectAggregated | WLDFR | HFTD - Distribution - Tier 3 - 3QU CoRE ¦ 4QU LoRE | Non-Red Flag Warning - Small Fires | Contact from object | Aggregated | 2041 | 0.00032529 | 223.3454 | 0.072651 | 2041 | Mitigation | 0.95 | 45 | 0 | esc | 0.00097009 | 3.1556e-07 | 0.00097009 | 3.1556e-07 | 0.0029922 | 5.7852e-10 | 0.0033164 | 1.6392e-06
[120 empty] | 7.3.3.17.5 (Remote Grid) Updates to grid topology to minimize risk of ignition in HFTDs Remote GridWLDFRContact from objectAggregated | WLDFR | HFTD - Distribution - Tier 3 - 3QU CoRE ¦ 4QU LoRE | Non-Red Flag Warning - Small Fires | Contact from object | Aggregated | 2042 | 0.00032529 | 223.3454 | 0.072651 | 2042 | Mitigation | 0.95 | 45 | 0 | esc | 0.00097009 | 3.1556e-07 | 0.00097009 | 3.1556e-07 | 0.0029922 | 5.7852e-10 | 0.0033164 | 1.6392e-06
[120 empty] | 7.3.3.17.5 (Remote Grid) Updates to grid topology to minimize risk of ignition in HFTDs Remote GridWLDFRContact from objectAggregated | WLDFR | HFTD - Distribution - Tier 3 - 3QU CoRE ¦ 4QU LoRE | Non-Red Flag Warning - Small Fires | Contact from object | Aggregated | 2043 | 0.00032529 | 223.3454 | 0.072651 | 2043 | Mitigation | 0.95 | 45 | 0 | esc | 0.00097009 | 3.1556e-07 | 0.00097009 | 3.1556e-07 | 0.0029922 | 5.7852e-10 | 0.0033164 | 1.6392e-06
[120 empty] | 7.3.3.17.5 (Remote Grid) Updates to grid topology to minimize risk of ignition in HFTDs Remote GridWLDFRContact from objectAggregated | WLDFR | HFTD - Distribution - Tier 3 - 3QU CoRE ¦ 4QU LoRE | Non-Red Flag Warning - Small Fires | Contact from object | Aggregated | 2044 | 0.00032529 | 223.3454 | 0.072651 | 2044 | Mitigation | 0.95 | 45 | 0 | esc | 0.00097009 | 3.1556e-07 | 0.00097009 | 3.1556e-07 | 0 | 0 | 0.0033164 | 1.6392e-06
[120 empty] | 7.3.3.17.5 (Remote Grid) Updates to grid topology to minimize risk of ignition in HFTDs Remote GridWLDFRContact from objectAggregated | WLDFR | HFTD - Distribution - Tier 3 - 3QU CoRE ¦ 4QU LoRE | Non-Red Flag Warning - Small Fires | Contact from object | Aggregated | 2045 | 0.00032529 | 223.3454 | 0.072651 | 2045 | Mitigation | 0.95 | 45 | 0 | esc | 0.00097009 | 3.1556e-07 | 0.00097009 | 3.1556e-07 | 0.0029922 | 3.066e-07 | 0.0033164 | 1.6392e-06
[120 empty] | 7.3.3.17.5 (Remote Grid) Updates to grid topology to minimize risk of ignition in HFTDs Remote GridWLDFRContact from objectAggregated | WLDFR | HFTD - Distribution - Tier 3 - 3QU CoRE ¦ 4QU LoRE | Non-Red Flag Warning - Small Fires | Contact from object | Aggregated | 2046 | 0.00032529 | 223.3454 | 0.072651 | 2046 | Mitigation | 0.95 | 45 | 0 | esc | 0.00097009 | 3.1556e-07 | 0.00097009 | 3.1556e-07 | 0.0029922 | 3.066e-07 | 0.0033164 | 1.6392e-06
[120 empty] | 7.3.3.17.5 (Remote Grid) Updates to grid topology to minimize risk of ignition in HFTDs Remote GridWLDFRContact from objectAggregated | WLDFR | HFTD - Distribution - Tier 3 - 3QU CoRE ¦ 4QU LoRE | Non-Red Flag Warning - Small Fires | Contact from object | Aggregated | 2047 | 0.00032529 | 223.3454 | 0.072651 | 2047 | Mitigation | 0.95 | 45 | 0 | esc | 0.00097009 | 3.1556e-07 | 0.00097009 | 3.1556e-07 | 0.0029922 | 3.066e-07 | 0.0033164 | 1.6392e-06
[120 empty] | 7.3.3.17.5 (Remote Grid) Updates to grid topology to minimize risk of ignition in HFTDs Remote GridWLDFRContact from objectAggregated | WLDFR | HFTD - Distribution - Tier 3 - 3QU CoRE ¦ 4QU LoRE | Non-Red Flag Warning - Small Fires | Contact from object | Aggregated | 2048 | 0.00032529 | 223.3454 | 0.072651 | 2048 | Mitigation | 0.95 | 45 | 0 | esc | 0.00097009 | 3.1556e-07 | 0.00097009 | 3.1556e-07 | 0.0029922 | 3.066e-07 | 0.0033164 | 1.6392e-06
[120 empty] | 7.3.3.17.5 (Remote Grid) Updates to grid topology to minimize risk of ignition in HFTDs Remote GridWLDFRContact from objectAggregated | WLDFR | HFTD - Distribution - Tier 3 - 3QU CoRE ¦ 4QU LoRE | Non-Red Flag Warning - Small Fires | Contact from object | Aggregated | 2049 | 0.00032529 | 223.3454 | 0.072651 | 2049 | Mitigation | 0.95 | 45 | 0 | esc | 0.00097009 | 3.1556e-07 | 0.00097009 | 3.1556e-07 | 0.0029922 | 3.066e-07 | 0.0033164 | 1.6392e-06
[120 empty] | 7.3.3.17.5 (Remote Grid) Updates to grid topology to minimize risk of ignition in HFTDs Remote GridWLDFRContact from objectAggregated | WLDFR | HFTD - Distribution - Tier 3 - 3QU CoRE ¦ 4QU LoRE | Non-Red Flag Warning - Small Fires | Contact from object | Aggregated | 2050 | 0.00032529 | 223.3454 | 0.072651 | 2050 | Mitigation | 0.95 | 45 | 0 | esc | 0.00097009 | 3.1556e-07 | 0.00097009 | 3.1556e-07 | 0.0029922 | 3.066e-07 | 0.0033164 | 1.6392e-06
[120 empty] | 7.3.3.17.5 (Remote Grid) Updates to grid topology to minimize risk of ignition in HFTDs Remote GridWLDFRContact from objectAggregated | WLDFR | HFTD - Distribution - Tier 3 - 3QU CoRE ¦ 4QU LoRE | Non-Red Flag Warning - Small Fires | Contact from object | Aggregated | 2051 | 0.00032529 | 223.3454 | 0.072651 | 2051 | Mitigation | 0.95 | 45 | 0 | esc | 0.00097009 | 3.1556e-07 | 0.00097009 | 3.1556e-07 | 0.0029922 | 3.066e-07 | 0.0033164 | 1.6392e-06
[120 empty] | 7.3.3.17.5 (Remote Grid) Updates to grid topology to minimize risk of ignition in HFTDs Remote GridWLDFRContact from objectAggregated | WLDFR | HFTD - Distribution - Tier 3 - 3QU CoRE ¦ 4QU LoRE | Non-Red Flag Warning - Small Fires | Contact from object | Aggregated | 2052 | 0.00032529 | 223.3454 | 0.072651 | 2052 | Mitigation | 0.95 | 45 | 0 | esc | 0.00097009 | 3.1556e-07 | 0.00097009 | 3.1556e-07 | 0.0029922 | 3.066e-07 | 0.0033164 | 1.6392e-06
[120 empty] | 7.3.3.17.5 (Remote Grid) Updates to grid topology to minimize risk of ignition in HFTDs Remote GridWLDFRContact from objectAggregated | WLDFR | HFTD - Distribution - Tier 3 - 3QU CoRE ¦ 4QU LoRE | Non-Red Flag Warning - Small Fires | Contact from object | Aggregated | 2053 | 0.00032529 | 223.3454 | 0.072651 | 2053 | Mitigation | 0.95 | 45 | 0 | esc | 0.00097009 | 3.1556e-07 | 0.00097009 | 3.1556e-07 | 0.0029922 | 3.066e-07 | 0.0033164 | 1.6392e-06
[120 empty] | 7.3.3.17.5 (Remote Grid) Updates to grid topology to minimize risk of ignition in HFTDs Remote GridWLDFRContact from objectAggregated | WLDFR | HFTD - Distribution - Tier 3 - 3QU CoRE ¦ 4QU LoRE | Non-Red Flag Warning - Small Fires | Contact from object | Aggregated | 2054 | 0.00032529 | 223.3454 | 0.072651 | 2054 | Mitigation | 0.95 | 45 | 0 | esc | 0.00097009 | 3.1556e-07 | 0.00097009 | 3.1556e-07 | 0.0029922 | 3.066e-07 | 0.0033164 | 1.6392e-06
[120 empty] | 7.3.3.17.5 (Remote Grid) Updates to grid topology to minimize risk of ignition in HFTDs Remote GridWLDFRContact from objectAggregated | WLDFR | HFTD - Distribution - Tier 3 - 3QU CoRE ¦ 4QU LoRE | Non-Red Flag Warning - Small Fires | Contact from object | Aggregated | 2055 | 0.00032529 | 223.3454 | 0.072651 | 2055 | Mitigation | 0.95 | 45 | 0 | esc | 0.00097009 | 3.1556e-07 | 0.00097009 | 3.1556e-07 | 0.0029922 | 3.066e-07 | 0.0033164 | 1.6392e-06
[120 empty] | 7.3.3.17.5 (Remote Grid) Updates to grid topology to minimize risk of ignition in HFTDs Remote GridWLDFRContact from objectAggregated | WLDFR | HFTD - Distribution - Tier 3 - 3QU CoRE ¦ 4QU LoRE | Non-Red Flag Warning - Small Fires | Contact from object | Aggregated | 2056 | 0.00032529 | 223.3454 | 0.072651 | 2056 | Mitigation | 0.95 | 45 | 0 | esc | 0.00097009 | 3.1556e-07 | 0.00097009 | 3.1556e-07 | 0.0029922 | 3.066e-07 | 0 | 0
[120 empty] | 7.3.3.17.5 (Remote Grid) Updates to grid topology to minimize risk of ignition in HFTDs Remote GridWLDFRContact from objectAggregated | WLDFR | HFTD - Distribution - Tier 3 - 3QU CoRE ¦ 4QU LoRE | Non-Red Flag Warning - Small Fires | Contact from object | Aggregated | 2057 | 0.00032529 | 223.3454 | 0.072651 | 2057 | Mitigation | 0.95 | 45 | 0 | esc | 0.00097009 | 3.1556e-07 | 0.00097009 | 3.1556e-07 | 0.0029922 | 3.066e-07 | 0 | 0
[120 empty] | 7.3.3.17.5 (Remote Grid) Updates to grid topology to minimize risk of ignition in HFTDs Remote GridWLDFRContact from objectAggregated | WLDFR | HFTD - Distribution - Tier 3 - 3QU CoRE ¦ 4QU LoRE | Non-Red Flag Warning - Small Fires | Contact from object | Aggregated | 2058 | 0.00032529 | 223.3454 | 0.072651 | 2058 | Mitigation | 0.95 | 45 | 0 | esc | 0.00097009 | 3.1556e-07 | 0.00097009 | 3.1556e-07 | 0.0029922 | 3.066e-07 | 0.013543 | 1.6242e-09
[120 empty] | 7.3.3.17.5 (Remote Grid) Updates to grid topology to minimize risk of ignition in HFTDs Remote GridWLDFRContact from objectAggregated | WLDFR | HFTD - Distribution - Tier 3 - 3QU CoRE ¦ 4QU LoRE | Non-Red Flag Warning - Small Fires | Contact from object | Aggregated | 2059 | 0.00032529 | 223.3454 | 0.072651 | 2059 | Mitigation | 0.95 | 45 | 0 | esc | 0.00097009 | 3.1556e-07 | 0.00097009 | 3.1556e-07 | 0.0029922 | 3.066e-07 | 0.013543 | 1.6242e-09
[120 empty] | 7.3.3.17.5 (Remote Grid) Updates to grid topology to minimize risk of ignition in HFTDs Remote GridWLDFRContact from objectAggregated | WLDFR | HFTD - Distribution - Tier 3 - 3QU CoRE ¦ 4QU LoRE | Non-Red Flag Warning - Small Fires | Contact from object | Aggregated | 2060 | 0.00032529 | 223.3454 | 0.072651 | 2060 | Mitigation | 0.95 | 45 | 0 | esc | 0.00097009 | 3.1556e-07 | 0.00097009 | 3.1556e-07 | 0.0029922 | 3.066e-07 | 0.013543 | 1.6242e-09
[120 empty] | 7.3.3.17.5 (Remote Grid) Updates to grid topology to minimize risk of ignition in HFTDs Remote GridWLDFRContact from objectAggregated | WLDFR | HFTD - Distribution - Tier 3 - 3QU CoRE ¦ 4QU LoRE | Non-Red Flag Warning - Small Fires | Contact from object | Aggregated | 2061 | 0.00032529 | 223.3454 | 0.072651 | 2061 | Mitigation | 0.95 | 45 | 0 | esc | 0.00097009 | 3.1556e-07 | 0.00097009 | 3.1556e-07 | 0.0029922 | 3.066e-07 | 0.013543 | 1.6242e-09
[120 empty] | 7.3.3.17.5 (Remote Grid) Updates to grid topology to minimize risk of ignition in HFTDs Remote GridWLDFRContact from objectAggregated | WLDFR | HFTD - Distribution - Tier 3 - 3QU CoRE ¦ 4QU LoRE | Non-Red Flag Warning - Small Fires | Contact from object | Aggregated | 2062 | 0.00032529 | 223.3454 | 0.072651 | 2062 | Mitigation | 0.95 | 45 | 0 | esc | 0.00097009 | 3.1556e-07 | 0.00097009 | 3.1556e-07 | 0.0029922 | 3.066e-07 | 0.013543 | 1.6242e-09
[120 empty] | 7.3.3.17.5 (Remote Grid) Updates to grid topology to minimize risk of ignition in HFTDs Remote GridWLDFRContact from objectAggregated | WLDFR | HFTD - Distribution - Tier 3 - 3QU CoRE ¦ 4QU LoRE | Non-Red Flag Warning - Small Fires | Contact from object | Aggregated | 2063 | 0.00032529 | 223.3454 | 0.072651 | 2063 | Mitigation | 0.95 | 45 | 0 | esc | 0.00097009 | 3.1556e-07 | 0.00097009 | 3.1556e-07 | 0.0029922 | 3.066e-07 | 0.013543 | 1.6242e-09
[120 empty] | 7.3.3.17.5 (Remote Grid) Updates to grid topology to minimize risk of ignition in HFTDs Remote GridWLDFRContact from objectAggregated | WLDFR | HFTD - Distribution - Tier 3 - 3QU CoRE ¦ 4QU LoRE | Non-Red Flag Warning - Small Fires | Contact from object | Aggregated | 2064 | 0.00032529 | 223.3454 | 0.072651 | 2064 | Mitigation | 0.95 | 45 | 0 | esc | 0.00097009 | 3.1556e-07 | 0.00097009 | 3.1556e-07 | 0.0029922 | 3.066e-07 | 0.013543 | 1.6242e-09
[120 empty] | 7.3.3.17.5 (Remote Grid) Updates to grid topology to minimize risk of ignition in HFTDs Remote GridWLDFRContact from objectAggregated | WLDFR | HFTD - Distribution - Tier 3 - 3QU CoRE ¦ 4QU LoRE | Non-Red Flag Warning - Small Fires | Contact from object | Aggregated | 2065 | 0.00032529 | 223.3454 | 0.072651 | 2065 | Mitigation | 0.95 | 45 | 0 | esc | 0.00097009 | 3.1556e-07 | 0.00097009 | 3.1556e-07 | 0.0029922 | 3.066e-07 | 0.013543 | 1.6242e-09
[120 empty] | 7.3.3.17.5 (Remote Grid) Updates to grid topology to minimize risk of ignition in HFTDs Remote GridWLDFRContact from objectAggregated | WLDFR | HFTD - Distribution - Tier 3 - 3QU CoRE ¦ 4QU LoRE | Non-Red Flag Warning - Small Fires | Contact from object | Aggregated | 2066 | 0.00032529 | 223.3454 | 0.072651 | 2066 | Mitigation | 0.95 | 45 | 0 | esc | 0.00097009 | 3.1556e-07 | 0.00097009 | 3.1556e-07 | 0.0029922 | 3.066e-07 | 0.013543 | 1.6242e-09
[120 empty] | 7.3.3.17.5 (Remote Grid) Updates to grid topology to minimize risk of ignition in HFTDs Remote GridWLDFRContact from objectAggregated | WLDFR | HFTD - Distribution - Tier 3 - 3QU CoRE ¦ 4QU LoRE | Non-Red Flag Warning - Small Fires | Contact from object | Aggregated | 2067 | 0.00032529 | 223.3454 | 0.072651 | 2067 | Mitigation | 0.95 | 45 | 0 | esc | 0 | 0 | 0.00097009 | 3.1556e-07 | 0.0029922 | 3.066e-07 | 0.013543 | 1.6242e-09
[120 empty] | 7.3.3.17.5 (Remote Grid) Updates to grid topology to minimize risk of ignition in HFTDs Remote GridWLDFRContaminationAggregated | WLDFR | HFTD - Distribution - Tier 3 - 3QU CoRE ¦ 4QU LoRE | Non-Red Flag Warning - Small Fires | Contamination | Aggregated | 2022 | 1.3577e-05 | 223.3454 | 0.0030323 | 2022 | Mitigation | 0.95 | 45 | 0 | esc | 0.00097009 | 1.3171e-08 | 0 | 0 | 0.0029922 | 3.066e-07 | 0.013543 | 1.6242e-09
[120 empty] | 7.3.3.17.5 (Remote Grid) Updates to grid topology to minimize risk of ignition in HFTDs Remote GridWLDFRContaminationAggregated | WLDFR | HFTD - Distribution - Tier 3 - 3QU CoRE ¦ 4QU LoRE | Non-Red Flag Warning - Small Fires | Contamination | Aggregated | 2023 | 1.3577e-05 | 223.3454 | 0.0030323 | 2023 | Mitigation | 0.95 | 45 | 0 | esc | 0.00097009 | 1.3171e-08 | 0.00097009 | 1.3171e-08 | 0.0029922 | 3.066e-07 | 0.013543 | 1.6242e-09
[120 empty] | 7.3.3.17.5 (Remote Grid) Updates to grid topology to minimize risk of ignition in HFTDs Remote GridWLDFRContaminationAggregated | WLDFR | HFTD - Distribution - Tier 3 - 3QU CoRE ¦ 4QU LoRE | Non-Red Flag Warning - Small Fires | Contamination | Aggregated | 2024 | 1.3577e-05 | 223.3454 | 0.0030323 | 2024 | Mitigation | 0.95 | 45 | 0 | esc | 0.00097009 | 1.3171e-08 | 0.00097009 | 1.3171e-08 | 0.0029922 | 3.066e-07 | 0.013543 | 1.6242e-09
[120 empty] | 7.3.3.17.5 (Remote Grid) Updates to grid topology to minimize risk of ignition in HFTDs Remote GridWLDFRContaminationAggregated | WLDFR | HFTD - Distribution - Tier 3 - 3QU CoRE ¦ 4QU LoRE | Non-Red Flag Warning - Small Fires | Contamination | Aggregated | 2025 | 1.3577e-05 | 223.3454 | 0.0030323 | 2025 | Mitigation | 0.95 | 45 | 0 | esc | 0.00097009 | 1.3171e-08 | 0.00097009 | 1.3171e-08 | 0.0029922 | 3.066e-07 | 0.013543 | 1.6242e-09
[120 empty] | 7.3.3.17.5 (Remote Grid) Updates to grid topology to minimize risk of ignition in HFTDs Remote GridWLDFRContaminationAggregated | WLDFR | HFTD - Distribution - Tier 3 - 3QU CoRE ¦ 4QU LoRE | Non-Red Flag Warning - Small Fires | Contamination | Aggregated | 2026 | 1.3577e-05 | 223.3454 | 0.0030323 | 2026 | Mitigation | 0.95 | 45 | 0 | esc | 0.00097009 | 1.3171e-08 | 0.00097009 | 1.3171e-08 | 0.0029922 | 3.066e-07 | 0.013543 | 1.6242e-09
[120 empty] | 7.3.3.17.5 (Remote Grid) Updates to grid topology to minimize risk of ignition in HFTDs Remote GridWLDFRContaminationAggregated | WLDFR | HFTD - Distribution - Tier 3 - 3QU CoRE ¦ 4QU LoRE | Non-Red Flag Warning - Small Fires | Contamination | Aggregated | 2027 | 1.3577e-05 | 223.3454 | 0.0030323 | 2027 | Mitigation | 0.95 | 45 | 0 | esc | 0.00097009 | 1.3171e-08 | 0.00097009 | 1.3171e-08 | 0.0029922 | 3.066e-07 | 0.013543 | 1.6242e-09
[120 empty] | 7.3.3.17.5 (Remote Grid) Updates to grid topology to minimize risk of ignition in HFTDs Remote GridWLDFRContaminationAggregated | WLDFR | HFTD - Distribution - Tier 3 - 3QU CoRE ¦ 4QU LoRE | Non-Red Flag Warning - Small Fires | Contamination | Aggregated | 2028 | 1.3577e-05 | 223.3454 | 0.0030323 | 2028 | Mitigation | 0.95 | 45 | 0 | esc | 0.00097009 | 1.3171e-08 | 0.00097009 | 1.3171e-08 | 0.0029922 | 3.066e-07 | 0.013543 | 1.6242e-09
[120 empty] | 7.3.3.17.5 (Remote Grid) Updates to grid topology to minimize risk of ignition in HFTDs Remote GridWLDFRContaminationAggregated | WLDFR | HFTD - Distribution - Tier 3 - 3QU CoRE ¦ 4QU LoRE | Non-Red Flag Warning - Small Fires | Contamination | Aggregated | 2029 | 1.3577e-05 | 223.3454 | 0.0030323 | 2029 | Mitigation | 0.95 | 45 | 0 | esc | 0.00097009 | 1.3171e-08 | 0.00097009 | 1.3171e-08 | 0.0029922 | 3.066e-07 | 0.013543 | 1.6242e-09
[120 empty] | 7.3.3.17.5 (Remote Grid) Updates to grid topology to minimize risk of ignition in HFTDs Remote GridWLDFRContaminationAggregated | WLDFR | HFTD - Distribution - Tier 3 - 3QU CoRE ¦ 4QU LoRE | Non-Red Flag Warning - Small Fires | Contamination | Aggregated | 2030 | 1.3577e-05 | 223.3454 | 0.0030323 | 2030 | Mitigation | 0.95 | 45 | 0 | esc | 0.00097009 | 1.3171e-08 | 0.00097009 | 1.3171e-08 | 0.0029922 | 3.066e-07 | 0.013543 | 1.6242e-09
[120 empty] | 7.3.3.17.5 (Remote Grid) Updates to grid topology to minimize risk of ignition in HFTDs Remote GridWLDFRContaminationAggregated | WLDFR | HFTD - Distribution - Tier 3 - 3QU CoRE ¦ 4QU LoRE | Non-Red Flag Warning - Small Fires | Contamination | Aggregated | 2031 | 1.3577e-05 | 223.3454 | 0.0030323 | 2031 | Mitigation | 0.95 | 45 | 0 | esc | 0.00097009 | 1.3171e-08 | 0.00097009 | 1.3171e-08 | 0.0029922 | 3.066e-07 | 0.013543 | 1.6242e-09
[120 empty] | 7.3.3.17.5 (Remote Grid) Updates to grid topology to minimize risk of ignition in HFTDs Remote GridWLDFRContaminationAggregated | WLDFR | HFTD - Distribution - Tier 3 - 3QU CoRE ¦ 4QU LoRE | Non-Red Flag Warning - Small Fires | Contamination | Aggregated | 2032 | 1.3577e-05 | 223.3454 | 0.0030323 | 2032 | Mitigation | 0.95 | 45 | 0 | esc | 0.00097009 | 1.3171e-08 | 0.00097009 | 1.3171e-08 | 0.0029922 | 3.066e-07 | 0.013543 | 1.6242e-09
[120 empty] | 7.3.3.17.5 (Remote Grid) Updates to grid topology to minimize risk of ignition in HFTDs Remote GridWLDFRContaminationAggregated | WLDFR | HFTD - Distribution - Tier 3 - 3QU CoRE ¦ 4QU LoRE | Non-Red Flag Warning - Small Fires | Contamination | Aggregated | 2033 | 1.3577e-05 | 223.3454 | 0.0030323 | 2033 | Mitigation | 0.95 | 45 | 0 | esc | 0.00097009 | 1.3171e-08 | 0.00097009 | 1.3171e-08 | 0.0029922 | 3.066e-07 | 0.013543 | 1.6242e-09
[120 empty] | 7.3.3.17.5 (Remote Grid) Updates to grid topology to minimize risk of ignition in HFTDs Remote GridWLDFRContaminationAggregated | WLDFR | HFTD - Distribution - Tier 3 - 3QU CoRE ¦ 4QU LoRE | Non-Red Flag Warning - Small Fires | Contamination | Aggregated | 2034 | 1.3577e-05 | 223.3454 | 0.0030323 | 2034 | Mitigation | 0.95 | 45 | 0 | esc | 0.00097009 | 1.3171e-08 | 0.00097009 | 1.3171e-08 | 0.0029922 | 3.066e-07 | 0.013543 | 1.6242e-09
[120 empty] | 7.3.3.17.5 (Remote Grid) Updates to grid topology to minimize risk of ignition in HFTDs Remote GridWLDFRContaminationAggregated | WLDFR | HFTD - Distribution - Tier 3 - 3QU CoRE ¦ 4QU LoRE | Non-Red Flag Warning - Small Fires | Contamination | Aggregated | 2035 | 1.3577e-05 | 223.3454 | 0.0030323 | 2035 | Mitigation | 0.95 | 45 | 0 | esc | 0.00097009 | 1.3171e-08 | 0.00097009 | 1.3171e-08 | 0.0029922 | 3.066e-07 | 0.013543 | 1.6242e-09
[120 empty] | 7.3.3.17.5 (Remote Grid) Updates to grid topology to minimize risk of ignition in HFTDs Remote GridWLDFRContaminationAggregated | WLDFR | HFTD - Distribution - Tier 3 - 3QU CoRE ¦ 4QU LoRE | Non-Red Flag Warning - Small Fires | Contamination | Aggregated | 2036 | 1.3577e-05 | 223.3454 | 0.0030323 | 2036 | Mitigation | 0.95 | 45 | 0 | esc | 0.00097009 | 1.3171e-08 | 0.00097009 | 1.3171e-08 | 0.0029922 | 3.066e-07 | 0.013543 | 1.6242e-09
[120 empty] | 7.3.3.17.5 (Remote Grid) Updates to grid topology to minimize risk of ignition in HFTDs Remote GridWLDFRContaminationAggregated | WLDFR | HFTD - Distribution - Tier 3 - 3QU CoRE ¦ 4QU LoRE | Non-Red Flag Warning - Small Fires | Contamination | Aggregated | 2037 | 1.3577e-05 | 223.3454 | 0.0030323 | 2037 | Mitigation | 0.95 | 45 | 0 | esc | 0.00097009 | 1.3171e-08 | 0.00097009 | 1.3171e-08 | 0.0029922 | 3.066e-07 | 0.013543 | 1.6242e-09
[120 empty] | 7.3.3.17.5 (Remote Grid) Updates to grid topology to minimize risk of ignition in HFTDs Remote GridWLDFRContaminationAggregated | WLDFR | HFTD - Distribution - Tier 3 - 3QU CoRE ¦ 4QU LoRE | Non-Red Flag Warning - Small Fires | Contamination | Aggregated | 2038 | 1.3577e-05 | 223.3454 | 0.0030323 | 2038 | Mitigation | 0.95 | 45 | 0 | esc | 0.00097009 | 1.3171e-08 | 0.00097009 | 1.3171e-08 | 0.0029922 | 3.066e-07 | 0.013543 | 1.6242e-09
[120 empty] | 7.3.3.17.5 (Remote Grid) Updates to grid topology to minimize risk of ignition in HFTDs Remote GridWLDFRContaminationAggregated | WLDFR | HFTD - Distribution - Tier 3 - 3QU CoRE ¦ 4QU LoRE | Non-Red Flag Warning - Small Fires | Contamination | Aggregated | 2039 | 1.3577e-05 | 223.3454 | 0.0030323 | 2039 | Mitigation | 0.95 | 45 | 0 | esc | 0.00097009 | 1.3171e-08 | 0.00097009 | 1.3171e-08 | 0.0029922 | 3.066e-07 | 0.013543 | 1.6242e-09
[120 empty] | 7.3.3.17.5 (Remote Grid) Updates to grid topology to minimize risk of ignition in HFTDs Remote GridWLDFRContaminationAggregated | WLDFR | HFTD - Distribution - Tier 3 - 3QU CoRE ¦ 4QU LoRE | Non-Red Flag Warning - Small Fires | Contamination | Aggregated | 2040 | 1.3577e-05 | 223.3454 | 0.0030323 | 2040 | Mitigation | 0.95 | 45 | 0 | esc | 0.00097009 | 1.3171e-08 | 0.00097009 | 1.3171e-08 | 0.0029922 | 3.066e-07 | 0.013543 | 1.6242e-09
[120 empty] | 7.3.3.17.5 (Remote Grid) Updates to grid topology to minimize risk of ignition in HFTDs Remote GridWLDFRContaminationAggregated | WLDFR | HFTD - Distribution - Tier 3 - 3QU CoRE ¦ 4QU LoRE | Non-Red Flag Warning - Small Fires | Contamination | Aggregated | 2041 | 1.3577e-05 | 223.3454 | 0.0030323 | 2041 | Mitigation | 0.95 | 45 | 0 | esc | 0.00097009 | 1.3171e-08 | 0.00097009 | 1.3171e-08 | 0.0029922 | 3.066e-07 | 0.013543 | 1.6242e-09
[120 empty] | 7.3.3.17.5 (Remote Grid) Updates to grid topology to minimize risk of ignition in HFTDs Remote GridWLDFRContaminationAggregated | WLDFR | HFTD - Distribution - Tier 3 - 3QU CoRE ¦ 4QU LoRE | Non-Red Flag Warning - Small Fires | Contamination | Aggregated | 2042 | 1.3577e-05 | 223.3454 | 0.0030323 | 2042 | Mitigation | 0.95 | 45 | 0 | esc | 0.00097009 | 1.3171e-08 | 0.00097009 | 1.3171e-08 | 0.0029922 | 3.066e-07 | 0 | 0
[120 empty] | 7.3.3.17.5 (Remote Grid) Updates to grid topology to minimize risk of ignition in HFTDs Remote GridWLDFRContaminationAggregated | WLDFR | HFTD - Distribution - Tier 3 - 3QU CoRE ¦ 4QU LoRE | Non-Red Flag Warning - Small Fires | Contamination | Aggregated | 2043 | 1.3577e-05 | 223.3454 | 0.0030323 | 2043 | Mitigation | 0.95 | 45 | 0 | esc | 0.00097009 | 1.3171e-08 | 0.00097009 | 1.3171e-08 | 0.0029922 | 3.066e-07 | 0 | 0
[120 empty] | 7.3.3.17.5 (Remote Grid) Updates to grid topology to minimize risk of ignition in HFTDs Remote GridWLDFRContaminationAggregated | WLDFR | HFTD - Distribution - Tier 3 - 3QU CoRE ¦ 4QU LoRE | Non-Red Flag Warning - Small Fires | Contamination | Aggregated | 2044 | 1.3577e-05 | 223.3454 | 0.0030323 | 2044 | Mitigation | 0.95 | 45 | 0 | esc | 0.00097009 | 1.3171e-08 | 0.00097009 | 1.3171e-08 | 0.0029922 | 3.066e-07 | 0.0013359 | 4.6173e-10
[120 empty] | 7.3.3.17.5 (Remote Grid) Updates to grid topology to minimize risk of ignition in HFTDs Remote GridWLDFRContaminationAggregated | WLDFR | HFTD - Distribution - Tier 3 - 3QU CoRE ¦ 4QU LoRE | Non-Red Flag Warning - Small Fires | Contamination | Aggregated | 2045 | 1.3577e-05 | 223.3454 | 0.0030323 | 2045 | Mitigation | 0.95 | 45 | 0 | esc | 0.00097009 | 1.3171e-08 | 0.00097009 | 1.3171e-08 | 0.0029922 | 3.066e-07 | 0.0013359 | 4.6173e-10
[120 empty] | 7.3.3.17.5 (Remote Grid) Updates to grid topology to minimize risk of ignition in HFTDs Remote GridWLDFRContaminationAggregated | WLDFR | HFTD - Distribution - Tier 3 - 3QU CoRE ¦ 4QU LoRE | Non-Red Flag Warning - Small Fires | Contamination | Aggregated | 2046 | 1.3577e-05 | 223.3454 | 0.0030323 | 2046 | Mitigation | 0.95 | 45 | 0 | esc | 0.00097009 | 1.3171e-08 | 0.00097009 | 1.3171e-08 | 0.0029922 | 3.066e-07 | 0.0013359 | 4.6173e-10
[120 empty] | 7.3.3.17.5 (Remote Grid) Updates to grid topology to minimize risk of ignition in HFTDs Remote GridWLDFRContaminationAggregated | WLDFR | HFTD - Distribution - Tier 3 - 3QU CoRE ¦ 4QU LoRE | Non-Red Flag Warning - Small Fires | Contamination | Aggregated | 2047 | 1.3577e-05 | 223.3454 | 0.0030323 | 2047 | Mitigation | 0.95 | 45 | 0 | esc | 0.00097009 | 1.3171e-08 | 0.00097009 | 1.3171e-08 | 0.0029922 | 3.066e-07 | 0.0013359 | 4.6173e-10
[120 empty] | 7.3.3.17.5 (Remote Grid) Updates to grid topology to minimize risk of ignition in HFTDs Remote GridWLDFRContaminationAggregated | WLDFR | HFTD - Distribution - Tier 3 - 3QU CoRE ¦ 4QU LoRE | Non-Red Flag Warning - Small Fires | Contamination | Aggregated | 2048 | 1.3577e-05 | 223.3454 | 0.0030323 | 2048 | Mitigation | 0.95 | 45 | 0 | esc | 0.00097009 | 1.3171e-08 | 0.00097009 | 1.3171e-08 | 0 | 0 | 0.0013359 | 4.6173e-10
[120 empty] | 7.3.3.17.5 (Remote Grid) Updates to grid topology to minimize risk of ignition in HFTDs Remote GridWLDFRContaminationAggregated | WLDFR | HFTD - Distribution - Tier 3 - 3QU CoRE ¦ 4QU LoRE | Non-Red Flag Warning - Small Fires | Contamination | Aggregated | 2049 | 1.3577e-05 | 223.3454 | 0.0030323 | 2049 | Mitigation | 0.95 | 45 | 0 | esc | 0.00097009 | 1.3171e-08 | 0.00097009 | 1.3171e-08 | 0.0029922 | 6.4249e-09 | 0.0013359 | 4.6173e-10
[120 empty] | 7.3.3.17.5 (Remote Grid) Updates to grid topology to minimize risk of ignition in HFTDs Remote GridWLDFRContaminationAggregated | WLDFR | HFTD - Distribution - Tier 3 - 3QU CoRE ¦ 4QU LoRE | Non-Red Flag Warning - Small Fires | Contamination | Aggregated | 2050 | 1.3577e-05 | 223.3454 | 0.0030323 | 2050 | Mitigation | 0.95 | 45 | 0 | esc | 0.00097009 | 1.3171e-08 | 0.00097009 | 1.3171e-08 | 0.0029922 | 6.4249e-09 | 0.0013359 | 4.6173e-10
[120 empty] | 7.3.3.17.5 (Remote Grid) Updates to grid topology to minimize risk of ignition in HFTDs Remote GridWLDFRContaminationAggregated | WLDFR | HFTD - Distribution - Tier 3 - 3QU CoRE ¦ 4QU LoRE | Non-Red Flag Warning - Small Fires | Contamination | Aggregated | 2051 | 1.3577e-05 | 223.3454 | 0.0030323 | 2051 | Mitigation | 0.95 | 45 | 0 | esc | 0.00097009 | 1.3171e-08 | 0.00097009 | 1.3171e-08 | 0.0029922 | 6.4249e-09 | 0.0013359 | 4.6173e-10
[120 empty] | 7.3.3.17.5 (Remote Grid) Updates to grid topology to minimize risk of ignition in HFTDs Remote GridWLDFRContaminationAggregated | WLDFR | HFTD - Distribution - Tier 3 - 3QU CoRE ¦ 4QU LoRE | Non-Red Flag Warning - Small Fires | Contamination | Aggregated | 2052 | 1.3577e-05 | 223.3454 | 0.0030323 | 2052 | Mitigation | 0.95 | 45 | 0 | esc | 0.00097009 | 1.3171e-08 | 0.00097009 | 1.3171e-08 | 0.0029922 | 6.4249e-09 | 0.0013359 | 4.6173e-10
[120 empty] | 7.3.3.17.5 (Remote Grid) Updates to grid topology to minimize risk of ignition in HFTDs Remote GridWLDFRContaminationAggregated | WLDFR | HFTD - Distribution - Tier 3 - 3QU CoRE ¦ 4QU LoRE | Non-Red Flag Warning - Small Fires | Contamination | Aggregated | 2053 | 1.3577e-05 | 223.3454 | 0.0030323 | 2053 | Mitigation | 0.95 | 45 | 0 | esc | 0.00097009 | 1.3171e-08 | 0.00097009 | 1.3171e-08 | 0.0029922 | 6.4249e-09 | 0.0013359 | 4.6173e-10
[120 empty] | 7.3.3.17.5 (Remote Grid) Updates to grid topology to minimize risk of ignition in HFTDs Remote GridWLDFRContaminationAggregated | WLDFR | HFTD - Distribution - Tier 3 - 3QU CoRE ¦ 4QU LoRE | Non-Red Flag Warning - Small Fires | Contamination | Aggregated | 2054 | 1.3577e-05 | 223.3454 | 0.0030323 | 2054 | Mitigation | 0.95 | 45 | 0 | esc | 0.00097009 | 1.3171e-08 | 0.00097009 | 1.3171e-08 | 0.0029922 | 6.4249e-09 | 0.0013359 | 4.6173e-10
[120 empty] | 7.3.3.17.5 (Remote Grid) Updates to grid topology to minimize risk of ignition in HFTDs Remote GridWLDFRContaminationAggregated | WLDFR | HFTD - Distribution - Tier 3 - 3QU CoRE ¦ 4QU LoRE | Non-Red Flag Warning - Small Fires | Contamination | Aggregated | 2055 | 1.3577e-05 | 223.3454 | 0.0030323 | 2055 | Mitigation | 0.95 | 45 | 0 | esc | 0.00097009 | 1.3171e-08 | 0.00097009 | 1.3171e-08 | 0.0029922 | 6.4249e-09 | 0.0013359 | 4.6173e-10
[120 empty] | 7.3.3.17.5 (Remote Grid) Updates to grid topology to minimize risk of ignition in HFTDs Remote GridWLDFRContaminationAggregated | WLDFR | HFTD - Distribution - Tier 3 - 3QU CoRE ¦ 4QU LoRE | Non-Red Flag Warning - Small Fires | Contamination | Aggregated | 2056 | 1.3577e-05 | 223.3454 | 0.0030323 | 2056 | Mitigation | 0.95 | 45 | 0 | esc | 0.00097009 | 1.3171e-08 | 0.00097009 | 1.3171e-08 | 0.0029922 | 6.4249e-09 | 0.0013359 | 4.6173e-10
[120 empty] | 7.3.3.17.5 (Remote Grid) Updates to grid topology to minimize risk of ignition in HFTDs Remote GridWLDFRContaminationAggregated | WLDFR | HFTD - Distribution - Tier 3 - 3QU CoRE ¦ 4QU LoRE | Non-Red Flag Warning - Small Fires | Contamination | Aggregated | 2057 | 1.3577e-05 | 223.3454 | 0.0030323 | 2057 | Mitigation | 0.95 | 45 | 0 | esc | 0.00097009 | 1.3171e-08 | 0.00097009 | 1.3171e-08 | 0.0029922 | 6.4249e-09 | 0.0013359 | 4.6173e-10
[120 empty] | 7.3.3.17.5 (Remote Grid) Updates to grid topology to minimize risk of ignition in HFTDs Remote GridWLDFRContaminationAggregated | WLDFR | HFTD - Distribution - Tier 3 - 3QU CoRE ¦ 4QU LoRE | Non-Red Flag Warning - Small Fires | Contamination | Aggregated | 2058 | 1.3577e-05 | 223.3454 | 0.0030323 | 2058 | Mitigation | 0.95 | 45 | 0 | esc | 0.00097009 | 1.3171e-08 | 0.00097009 | 1.3171e-08 | 0.0029922 | 6.4249e-09 | 0.0013359 | 4.6173e-10
[120 empty] | 7.3.3.17.5 (Remote Grid) Updates to grid topology to minimize risk of ignition in HFTDs Remote GridWLDFRContaminationAggregated | WLDFR | HFTD - Distribution - Tier 3 - 3QU CoRE ¦ 4QU LoRE | Non-Red Flag Warning - Small Fires | Contamination | Aggregated | 2059 | 1.3577e-05 | 223.3454 | 0.0030323 | 2059 | Mitigation | 0.95 | 45 | 0 | esc | 0.00097009 | 1.3171e-08 | 0.00097009 | 1.3171e-08 | 0.0029922 | 6.4249e-09 | 0.0013359 | 4.6173e-10
[120 empty] | 7.3.3.17.5 (Remote Grid) Updates to grid topology to minimize risk of ignition in HFTDs Remote GridWLDFRContaminationAggregated | WLDFR | HFTD - Distribution - Tier 3 - 3QU CoRE ¦ 4QU LoRE | Non-Red Flag Warning - Small Fires | Contamination | Aggregated | 2060 | 1.3577e-05 | 223.3454 | 0.0030323 | 2060 | Mitigation | 0.95 | 45 | 0 | esc | 0.00097009 | 1.3171e-08 | 0.00097009 | 1.3171e-08 | 0.0029922 | 6.4249e-09 | 0.0013359 | 4.6173e-10
[120 empty] | 7.3.3.17.5 (Remote Grid) Updates to grid topology to minimize risk of ignition in HFTDs Remote GridWLDFRContaminationAggregated | WLDFR | HFTD - Distribution - Tier 3 - 3QU CoRE ¦ 4QU LoRE | Non-Red Flag Warning - Small Fires | Contamination | Aggregated | 2061 | 1.3577e-05 | 223.3454 | 0.0030323 | 2061 | Mitigation | 0.95 | 45 | 0 | esc | 0.00097009 | 1.3171e-08 | 0.00097009 | 1.3171e-08 | 0.0029922 | 6.4249e-09 | 0.0013359 | 4.6173e-10
[120 empty] | 7.3.3.17.5 (Remote Grid) Updates to grid topology to minimize risk of ignition in HFTDs Remote GridWLDFRContaminationAggregated | WLDFR | HFTD - Distribution - Tier 3 - 3QU CoRE ¦ 4QU LoRE | Non-Red Flag Warning - Small Fires | Contamination | Aggregated | 2062 | 1.3577e-05 | 223.3454 | 0.0030323 | 2062 | Mitigation | 0.95 | 45 | 0 | esc | 0.00097009 | 1.3171e-08 | 0.00097009 | 1.3171e-08 | 0.0029922 | 6.4249e-09 | 0.0013359 | 4.6173e-10
[120 empty] | 7.3.3.17.5 (Remote Grid) Updates to grid topology to minimize risk of ignition in HFTDs Remote GridWLDFRContaminationAggregated | WLDFR | HFTD - Distribution - Tier 3 - 3QU CoRE ¦ 4QU LoRE | Non-Red Flag Warning - Small Fires | Contamination | Aggregated | 2063 | 1.3577e-05 | 223.3454 | 0.0030323 | 2063 | Mitigation | 0.95 | 45 | 0 | esc | 0.00097009 | 1.3171e-08 | 0.00097009 | 1.3171e-08 | 0.0029922 | 6.4249e-09 | 0.0013359 | 4.6173e-10
[120 empty] | 7.3.3.17.5 (Remote Grid) Updates to grid topology to minimize risk of ignition in HFTDs Remote GridWLDFRContaminationAggregated | WLDFR | HFTD - Distribution - Tier 3 - 3QU CoRE ¦ 4QU LoRE | Non-Red Flag Warning - Small Fires | Contamination | Aggregated | 2064 | 1.3577e-05 | 223.3454 | 0.0030323 | 2064 | Mitigation | 0.95 | 45 | 0 | esc | 0.00097009 | 1.3171e-08 | 0.00097009 | 1.3171e-08 | 0.0029922 | 6.4249e-09 | 0.0013359 | 4.6173e-10
[120 empty] | 7.3.3.17.5 (Remote Grid) Updates to grid topology to minimize risk of ignition in HFTDs Remote GridWLDFRContaminationAggregated | WLDFR | HFTD - Distribution - Tier 3 - 3QU CoRE ¦ 4QU LoRE | Non-Red Flag Warning - Small Fires | Contamination | Aggregated | 2065 | 1.3577e-05 | 223.3454 | 0.0030323 | 2065 | Mitigation | 0.95 | 45 | 0 | esc | 0.00097009 | 1.3171e-08 | 0.00097009 | 1.3171e-08 | 0.0029922 | 6.4249e-09 | 0.0013359 | 4.6173e-10
[120 empty] | 7.3.3.17.5 (Remote Grid) Updates to grid topology to minimize risk of ignition in HFTDs Remote GridWLDFRContaminationAggregated | WLDFR | HFTD - Distribution - Tier 3 - 3QU CoRE ¦ 4QU LoRE | Non-Red Flag Warning - Small Fires | Contamination | Aggregated | 2066 | 1.3577e-05 | 223.3454 | 0.0030323 | 2066 | Mitigation | 0.95 | 45 | 0 | esc | 0.00097009 | 1.3171e-08 | 0.00097009 | 1.3171e-08 | 0.0029922 | 6.4249e-09 | 0.0013359 | 4.6173e-10
[120 empty] | 7.3.3.17.5 (Remote Grid) Updates to grid topology to minimize risk of ignition in HFTDs Remote GridWLDFRContaminationAggregated | WLDFR | HFTD - Distribution - Tier 3 - 3QU CoRE ¦ 4QU LoRE | Non-Red Flag Warning - Small Fires | Contamination | Aggregated | 2067 | 1.3577e-05 | 223.3454 | 0.0030323 | 2067 | Mitigation | 0.95 | 45 | 0 | esc | 0 | 0 | 0.00097009 | 1.3171e-08 | 0.0029922 | 6.4249e-09 | 0.0013359 | 4.6173e-10
[120 empty] | 7.3.3.17.5 (Remote Grid) Updates to grid topology to minimize risk of ignition in HFTDs Remote GridWLDFREquipment / facility failureAggregated | WLDFR | HFTD - Distribution - Tier 3 - 3QU CoRE ¦ 4QU LoRE | Non-Red Flag Warning - Small Fires | Equipment / facility failure | Aggregated | 2022 | 0.00065186 | 223.3454 | 0.14559 | 2022 | Mitigation | 0.95 | 45 | 0 | esc | 0.00097009 | 6.3236e-07 | 0 | 0 | 0.0029922 | 6.4249e-09 | 0.0013359 | 4.6173e-10
[120 empty] | 7.3.3.17.5 (Remote Grid) Updates to grid topology to minimize risk of ignition in HFTDs Remote GridWLDFREquipment / facility failureAggregated | WLDFR | HFTD - Distribution - Tier 3 - 3QU CoRE ¦ 4QU LoRE | Non-Red Flag Warning - Small Fires | Equipment / facility failure | Aggregated | 2023 | 0.00065186 | 223.3454 | 0.14559 | 2023 | Mitigation | 0.95 | 45 | 0 | esc | 0.00097009 | 6.3236e-07 | 0.00097009 | 6.3236e-07 | 0.0029922 | 6.4249e-09 | 0.0013359 | 4.6173e-10
[120 empty] | 7.3.3.17.5 (Remote Grid) Updates to grid topology to minimize risk of ignition in HFTDs Remote GridWLDFREquipment / facility failureAggregated | WLDFR | HFTD - Distribution - Tier 3 - 3QU CoRE ¦ 4QU LoRE | Non-Red Flag Warning - Small Fires | Equipment / facility failure | Aggregated | 2024 | 0.00065186 | 223.3454 | 0.14559 | 2024 | Mitigation | 0.95 | 45 | 0 | esc | 0.00097009 | 6.3236e-07 | 0.00097009 | 6.3236e-07 | 0.0029922 | 6.4249e-09 | 0.0013359 | 4.6173e-10
[120 empty] | 7.3.3.17.5 (Remote Grid) Updates to grid topology to minimize risk of ignition in HFTDs Remote GridWLDFREquipment / facility failureAggregated | WLDFR | HFTD - Distribution - Tier 3 - 3QU CoRE ¦ 4QU LoRE | Non-Red Flag Warning - Small Fires | Equipment / facility failure | Aggregated | 2025 | 0.00065186 | 223.3454 | 0.14559 | 2025 | Mitigation | 0.95 | 45 | 0 | esc | 0.00097009 | 6.3236e-07 | 0.00097009 | 6.3236e-07 | 0.0029922 | 6.4249e-09 | 0.0013359 | 4.6173e-10
[120 empty] | 7.3.3.17.5 (Remote Grid) Updates to grid topology to minimize risk of ignition in HFTDs Remote GridWLDFREquipment / facility failureAggregated | WLDFR | HFTD - Distribution - Tier 3 - 3QU CoRE ¦ 4QU LoRE | Non-Red Flag Warning - Small Fires | Equipment / facility failure | Aggregated | 2026 | 0.00065186 | 223.3454 | 0.14559 | 2026 | Mitigation | 0.95 | 45 | 0 | esc | 0.00097009 | 6.3236e-07 | 0.00097009 | 6.3236e-07 | 0.0029922 | 6.4249e-09 | 0.0013359 | 4.6173e-10
[120 empty] | 7.3.3.17.5 (Remote Grid) Updates to grid topology to minimize risk of ignition in HFTDs Remote GridWLDFREquipment / facility failureAggregated | WLDFR | HFTD - Distribution - Tier 3 - 3QU CoRE ¦ 4QU LoRE | Non-Red Flag Warning - Small Fires | Equipment / facility failure | Aggregated | 2027 | 0.00065186 | 223.3454 | 0.14559 | 2027 | Mitigation | 0.95 | 45 | 0 | esc | 0.00097009 | 6.3236e-07 | 0.00097009 | 6.3236e-07 | 0.0029922 | 6.4249e-09 | 0.0013359 | 4.6173e-10
[120 empty] | 7.3.3.17.5 (Remote Grid) Updates to grid topology to minimize risk of ignition in HFTDs Remote GridWLDFREquipment / facility failureAggregated | WLDFR | HFTD - Distribution - Tier 3 - 3QU CoRE ¦ 4QU LoRE | Non-Red Flag Warning - Small Fires | Equipment / facility failure | Aggregated | 2028 | 0.00065186 | 223.3454 | 0.14559 | 2028 | Mitigation | 0.95 | 45 | 0 | esc | 0.00097009 | 6.3236e-07 | 0.00097009 | 6.3236e-07 | 0.0029922 | 6.4249e-09 | 0 | 0
[120 empty] | 7.3.3.17.5 (Remote Grid) Updates to grid topology to minimize risk of ignition in HFTDs Remote GridWLDFREquipment / facility failureAggregated | WLDFR | HFTD - Distribution - Tier 3 - 3QU CoRE ¦ 4QU LoRE | Non-Red Flag Warning - Small Fires | Equipment / facility failure | Aggregated | 2029 | 0.00065186 | 223.3454 | 0.14559 | 2029 | Mitigation | 0.95 | 45 | 0 | esc | 0.00097009 | 6.3236e-07 | 0.00097009 | 6.3236e-07 | 0.0029922 | 6.4249e-09 | 0 | 0
[120 empty] | 7.3.3.17.5 (Remote Grid) Updates to grid topology to minimize risk of ignition in HFTDs Remote GridWLDFREquipment / facility failureAggregated | WLDFR | HFTD - Distribution - Tier 3 - 3QU CoRE ¦ 4QU LoRE | Non-Red Flag Warning - Small Fires | Equipment / facility failure | Aggregated | 2030 | 0.00065186 | 223.3454 | 0.14559 | 2030 | Mitigation | 0.95 | 45 | 0 | esc | 0.00097009 | 6.3236e-07 | 0.00097009 | 6.3236e-07 | 0.0029922 | 6.4249e-09 | 0.0093813 | 5.1124e-08
[120 empty] | 7.3.3.17.5 (Remote Grid) Updates to grid topology to minimize risk of ignition in HFTDs Remote GridWLDFREquipment / facility failureAggregated | WLDFR | HFTD - Distribution - Tier 3 - 3QU CoRE ¦ 4QU LoRE | Non-Red Flag Warning - Small Fires | Equipment / facility failure | Aggregated | 2031 | 0.00065186 | 223.3454 | 0.14559 | 2031 | Mitigation | 0.95 | 45 | 0 | esc | 0.00097009 | 6.3236e-07 | 0.00097009 | 6.3236e-07 | 0.0029922 | 6.4249e-09 | 0.0093813 | 5.1124e-08
[120 empty] | 7.3.3.17.5 (Remote Grid) Updates to grid topology to minimize risk of ignition in HFTDs Remote GridWLDFREquipment / facility failureAggregated | WLDFR | HFTD - Distribution - Tier 3 - 3QU CoRE ¦ 4QU LoRE | Non-Red Flag Warning - Small Fires | Equipment / facility failure | Aggregated | 2032 | 0.00065186 | 223.3454 | 0.14559 | 2032 | Mitigation | 0.95 | 45 | 0 | esc | 0.00097009 | 6.3236e-07 | 0.00097009 | 6.3236e-07 | 0.0029922 | 6.4249e-09 | 0.0093813 | 5.1124e-08
[120 empty] | 7.3.3.17.5 (Remote Grid) Updates to grid topology to minimize risk of ignition in HFTDs Remote GridWLDFREquipment / facility failureAggregated | WLDFR | HFTD - Distribution - Tier 3 - 3QU CoRE ¦ 4QU LoRE | Non-Red Flag Warning - Small Fires | Equipment / facility failure | Aggregated | 2033 | 0.00065186 | 223.3454 | 0.14559 | 2033 | Mitigation | 0.95 | 45 | 0 | esc | 0.00097009 | 6.3236e-07 | 0.00097009 | 6.3236e-07 | 0.0029922 | 6.4249e-09 | 0.0093813 | 5.1124e-08
[120 empty] | 7.3.3.17.5 (Remote Grid) Updates to grid topology to minimize risk of ignition in HFTDs Remote GridWLDFREquipment / facility failureAggregated | WLDFR | HFTD - Distribution - Tier 3 - 3QU CoRE ¦ 4QU LoRE | Non-Red Flag Warning - Small Fires | Equipment / facility failure | Aggregated | 2034 | 0.00065186 | 223.3454 | 0.14559 | 2034 | Mitigation | 0.95 | 45 | 0 | esc | 0.00097009 | 6.3236e-07 | 0.00097009 | 6.3236e-07 | 0.0029922 | 6.4249e-09 | 0.0093813 | 5.1124e-08
[120 empty] | 7.3.3.17.5 (Remote Grid) Updates to grid topology to minimize risk of ignition in HFTDs Remote GridWLDFREquipment / facility failureAggregated | WLDFR | HFTD - Distribution - Tier 3 - 3QU CoRE ¦ 4QU LoRE | Non-Red Flag Warning - Small Fires | Equipment / facility failure | Aggregated | 2035 | 0.00065186 | 223.3454 | 0.14559 | 2035 | Mitigation | 0.95 | 45 | 0 | esc | 0.00097009 | 6.3236e-07 | 0.00097009 | 6.3236e-07 | 0.0029922 | 6.4249e-09 | 0.0093813 | 5.1124e-08
[120 empty] | 7.3.3.17.5 (Remote Grid) Updates to grid topology to minimize risk of ignition in HFTDs Remote GridWLDFREquipment / facility failureAggregated | WLDFR | HFTD - Distribution - Tier 3 - 3QU CoRE ¦ 4QU LoRE | Non-Red Flag Warning - Small Fires | Equipment / facility failure | Aggregated | 2036 | 0.00065186 | 223.3454 | 0.14559 | 2036 | Mitigation | 0.95 | 45 | 0 | esc | 0.00097009 | 6.3236e-07 | 0.00097009 | 6.3236e-07 | 0.0029922 | 6.4249e-09 | 0.0093813 | 5.1124e-08
[120 empty] | 7.3.3.17.5 (Remote Grid) Updates to grid topology to minimize risk of ignition in HFTDs Remote GridWLDFREquipment / facility failureAggregated | WLDFR | HFTD - Distribution - Tier 3 - 3QU CoRE ¦ 4QU LoRE | Non-Red Flag Warning - Small Fires | Equipment / facility failure | Aggregated | 2037 | 0.00065186 | 223.3454 | 0.14559 | 2037 | Mitigation | 0.95 | 45 | 0 | esc | 0.00097009 | 6.3236e-07 | 0.00097009 | 6.3236e-07 | 0.0029922 | 6.4249e-09 | 0.0093813 | 5.1124e-08
[120 empty] | 7.3.3.17.5 (Remote Grid) Updates to grid topology to minimize risk of ignition in HFTDs Remote GridWLDFREquipment / facility failureAggregated | WLDFR | HFTD - Distribution - Tier 3 - 3QU CoRE ¦ 4QU LoRE | Non-Red Flag Warning - Small Fires | Equipment / facility failure | Aggregated | 2038 | 0.00065186 | 223.3454 | 0.14559 | 2038 | Mitigation | 0.95 | 45 | 0 | esc | 0.00097009 | 6.3236e-07 | 0.00097009 | 6.3236e-07 | 0.0029922 | 6.4249e-09 | 0.0093813 | 5.1124e-08
[120 empty] | 7.3.3.17.5 (Remote Grid) Updates to grid topology to minimize risk of ignition in HFTDs Remote GridWLDFREquipment / facility failureAggregated | WLDFR | HFTD - Distribution - Tier 3 - 3QU CoRE ¦ 4QU LoRE | Non-Red Flag Warning - Small Fires | Equipment / facility failure | Aggregated | 2039 | 0.00065186 | 223.3454 | 0.14559 | 2039 | Mitigation | 0.95 | 45 | 0 | esc | 0.00097009 | 6.3236e-07 | 0.00097009 | 6.3236e-07 | 0.0029922 | 6.4249e-09 | 0.0093813 | 5.1124e-08
[120 empty] | 7.3.3.17.5 (Remote Grid) Updates to grid topology to minimize risk of ignition in HFTDs Remote GridWLDFREquipment / facility failureAggregated | WLDFR | HFTD - Distribution - Tier 3 - 3QU CoRE ¦ 4QU LoRE | Non-Red Flag Warning - Small Fires | Equipment / facility failure | Aggregated | 2040 | 0.00065186 | 223.3454 | 0.14559 | 2040 | Mitigation | 0.95 | 45 | 0 | esc | 0.00097009 | 6.3236e-07 | 0.00097009 | 6.3236e-07 | 0.0029922 | 6.4249e-09 | 0.0093813 | 5.1124e-08
[120 empty] | 7.3.3.17.5 (Remote Grid) Updates to grid topology to minimize risk of ignition in HFTDs Remote GridWLDFREquipment / facility failureAggregated | WLDFR | HFTD - Distribution - Tier 3 - 3QU CoRE ¦ 4QU LoRE | Non-Red Flag Warning - Small Fires | Equipment / facility failure | Aggregated | 2041 | 0.00065186 | 223.3454 | 0.14559 | 2041 | Mitigation | 0.95 | 45 | 0 | esc | 0.00097009 | 6.3236e-07 | 0.00097009 | 6.3236e-07 | 0.0029922 | 6.4249e-09 | 0.0093813 | 5.1124e-08
[120 empty] | 7.3.3.17.5 (Remote Grid) Updates to grid topology to minimize risk of ignition in HFTDs Remote GridWLDFREquipment / facility failureAggregated | WLDFR | HFTD - Distribution - Tier 3 - 3QU CoRE ¦ 4QU LoRE | Non-Red Flag Warning - Small Fires | Equipment / facility failure | Aggregated | 2042 | 0.00065186 | 223.3454 | 0.14559 | 2042 | Mitigation | 0.95 | 45 | 0 | esc | 0.00097009 | 6.3236e-07 | 0.00097009 | 6.3236e-07 | 0.0029922 | 6.4249e-09 | 0.0093813 | 5.1124e-08
[120 empty] | 7.3.3.17.5 (Remote Grid) Updates to grid topology to minimize risk of ignition in HFTDs Remote GridWLDFREquipment / facility failureAggregated | WLDFR | HFTD - Distribution - Tier 3 - 3QU CoRE ¦ 4QU LoRE | Non-Red Flag Warning - Small Fires | Equipment / facility failure | Aggregated | 2043 | 0.00065186 | 223.3454 | 0.14559 | 2043 | Mitigation | 0.95 | 45 | 0 | esc | 0.00097009 | 6.3236e-07 | 0.00097009 | 6.3236e-07 | 0.0029922 | 6.4249e-09 | 0.0093813 | 5.1124e-08
[120 empty] | 7.3.3.17.5 (Remote Grid) Updates to grid topology to minimize risk of ignition in HFTDs Remote GridWLDFREquipment / facility failureAggregated | WLDFR | HFTD - Distribution - Tier 3 - 3QU CoRE ¦ 4QU LoRE | Non-Red Flag Warning - Small Fires | Equipment / facility failure | Aggregated | 2044 | 0.00065186 | 223.3454 | 0.14559 | 2044 | Mitigation | 0.95 | 45 | 0 | esc | 0.00097009 | 6.3236e-07 | 0.00097009 | 6.3236e-07 | 0.0029922 | 6.4249e-09 | 0.0093813 | 5.1124e-08
[120 empty] | 7.3.3.17.5 (Remote Grid) Updates to grid topology to minimize risk of ignition in HFTDs Remote GridWLDFREquipment / facility failureAggregated | WLDFR | HFTD - Distribution - Tier 3 - 3QU CoRE ¦ 4QU LoRE | Non-Red Flag Warning - Small Fires | Equipment / facility failure | Aggregated | 2045 | 0.00065186 | 223.3454 | 0.14559 | 2045 | Mitigation | 0.95 | 45 | 0 | esc | 0.00097009 | 6.3236e-07 | 0.00097009 | 6.3236e-07 | 0.0029922 | 6.4249e-09 | 0.0093813 | 5.1124e-08
[120 empty] | 7.3.3.17.5 (Remote Grid) Updates to grid topology to minimize risk of ignition in HFTDs Remote GridWLDFREquipment / facility failureAggregated | WLDFR | HFTD - Distribution - Tier 3 - 3QU CoRE ¦ 4QU LoRE | Non-Red Flag Warning - Small Fires | Equipment / facility failure | Aggregated | 2046 | 0.00065186 | 223.3454 | 0.14559 | 2046 | Mitigation | 0.95 | 45 | 0 | esc | 0.00097009 | 6.3236e-07 | 0.00097009 | 6.3236e-07 | 0.0029922 | 6.4249e-09 | 0.0093813 | 5.1124e-08
[120 empty] | 7.3.3.17.5 (Remote Grid) Updates to grid topology to minimize risk of ignition in HFTDs Remote GridWLDFREquipment / facility failureAggregated | WLDFR | HFTD - Distribution - Tier 3 - 3QU CoRE ¦ 4QU LoRE | Non-Red Flag Warning - Small Fires | Equipment / facility failure | Aggregated | 2047 | 0.00065186 | 223.3454 | 0.14559 | 2047 | Mitigation | 0.95 | 45 | 0 | esc | 0.00097009 | 6.3236e-07 | 0.00097009 | 6.3236e-07 | 0.0029922 | 6.4249e-09 | 0.0093813 | 5.1124e-08
[120 empty] | 7.3.3.17.5 (Remote Grid) Updates to grid topology to minimize risk of ignition in HFTDs Remote GridWLDFREquipment / facility failureAggregated | WLDFR | HFTD - Distribution - Tier 3 - 3QU CoRE ¦ 4QU LoRE | Non-Red Flag Warning - Small Fires | Equipment / facility failure | Aggregated | 2048 | 0.00065186 | 223.3454 | 0.14559 | 2048 | Mitigation | 0.95 | 45 | 0 | esc | 0.00097009 | 6.3236e-07 | 0.00097009 | 6.3236e-07 | 0.0029922 | 6.4249e-09 | 0.0093813 | 5.1124e-08
[120 empty] | 7.3.3.17.5 (Remote Grid) Updates to grid topology to minimize risk of ignition in HFTDs Remote GridWLDFREquipment / facility failureAggregated | WLDFR | HFTD - Distribution - Tier 3 - 3QU CoRE ¦ 4QU LoRE | Non-Red Flag Warning - Small Fires | Equipment / facility failure | Aggregated | 2049 | 0.00065186 | 223.3454 | 0.14559 | 2049 | Mitigation | 0.95 | 45 | 0 | esc | 0.00097009 | 6.3236e-07 | 0.00097009 | 6.3236e-07 | 0.0029922 | 6.4249e-09 | 0.0093813 | 5.1124e-08
[120 empty] | 7.3.3.17.5 (Remote Grid) Updates to grid topology to minimize risk of ignition in HFTDs Remote GridWLDFREquipment / facility failureAggregated | WLDFR | HFTD - Distribution - Tier 3 - 3QU CoRE ¦ 4QU LoRE | Non-Red Flag Warning - Small Fires | Equipment / facility failure | Aggregated | 2050 | 0.00065186 | 223.3454 | 0.14559 | 2050 | Mitigation | 0.95 | 45 | 0 | esc | 0.00097009 | 6.3236e-07 | 0.00097009 | 6.3236e-07 | 0.0029922 | 6.4249e-09 | 0.0093813 | 5.1124e-08
[120 empty] | 7.3.3.17.5 (Remote Grid) Updates to grid topology to minimize risk of ignition in HFTDs Remote GridWLDFREquipment / facility failureAggregated | WLDFR | HFTD - Distribution - Tier 3 - 3QU CoRE ¦ 4QU LoRE | Non-Red Flag Warning - Small Fires | Equipment / facility failure | Aggregated | 2051 | 0.00065186 | 223.3454 | 0.14559 | 2051 | Mitigation | 0.95 | 45 | 0 | esc | 0.00097009 | 6.3236e-07 | 0.00097009 | 6.3236e-07 | 0.0029922 | 6.4249e-09 | 0.0093813 | 5.1124e-08
[120 empty] | 7.3.3.17.5 (Remote Grid) Updates to grid topology to minimize risk of ignition in HFTDs Remote GridWLDFREquipment / facility failureAggregated | WLDFR | HFTD - Distribution - Tier 3 - 3QU CoRE ¦ 4QU LoRE | Non-Red Flag Warning - Small Fires | Equipment / facility failure | Aggregated | 2052 | 0.00065186 | 223.3454 | 0.14559 | 2052 | Mitigation | 0.95 | 45 | 0 | esc | 0.00097009 | 6.3236e-07 | 0.00097009 | 6.3236e-07 | 0 | 0 | 0.0093813 | 5.1124e-08
[120 empty] | 7.3.3.17.5 (Remote Grid) Updates to grid topology to minimize risk of ignition in HFTDs Remote GridWLDFREquipment / facility failureAggregated | WLDFR | HFTD - Distribution - Tier 3 - 3QU CoRE ¦ 4QU LoRE | Non-Red Flag Warning - Small Fires | Equipment / facility failure | Aggregated | 2053 | 0.00065186 | 223.3454 | 0.14559 | 2053 | Mitigation | 0.95 | 45 | 0 | esc | 0.00097009 | 6.3236e-07 | 0.00097009 | 6.3236e-07 | 0.0029922 | 2.0752e-08 | 0.0093813 | 5.1124e-08
[120 empty] | 7.3.3.17.5 (Remote Grid) Updates to grid topology to minimize risk of ignition in HFTDs Remote GridWLDFREquipment / facility failureAggregated | WLDFR | HFTD - Distribution - Tier 3 - 3QU CoRE ¦ 4QU LoRE | Non-Red Flag Warning - Small Fires | Equipment / facility failure | Aggregated | 2054 | 0.00065186 | 223.3454 | 0.14559 | 2054 | Mitigation | 0.95 | 45 | 0 | esc | 0.00097009 | 6.3236e-07 | 0.00097009 | 6.3236e-07 | 0.0029922 | 2.0752e-08 | 0.0093813 | 5.1124e-08
[120 empty] | 7.3.3.17.5 (Remote Grid) Updates to grid topology to minimize risk of ignition in HFTDs Remote GridWLDFREquipment / facility failureAggregated | WLDFR | HFTD - Distribution - Tier 3 - 3QU CoRE ¦ 4QU LoRE | Non-Red Flag Warning - Small Fires | Equipment / facility failure | Aggregated | 2055 | 0.00065186 | 223.3454 | 0.14559 | 2055 | Mitigation | 0.95 | 45 | 0 | esc | 0.00097009 | 6.3236e-07 | 0.00097009 | 6.3236e-07 | 0.0029922 | 2.0752e-08 | 0.0093813 | 5.1124e-08
[120 empty] | 7.3.3.17.5 (Remote Grid) Updates to grid topology to minimize risk of ignition in HFTDs Remote GridWLDFREquipment / facility failureAggregated | WLDFR | HFTD - Distribution - Tier 3 - 3QU CoRE ¦ 4QU LoRE | Non-Red Flag Warning - Small Fires | Equipment / facility failure | Aggregated | 2056 | 0.00065186 | 223.3454 | 0.14559 | 2056 | Mitigation | 0.95 | 45 | 0 | esc | 0.00097009 | 6.3236e-07 | 0.00097009 | 6.3236e-07 | 0.0029922 | 2.0752e-08 | 0.0093813 | 5.1124e-08
[120 empty] | 7.3.3.17.5 (Remote Grid) Updates to grid topology to minimize risk of ignition in HFTDs Remote GridWLDFREquipment / facility failureAggregated | WLDFR | HFTD - Distribution - Tier 3 - 3QU CoRE ¦ 4QU LoRE | Non-Red Flag Warning - Small Fires | Equipment / facility failure | Aggregated | 2057 | 0.00065186 | 223.3454 | 0.14559 | 2057 | Mitigation | 0.95 | 45 | 0 | esc | 0.00097009 | 6.3236e-07 | 0.00097009 | 6.3236e-07 | 0.0029922 | 2.0752e-08 | 0.0093813 | 5.1124e-08
[120 empty] | 7.3.3.17.5 (Remote Grid) Updates to grid topology to minimize risk of ignition in HFTDs Remote GridWLDFREquipment / facility failureAggregated | WLDFR | HFTD - Distribution - Tier 3 - 3QU CoRE ¦ 4QU LoRE | Non-Red Flag Warning - Small Fires | Equipment / facility failure | Aggregated | 2058 | 0.00065186 | 223.3454 | 0.14559 | 2058 | Mitigation | 0.95 | 45 | 0 | esc | 0.00097009 | 6.3236e-07 | 0.00097009 | 6.3236e-07 | 0.0029922 | 2.0752e-08 | 0.0093813 | 5.1124e-08
[120 empty] | 7.3.3.17.5 (Remote Grid) Updates to grid topology to minimize risk of ignition in HFTDs Remote GridWLDFREquipment / facility failureAggregated | WLDFR | HFTD - Distribution - Tier 3 - 3QU CoRE ¦ 4QU LoRE | Non-Red Flag Warning - Small Fires | Equipment / facility failure | Aggregated | 2059 | 0.00065186 | 223.3454 | 0.14559 | 2059 | Mitigation | 0.95 | 45 | 0 | esc | 0.00097009 | 6.3236e-07 | 0.00097009 | 6.3236e-07 | 0.0029922 | 2.0752e-08 | 0.0093813 | 5.1124e-08
[120 empty] | 7.3.3.17.5 (Remote Grid) Updates to grid topology to minimize risk of ignition in HFTDs Remote GridWLDFREquipment / facility failureAggregated | WLDFR | HFTD - Distribution - Tier 3 - 3QU CoRE ¦ 4QU LoRE | Non-Red Flag Warning - Small Fires | Equipment / facility failure | Aggregated | 2060 | 0.00065186 | 223.3454 | 0.14559 | 2060 | Mitigation | 0.95 | 45 | 0 | esc | 0.00097009 | 6.3236e-07 | 0.00097009 | 6.3236e-07 | 0.0029922 | 2.0752e-08 | 0 | 0
[120 empty] | 7.3.3.17.5 (Remote Grid) Updates to grid topology to minimize risk of ignition in HFTDs Remote GridWLDFREquipment / facility failureAggregated | WLDFR | HFTD - Distribution - Tier 3 - 3QU CoRE ¦ 4QU LoRE | Non-Red Flag Warning - Small Fires | Equipment / facility failure | Aggregated | 2061 | 0.00065186 | 223.3454 | 0.14559 | 2061 | Mitigation | 0.95 | 45 | 0 | esc | 0.00097009 | 6.3236e-07 | 0.00097009 | 6.3236e-07 | 0.0029922 | 2.0752e-08 | 0 | 0
[120 empty] | 7.3.3.17.5 (Remote Grid) Updates to grid topology to minimize risk of ignition in HFTDs Remote GridWLDFREquipment / facility failureAggregated | WLDFR | HFTD - Distribution - Tier 3 - 3QU CoRE ¦ 4QU LoRE | Non-Red Flag Warning - Small Fires | Equipment / facility failure | Aggregated | 2062 | 0.00065186 | 223.3454 | 0.14559 | 2062 | Mitigation | 0.95 | 45 | 0 | esc | 0.00097009 | 6.3236e-07 | 0.00097009 | 6.3236e-07 | 0.0029922 | 2.0752e-08 | 0.014004 | 2.2851e-08
[120 empty] | 7.3.3.17.5 (Remote Grid) Updates to grid topology to minimize risk of ignition in HFTDs Remote GridWLDFREquipment / facility failureAggregated | WLDFR | HFTD - Distribution - Tier 3 - 3QU CoRE ¦ 4QU LoRE | Non-Red Flag Warning - Small Fires | Equipment / facility failure | Aggregated | 2063 | 0.00065186 | 223.3454 | 0.14559 | 2063 | Mitigation | 0.95 | 45 | 0 | esc | 0.00097009 | 6.3236e-07 | 0.00097009 | 6.3236e-07 | 0.0029922 | 2.0752e-08 | 0.014004 | 2.2851e-08
[120 empty] | 7.3.3.17.5 (Remote Grid) Updates to grid topology to minimize risk of ignition in HFTDs Remote GridWLDFREquipment / facility failureAggregated | WLDFR | HFTD - Distribution - Tier 3 - 3QU CoRE ¦ 4QU LoRE | Non-Red Flag Warning - Small Fires | Equipment / facility failure | Aggregated | 2064 | 0.00065186 | 223.3454 | 0.14559 | 2064 | Mitigation | 0.95 | 45 | 0 | esc | 0.00097009 | 6.3236e-07 | 0.00097009 | 6.3236e-07 | 0.0029922 | 2.0752e-08 | 0.014004 | 2.2851e-08
[120 empty] | 7.3.3.17.5 (Remote Grid) Updates to grid topology to minimize risk of ignition in HFTDs Remote GridWLDFREquipment / facility failureAggregated | WLDFR | HFTD - Distribution - Tier 3 - 3QU CoRE ¦ 4QU LoRE | Non-Red Flag Warning - Small Fires | Equipment / facility failure | Aggregated | 2065 | 0.00065186 | 223.3454 | 0.14559 | 2065 | Mitigation | 0.95 | 45 | 0 | esc | 0.00097009 | 6.3236e-07 | 0.00097009 | 6.3236e-07 | 0.0029922 | 2.0752e-08 | 0.014004 | 2.2851e-08
[120 empty] | 7.3.3.17.5 (Remote Grid) Updates to grid topology to minimize risk of ignition in HFTDs Remote GridWLDFREquipment / facility failureAggregated | WLDFR | HFTD - Distribution - Tier 3 - 3QU CoRE ¦ 4QU LoRE | Non-Red Flag Warning - Small Fires | Equipment / facility failure | Aggregated | 2066 | 0.00065186 | 223.3454 | 0.14559 | 2066 | Mitigation | 0.95 | 45 | 0 | esc | 0.00097009 | 6.3236e-07 | 0.00097009 | 6.3236e-07 | 0.0029922 | 2.0752e-08 | 0.014004 | 2.2851e-08
[120 empty] | 7.3.3.17.5 (Remote Grid) Updates to grid topology to minimize risk of ignition in HFTDs Remote GridWLDFREquipment / facility failureAggregated | WLDFR | HFTD - Distribution - Tier 3 - 3QU CoRE ¦ 4QU LoRE | Non-Red Flag Warning - Small Fires | Equipment / facility failure | Aggregated | 2067 | 0.00065186 | 223.3454 | 0.14559 | 2067 | Mitigation | 0.95 | 45 | 0 | esc | 0 | 0 | 0.00097009 | 6.3236e-07 | 0.0029922 | 2.0752e-08 | 0.014004 | 2.2851e-08
[120 empty] | 7.3.3.17.5 (Remote Grid) Updates to grid topology to minimize risk of ignition in HFTDs Remote GridWLDFRVegetation ContactAggregated | WLDFR | HFTD - Distribution - Tier 3 - 3QU CoRE ¦ 4QU LoRE | Non-Red Flag Warning - Small Fires | Vegetation Contact | Aggregated | 2022 | 0.0019069 | 223.3454 | 0.42589 | 2022 | Mitigation | 0.95 | 45 | 0 | esc | 0.00097009 | 1.8498e-06 | 0 | 0 | 0.0029922 | 2.0752e-08 | 0.014004 | 2.2851e-08
[120 empty] | 7.3.3.17.5 (Remote Grid) Updates to grid topology to minimize risk of ignition in HFTDs Remote GridWLDFRVegetation ContactAggregated | WLDFR | HFTD - Distribution - Tier 3 - 3QU CoRE ¦ 4QU LoRE | Non-Red Flag Warning - Small Fires | Vegetation Contact | Aggregated | 2023 | 0.0019069 | 223.3454 | 0.42589 | 2023 | Mitigation | 0.95 | 45 | 0 | esc | 0.00097009 | 1.8498e-06 | 0.00097009 | 1.8498e-06 | 0.0029922 | 2.0752e-08 | 0.014004 | 2.2851e-08
[120 empty] | 7.3.3.17.5 (Remote Grid) Updates to grid topology to minimize risk of ignition in HFTDs Remote GridWLDFRVegetation ContactAggregated | WLDFR | HFTD - Distribution - Tier 3 - 3QU CoRE ¦ 4QU LoRE | Non-Red Flag Warning - Small Fires | Vegetation Contact | Aggregated | 2024 | 0.0019069 | 223.3454 | 0.42589 | 2024 | Mitigation | 0.95 | 45 | 0 | esc | 0.00097009 | 1.8498e-06 | 0.00097009 | 1.8498e-06 | 0.0029922 | 2.0752e-08 | 0.014004 | 2.2851e-08
[120 empty] | 7.3.3.17.5 (Remote Grid) Updates to grid topology to minimize risk of ignition in HFTDs Remote GridWLDFRVegetation ContactAggregated | WLDFR | HFTD - Distribution - Tier 3 - 3QU CoRE ¦ 4QU LoRE | Non-Red Flag Warning - Small Fires | Vegetation Contact | Aggregated | 2025 | 0.0019069 | 223.3454 | 0.42589 | 2025 | Mitigation | 0.95 | 45 | 0 | esc | 0.00097009 | 1.8498e-06 | 0.00097009 | 1.8498e-06 | 0.0029922 | 2.0752e-08 | 0.014004 | 2.2851e-08
[120 empty] | 7.3.3.17.5 (Remote Grid) Updates to grid topology to minimize risk of ignition in HFTDs Remote GridWLDFRVegetation ContactAggregated | WLDFR | HFTD - Distribution - Tier 3 - 3QU CoRE ¦ 4QU LoRE | Non-Red Flag Warning - Small Fires | Vegetation Contact | Aggregated | 2026 | 0.0019069 | 223.3454 | 0.42589 | 2026 | Mitigation | 0.95 | 45 | 0 | esc | 0.00097009 | 1.8498e-06 | 0.00097009 | 1.8498e-06 | 0.0029922 | 2.0752e-08 | 0.014004 | 2.2851e-08
[120 empty] | 7.3.3.17.5 (Remote Grid) Updates to grid topology to minimize risk of ignition in HFTDs Remote GridWLDFRVegetation ContactAggregated | WLDFR | HFTD - Distribution - Tier 3 - 3QU CoRE ¦ 4QU LoRE | Non-Red Flag Warning - Small Fires | Vegetation Contact | Aggregated | 2027 | 0.0019069 | 223.3454 | 0.42589 | 2027 | Mitigation | 0.95 | 45 | 0 | esc | 0.00097009 | 1.8498e-06 | 0.00097009 | 1.8498e-06 | 0.0029922 | 2.0752e-08 | 0.014004 | 2.2851e-08
[120 empty] | 7.3.3.17.5 (Remote Grid) Updates to grid topology to minimize risk of ignition in HFTDs Remote GridWLDFRVegetation ContactAggregated | WLDFR | HFTD - Distribution - Tier 3 - 3QU CoRE ¦ 4QU LoRE | Non-Red Flag Warning - Small Fires | Vegetation Contact | Aggregated | 2028 | 0.0019069 | 223.3454 | 0.42589 | 2028 | Mitigation | 0.95 | 45 | 0 | esc | 0.00097009 | 1.8498e-06 | 0.00097009 | 1.8498e-06 | 0.0029922 | 2.0752e-08 | 0.014004 | 2.2851e-08
[120 empty] | 7.3.3.17.5 (Remote Grid) Updates to grid topology to minimize risk of ignition in HFTDs Remote GridWLDFRVegetation ContactAggregated | WLDFR | HFTD - Distribution - Tier 3 - 3QU CoRE ¦ 4QU LoRE | Non-Red Flag Warning - Small Fires | Vegetation Contact | Aggregated | 2029 | 0.0019069 | 223.3454 | 0.42589 | 2029 | Mitigation | 0.95 | 45 | 0 | esc | 0.00097009 | 1.8498e-06 | 0.00097009 | 1.8498e-06 | 0.0029922 | 2.0752e-08 | 0.014004 | 2.2851e-08
[120 empty] | 7.3.3.17.5 (Remote Grid) Updates to grid topology to minimize risk of ignition in HFTDs Remote GridWLDFRVegetation ContactAggregated | WLDFR | HFTD - Distribution - Tier 3 - 3QU CoRE ¦ 4QU LoRE | Non-Red Flag Warning - Small Fires | Vegetation Contact | Aggregated | 2030 | 0.0019069 | 223.3454 | 0.42589 | 2030 | Mitigation | 0.95 | 45 | 0 | esc | 0.00097009 | 1.8498e-06 | 0.00097009 | 1.8498e-06 | 0.0029922 | 2.0752e-08 | 0.014004 | 2.2851e-08
[120 empty] | 7.3.3.17.5 (Remote Grid) Updates to grid topology to minimize risk of ignition in HFTDs Remote GridWLDFRVegetation ContactAggregated | WLDFR | HFTD - Distribution - Tier 3 - 3QU CoRE ¦ 4QU LoRE | Non-Red Flag Warning - Small Fires | Vegetation Contact | Aggregated | 2031 | 0.0019069 | 223.3454 | 0.42589 | 2031 | Mitigation | 0.95 | 45 | 0 | esc | 0.00097009 | 1.8498e-06 | 0.00097009 | 1.8498e-06 | 0.0029922 | 2.0752e-08 | 0.014004 | 2.2851e-08
[120 empty] | 7.3.3.17.5 (Remote Grid) Updates to grid topology to minimize risk of ignition in HFTDs Remote GridWLDFRVegetation ContactAggregated | WLDFR | HFTD - Distribution - Tier 3 - 3QU CoRE ¦ 4QU LoRE | Non-Red Flag Warning - Small Fires | Vegetation Contact | Aggregated | 2032 | 0.0019069 | 223.3454 | 0.42589 | 2032 | Mitigation | 0.95 | 45 | 0 | esc | 0.00097009 | 1.8498e-06 | 0.00097009 | 1.8498e-06 | 0.0029922 | 2.0752e-08 | 0.014004 | 2.2851e-08
[120 empty] | 7.3.3.17.5 (Remote Grid) Updates to grid topology to minimize risk of ignition in HFTDs Remote GridWLDFRVegetation ContactAggregated | WLDFR | HFTD - Distribution - Tier 3 - 3QU CoRE ¦ 4QU LoRE | Non-Red Flag Warning - Small Fires | Vegetation Contact | Aggregated | 2033 | 0.0019069 | 223.3454 | 0.42589 | 2033 | Mitigation | 0.95 | 45 | 0 | esc | 0.00097009 | 1.8498e-06 | 0.00097009 | 1.8498e-06 | 0.0029922 | 2.0752e-08 | 0.014004 | 2.2851e-08
[120 empty] | 7.3.3.17.5 (Remote Grid) Updates to grid topology to minimize risk of ignition in HFTDs Remote GridWLDFRVegetation ContactAggregated | WLDFR | HFTD - Distribution - Tier 3 - 3QU CoRE ¦ 4QU LoRE | Non-Red Flag Warning - Small Fires | Vegetation Contact | Aggregated | 2034 | 0.0019069 | 223.3454 | 0.42589 | 2034 | Mitigation | 0.95 | 45 | 0 | esc | 0.00097009 | 1.8498e-06 | 0.00097009 | 1.8498e-06 | 0.0029922 | 2.0752e-08 | 0.014004 | 2.2851e-08
[120 empty] | 7.3.3.17.5 (Remote Grid) Updates to grid topology to minimize risk of ignition in HFTDs Remote GridWLDFRVegetation ContactAggregated | WLDFR | HFTD - Distribution - Tier 3 - 3QU CoRE ¦ 4QU LoRE | Non-Red Flag Warning - Small Fires | Vegetation Contact | Aggregated | 2035 | 0.0019069 | 223.3454 | 0.42589 | 2035 | Mitigation | 0.95 | 45 | 0 | esc | 0.00097009 | 1.8498e-06 | 0.00097009 | 1.8498e-06 | 0.0029922 | 2.0752e-08 | 0.014004 | 2.2851e-08
[120 empty] | 7.3.3.17.5 (Remote Grid) Updates to grid topology to minimize risk of ignition in HFTDs Remote GridWLDFRVegetation ContactAggregated | WLDFR | HFTD - Distribution - Tier 3 - 3QU CoRE ¦ 4QU LoRE | Non-Red Flag Warning - Small Fires | Vegetation Contact | Aggregated | 2036 | 0.0019069 | 223.3454 | 0.42589 | 2036 | Mitigation | 0.95 | 45 | 0 | esc | 0.00097009 | 1.8498e-06 | 0.00097009 | 1.8498e-06 | 0.0029922 | 2.0752e-08 | 0.014004 | 2.2851e-08
[120 empty] | 7.3.3.17.5 (Remote Grid) Updates to grid topology to minimize risk of ignition in HFTDs Remote GridWLDFRVegetation ContactAggregated | WLDFR | HFTD - Distribution - Tier 3 - 3QU CoRE ¦ 4QU LoRE | Non-Red Flag Warning - Small Fires | Vegetation Contact | Aggregated | 2037 | 0.0019069 | 223.3454 | 0.42589 | 2037 | Mitigation | 0.95 | 45 | 0 | esc | 0.00097009 | 1.8498e-06 | 0.00097009 | 1.8498e-06 | 0.0029922 | 2.0752e-08 | 0.014004 | 2.2851e-08
[120 empty] | 7.3.3.17.5 (Remote Grid) Updates to grid topology to minimize risk of ignition in HFTDs Remote GridWLDFRVegetation ContactAggregated | WLDFR | HFTD - Distribution - Tier 3 - 3QU CoRE ¦ 4QU LoRE | Non-Red Flag Warning - Small Fires | Vegetation Contact | Aggregated | 2038 | 0.0019069 | 223.3454 | 0.42589 | 2038 | Mitigation | 0.95 | 45 | 0 | esc | 0.00097009 | 1.8498e-06 | 0.00097009 | 1.8498e-06 | 0.0029922 | 2.0752e-08 | 0.014004 | 2.2851e-08
[120 empty] | 7.3.3.17.5 (Remote Grid) Updates to grid topology to minimize risk of ignition in HFTDs Remote GridWLDFRVegetation ContactAggregated | WLDFR | HFTD - Distribution - Tier 3 - 3QU CoRE ¦ 4QU LoRE | Non-Red Flag Warning - Small Fires | Vegetation Contact | Aggregated | 2039 | 0.0019069 | 223.3454 | 0.42589 | 2039 | Mitigation | 0.95 | 45 | 0 | esc | 0.00097009 | 1.8498e-06 | 0.00097009 | 1.8498e-06 | 0.0029922 | 2.0752e-08 | 0.014004 | 2.2851e-08
[120 empty] | 7.3.3.17.5 (Remote Grid) Updates to grid topology to minimize risk of ignition in HFTDs Remote GridWLDFRVegetation ContactAggregated | WLDFR | HFTD - Distribution - Tier 3 - 3QU CoRE ¦ 4QU LoRE | Non-Red Flag Warning - Small Fires | Vegetation Contact | Aggregated | 2040 | 0.0019069 | 223.3454 | 0.42589 | 2040 | Mitigation | 0.95 | 45 | 0 | esc | 0.00097009 | 1.8498e-06 | 0.00097009 | 1.8498e-06 | 0.0029922 | 2.0752e-08 | 0.014004 | 2.2851e-08
[120 empty] | 7.3.3.17.5 (Remote Grid) Updates to grid topology to minimize risk of ignition in HFTDs Remote GridWLDFRVegetation ContactAggregated | WLDFR | HFTD - Distribution - Tier 3 - 3QU CoRE ¦ 4QU LoRE | Non-Red Flag Warning - Small Fires | Vegetation Contact | Aggregated | 2041 | 0.0019069 | 223.3454 | 0.42589 | 2041 | Mitigation | 0.95 | 45 | 0 | esc | 0.00097009 | 1.8498e-06 | 0.00097009 | 1.8498e-06 | 0.0029922 | 2.0752e-08 | 0.014004 | 2.2851e-08
[120 empty] | 7.3.3.17.5 (Remote Grid) Updates to grid topology to minimize risk of ignition in HFTDs Remote GridWLDFRVegetation ContactAggregated | WLDFR | HFTD - Distribution - Tier 3 - 3QU CoRE ¦ 4QU LoRE | Non-Red Flag Warning - Small Fires | Vegetation Contact | Aggregated | 2042 | 0.0019069 | 223.3454 | 0.42589 | 2042 | Mitigation | 0.95 | 45 | 0 | esc | 0.00097009 | 1.8498e-06 | 0.00097009 | 1.8498e-06 | 0.0029922 | 2.0752e-08 | 0.014004 | 2.2851e-08
[120 empty] | 7.3.3.17.5 (Remote Grid) Updates to grid topology to minimize risk of ignition in HFTDs Remote GridWLDFRVegetation ContactAggregated | WLDFR | HFTD - Distribution - Tier 3 - 3QU CoRE ¦ 4QU LoRE | Non-Red Flag Warning - Small Fires | Vegetation Contact | Aggregated | 2043 | 0.0019069 | 223.3454 | 0.42589 | 2043 | Mitigation | 0.95 | 45 | 0 | esc | 0.00097009 | 1.8498e-06 | 0.00097009 | 1.8498e-06 | 0.0029922 | 2.0752e-08 | 0.014004 | 2.2851e-08
[120 empty] | 7.3.3.17.5 (Remote Grid) Updates to grid topology to minimize risk of ignition in HFTDs Remote GridWLDFRVegetation ContactAggregated | WLDFR | HFTD - Distribution - Tier 3 - 3QU CoRE ¦ 4QU LoRE | Non-Red Flag Warning - Small Fires | Vegetation Contact | Aggregated | 2044 | 0.0019069 | 223.3454 | 0.42589 | 2044 | Mitigation | 0.95 | 45 | 0 | esc | 0.00097009 | 1.8498e-06 | 0.00097009 | 1.8498e-06 | 0.0029922 | 2.0752e-08 | 0.014004 | 2.2851e-08
[120 empty] | 7.3.3.17.5 (Remote Grid) Updates to grid topology to minimize risk of ignition in HFTDs Remote GridWLDFRVegetation ContactAggregated | WLDFR | HFTD - Distribution - Tier 3 - 3QU CoRE ¦ 4QU LoRE | Non-Red Flag Warning - Small Fires | Vegetation Contact | Aggregated | 2045 | 0.0019069 | 223.3454 | 0.42589 | 2045 | Mitigation | 0.95 | 45 | 0 | esc | 0.00097009 | 1.8498e-06 | 0.00097009 | 1.8498e-06 | 0.0029922 | 2.0752e-08 | 0.014004 | 2.2851e-08
[120 empty] | 7.3.3.17.5 (Remote Grid) Updates to grid topology to minimize risk of ignition in HFTDs Remote GridWLDFRVegetation ContactAggregated | WLDFR | HFTD - Distribution - Tier 3 - 3QU CoRE ¦ 4QU LoRE | Non-Red Flag Warning - Small Fires | Vegetation Contact | Aggregated | 2046 | 0.0019069 | 223.3454 | 0.42589 | 2046 | Mitigation | 0.95 | 45 | 0 | esc | 0.00097009 | 1.8498e-06 | 0.00097009 | 1.8498e-06 | 0.0029922 | 2.0752e-08 | 0 | 0
[120 empty] | 7.3.3.17.5 (Remote Grid) Updates to grid topology to minimize risk of ignition in HFTDs Remote GridWLDFRVegetation ContactAggregated | WLDFR | HFTD - Distribution - Tier 3 - 3QU CoRE ¦ 4QU LoRE | Non-Red Flag Warning - Small Fires | Vegetation Contact | Aggregated | 2047 | 0.0019069 | 223.3454 | 0.42589 | 2047 | Mitigation | 0.95 | 45 | 0 | esc | 0.00097009 | 1.8498e-06 | 0.00097009 | 1.8498e-06 | 0.0029922 | 2.0752e-08 | 0 | 0
[120 empty] | 7.3.3.17.5 (Remote Grid) Updates to grid topology to minimize risk of ignition in HFTDs Remote GridWLDFRVegetation ContactAggregated | WLDFR | HFTD - Distribution - Tier 3 - 3QU CoRE ¦ 4QU LoRE | Non-Red Flag Warning - Small Fires | Vegetation Contact | Aggregated | 2048 | 0.0019069 | 223.3454 | 0.42589 | 2048 | Mitigation | 0.95 | 45 | 0 | esc | 0.00097009 | 1.8498e-06 | 0.00097009 | 1.8498e-06 | 0.0029922 | 2.0752e-08 | 0.012777 | 1.9825e-08
[120 empty] | 7.3.3.17.5 (Remote Grid) Updates to grid topology to minimize risk of ignition in HFTDs Remote GridWLDFRVegetation ContactAggregated | WLDFR | HFTD - Distribution - Tier 3 - 3QU CoRE ¦ 4QU LoRE | Non-Red Flag Warning - Small Fires | Vegetation Contact | Aggregated | 2049 | 0.0019069 | 223.3454 | 0.42589 | 2049 | Mitigation | 0.95 | 45 | 0 | esc | 0.00097009 | 1.8498e-06 | 0.00097009 | 1.8498e-06 | 0.0029922 | 2.0752e-08 | 0.012777 | 1.9825e-08
[120 empty] | 7.3.3.17.5 (Remote Grid) Updates to grid topology to minimize risk of ignition in HFTDs Remote GridWLDFRVegetation ContactAggregated | WLDFR | HFTD - Distribution - Tier 3 - 3QU CoRE ¦ 4QU LoRE | Non-Red Flag Warning - Small Fires | Vegetation Contact | Aggregated | 2050 | 0.0019069 | 223.3454 | 0.42589 | 2050 | Mitigation | 0.95 | 45 | 0 | esc | 0.00097009 | 1.8498e-06 | 0.00097009 | 1.8498e-06 | 0.0029922 | 2.0752e-08 | 0.012777 | 1.9825e-08
[120 empty] | 7.3.3.17.5 (Remote Grid) Updates to grid topology to minimize risk of ignition in HFTDs Remote GridWLDFRVegetation ContactAggregated | WLDFR | HFTD - Distribution - Tier 3 - 3QU CoRE ¦ 4QU LoRE | Non-Red Flag Warning - Small Fires | Vegetation Contact | Aggregated | 2051 | 0.0019069 | 223.3454 | 0.42589 | 2051 | Mitigation | 0.95 | 45 | 0 | esc | 0.00097009 | 1.8498e-06 | 0.00097009 | 1.8498e-06 | 0.0029922 | 2.0752e-08 | 0.012777 | 1.9825e-08
[120 empty] | 7.3.3.17.5 (Remote Grid) Updates to grid topology to minimize risk of ignition in HFTDs Remote GridWLDFRVegetation ContactAggregated | WLDFR | HFTD - Distribution - Tier 3 - 3QU CoRE ¦ 4QU LoRE | Non-Red Flag Warning - Small Fires | Vegetation Contact | Aggregated | 2052 | 0.0019069 | 223.3454 | 0.42589 | 2052 | Mitigation | 0.95 | 45 | 0 | esc | 0.00097009 | 1.8498e-06 | 0.00097009 | 1.8498e-06 | 0.0029922 | 2.0752e-08 | 0.012777 | 1.9825e-08
[120 empty] | 7.3.3.17.5 (Remote Grid) Updates to grid topology to minimize risk of ignition in HFTDs Remote GridWLDFRVegetation ContactAggregated | WLDFR | HFTD - Distribution - Tier 3 - 3QU CoRE ¦ 4QU LoRE | Non-Red Flag Warning - Small Fires | Vegetation Contact | Aggregated | 2053 | 0.0019069 | 223.3454 | 0.42589 | 2053 | Mitigation | 0.95 | 45 | 0 | esc | 0.00097009 | 1.8498e-06 | 0.00097009 | 1.8498e-06 | 0.0029922 | 2.0752e-08 | 0.012777 | 1.9825e-08
[120 empty] | 7.3.3.17.5 (Remote Grid) Updates to grid topology to minimize risk of ignition in HFTDs Remote GridWLDFRVegetation ContactAggregated | WLDFR | HFTD - Distribution - Tier 3 - 3QU CoRE ¦ 4QU LoRE | Non-Red Flag Warning - Small Fires | Vegetation Contact | Aggregated | 2054 | 0.0019069 | 223.3454 | 0.42589 | 2054 | Mitigation | 0.95 | 45 | 0 | esc | 0.00097009 | 1.8498e-06 | 0.00097009 | 1.8498e-06 | 0.0029922 | 2.0752e-08 | 0.012777 | 1.9825e-08
[120 empty] | 7.3.3.17.5 (Remote Grid) Updates to grid topology to minimize risk of ignition in HFTDs Remote GridWLDFRVegetation ContactAggregated | WLDFR | HFTD - Distribution - Tier 3 - 3QU CoRE ¦ 4QU LoRE | Non-Red Flag Warning - Small Fires | Vegetation Contact | Aggregated | 2055 | 0.0019069 | 223.3454 | 0.42589 | 2055 | Mitigation | 0.95 | 45 | 0 | esc | 0.00097009 | 1.8498e-06 | 0.00097009 | 1.8498e-06 | 0.0029922 | 2.0752e-08 | 0.012777 | 1.9825e-08
[120 empty] | 7.3.3.17.5 (Remote Grid) Updates to grid topology to minimize risk of ignition in HFTDs Remote GridWLDFRVegetation ContactAggregated | WLDFR | HFTD - Distribution - Tier 3 - 3QU CoRE ¦ 4QU LoRE | Non-Red Flag Warning - Small Fires | Vegetation Contact | Aggregated | 2056 | 0.0019069 | 223.3454 | 0.42589 | 2056 | Mitigation | 0.95 | 45 | 0 | esc | 0.00097009 | 1.8498e-06 | 0.00097009 | 1.8498e-06 | 0 | 0 | 0.012777 | 1.9825e-08
[120 empty] | 7.3.3.17.5 (Remote Grid) Updates to grid topology to minimize risk of ignition in HFTDs Remote GridWLDFRVegetation ContactAggregated | WLDFR | HFTD - Distribution - Tier 3 - 3QU CoRE ¦ 4QU LoRE | Non-Red Flag Warning - Small Fires | Vegetation Contact | Aggregated | 2057 | 0.0019069 | 223.3454 | 0.42589 | 2057 | Mitigation | 0.95 | 45 | 0 | esc | 0.00097009 | 1.8498e-06 | 0.00097009 | 1.8498e-06 | 0.0029922 | 1.055e-10 | 0.012777 | 1.9825e-08
[120 empty] | 7.3.3.17.5 (Remote Grid) Updates to grid topology to minimize risk of ignition in HFTDs Remote GridWLDFRVegetation ContactAggregated | WLDFR | HFTD - Distribution - Tier 3 - 3QU CoRE ¦ 4QU LoRE | Non-Red Flag Warning - Small Fires | Vegetation Contact | Aggregated | 2058 | 0.0019069 | 223.3454 | 0.42589 | 2058 | Mitigation | 0.95 | 45 | 0 | esc | 0.00097009 | 1.8498e-06 | 0.00097009 | 1.8498e-06 | 0.0029922 | 1.055e-10 | 0.012777 | 1.9825e-08
[120 empty] | 7.3.3.17.5 (Remote Grid) Updates to grid topology to minimize risk of ignition in HFTDs Remote GridWLDFRVegetation ContactAggregated | WLDFR | HFTD - Distribution - Tier 3 - 3QU CoRE ¦ 4QU LoRE | Non-Red Flag Warning - Small Fires | Vegetation Contact | Aggregated | 2059 | 0.0019069 | 223.3454 | 0.42589 | 2059 | Mitigation | 0.95 | 45 | 0 | esc | 0.00097009 | 1.8498e-06 | 0.00097009 | 1.8498e-06 | 0.0029922 | 1.055e-10 | 0.012777 | 1.9825e-08
[120 empty] | 7.3.3.17.5 (Remote Grid) Updates to grid topology to minimize risk of ignition in HFTDs Remote GridWLDFRVegetation ContactAggregated | WLDFR | HFTD - Distribution - Tier 3 - 3QU CoRE ¦ 4QU LoRE | Non-Red Flag Warning - Small Fires | Vegetation Contact | Aggregated | 2060 | 0.0019069 | 223.3454 | 0.42589 | 2060 | Mitigation | 0.95 | 45 | 0 | esc | 0.00097009 | 1.8498e-06 | 0.00097009 | 1.8498e-06 | 0.0029922 | 1.055e-10 | 0.012777 | 1.9825e-08
[120 empty] | 7.3.3.17.5 (Remote Grid) Updates to grid topology to minimize risk of ignition in HFTDs Remote GridWLDFRVegetation ContactAggregated | WLDFR | HFTD - Distribution - Tier 3 - 3QU CoRE ¦ 4QU LoRE | Non-Red Flag Warning - Small Fires | Vegetation Contact | Aggregated | 2061 | 0.0019069 | 223.3454 | 0.42589 | 2061 | Mitigation | 0.95 | 45 | 0 | esc | 0.00097009 | 1.8498e-06 | 0.00097009 | 1.8498e-06 | 0.0029922 | 1.055e-10 | 0.012777 | 1.9825e-08
[120 empty] | 7.3.3.17.5 (Remote Grid) Updates to grid topology to minimize risk of ignition in HFTDs Remote GridWLDFRVegetation ContactAggregated | WLDFR | HFTD - Distribution - Tier 3 - 3QU CoRE ¦ 4QU LoRE | Non-Red Flag Warning - Small Fires | Vegetation Contact | Aggregated | 2062 | 0.0019069 | 223.3454 | 0.42589 | 2062 | Mitigation | 0.95 | 45 | 0 | esc | 0.00097009 | 1.8498e-06 | 0.00097009 | 1.8498e-06 | 0.0029922 | 1.055e-10 | 0.012777 | 1.9825e-08
[120 empty] | 7.3.3.17.5 (Remote Grid) Updates to grid topology to minimize risk of ignition in HFTDs Remote GridWLDFRVegetation ContactAggregated | WLDFR | HFTD - Distribution - Tier 3 - 3QU CoRE ¦ 4QU LoRE | Non-Red Flag Warning - Small Fires | Vegetation Contact | Aggregated | 2063 | 0.0019069 | 223.3454 | 0.42589 | 2063 | Mitigation | 0.95 | 45 | 0 | esc | 0.00097009 | 1.8498e-06 | 0.00097009 | 1.8498e-06 | 0.0029922 | 1.055e-10 | 0.012777 | 1.9825e-08
[120 empty] | 7.3.3.17.5 (Remote Grid) Updates to grid topology to minimize risk of ignition in HFTDs Remote GridWLDFRVegetation ContactAggregated | WLDFR | HFTD - Distribution - Tier 3 - 3QU CoRE ¦ 4QU LoRE | Non-Red Flag Warning - Small Fires | Vegetation Contact | Aggregated | 2064 | 0.0019069 | 223.3454 | 0.42589 | 2064 | Mitigation | 0.95 | 45 | 0 | esc | 0.00097009 | 1.8498e-06 | 0.00097009 | 1.8498e-06 | 0.0029922 | 1.055e-10 | 0.012777 | 1.9825e-08
[120 empty] | 7.3.3.17.5 (Remote Grid) Updates to grid topology to minimize risk of ignition in HFTDs Remote GridWLDFRVegetation ContactAggregated | WLDFR | HFTD - Distribution - Tier 3 - 3QU CoRE ¦ 4QU LoRE | Non-Red Flag Warning - Small Fires | Vegetation Contact | Aggregated | 2065 | 0.0019069 | 223.3454 | 0.42589 | 2065 | Mitigation | 0.95 | 45 | 0 | esc | 0.00097009 | 1.8498e-06 | 0.00097009 | 1.8498e-06 | 0.0029922 | 1.055e-10 | 0.012777 | 1.9825e-08
[120 empty] | 7.3.3.17.5 (Remote Grid) Updates to grid topology to minimize risk of ignition in HFTDs Remote GridWLDFRVegetation ContactAggregated | WLDFR | HFTD - Distribution - Tier 3 - 3QU CoRE ¦ 4QU LoRE | Non-Red Flag Warning - Small Fires | Vegetation Contact | Aggregated | 2066 | 0.0019069 | 223.3454 | 0.42589 | 2066 | Mitigation | 0.95 | 45 | 0 | esc | 0.00097009 | 1.8498e-06 | 0.00097009 | 1.8498e-06 | 0.0029922 | 1.055e-10 | 0.012777 | 1.9825e-08
[120 empty] | 7.3.3.17.5 (Remote Grid) Updates to grid topology to minimize risk of ignition in HFTDs Remote GridWLDFRVegetation ContactAggregated | WLDFR | HFTD - Distribution - Tier 3 - 3QU CoRE ¦ 4QU LoRE | Non-Red Flag Warning - Small Fires | Vegetation Contact | Aggregated | 2067 | 0.0019069 | 223.3454 | 0.42589 | 2067 | Mitigation | 0.95 | 45 | 0 | esc | 0 | 0 | 0.00097009 | 1.8498e-06 | 0.0029922 | 1.055e-10 | 0.012777 | 1.9825e-08
[120 empty] | 7.3.3.17.5 (Remote Grid) Updates to grid topology to minimize risk of ignition in HFTDs Remote GridWLDFRWire-to-wire contactAggregated | WLDFR | HFTD - Distribution - Tier 3 - 3QU CoRE ¦ 4QU LoRE | Non-Red Flag Warning - Small Fires | Wire-to-wire contact | Aggregated | 2022 | 0.00012274 | 223.3454 | 0.027413 | 2022 | Mitigation | 0.95 | 45 | 0 | esc | 0.00097009 | 1.1907e-07 | 0 | 0 | 0.0029922 | 1.055e-10 | 0.012777 | 1.9825e-08
[120 empty] | 7.3.3.17.5 (Remote Grid) Updates to grid topology to minimize risk of ignition in HFTDs Remote GridWLDFRWire-to-wire contactAggregated | WLDFR | HFTD - Distribution - Tier 3 - 3QU CoRE ¦ 4QU LoRE | Non-Red Flag Warning - Small Fires | Wire-to-wire contact | Aggregated | 2023 | 0.00012274 | 223.3454 | 0.027413 | 2023 | Mitigation | 0.95 | 45 | 0 | esc | 0.00097009 | 1.1907e-07 | 0.00097009 | 1.1907e-07 | 0.0029922 | 1.055e-10 | 0.012777 | 1.9825e-08
[120 empty] | 7.3.3.17.5 (Remote Grid) Updates to grid topology to minimize risk of ignition in HFTDs Remote GridWLDFRWire-to-wire contactAggregated | WLDFR | HFTD - Distribution - Tier 3 - 3QU CoRE ¦ 4QU LoRE | Non-Red Flag Warning - Small Fires | Wire-to-wire contact | Aggregated | 2024 | 0.00012274 | 223.3454 | 0.027413 | 2024 | Mitigation | 0.95 | 45 | 0 | esc | 0.00097009 | 1.1907e-07 | 0.00097009 | 1.1907e-07 | 0.0029922 | 1.055e-10 | 0.012777 | 1.9825e-08
[120 empty] | 7.3.3.17.5 (Remote Grid) Updates to grid topology to minimize risk of ignition in HFTDs Remote GridWLDFRWire-to-wire contactAggregated | WLDFR | HFTD - Distribution - Tier 3 - 3QU CoRE ¦ 4QU LoRE | Non-Red Flag Warning - Small Fires | Wire-to-wire contact | Aggregated | 2025 | 0.00012274 | 223.3454 | 0.027413 | 2025 | Mitigation | 0.95 | 45 | 0 | esc | 0.00097009 | 1.1907e-07 | 0.00097009 | 1.1907e-07 | 0.0029922 | 1.055e-10 | 0.012777 | 1.9825e-08
[120 empty] | 7.3.3.17.5 (Remote Grid) Updates to grid topology to minimize risk of ignition in HFTDs Remote GridWLDFRWire-to-wire contactAggregated | WLDFR | HFTD - Distribution - Tier 3 - 3QU CoRE ¦ 4QU LoRE | Non-Red Flag Warning - Small Fires | Wire-to-wire contact | Aggregated | 2026 | 0.00012274 | 223.3454 | 0.027413 | 2026 | Mitigation | 0.95 | 45 | 0 | esc | 0.00097009 | 1.1907e-07 | 0.00097009 | 1.1907e-07 | 0.0029922 | 1.055e-10 | 0.012777 | 1.9825e-08
[120 empty] | 7.3.3.17.5 (Remote Grid) Updates to grid topology to minimize risk of ignition in HFTDs Remote GridWLDFRWire-to-wire contactAggregated | WLDFR | HFTD - Distribution - Tier 3 - 3QU CoRE ¦ 4QU LoRE | Non-Red Flag Warning - Small Fires | Wire-to-wire contact | Aggregated | 2027 | 0.00012274 | 223.3454 | 0.027413 | 2027 | Mitigation | 0.95 | 45 | 0 | esc | 0.00097009 | 1.1907e-07 | 0.00097009 | 1.1907e-07 | 0.0029922 | 1.055e-10 | 0.012777 | 1.9825e-08
[120 empty] | 7.3.3.17.5 (Remote Grid) Updates to grid topology to minimize risk of ignition in HFTDs Remote GridWLDFRWire-to-wire contactAggregated | WLDFR | HFTD - Distribution - Tier 3 - 3QU CoRE ¦ 4QU LoRE | Non-Red Flag Warning - Small Fires | Wire-to-wire contact | Aggregated | 2028 | 0.00012274 | 223.3454 | 0.027413 | 2028 | Mitigation | 0.95 | 45 | 0 | esc | 0.00097009 | 1.1907e-07 | 0.00097009 | 1.1907e-07 | 0.0029922 | 1.055e-10 | 0.012777 | 1.9825e-08
[120 empty] | 7.3.3.17.5 (Remote Grid) Updates to grid topology to minimize risk of ignition in HFTDs Remote GridWLDFRWire-to-wire contactAggregated | WLDFR | HFTD - Distribution - Tier 3 - 3QU CoRE ¦ 4QU LoRE | Non-Red Flag Warning - Small Fires | Wire-to-wire contact | Aggregated | 2029 | 0.00012274 | 223.3454 | 0.027413 | 2029 | Mitigation | 0.95 | 45 | 0 | esc | 0.00097009 | 1.1907e-07 | 0.00097009 | 1.1907e-07 | 0.0029922 | 1.055e-10 | 0.012777 | 1.9825e-08
[120 empty] | 7.3.3.17.5 (Remote Grid) Updates to grid topology to minimize risk of ignition in HFTDs Remote GridWLDFRWire-to-wire contactAggregated | WLDFR | HFTD - Distribution - Tier 3 - 3QU CoRE ¦ 4QU LoRE | Non-Red Flag Warning - Small Fires | Wire-to-wire contact | Aggregated | 2030 | 0.00012274 | 223.3454 | 0.027413 | 2030 | Mitigation | 0.95 | 45 | 0 | esc | 0.00097009 | 1.1907e-07 | 0.00097009 | 1.1907e-07 | 0.0029922 | 1.055e-10 | 0.012777 | 1.9825e-08
[120 empty] | 7.3.3.17.5 (Remote Grid) Updates to grid topology to minimize risk of ignition in HFTDs Remote GridWLDFRWire-to-wire contactAggregated | WLDFR | HFTD - Distribution - Tier 3 - 3QU CoRE ¦ 4QU LoRE | Non-Red Flag Warning - Small Fires | Wire-to-wire contact | Aggregated | 2031 | 0.00012274 | 223.3454 | 0.027413 | 2031 | Mitigation | 0.95 | 45 | 0 | esc | 0.00097009 | 1.1907e-07 | 0.00097009 | 1.1907e-07 | 0.0029922 | 1.055e-10 | 0.012777 | 1.9825e-08
[120 empty] | 7.3.3.17.5 (Remote Grid) Updates to grid topology to minimize risk of ignition in HFTDs Remote GridWLDFRWire-to-wire contactAggregated | WLDFR | HFTD - Distribution - Tier 3 - 3QU CoRE ¦ 4QU LoRE | Non-Red Flag Warning - Small Fires | Wire-to-wire contact | Aggregated | 2032 | 0.00012274 | 223.3454 | 0.027413 | 2032 | Mitigation | 0.95 | 45 | 0 | esc | 0.00097009 | 1.1907e-07 | 0.00097009 | 1.1907e-07 | 0.0029922 | 1.055e-10 | 0 | 0
[120 empty] | 7.3.3.17.5 (Remote Grid) Updates to grid topology to minimize risk of ignition in HFTDs Remote GridWLDFRWire-to-wire contactAggregated | WLDFR | HFTD - Distribution - Tier 3 - 3QU CoRE ¦ 4QU LoRE | Non-Red Flag Warning - Small Fires | Wire-to-wire contact | Aggregated | 2033 | 0.00012274 | 223.3454 | 0.027413 | 2033 | Mitigation | 0.95 | 45 | 0 | esc | 0.00097009 | 1.1907e-07 | 0.00097009 | 1.1907e-07 | 0.0029922 | 1.055e-10 | 0 | 0
[120 empty] | 7.3.3.17.5 (Remote Grid) Updates to grid topology to minimize risk of ignition in HFTDs Remote GridWLDFRWire-to-wire contactAggregated | WLDFR | HFTD - Distribution - Tier 3 - 3QU CoRE ¦ 4QU LoRE | Non-Red Flag Warning - Small Fires | Wire-to-wire contact | Aggregated | 2034 | 0.00012274 | 223.3454 | 0.027413 | 2034 | Mitigation | 0.95 | 45 | 0 | esc | 0.00097009 | 1.1907e-07 | 0.00097009 | 1.1907e-07 | 0.0029922 | 1.055e-10 | 0.012705 | 2.172e-08
[120 empty] | 7.3.3.17.5 (Remote Grid) Updates to grid topology to minimize risk of ignition in HFTDs Remote GridWLDFRWire-to-wire contactAggregated | WLDFR | HFTD - Distribution - Tier 3 - 3QU CoRE ¦ 4QU LoRE | Non-Red Flag Warning - Small Fires | Wire-to-wire contact | Aggregated | 2035 | 0.00012274 | 223.3454 | 0.027413 | 2035 | Mitigation | 0.95 | 45 | 0 | esc | 0.00097009 | 1.1907e-07 | 0.00097009 | 1.1907e-07 | 0.0029922 | 1.055e-10 | 0.012705 | 2.172e-08
[120 empty] | 7.3.3.17.5 (Remote Grid) Updates to grid topology to minimize risk of ignition in HFTDs Remote GridWLDFRWire-to-wire contactAggregated | WLDFR | HFTD - Distribution - Tier 3 - 3QU CoRE ¦ 4QU LoRE | Non-Red Flag Warning - Small Fires | Wire-to-wire contact | Aggregated | 2036 | 0.00012274 | 223.3454 | 0.027413 | 2036 | Mitigation | 0.95 | 45 | 0 | esc | 0.00097009 | 1.1907e-07 | 0.00097009 | 1.1907e-07 | 0.0029922 | 1.055e-10 | 0.012705 | 2.172e-08
[120 empty] | 7.3.3.17.5 (Remote Grid) Updates to grid topology to minimize risk of ignition in HFTDs Remote GridWLDFRWire-to-wire contactAggregated | WLDFR | HFTD - Distribution - Tier 3 - 3QU CoRE ¦ 4QU LoRE | Non-Red Flag Warning - Small Fires | Wire-to-wire contact | Aggregated | 2037 | 0.00012274 | 223.3454 | 0.027413 | 2037 | Mitigation | 0.95 | 45 | 0 | esc | 0.00097009 | 1.1907e-07 | 0.00097009 | 1.1907e-07 | 0.0029922 | 1.055e-10 | 0.012705 | 2.172e-08
[120 empty] | 7.3.3.17.5 (Remote Grid) Updates to grid topology to minimize risk of ignition in HFTDs Remote GridWLDFRWire-to-wire contactAggregated | WLDFR | HFTD - Distribution - Tier 3 - 3QU CoRE ¦ 4QU LoRE | Non-Red Flag Warning - Small Fires | Wire-to-wire contact | Aggregated | 2038 | 0.00012274 | 223.3454 | 0.027413 | 2038 | Mitigation | 0.95 | 45 | 0 | esc | 0.00097009 | 1.1907e-07 | 0.00097009 | 1.1907e-07 | 0.0029922 | 1.055e-10 | 0.012705 | 2.172e-08
[120 empty] | 7.3.3.17.5 (Remote Grid) Updates to grid topology to minimize risk of ignition in HFTDs Remote GridWLDFRWire-to-wire contactAggregated | WLDFR | HFTD - Distribution - Tier 3 - 3QU CoRE ¦ 4QU LoRE | Non-Red Flag Warning - Small Fires | Wire-to-wire contact | Aggregated | 2039 | 0.00012274 | 223.3454 | 0.027413 | 2039 | Mitigation | 0.95 | 45 | 0 | esc | 0.00097009 | 1.1907e-07 | 0.00097009 | 1.1907e-07 | 0.0029922 | 1.055e-10 | 0.012705 | 2.172e-08
[120 empty] | 7.3.3.17.5 (Remote Grid) Updates to grid topology to minimize risk of ignition in HFTDs Remote GridWLDFRWire-to-wire contactAggregated | WLDFR | HFTD - Distribution - Tier 3 - 3QU CoRE ¦ 4QU LoRE | Non-Red Flag Warning - Small Fires | Wire-to-wire contact | Aggregated | 2040 | 0.00012274 | 223.3454 | 0.027413 | 2040 | Mitigation | 0.95 | 45 | 0 | esc | 0.00097009 | 1.1907e-07 | 0.00097009 | 1.1907e-07 | 0.0029922 | 1.055e-10 | 0.012705 | 2.172e-08
[120 empty] | 7.3.3.17.5 (Remote Grid) Updates to grid topology to minimize risk of ignition in HFTDs Remote GridWLDFRWire-to-wire contactAggregated | WLDFR | HFTD - Distribution - Tier 3 - 3QU CoRE ¦ 4QU LoRE | Non-Red Flag Warning - Small Fires | Wire-to-wire contact | Aggregated | 2041 | 0.00012274 | 223.3454 | 0.027413 | 2041 | Mitigation | 0.95 | 45 | 0 | esc | 0.00097009 | 1.1907e-07 | 0.00097009 | 1.1907e-07 | 0.0029922 | 1.055e-10 | 0.012705 | 2.172e-08
[120 empty] | 7.3.3.17.5 (Remote Grid) Updates to grid topology to minimize risk of ignition in HFTDs Remote GridWLDFRWire-to-wire contactAggregated | WLDFR | HFTD - Distribution - Tier 3 - 3QU CoRE ¦ 4QU LoRE | Non-Red Flag Warning - Small Fires | Wire-to-wire contact | Aggregated | 2042 | 0.00012274 | 223.3454 | 0.027413 | 2042 | Mitigation | 0.95 | 45 | 0 | esc | 0.00097009 | 1.1907e-07 | 0.00097009 | 1.1907e-07 | 0.0029922 | 1.055e-10 | 0.012705 | 2.172e-08
[120 empty] | 7.3.3.17.5 (Remote Grid) Updates to grid topology to minimize risk of ignition in HFTDs Remote GridWLDFRWire-to-wire contactAggregated | WLDFR | HFTD - Distribution - Tier 3 - 3QU CoRE ¦ 4QU LoRE | Non-Red Flag Warning - Small Fires | Wire-to-wire contact | Aggregated | 2043 | 0.00012274 | 223.3454 | 0.027413 | 2043 | Mitigation | 0.95 | 45 | 0 | esc | 0.00097009 | 1.1907e-07 | 0.00097009 | 1.1907e-07 | 0.0029922 | 1.055e-10 | 0.012705 | 2.172e-08
[120 empty] | 7.3.3.17.5 (Remote Grid) Updates to grid topology to minimize risk of ignition in HFTDs Remote GridWLDFRWire-to-wire contactAggregated | WLDFR | HFTD - Distribution - Tier 3 - 3QU CoRE ¦ 4QU LoRE | Non-Red Flag Warning - Small Fires | Wire-to-wire contact | Aggregated | 2044 | 0.00012274 | 223.3454 | 0.027413 | 2044 | Mitigation | 0.95 | 45 | 0 | esc | 0.00097009 | 1.1907e-07 | 0.00097009 | 1.1907e-07 | 0.0029922 | 1.055e-10 | 0.012705 | 2.172e-08
[120 empty] | 7.3.3.17.5 (Remote Grid) Updates to grid topology to minimize risk of ignition in HFTDs Remote GridWLDFRWire-to-wire contactAggregated | WLDFR | HFTD - Distribution - Tier 3 - 3QU CoRE ¦ 4QU LoRE | Non-Red Flag Warning - Small Fires | Wire-to-wire contact | Aggregated | 2045 | 0.00012274 | 223.3454 | 0.027413 | 2045 | Mitigation | 0.95 | 45 | 0 | esc | 0.00097009 | 1.1907e-07 | 0.00097009 | 1.1907e-07 | 0.0029922 | 1.055e-10 | 0.012705 | 2.172e-08
[120 empty] | 7.3.3.17.5 (Remote Grid) Updates to grid topology to minimize risk of ignition in HFTDs Remote GridWLDFRWire-to-wire contactAggregated | WLDFR | HFTD - Distribution - Tier 3 - 3QU CoRE ¦ 4QU LoRE | Non-Red Flag Warning - Small Fires | Wire-to-wire contact | Aggregated | 2046 | 0.00012274 | 223.3454 | 0.027413 | 2046 | Mitigation | 0.95 | 45 | 0 | esc | 0.00097009 | 1.1907e-07 | 0.00097009 | 1.1907e-07 | 0.0029922 | 1.055e-10 | 0.012705 | 2.172e-08
[120 empty] | 7.3.3.17.5 (Remote Grid) Updates to grid topology to minimize risk of ignition in HFTDs Remote GridWLDFRWire-to-wire contactAggregated | WLDFR | HFTD - Distribution - Tier 3 - 3QU CoRE ¦ 4QU LoRE | Non-Red Flag Warning - Small Fires | Wire-to-wire contact | Aggregated | 2047 | 0.00012274 | 223.3454 | 0.027413 | 2047 | Mitigation | 0.95 | 45 | 0 | esc | 0.00097009 | 1.1907e-07 | 0.00097009 | 1.1907e-07 | 0.0029922 | 1.055e-10 | 0.012705 | 2.172e-08
[120 empty] | 7.3.3.17.5 (Remote Grid) Updates to grid topology to minimize risk of ignition in HFTDs Remote GridWLDFRWire-to-wire contactAggregated | WLDFR | HFTD - Distribution - Tier 3 - 3QU CoRE ¦ 4QU LoRE | Non-Red Flag Warning - Small Fires | Wire-to-wire contact | Aggregated | 2048 | 0.00012274 | 223.3454 | 0.027413 | 2048 | Mitigation | 0.95 | 45 | 0 | esc | 0.00097009 | 1.1907e-07 | 0.00097009 | 1.1907e-07 | 0.0029922 | 1.055e-10 | 0.012705 | 2.172e-08
[120 empty] | 7.3.3.17.5 (Remote Grid) Updates to grid topology to minimize risk of ignition in HFTDs Remote GridWLDFRWire-to-wire contactAggregated | WLDFR | HFTD - Distribution - Tier 3 - 3QU CoRE ¦ 4QU LoRE | Non-Red Flag Warning - Small Fires | Wire-to-wire contact | Aggregated | 2049 | 0.00012274 | 223.3454 | 0.027413 | 2049 | Mitigation | 0.95 | 45 | 0 | esc | 0.00097009 | 1.1907e-07 | 0.00097009 | 1.1907e-07 | 0.0029922 | 1.055e-10 | 0.012705 | 2.172e-08
[120 empty] | 7.3.3.17.5 (Remote Grid) Updates to grid topology to minimize risk of ignition in HFTDs Remote GridWLDFRWire-to-wire contactAggregated | WLDFR | HFTD - Distribution - Tier 3 - 3QU CoRE ¦ 4QU LoRE | Non-Red Flag Warning - Small Fires | Wire-to-wire contact | Aggregated | 2050 | 0.00012274 | 223.3454 | 0.027413 | 2050 | Mitigation | 0.95 | 45 | 0 | esc | 0.00097009 | 1.1907e-07 | 0.00097009 | 1.1907e-07 | 0.0029922 | 1.055e-10 | 0.012705 | 2.172e-08
[120 empty] | 7.3.3.17.5 (Remote Grid) Updates to grid topology to minimize risk of ignition in HFTDs Remote GridWLDFRWire-to-wire contactAggregated | WLDFR | HFTD - Distribution - Tier 3 - 3QU CoRE ¦ 4QU LoRE | Non-Red Flag Warning - Small Fires | Wire-to-wire contact | Aggregated | 2051 | 0.00012274 | 223.3454 | 0.027413 | 2051 | Mitigation | 0.95 | 45 | 0 | esc | 0.00097009 | 1.1907e-07 | 0.00097009 | 1.1907e-07 | 0.0029922 | 1.055e-10 | 0.012705 | 2.172e-08
[120 empty] | 7.3.3.17.5 (Remote Grid) Updates to grid topology to minimize risk of ignition in HFTDs Remote GridWLDFRWire-to-wire contactAggregated | WLDFR | HFTD - Distribution - Tier 3 - 3QU CoRE ¦ 4QU LoRE | Non-Red Flag Warning - Small Fires | Wire-to-wire contact | Aggregated | 2052 | 0.00012274 | 223.3454 | 0.027413 | 2052 | Mitigation | 0.95 | 45 | 0 | esc | 0.00097009 | 1.1907e-07 | 0.00097009 | 1.1907e-07 | 0.0029922 | 1.055e-10 | 0.012705 | 2.172e-08
[120 empty] | 7.3.3.17.5 (Remote Grid) Updates to grid topology to minimize risk of ignition in HFTDs Remote GridWLDFRWire-to-wire contactAggregated | WLDFR | HFTD - Distribution - Tier 3 - 3QU CoRE ¦ 4QU LoRE | Non-Red Flag Warning - Small Fires | Wire-to-wire contact | Aggregated | 2053 | 0.00012274 | 223.3454 | 0.027413 | 2053 | Mitigation | 0.95 | 45 | 0 | esc | 0.00097009 | 1.1907e-07 | 0.00097009 | 1.1907e-07 | 0.0029922 | 1.055e-10 | 0.012705 | 2.172e-08
[120 empty] | 7.3.3.17.5 (Remote Grid) Updates to grid topology to minimize risk of ignition in HFTDs Remote GridWLDFRWire-to-wire contactAggregated | WLDFR | HFTD - Distribution - Tier 3 - 3QU CoRE ¦ 4QU LoRE | Non-Red Flag Warning - Small Fires | Wire-to-wire contact | Aggregated | 2054 | 0.00012274 | 223.3454 | 0.027413 | 2054 | Mitigation | 0.95 | 45 | 0 | esc | 0.00097009 | 1.1907e-07 | 0.00097009 | 1.1907e-07 | 0.0029922 | 1.055e-10 | 0.012705 | 2.172e-08
[120 empty] | 7.3.3.17.5 (Remote Grid) Updates to grid topology to minimize risk of ignition in HFTDs Remote GridWLDFRWire-to-wire contactAggregated | WLDFR | HFTD - Distribution - Tier 3 - 3QU CoRE ¦ 4QU LoRE | Non-Red Flag Warning - Small Fires | Wire-to-wire contact | Aggregated | 2055 | 0.00012274 | 223.3454 | 0.027413 | 2055 | Mitigation | 0.95 | 45 | 0 | esc | 0.00097009 | 1.1907e-07 | 0.00097009 | 1.1907e-07 | 0.0029922 | 1.055e-10 | 0.012705 | 2.172e-08
[120 empty] | 7.3.3.17.5 (Remote Grid) Updates to grid topology to minimize risk of ignition in HFTDs Remote GridWLDFRWire-to-wire contactAggregated | WLDFR | HFTD - Distribution - Tier 3 - 3QU CoRE ¦ 4QU LoRE | Non-Red Flag Warning - Small Fires | Wire-to-wire contact | Aggregated | 2056 | 0.00012274 | 223.3454 | 0.027413 | 2056 | Mitigation | 0.95 | 45 | 0 | esc | 0.00097009 | 1.1907e-07 | 0.00097009 | 1.1907e-07 | 0.0029922 | 1.055e-10 | 0.012705 | 2.172e-08
[120 empty] | 7.3.3.17.5 (Remote Grid) Updates to grid topology to minimize risk of ignition in HFTDs Remote GridWLDFRWire-to-wire contactAggregated | WLDFR | HFTD - Distribution - Tier 3 - 3QU CoRE ¦ 4QU LoRE | Non-Red Flag Warning - Small Fires | Wire-to-wire contact | Aggregated | 2057 | 0.00012274 | 223.3454 | 0.027413 | 2057 | Mitigation | 0.95 | 45 | 0 | esc | 0.00097009 | 1.1907e-07 | 0.00097009 | 1.1907e-07 | 0.0029922 | 1.055e-10 | 0.012705 | 2.172e-08
[120 empty] | 7.3.3.17.5 (Remote Grid) Updates to grid topology to minimize risk of ignition in HFTDs Remote GridWLDFRWire-to-wire contactAggregated | WLDFR | HFTD - Distribution - Tier 3 - 3QU CoRE ¦ 4QU LoRE | Non-Red Flag Warning - Small Fires | Wire-to-wire contact | Aggregated | 2058 | 0.00012274 | 223.3454 | 0.027413 | 2058 | Mitigation | 0.95 | 45 | 0 | esc | 0.00097009 | 1.1907e-07 | 0.00097009 | 1.1907e-07 | 0.0029922 | 1.055e-10 | 0.012705 | 2.172e-08
[120 empty] | 7.3.3.17.5 (Remote Grid) Updates to grid topology to minimize risk of ignition in HFTDs Remote GridWLDFRWire-to-wire contactAggregated | WLDFR | HFTD - Distribution - Tier 3 - 3QU CoRE ¦ 4QU LoRE | Non-Red Flag Warning - Small Fires | Wire-to-wire contact | Aggregated | 2059 | 0.00012274 | 223.3454 | 0.027413 | 2059 | Mitigation | 0.95 | 45 | 0 | esc | 0.00097009 | 1.1907e-07 | 0.00097009 | 1.1907e-07 | 0.0029922 | 1.055e-10 | 0.012705 | 2.172e-08
[120 empty] | 7.3.3.17.5 (Remote Grid) Updates to grid topology to minimize risk of ignition in HFTDs Remote GridWLDFRWire-to-wire contactAggregated | WLDFR | HFTD - Distribution - Tier 3 - 3QU CoRE ¦ 4QU LoRE | Non-Red Flag Warning - Small Fires | Wire-to-wire contact | Aggregated | 2060 | 0.00012274 | 223.3454 | 0.027413 | 2060 | Mitigation | 0.95 | 45 | 0 | esc | 0.00097009 | 1.1907e-07 | 0.00097009 | 1.1907e-07 | 0 | 0 | 0.012705 | 2.172e-08
[120 empty] | 7.3.3.17.5 (Remote Grid) Updates to grid topology to minimize risk of ignition in HFTDs Remote GridWLDFRWire-to-wire contactAggregated | WLDFR | HFTD - Distribution - Tier 3 - 3QU CoRE ¦ 4QU LoRE | Non-Red Flag Warning - Small Fires | Wire-to-wire contact | Aggregated | 2061 | 0.00012274 | 223.3454 | 0.027413 | 2061 | Mitigation | 0.95 | 45 | 0 | esc | 0.00097009 | 1.1907e-07 | 0.00097009 | 1.1907e-07 | 0.0029922 | 8.037e-07 | 0.012705 | 2.172e-08
[120 empty] | 7.3.3.17.5 (Remote Grid) Updates to grid topology to minimize risk of ignition in HFTDs Remote GridWLDFRWire-to-wire contactAggregated | WLDFR | HFTD - Distribution - Tier 3 - 3QU CoRE ¦ 4QU LoRE | Non-Red Flag Warning - Small Fires | Wire-to-wire contact | Aggregated | 2062 | 0.00012274 | 223.3454 | 0.027413 | 2062 | Mitigation | 0.95 | 45 | 0 | esc | 0.00097009 | 1.1907e-07 | 0.00097009 | 1.1907e-07 | 0.0029922 | 8.037e-07 | 0.012705 | 2.172e-08
[120 empty] | 7.3.3.17.5 (Remote Grid) Updates to grid topology to minimize risk of ignition in HFTDs Remote GridWLDFRWire-to-wire contactAggregated | WLDFR | HFTD - Distribution - Tier 3 - 3QU CoRE ¦ 4QU LoRE | Non-Red Flag Warning - Small Fires | Wire-to-wire contact | Aggregated | 2063 | 0.00012274 | 223.3454 | 0.027413 | 2063 | Mitigation | 0.95 | 45 | 0 | esc | 0.00097009 | 1.1907e-07 | 0.00097009 | 1.1907e-07 | 0.0029922 | 8.037e-07 | 0.012705 | 2.172e-08
[120 empty] | 7.3.3.17.5 (Remote Grid) Updates to grid topology to minimize risk of ignition in HFTDs Remote GridWLDFRWire-to-wire contactAggregated | WLDFR | HFTD - Distribution - Tier 3 - 3QU CoRE ¦ 4QU LoRE | Non-Red Flag Warning - Small Fires | Wire-to-wire contact | Aggregated | 2064 | 0.00012274 | 223.3454 | 0.027413 | 2064 | Mitigation | 0.95 | 45 | 0 | esc | 0.00097009 | 1.1907e-07 | 0.00097009 | 1.1907e-07 | 0.0029922 | 8.037e-07 | 0 | 0
[120 empty] | 7.3.3.17.5 (Remote Grid) Updates to grid topology to minimize risk of ignition in HFTDs Remote GridWLDFRWire-to-wire contactAggregated | WLDFR | HFTD - Distribution - Tier 3 - 3QU CoRE ¦ 4QU LoRE | Non-Red Flag Warning - Small Fires | Wire-to-wire contact | Aggregated | 2065 | 0.00012274 | 223.3454 | 0.027413 | 2065 | Mitigation | 0.95 | 45 | 0 | esc | 0.00097009 | 1.1907e-07 | 0.00097009 | 1.1907e-07 | 0.0029922 | 8.037e-07 | 0 | 0
[120 empty] | 7.3.3.17.5 (Remote Grid) Updates to grid topology to minimize risk of ignition in HFTDs Remote GridWLDFRWire-to-wire contactAggregated | WLDFR | HFTD - Distribution - Tier 3 - 3QU CoRE ¦ 4QU LoRE | Non-Red Flag Warning - Small Fires | Wire-to-wire contact | Aggregated | 2066 | 0.00012274 | 223.3454 | 0.027413 | 2066 | Mitigation | 0.95 | 45 | 0 | esc | 0.00097009 | 1.1907e-07 | 0.00097009 | 1.1907e-07 | 0.0029922 | 8.037e-07 | 0.01662 | 3.0531e-09
[120 empty] | 7.3.3.17.5 (Remote Grid) Updates to grid topology to minimize risk of ignition in HFTDs Remote GridWLDFRWire-to-wire contactAggregated | WLDFR | HFTD - Distribution - Tier 3 - 3QU CoRE ¦ 4QU LoRE | Non-Red Flag Warning - Small Fires | Wire-to-wire contact | Aggregated | 2067 | 0.00012274 | 223.3454 | 0.027413 | 2067 | Mitigation | 0.95 | 45 | 0 | esc | 0 | 0 | 0.00097009 | 1.1907e-07 | 0.0029922 | 8.037e-07 | 0.01662 | 3.0531e-09
[120 empty] | 7.3.3.17.5 (Remote Grid) Updates to grid topology to minimize risk of ignition in HFTDs Remote GridWLDFREquipment / facility failureAggregated | WLDFR | HFTD - Distribution - Tier 3 - 3QU CoRE ¦ 4QU LoRE | Red Flag Warning - Catastrophic Fires | Equipment / facility failure | Aggregated | 2022 | 7.4413e-06 | 223.3454 | 0.001662 | 2022 | Mitigation | 0.95 | 45 | 0 | esc | 0.00097009 | 7.2187e-09 | 0 | 0 | 0.0029922 | 8.037e-07 | 0.01662 | 3.0531e-09
[120 empty] | 7.3.3.17.5 (Remote Grid) Updates to grid topology to minimize risk of ignition in HFTDs Remote GridWLDFREquipment / facility failureAggregated | WLDFR | HFTD - Distribution - Tier 3 - 3QU CoRE ¦ 4QU LoRE | Red Flag Warning - Catastrophic Fires | Equipment / facility failure | Aggregated | 2023 | 7.4413e-06 | 223.3454 | 0.001662 | 2023 | Mitigation | 0.95 | 45 | 0 | esc | 0.00097009 | 7.2187e-09 | 0.00097009 | 7.2187e-09 | 0.0029922 | 8.037e-07 | 0.01662 | 3.0531e-09
[120 empty] | 7.3.3.17.5 (Remote Grid) Updates to grid topology to minimize risk of ignition in HFTDs Remote GridWLDFREquipment / facility failureAggregated | WLDFR | HFTD - Distribution - Tier 3 - 3QU CoRE ¦ 4QU LoRE | Red Flag Warning - Catastrophic Fires | Equipment / facility failure | Aggregated | 2024 | 7.4413e-06 | 223.3454 | 0.001662 | 2024 | Mitigation | 0.95 | 45 | 0 | esc | 0.00097009 | 7.2187e-09 | 0.00097009 | 7.2187e-09 | 0.0029922 | 8.037e-07 | 0.01662 | 3.0531e-09
[120 empty] | 7.3.3.17.5 (Remote Grid) Updates to grid topology to minimize risk of ignition in HFTDs Remote GridWLDFREquipment / facility failureAggregated | WLDFR | HFTD - Distribution - Tier 3 - 3QU CoRE ¦ 4QU LoRE | Red Flag Warning - Catastrophic Fires | Equipment / facility failure | Aggregated | 2025 | 7.4413e-06 | 223.3454 | 0.001662 | 2025 | Mitigation | 0.95 | 45 | 0 | esc | 0.00097009 | 7.2187e-09 | 0.00097009 | 7.2187e-09 | 0.0029922 | 8.037e-07 | 0.01662 | 3.0531e-09
[120 empty] | 7.3.3.17.5 (Remote Grid) Updates to grid topology to minimize risk of ignition in HFTDs Remote GridWLDFREquipment / facility failureAggregated | WLDFR | HFTD - Distribution - Tier 3 - 3QU CoRE ¦ 4QU LoRE | Red Flag Warning - Catastrophic Fires | Equipment / facility failure | Aggregated | 2026 | 7.4413e-06 | 223.3454 | 0.001662 | 2026 | Mitigation | 0.95 | 45 | 0 | esc | 0.00097009 | 7.2187e-09 | 0.00097009 | 7.2187e-09 | 0.0029922 | 8.037e-07 | 0.01662 | 3.0531e-09
[120 empty] | 7.3.3.17.5 (Remote Grid) Updates to grid topology to minimize risk of ignition in HFTDs Remote GridWLDFREquipment / facility failureAggregated | WLDFR | HFTD - Distribution - Tier 3 - 3QU CoRE ¦ 4QU LoRE | Red Flag Warning - Catastrophic Fires | Equipment / facility failure | Aggregated | 2027 | 7.4413e-06 | 223.3454 | 0.001662 | 2027 | Mitigation | 0.95 | 45 | 0 | esc | 0.00097009 | 7.2187e-09 | 0.00097009 | 7.2187e-09 | 0.0029922 | 8.037e-07 | 0.01662 | 3.0531e-09
[120 empty] | 7.3.3.17.5 (Remote Grid) Updates to grid topology to minimize risk of ignition in HFTDs Remote GridWLDFREquipment / facility failureAggregated | WLDFR | HFTD - Distribution - Tier 3 - 3QU CoRE ¦ 4QU LoRE | Red Flag Warning - Catastrophic Fires | Equipment / facility failure | Aggregated | 2028 | 7.4413e-06 | 223.3454 | 0.001662 | 2028 | Mitigation | 0.95 | 45 | 0 | esc | 0.00097009 | 7.2187e-09 | 0.00097009 | 7.2187e-09 | 0.0029922 | 8.037e-07 | 0.01662 | 3.0531e-09
[120 empty] | 7.3.3.17.5 (Remote Grid) Updates to grid topology to minimize risk of ignition in HFTDs Remote GridWLDFREquipment / facility failureAggregated | WLDFR | HFTD - Distribution - Tier 3 - 3QU CoRE ¦ 4QU LoRE | Red Flag Warning - Catastrophic Fires | Equipment / facility failure | Aggregated | 2029 | 7.4413e-06 | 223.3454 | 0.001662 | 2029 | Mitigation | 0.95 | 45 | 0 | esc | 0.00097009 | 7.2187e-09 | 0.00097009 | 7.2187e-09 | 0.0029922 | 8.037e-07 | 0.01662 | 3.0531e-09
[120 empty] | 7.3.3.17.5 (Remote Grid) Updates to grid topology to minimize risk of ignition in HFTDs Remote GridWLDFREquipment / facility failureAggregated | WLDFR | HFTD - Distribution - Tier 3 - 3QU CoRE ¦ 4QU LoRE | Red Flag Warning - Catastrophic Fires | Equipment / facility failure | Aggregated | 2030 | 7.4413e-06 | 223.3454 | 0.001662 | 2030 | Mitigation | 0.95 | 45 | 0 | esc | 0.00097009 | 7.2187e-09 | 0.00097009 | 7.2187e-09 | 0.0029922 | 8.037e-07 | 0.01662 | 3.0531e-09
[120 empty] | 7.3.3.17.5 (Remote Grid) Updates to grid topology to minimize risk of ignition in HFTDs Remote GridWLDFREquipment / facility failureAggregated | WLDFR | HFTD - Distribution - Tier 3 - 3QU CoRE ¦ 4QU LoRE | Red Flag Warning - Catastrophic Fires | Equipment / facility failure | Aggregated | 2031 | 7.4413e-06 | 223.3454 | 0.001662 | 2031 | Mitigation | 0.95 | 45 | 0 | esc | 0.00097009 | 7.2187e-09 | 0.00097009 | 7.2187e-09 | 0.0029922 | 8.037e-07 | 0.01662 | 3.0531e-09
[120 empty] | 7.3.3.17.5 (Remote Grid) Updates to grid topology to minimize risk of ignition in HFTDs Remote GridWLDFREquipment / facility failureAggregated | WLDFR | HFTD - Distribution - Tier 3 - 3QU CoRE ¦ 4QU LoRE | Red Flag Warning - Catastrophic Fires | Equipment / facility failure | Aggregated | 2032 | 7.4413e-06 | 223.3454 | 0.001662 | 2032 | Mitigation | 0.95 | 45 | 0 | esc | 0.00097009 | 7.2187e-09 | 0.00097009 | 7.2187e-09 | 0.0029922 | 8.037e-07 | 0.01662 | 3.0531e-09
[120 empty] | 7.3.3.17.5 (Remote Grid) Updates to grid topology to minimize risk of ignition in HFTDs Remote GridWLDFREquipment / facility failureAggregated | WLDFR | HFTD - Distribution - Tier 3 - 3QU CoRE ¦ 4QU LoRE | Red Flag Warning - Catastrophic Fires | Equipment / facility failure | Aggregated | 2033 | 7.4413e-06 | 223.3454 | 0.001662 | 2033 | Mitigation | 0.95 | 45 | 0 | esc | 0.00097009 | 7.2187e-09 | 0.00097009 | 7.2187e-09 | 0.0029922 | 8.037e-07 | 0.01662 | 3.0531e-09
[120 empty] | 7.3.3.17.5 (Remote Grid) Updates to grid topology to minimize risk of ignition in HFTDs Remote GridWLDFREquipment / facility failureAggregated | WLDFR | HFTD - Distribution - Tier 3 - 3QU CoRE ¦ 4QU LoRE | Red Flag Warning - Catastrophic Fires | Equipment / facility failure | Aggregated | 2034 | 7.4413e-06 | 223.3454 | 0.001662 | 2034 | Mitigation | 0.95 | 45 | 0 | esc | 0.00097009 | 7.2187e-09 | 0.00097009 | 7.2187e-09 | 0.0029922 | 8.037e-07 | 0.01662 | 3.0531e-09
[120 empty] | 7.3.3.17.5 (Remote Grid) Updates to grid topology to minimize risk of ignition in HFTDs Remote GridWLDFREquipment / facility failureAggregated | WLDFR | HFTD - Distribution - Tier 3 - 3QU CoRE ¦ 4QU LoRE | Red Flag Warning - Catastrophic Fires | Equipment / facility failure | Aggregated | 2035 | 7.4413e-06 | 223.3454 | 0.001662 | 2035 | Mitigation | 0.95 | 45 | 0 | esc | 0.00097009 | 7.2187e-09 | 0.00097009 | 7.2187e-09 | 0.0029922 | 8.037e-07 | 0.01662 | 3.0531e-09
[120 empty] | 7.3.3.17.5 (Remote Grid) Updates to grid topology to minimize risk of ignition in HFTDs Remote GridWLDFREquipment / facility failureAggregated | WLDFR | HFTD - Distribution - Tier 3 - 3QU CoRE ¦ 4QU LoRE | Red Flag Warning - Catastrophic Fires | Equipment / facility failure | Aggregated | 2036 | 7.4413e-06 | 223.3454 | 0.001662 | 2036 | Mitigation | 0.95 | 45 | 0 | esc | 0.00097009 | 7.2187e-09 | 0.00097009 | 7.2187e-09 | 0.0029922 | 8.037e-07 | 0.01662 | 3.0531e-09
[120 empty] | 7.3.3.17.5 (Remote Grid) Updates to grid topology to minimize risk of ignition in HFTDs Remote GridWLDFREquipment / facility failureAggregated | WLDFR | HFTD - Distribution - Tier 3 - 3QU CoRE ¦ 4QU LoRE | Red Flag Warning - Catastrophic Fires | Equipment / facility failure | Aggregated | 2037 | 7.4413e-06 | 223.3454 | 0.001662 | 2037 | Mitigation | 0.95 | 45 | 0 | esc | 0.00097009 | 7.2187e-09 | 0.00097009 | 7.2187e-09 | 0.0029922 | 8.037e-07 | 0.01662 | 3.0531e-09
[120 empty] | 7.3.3.17.5 (Remote Grid) Updates to grid topology to minimize risk of ignition in HFTDs Remote GridWLDFREquipment / facility failureAggregated | WLDFR | HFTD - Distribution - Tier 3 - 3QU CoRE ¦ 4QU LoRE | Red Flag Warning - Catastrophic Fires | Equipment / facility failure | Aggregated | 2038 | 7.4413e-06 | 223.3454 | 0.001662 | 2038 | Mitigation | 0.95 | 45 | 0 | esc | 0.00097009 | 7.2187e-09 | 0.00097009 | 7.2187e-09 | 0.0029922 | 8.037e-07 | 0.01662 | 3.0531e-09
[120 empty] | 7.3.3.17.5 (Remote Grid) Updates to grid topology to minimize risk of ignition in HFTDs Remote GridWLDFREquipment / facility failureAggregated | WLDFR | HFTD - Distribution - Tier 3 - 3QU CoRE ¦ 4QU LoRE | Red Flag Warning - Catastrophic Fires | Equipment / facility failure | Aggregated | 2039 | 7.4413e-06 | 223.3454 | 0.001662 | 2039 | Mitigation | 0.95 | 45 | 0 | esc | 0.00097009 | 7.2187e-09 | 0.00097009 | 7.2187e-09 | 0.0029922 | 8.037e-07 | 0.01662 | 3.0531e-09
[120 empty] | 7.3.3.17.5 (Remote Grid) Updates to grid topology to minimize risk of ignition in HFTDs Remote GridWLDFREquipment / facility failureAggregated | WLDFR | HFTD - Distribution - Tier 3 - 3QU CoRE ¦ 4QU LoRE | Red Flag Warning - Catastrophic Fires | Equipment / facility failure | Aggregated | 2040 | 7.4413e-06 | 223.3454 | 0.001662 | 2040 | Mitigation | 0.95 | 45 | 0 | esc | 0.00097009 | 7.2187e-09 | 0.00097009 | 7.2187e-09 | 0.0029922 | 8.037e-07 | 0.01662 | 3.0531e-09
[120 empty] | 7.3.3.17.5 (Remote Grid) Updates to grid topology to minimize risk of ignition in HFTDs Remote GridWLDFREquipment / facility failureAggregated | WLDFR | HFTD - Distribution - Tier 3 - 3QU CoRE ¦ 4QU LoRE | Red Flag Warning - Catastrophic Fires | Equipment / facility failure | Aggregated | 2041 | 7.4413e-06 | 223.3454 | 0.001662 | 2041 | Mitigation | 0.95 | 45 | 0 | esc | 0.00097009 | 7.2187e-09 | 0.00097009 | 7.2187e-09 | 0.0029922 | 8.037e-07 | 0.01662 | 3.0531e-09
[120 empty] | 7.3.3.17.5 (Remote Grid) Updates to grid topology to minimize risk of ignition in HFTDs Remote GridWLDFREquipment / facility failureAggregated | WLDFR | HFTD - Distribution - Tier 3 - 3QU CoRE ¦ 4QU LoRE | Red Flag Warning - Catastrophic Fires | Equipment / facility failure | Aggregated | 2042 | 7.4413e-06 | 223.3454 | 0.001662 | 2042 | Mitigation | 0.95 | 45 | 0 | esc | 0.00097009 | 7.2187e-09 | 0.00097009 | 7.2187e-09 | 0.0029922 | 8.037e-07 | 0.01662 | 3.0531e-09
[120 empty] | 7.3.3.17.5 (Remote Grid) Updates to grid topology to minimize risk of ignition in HFTDs Remote GridWLDFREquipment / facility failureAggregated | WLDFR | HFTD - Distribution - Tier 3 - 3QU CoRE ¦ 4QU LoRE | Red Flag Warning - Catastrophic Fires | Equipment / facility failure | Aggregated | 2043 | 7.4413e-06 | 223.3454 | 0.001662 | 2043 | Mitigation | 0.95 | 45 | 0 | esc | 0.00097009 | 7.2187e-09 | 0.00097009 | 7.2187e-09 | 0.0029922 | 8.037e-07 | 0.01662 | 3.0531e-09
[120 empty] | 7.3.3.17.5 (Remote Grid) Updates to grid topology to minimize risk of ignition in HFTDs Remote GridWLDFREquipment / facility failureAggregated | WLDFR | HFTD - Distribution - Tier 3 - 3QU CoRE ¦ 4QU LoRE | Red Flag Warning - Catastrophic Fires | Equipment / facility failure | Aggregated | 2044 | 7.4413e-06 | 223.3454 | 0.001662 | 2044 | Mitigation | 0.95 | 45 | 0 | esc | 0.00097009 | 7.2187e-09 | 0.00097009 | 7.2187e-09 | 0.0029922 | 8.037e-07 | 0.01662 | 3.0531e-09
[120 empty] | 7.3.3.17.5 (Remote Grid) Updates to grid topology to minimize risk of ignition in HFTDs Remote GridWLDFREquipment / facility failureAggregated | WLDFR | HFTD - Distribution - Tier 3 - 3QU CoRE ¦ 4QU LoRE | Red Flag Warning - Catastrophic Fires | Equipment / facility failure | Aggregated | 2045 | 7.4413e-06 | 223.3454 | 0.001662 | 2045 | Mitigation | 0.95 | 45 | 0 | esc | 0.00097009 | 7.2187e-09 | 0.00097009 | 7.2187e-09 | 0.0029922 | 8.037e-07 | 0.01662 | 3.0531e-09
[120 empty] | 7.3.3.17.5 (Remote Grid) Updates to grid topology to minimize risk of ignition in HFTDs Remote GridWLDFREquipment / facility failureAggregated | WLDFR | HFTD - Distribution - Tier 3 - 3QU CoRE ¦ 4QU LoRE | Red Flag Warning - Catastrophic Fires | Equipment / facility failure | Aggregated | 2046 | 7.4413e-06 | 223.3454 | 0.001662 | 2046 | Mitigation | 0.95 | 45 | 0 | esc | 0.00097009 | 7.2187e-09 | 0.00097009 | 7.2187e-09 | 0.0029922 | 8.037e-07 | 0.01662 | 3.0531e-09
[120 empty] | 7.3.3.17.5 (Remote Grid) Updates to grid topology to minimize risk of ignition in HFTDs Remote GridWLDFREquipment / facility failureAggregated | WLDFR | HFTD - Distribution - Tier 3 - 3QU CoRE ¦ 4QU LoRE | Red Flag Warning - Catastrophic Fires | Equipment / facility failure | Aggregated | 2047 | 7.4413e-06 | 223.3454 | 0.001662 | 2047 | Mitigation | 0.95 | 45 | 0 | esc | 0.00097009 | 7.2187e-09 | 0.00097009 | 7.2187e-09 | 0.0029922 | 8.037e-07 | 0.01662 | 3.0531e-09
[120 empty] | 7.3.3.17.5 (Remote Grid) Updates to grid topology to minimize risk of ignition in HFTDs Remote GridWLDFREquipment / facility failureAggregated | WLDFR | HFTD - Distribution - Tier 3 - 3QU CoRE ¦ 4QU LoRE | Red Flag Warning - Catastrophic Fires | Equipment / facility failure | Aggregated | 2048 | 7.4413e-06 | 223.3454 | 0.001662 | 2048 | Mitigation | 0.95 | 45 | 0 | esc | 0.00097009 | 7.2187e-09 | 0.00097009 | 7.2187e-09 | 0.0029922 | 8.037e-07 | 0.01662 | 3.0531e-09
[120 empty] | 7.3.3.17.5 (Remote Grid) Updates to grid topology to minimize risk of ignition in HFTDs Remote GridWLDFREquipment / facility failureAggregated | WLDFR | HFTD - Distribution - Tier 3 - 3QU CoRE ¦ 4QU LoRE | Red Flag Warning - Catastrophic Fires | Equipment / facility failure | Aggregated | 2049 | 7.4413e-06 | 223.3454 | 0.001662 | 2049 | Mitigation | 0.95 | 45 | 0 | esc | 0.00097009 | 7.2187e-09 | 0.00097009 | 7.2187e-09 | 0.0029922 | 8.037e-07 | 0.01662 | 3.0531e-09
[120 empty] | 7.3.3.17.5 (Remote Grid) Updates to grid topology to minimize risk of ignition in HFTDs Remote GridWLDFREquipment / facility failureAggregated | WLDFR | HFTD - Distribution - Tier 3 - 3QU CoRE ¦ 4QU LoRE | Red Flag Warning - Catastrophic Fires | Equipment / facility failure | Aggregated | 2050 | 7.4413e-06 | 223.3454 | 0.001662 | 2050 | Mitigation | 0.95 | 45 | 0 | esc | 0.00097009 | 7.2187e-09 | 0.00097009 | 7.2187e-09 | 0.0029922 | 8.037e-07 | 0 | 0
[120 empty] | 7.3.3.17.5 (Remote Grid) Updates to grid topology to minimize risk of ignition in HFTDs Remote GridWLDFREquipment / facility failureAggregated | WLDFR | HFTD - Distribution - Tier 3 - 3QU CoRE ¦ 4QU LoRE | Red Flag Warning - Catastrophic Fires | Equipment / facility failure | Aggregated | 2051 | 7.4413e-06 | 223.3454 | 0.001662 | 2051 | Mitigation | 0.95 | 45 | 0 | esc | 0.00097009 | 7.2187e-09 | 0.00097009 | 7.2187e-09 | 0.0029922 | 8.037e-07 | 0 | 0
[120 empty] | 7.3.3.17.5 (Remote Grid) Updates to grid topology to minimize risk of ignition in HFTDs Remote GridWLDFREquipment / facility failureAggregated | WLDFR | HFTD - Distribution - Tier 3 - 3QU CoRE ¦ 4QU LoRE | Red Flag Warning - Catastrophic Fires | Equipment / facility failure | Aggregated | 2052 | 7.4413e-06 | 223.3454 | 0.001662 | 2052 | Mitigation | 0.95 | 45 | 0 | esc | 0.00097009 | 7.2187e-09 | 0.00097009 | 7.2187e-09 | 0.0029922 | 8.037e-07 | 0.0080352 | 1.9339e-08
[120 empty] | 7.3.3.17.5 (Remote Grid) Updates to grid topology to minimize risk of ignition in HFTDs Remote GridWLDFREquipment / facility failureAggregated | WLDFR | HFTD - Distribution - Tier 3 - 3QU CoRE ¦ 4QU LoRE | Red Flag Warning - Catastrophic Fires | Equipment / facility failure | Aggregated | 2053 | 7.4413e-06 | 223.3454 | 0.001662 | 2053 | Mitigation | 0.95 | 45 | 0 | esc | 0.00097009 | 7.2187e-09 | 0.00097009 | 7.2187e-09 | 0.0029922 | 8.037e-07 | 0.0080352 | 1.9339e-08
[120 empty] | 7.3.3.17.5 (Remote Grid) Updates to grid topology to minimize risk of ignition in HFTDs Remote GridWLDFREquipment / facility failureAggregated | WLDFR | HFTD - Distribution - Tier 3 - 3QU CoRE ¦ 4QU LoRE | Red Flag Warning - Catastrophic Fires | Equipment / facility failure | Aggregated | 2054 | 7.4413e-06 | 223.3454 | 0.001662 | 2054 | Mitigation | 0.95 | 45 | 0 | esc | 0.00097009 | 7.2187e-09 | 0.00097009 | 7.2187e-09 | 0.0029922 | 8.037e-07 | 0.0080352 | 1.9339e-08
[120 empty] | 7.3.3.17.5 (Remote Grid) Updates to grid topology to minimize risk of ignition in HFTDs Remote GridWLDFREquipment / facility failureAggregated | WLDFR | HFTD - Distribution - Tier 3 - 3QU CoRE ¦ 4QU LoRE | Red Flag Warning - Catastrophic Fires | Equipment / facility failure | Aggregated | 2055 | 7.4413e-06 | 223.3454 | 0.001662 | 2055 | Mitigation | 0.95 | 45 | 0 | esc | 0.00097009 | 7.2187e-09 | 0.00097009 | 7.2187e-09 | 0.0029922 | 8.037e-07 | 0.0080352 | 1.9339e-08
[120 empty] | 7.3.3.17.5 (Remote Grid) Updates to grid topology to minimize risk of ignition in HFTDs Remote GridWLDFREquipment / facility failureAggregated | WLDFR | HFTD - Distribution - Tier 3 - 3QU CoRE ¦ 4QU LoRE | Red Flag Warning - Catastrophic Fires | Equipment / facility failure | Aggregated | 2056 | 7.4413e-06 | 223.3454 | 0.001662 | 2056 | Mitigation | 0.95 | 45 | 0 | esc | 0.00097009 | 7.2187e-09 | 0.00097009 | 7.2187e-09 | 0.0029922 | 8.037e-07 | 0.0080352 | 1.9339e-08
[120 empty] | 7.3.3.17.5 (Remote Grid) Updates to grid topology to minimize risk of ignition in HFTDs Remote GridWLDFREquipment / facility failureAggregated | WLDFR | HFTD - Distribution - Tier 3 - 3QU CoRE ¦ 4QU LoRE | Red Flag Warning - Catastrophic Fires | Equipment / facility failure | Aggregated | 2057 | 7.4413e-06 | 223.3454 | 0.001662 | 2057 | Mitigation | 0.95 | 45 | 0 | esc | 0.00097009 | 7.2187e-09 | 0.00097009 | 7.2187e-09 | 0.0029922 | 8.037e-07 | 0.0080352 | 1.9339e-08
[120 empty] | 7.3.3.17.5 (Remote Grid) Updates to grid topology to minimize risk of ignition in HFTDs Remote GridWLDFREquipment / facility failureAggregated | WLDFR | HFTD - Distribution - Tier 3 - 3QU CoRE ¦ 4QU LoRE | Red Flag Warning - Catastrophic Fires | Equipment / facility failure | Aggregated | 2058 | 7.4413e-06 | 223.3454 | 0.001662 | 2058 | Mitigation | 0.95 | 45 | 0 | esc | 0.00097009 | 7.2187e-09 | 0.00097009 | 7.2187e-09 | 0.0029922 | 8.037e-07 | 0.0080352 | 1.9339e-08
[120 empty] | 7.3.3.17.5 (Remote Grid) Updates to grid topology to minimize risk of ignition in HFTDs Remote GridWLDFREquipment / facility failureAggregated | WLDFR | HFTD - Distribution - Tier 3 - 3QU CoRE ¦ 4QU LoRE | Red Flag Warning - Catastrophic Fires | Equipment / facility failure | Aggregated | 2059 | 7.4413e-06 | 223.3454 | 0.001662 | 2059 | Mitigation | 0.95 | 45 | 0 | esc | 0.00097009 | 7.2187e-09 | 0.00097009 | 7.2187e-09 | 0.0029922 | 8.037e-07 | 0.0080352 | 1.9339e-08
[120 empty] | 7.3.3.17.5 (Remote Grid) Updates to grid topology to minimize risk of ignition in HFTDs Remote GridWLDFREquipment / facility failureAggregated | WLDFR | HFTD - Distribution - Tier 3 - 3QU CoRE ¦ 4QU LoRE | Red Flag Warning - Catastrophic Fires | Equipment / facility failure | Aggregated | 2060 | 7.4413e-06 | 223.3454 | 0.001662 | 2060 | Mitigation | 0.95 | 45 | 0 | esc | 0.00097009 | 7.2187e-09 | 0.00097009 | 7.2187e-09 | 0.0029922 | 8.037e-07 | 0.0080352 | 1.9339e-08
[120 empty] | 7.3.3.17.5 (Remote Grid) Updates to grid topology to minimize risk of ignition in HFTDs Remote GridWLDFREquipment / facility failureAggregated | WLDFR | HFTD - Distribution - Tier 3 - 3QU CoRE ¦ 4QU LoRE | Red Flag Warning - Catastrophic Fires | Equipment / facility failure | Aggregated | 2061 | 7.4413e-06 | 223.3454 | 0.001662 | 2061 | Mitigation | 0.95 | 45 | 0 | esc | 0.00097009 | 7.2187e-09 | 0.00097009 | 7.2187e-09 | 0.0029922 | 8.037e-07 | 0.0080352 | 1.9339e-08
[120 empty] | 7.3.3.17.5 (Remote Grid) Updates to grid topology to minimize risk of ignition in HFTDs Remote GridWLDFREquipment / facility failureAggregated | WLDFR | HFTD - Distribution - Tier 3 - 3QU CoRE ¦ 4QU LoRE | Red Flag Warning - Catastrophic Fires | Equipment / facility failure | Aggregated | 2062 | 7.4413e-06 | 223.3454 | 0.001662 | 2062 | Mitigation | 0.95 | 45 | 0 | esc | 0.00097009 | 7.2187e-09 | 0.00097009 | 7.2187e-09 | 0.0029922 | 8.037e-07 | 0.0080352 | 1.9339e-08
[120 empty] | 7.3.3.17.5 (Remote Grid) Updates to grid topology to minimize risk of ignition in HFTDs Remote GridWLDFREquipment / facility failureAggregated | WLDFR | HFTD - Distribution - Tier 3 - 3QU CoRE ¦ 4QU LoRE | Red Flag Warning - Catastrophic Fires | Equipment / facility failure | Aggregated | 2063 | 7.4413e-06 | 223.3454 | 0.001662 | 2063 | Mitigation | 0.95 | 45 | 0 | esc | 0.00097009 | 7.2187e-09 | 0.00097009 | 7.2187e-09 | 0.0029922 | 8.037e-07 | 0.0080352 | 1.9339e-08
[120 empty] | 7.3.3.17.5 (Remote Grid) Updates to grid topology to minimize risk of ignition in HFTDs Remote GridWLDFREquipment / facility failureAggregated | WLDFR | HFTD - Distribution - Tier 3 - 3QU CoRE ¦ 4QU LoRE | Red Flag Warning - Catastrophic Fires | Equipment / facility failure | Aggregated | 2064 | 7.4413e-06 | 223.3454 | 0.001662 | 2064 | Mitigation | 0.95 | 45 | 0 | esc | 0.00097009 | 7.2187e-09 | 0.00097009 | 7.2187e-09 | 0 | 0 | 0.0080352 | 1.9339e-08
[120 empty] | 7.3.3.17.5 (Remote Grid) Updates to grid topology to minimize risk of ignition in HFTDs Remote GridWLDFREquipment / facility failureAggregated | WLDFR | HFTD - Distribution - Tier 3 - 3QU CoRE ¦ 4QU LoRE | Red Flag Warning - Catastrophic Fires | Equipment / facility failure | Aggregated | 2065 | 7.4413e-06 | 223.3454 | 0.001662 | 2065 | Mitigation | 0.95 | 45 | 0 | esc | 0.00097009 | 7.2187e-09 | 0.00097009 | 7.2187e-09 | 0.0029922 | 2.1198e-08 | 0.0080352 | 1.9339e-08
[120 empty] | 7.3.3.17.5 (Remote Grid) Updates to grid topology to minimize risk of ignition in HFTDs Remote GridWLDFREquipment / facility failureAggregated | WLDFR | HFTD - Distribution - Tier 3 - 3QU CoRE ¦ 4QU LoRE | Red Flag Warning - Catastrophic Fires | Equipment / facility failure | Aggregated | 2066 | 7.4413e-06 | 223.3454 | 0.001662 | 2066 | Mitigation | 0.95 | 45 | 0 | esc | 0.00097009 | 7.2187e-09 | 0.00097009 | 7.2187e-09 | 0.0029922 | 2.1198e-08 | 0.0080352 | 1.9339e-08
[120 empty] | 7.3.3.17.5 (Remote Grid) Updates to grid topology to minimize risk of ignition in HFTDs Remote GridWLDFREquipment / facility failureAggregated | WLDFR | HFTD - Distribution - Tier 3 - 3QU CoRE ¦ 4QU LoRE | Red Flag Warning - Catastrophic Fires | Equipment / facility failure | Aggregated | 2067 | 7.4413e-06 | 223.3454 | 0.001662 | 2067 | Mitigation | 0.95 | 45 | 0 | esc | 0 | 0 | 0.00097009 | 7.2187e-09 | 0.0029922 | 2.1198e-08 | 0.0080352 | 1.9339e-08
[120 empty] | 7.3.3.17.5 (Remote Grid) Updates to grid topology to minimize risk of ignition in HFTDs Remote GridWLDFRVegetation ContactAggregated | WLDFR | HFTD - Distribution - Tier 3 - 3QU CoRE ¦ 4QU LoRE | Red Flag Warning - Catastrophic Fires | Vegetation Contact | Aggregated | 2022 | 1.6044e-05 | 223.3454 | 0.0035833 | 2022 | Mitigation | 0.95 | 45 | 0 | esc | 0.00097009 | 1.5564e-08 | 0 | 0 | 0.0029922 | 2.1198e-08 | 0.0080352 | 1.9339e-08
[120 empty] | 7.3.3.17.5 (Remote Grid) Updates to grid topology to minimize risk of ignition in HFTDs Remote GridWLDFRVegetation ContactAggregated | WLDFR | HFTD - Distribution - Tier 3 - 3QU CoRE ¦ 4QU LoRE | Red Flag Warning - Catastrophic Fires | Vegetation Contact | Aggregated | 2023 | 1.6044e-05 | 223.3454 | 0.0035833 | 2023 | Mitigation | 0.95 | 45 | 0 | esc | 0.00097009 | 1.5564e-08 | 0.00097009 | 1.5564e-08 | 0.0029922 | 2.1198e-08 | 0.0080352 | 1.9339e-08
[120 empty] | 7.3.3.17.5 (Remote Grid) Updates to grid topology to minimize risk of ignition in HFTDs Remote GridWLDFRVegetation ContactAggregated | WLDFR | HFTD - Distribution - Tier 3 - 3QU CoRE ¦ 4QU LoRE | Red Flag Warning - Catastrophic Fires | Vegetation Contact | Aggregated | 2024 | 1.6044e-05 | 223.3454 | 0.0035833 | 2024 | Mitigation | 0.95 | 45 | 0 | esc | 0.00097009 | 1.5564e-08 | 0.00097009 | 1.5564e-08 | 0.0029922 | 2.1198e-08 | 0.0080352 | 1.9339e-08
[120 empty] | 7.3.3.17.5 (Remote Grid) Updates to grid topology to minimize risk of ignition in HFTDs Remote GridWLDFRVegetation ContactAggregated | WLDFR | HFTD - Distribution - Tier 3 - 3QU CoRE ¦ 4QU LoRE | Red Flag Warning - Catastrophic Fires | Vegetation Contact | Aggregated | 2025 | 1.6044e-05 | 223.3454 | 0.0035833 | 2025 | Mitigation | 0.95 | 45 | 0 | esc | 0.00097009 | 1.5564e-08 | 0.00097009 | 1.5564e-08 | 0.0029922 | 2.1198e-08 | 0.0080352 | 1.9339e-08
[120 empty] | 7.3.3.17.5 (Remote Grid) Updates to grid topology to minimize risk of ignition in HFTDs Remote GridWLDFRVegetation ContactAggregated | WLDFR | HFTD - Distribution - Tier 3 - 3QU CoRE ¦ 4QU LoRE | Red Flag Warning - Catastrophic Fires | Vegetation Contact | Aggregated | 2026 | 1.6044e-05 | 223.3454 | 0.0035833 | 2026 | Mitigation | 0.95 | 45 | 0 | esc | 0.00097009 | 1.5564e-08 | 0.00097009 | 1.5564e-08 | 0.0029922 | 2.1198e-08 | 0.0080352 | 1.9339e-08
[120 empty] | 7.3.3.17.5 (Remote Grid) Updates to grid topology to minimize risk of ignition in HFTDs Remote GridWLDFRVegetation ContactAggregated | WLDFR | HFTD - Distribution - Tier 3 - 3QU CoRE ¦ 4QU LoRE | Red Flag Warning - Catastrophic Fires | Vegetation Contact | Aggregated | 2027 | 1.6044e-05 | 223.3454 | 0.0035833 | 2027 | Mitigation | 0.95 | 45 | 0 | esc | 0.00097009 | 1.5564e-08 | 0.00097009 | 1.5564e-08 | 0.0029922 | 2.1198e-08 | 0.0080352 | 1.9339e-08
[120 empty] | 7.3.3.17.5 (Remote Grid) Updates to grid topology to minimize risk of ignition in HFTDs Remote GridWLDFRVegetation ContactAggregated | WLDFR | HFTD - Distribution - Tier 3 - 3QU CoRE ¦ 4QU LoRE | Red Flag Warning - Catastrophic Fires | Vegetation Contact | Aggregated | 2028 | 1.6044e-05 | 223.3454 | 0.0035833 | 2028 | Mitigation | 0.95 | 45 | 0 | esc | 0.00097009 | 1.5564e-08 | 0.00097009 | 1.5564e-08 | 0.0029922 | 2.1198e-08 | 0.0080352 | 1.9339e-08
[120 empty] | 7.3.3.17.5 (Remote Grid) Updates to grid topology to minimize risk of ignition in HFTDs Remote GridWLDFRVegetation ContactAggregated | WLDFR | HFTD - Distribution - Tier 3 - 3QU CoRE ¦ 4QU LoRE | Red Flag Warning - Catastrophic Fires | Vegetation Contact | Aggregated | 2029 | 1.6044e-05 | 223.3454 | 0.0035833 | 2029 | Mitigation | 0.95 | 45 | 0 | esc | 0.00097009 | 1.5564e-08 | 0.00097009 | 1.5564e-08 | 0.0029922 | 2.1198e-08 | 0.0080352 | 1.9339e-08
[120 empty] | 7.3.3.17.5 (Remote Grid) Updates to grid topology to minimize risk of ignition in HFTDs Remote GridWLDFRVegetation ContactAggregated | WLDFR | HFTD - Distribution - Tier 3 - 3QU CoRE ¦ 4QU LoRE | Red Flag Warning - Catastrophic Fires | Vegetation Contact | Aggregated | 2030 | 1.6044e-05 | 223.3454 | 0.0035833 | 2030 | Mitigation | 0.95 | 45 | 0 | esc | 0.00097009 | 1.5564e-08 | 0.00097009 | 1.5564e-08 | 0.0029922 | 2.1198e-08 | 0.0080352 | 1.9339e-08
[120 empty] | 7.3.3.17.5 (Remote Grid) Updates to grid topology to minimize risk of ignition in HFTDs Remote GridWLDFRVegetation ContactAggregated | WLDFR | HFTD - Distribution - Tier 3 - 3QU CoRE ¦ 4QU LoRE | Red Flag Warning - Catastrophic Fires | Vegetation Contact | Aggregated | 2031 | 1.6044e-05 | 223.3454 | 0.0035833 | 2031 | Mitigation | 0.95 | 45 | 0 | esc | 0.00097009 | 1.5564e-08 | 0.00097009 | 1.5564e-08 | 0.0029922 | 2.1198e-08 | 0.0080352 | 1.9339e-08
[120 empty] | 7.3.3.17.5 (Remote Grid) Updates to grid topology to minimize risk of ignition in HFTDs Remote GridWLDFRVegetation ContactAggregated | WLDFR | HFTD - Distribution - Tier 3 - 3QU CoRE ¦ 4QU LoRE | Red Flag Warning - Catastrophic Fires | Vegetation Contact | Aggregated | 2032 | 1.6044e-05 | 223.3454 | 0.0035833 | 2032 | Mitigation | 0.95 | 45 | 0 | esc | 0.00097009 | 1.5564e-08 | 0.00097009 | 1.5564e-08 | 0.0029922 | 2.1198e-08 | 0.0080352 | 1.9339e-08
[120 empty] | 7.3.3.17.5 (Remote Grid) Updates to grid topology to minimize risk of ignition in HFTDs Remote GridWLDFRVegetation ContactAggregated | WLDFR | HFTD - Distribution - Tier 3 - 3QU CoRE ¦ 4QU LoRE | Red Flag Warning - Catastrophic Fires | Vegetation Contact | Aggregated | 2033 | 1.6044e-05 | 223.3454 | 0.0035833 | 2033 | Mitigation | 0.95 | 45 | 0 | esc | 0.00097009 | 1.5564e-08 | 0.00097009 | 1.5564e-08 | 0.0029922 | 2.1198e-08 | 0.0080352 | 1.9339e-08
[120 empty] | 7.3.3.17.5 (Remote Grid) Updates to grid topology to minimize risk of ignition in HFTDs Remote GridWLDFRVegetation ContactAggregated | WLDFR | HFTD - Distribution - Tier 3 - 3QU CoRE ¦ 4QU LoRE | Red Flag Warning - Catastrophic Fires | Vegetation Contact | Aggregated | 2034 | 1.6044e-05 | 223.3454 | 0.0035833 | 2034 | Mitigation | 0.95 | 45 | 0 | esc | 0.00097009 | 1.5564e-08 | 0.00097009 | 1.5564e-08 | 0.0029922 | 2.1198e-08 | 0.0080352 | 1.9339e-08
[120 empty] | 7.3.3.17.5 (Remote Grid) Updates to grid topology to minimize risk of ignition in HFTDs Remote GridWLDFRVegetation ContactAggregated | WLDFR | HFTD - Distribution - Tier 3 - 3QU CoRE ¦ 4QU LoRE | Red Flag Warning - Catastrophic Fires | Vegetation Contact | Aggregated | 2035 | 1.6044e-05 | 223.3454 | 0.0035833 | 2035 | Mitigation | 0.95 | 45 | 0 | esc | 0.00097009 | 1.5564e-08 | 0.00097009 | 1.5564e-08 | 0.0029922 | 2.1198e-08 | 0.0080352 | 1.9339e-08
[120 empty] | 7.3.3.17.5 (Remote Grid) Updates to grid topology to minimize risk of ignition in HFTDs Remote GridWLDFRVegetation ContactAggregated | WLDFR | HFTD - Distribution - Tier 3 - 3QU CoRE ¦ 4QU LoRE | Red Flag Warning - Catastrophic Fires | Vegetation Contact | Aggregated | 2036 | 1.6044e-05 | 223.3454 | 0.0035833 | 2036 | Mitigation | 0.95 | 45 | 0 | esc | 0.00097009 | 1.5564e-08 | 0.00097009 | 1.5564e-08 | 0.0029922 | 2.1198e-08 | 0 | 0
[120 empty] | 7.3.3.17.5 (Remote Grid) Updates to grid topology to minimize risk of ignition in HFTDs Remote GridWLDFRVegetation ContactAggregated | WLDFR | HFTD - Distribution - Tier 3 - 3QU CoRE ¦ 4QU LoRE | Red Flag Warning - Catastrophic Fires | Vegetation Contact | Aggregated | 2037 | 1.6044e-05 | 223.3454 | 0.0035833 | 2037 | Mitigation | 0.95 | 45 | 0 | esc | 0.00097009 | 1.5564e-08 | 0.00097009 | 1.5564e-08 | 0.0029922 | 2.1198e-08 | 0 | 0
[120 empty] | 7.3.3.17.5 (Remote Grid) Updates to grid topology to minimize risk of ignition in HFTDs Remote GridWLDFRVegetation ContactAggregated | WLDFR | HFTD - Distribution - Tier 3 - 3QU CoRE ¦ 4QU LoRE | Red Flag Warning - Catastrophic Fires | Vegetation Contact | Aggregated | 2038 | 1.6044e-05 | 223.3454 | 0.0035833 | 2038 | Mitigation | 0.95 | 45 | 0 | esc | 0.00097009 | 1.5564e-08 | 0.00097009 | 1.5564e-08 | 0.0029922 | 2.1198e-08 | 0.010315 | 1.5052e-08
[120 empty] | 7.3.3.17.5 (Remote Grid) Updates to grid topology to minimize risk of ignition in HFTDs Remote GridWLDFRVegetation ContactAggregated | WLDFR | HFTD - Distribution - Tier 3 - 3QU CoRE ¦ 4QU LoRE | Red Flag Warning - Catastrophic Fires | Vegetation Contact | Aggregated | 2039 | 1.6044e-05 | 223.3454 | 0.0035833 | 2039 | Mitigation | 0.95 | 45 | 0 | esc | 0.00097009 | 1.5564e-08 | 0.00097009 | 1.5564e-08 | 0.0029922 | 2.1198e-08 | 0.010315 | 1.5052e-08
[120 empty] | 7.3.3.17.5 (Remote Grid) Updates to grid topology to minimize risk of ignition in HFTDs Remote GridWLDFRVegetation ContactAggregated | WLDFR | HFTD - Distribution - Tier 3 - 3QU CoRE ¦ 4QU LoRE | Red Flag Warning - Catastrophic Fires | Vegetation Contact | Aggregated | 2040 | 1.6044e-05 | 223.3454 | 0.0035833 | 2040 | Mitigation | 0.95 | 45 | 0 | esc | 0.00097009 | 1.5564e-08 | 0.00097009 | 1.5564e-08 | 0.0029922 | 2.1198e-08 | 0.010315 | 1.5052e-08
[120 empty] | 7.3.3.17.5 (Remote Grid) Updates to grid topology to minimize risk of ignition in HFTDs Remote GridWLDFRVegetation ContactAggregated | WLDFR | HFTD - Distribution - Tier 3 - 3QU CoRE ¦ 4QU LoRE | Red Flag Warning - Catastrophic Fires | Vegetation Contact | Aggregated | 2041 | 1.6044e-05 | 223.3454 | 0.0035833 | 2041 | Mitigation | 0.95 | 45 | 0 | esc | 0.00097009 | 1.5564e-08 | 0.00097009 | 1.5564e-08 | 0.0029922 | 2.1198e-08 | 0.010315 | 1.5052e-08
[120 empty] | 7.3.3.17.5 (Remote Grid) Updates to grid topology to minimize risk of ignition in HFTDs Remote GridWLDFRVegetation ContactAggregated | WLDFR | HFTD - Distribution - Tier 3 - 3QU CoRE ¦ 4QU LoRE | Red Flag Warning - Catastrophic Fires | Vegetation Contact | Aggregated | 2042 | 1.6044e-05 | 223.3454 | 0.0035833 | 2042 | Mitigation | 0.95 | 45 | 0 | esc | 0.00097009 | 1.5564e-08 | 0.00097009 | 1.5564e-08 | 0.0029922 | 2.1198e-08 | 0.010315 | 1.5052e-08
[120 empty] | 7.3.3.17.5 (Remote Grid) Updates to grid topology to minimize risk of ignition in HFTDs Remote GridWLDFRVegetation ContactAggregated | WLDFR | HFTD - Distribution - Tier 3 - 3QU CoRE ¦ 4QU LoRE | Red Flag Warning - Catastrophic Fires | Vegetation Contact | Aggregated | 2043 | 1.6044e-05 | 223.3454 | 0.0035833 | 2043 | Mitigation | 0.95 | 45 | 0 | esc | 0.00097009 | 1.5564e-08 | 0.00097009 | 1.5564e-08 | 0.0029922 | 2.1198e-08 | 0.010315 | 1.5052e-08
[120 empty] | 7.3.3.17.5 (Remote Grid) Updates to grid topology to minimize risk of ignition in HFTDs Remote GridWLDFRVegetation ContactAggregated | WLDFR | HFTD - Distribution - Tier 3 - 3QU CoRE ¦ 4QU LoRE | Red Flag Warning - Catastrophic Fires | Vegetation Contact | Aggregated | 2044 | 1.6044e-05 | 223.3454 | 0.0035833 | 2044 | Mitigation | 0.95 | 45 | 0 | esc | 0.00097009 | 1.5564e-08 | 0.00097009 | 1.5564e-08 | 0.0029922 | 2.1198e-08 | 0.010315 | 1.5052e-08
[120 empty] | 7.3.3.17.5 (Remote Grid) Updates to grid topology to minimize risk of ignition in HFTDs Remote GridWLDFRVegetation ContactAggregated | WLDFR | HFTD - Distribution - Tier 3 - 3QU CoRE ¦ 4QU LoRE | Red Flag Warning - Catastrophic Fires | Vegetation Contact | Aggregated | 2045 | 1.6044e-05 | 223.3454 | 0.0035833 | 2045 | Mitigation | 0.95 | 45 | 0 | esc | 0.00097009 | 1.5564e-08 | 0.00097009 | 1.5564e-08 | 0.0029922 | 2.1198e-08 | 0.010315 | 1.5052e-08
[120 empty] | 7.3.3.17.5 (Remote Grid) Updates to grid topology to minimize risk of ignition in HFTDs Remote GridWLDFRVegetation ContactAggregated | WLDFR | HFTD - Distribution - Tier 3 - 3QU CoRE ¦ 4QU LoRE | Red Flag Warning - Catastrophic Fires | Vegetation Contact | Aggregated | 2046 | 1.6044e-05 | 223.3454 | 0.0035833 | 2046 | Mitigation | 0.95 | 45 | 0 | esc | 0.00097009 | 1.5564e-08 | 0.00097009 | 1.5564e-08 | 0.0029922 | 2.1198e-08 | 0.010315 | 1.5052e-08
[120 empty] | 7.3.3.17.5 (Remote Grid) Updates to grid topology to minimize risk of ignition in HFTDs Remote GridWLDFRVegetation ContactAggregated | WLDFR | HFTD - Distribution - Tier 3 - 3QU CoRE ¦ 4QU LoRE | Red Flag Warning - Catastrophic Fires | Vegetation Contact | Aggregated | 2047 | 1.6044e-05 | 223.3454 | 0.0035833 | 2047 | Mitigation | 0.95 | 45 | 0 | esc | 0.00097009 | 1.5564e-08 | 0.00097009 | 1.5564e-08 | 0.0029922 | 2.1198e-08 | 0.010315 | 1.5052e-08
[120 empty] | 7.3.3.17.5 (Remote Grid) Updates to grid topology to minimize risk of ignition in HFTDs Remote GridWLDFRVegetation ContactAggregated | WLDFR | HFTD - Distribution - Tier 3 - 3QU CoRE ¦ 4QU LoRE | Red Flag Warning - Catastrophic Fires | Vegetation Contact | Aggregated | 2048 | 1.6044e-05 | 223.3454 | 0.0035833 | 2048 | Mitigation | 0.95 | 45 | 0 | esc | 0.00097009 | 1.5564e-08 | 0.00097009 | 1.5564e-08 | 0.0029922 | 2.1198e-08 | 0.010315 | 1.5052e-08
[120 empty] | 7.3.3.17.5 (Remote Grid) Updates to grid topology to minimize risk of ignition in HFTDs Remote GridWLDFRVegetation ContactAggregated | WLDFR | HFTD - Distribution - Tier 3 - 3QU CoRE ¦ 4QU LoRE | Red Flag Warning - Catastrophic Fires | Vegetation Contact | Aggregated | 2049 | 1.6044e-05 | 223.3454 | 0.0035833 | 2049 | Mitigation | 0.95 | 45 | 0 | esc | 0.00097009 | 1.5564e-08 | 0.00097009 | 1.5564e-08 | 0.0029922 | 2.1198e-08 | 0.010315 | 1.5052e-08
[120 empty] | 7.3.3.17.5 (Remote Grid) Updates to grid topology to minimize risk of ignition in HFTDs Remote GridWLDFRVegetation ContactAggregated | WLDFR | HFTD - Distribution - Tier 3 - 3QU CoRE ¦ 4QU LoRE | Red Flag Warning - Catastrophic Fires | Vegetation Contact | Aggregated | 2050 | 1.6044e-05 | 223.3454 | 0.0035833 | 2050 | Mitigation | 0.95 | 45 | 0 | esc | 0.00097009 | 1.5564e-08 | 0.00097009 | 1.5564e-08 | 0.0029922 | 2.1198e-08 | 0.010315 | 1.5052e-08
[120 empty] | 7.3.3.17.5 (Remote Grid) Updates to grid topology to minimize risk of ignition in HFTDs Remote GridWLDFRVegetation ContactAggregated | WLDFR | HFTD - Distribution - Tier 3 - 3QU CoRE ¦ 4QU LoRE | Red Flag Warning - Catastrophic Fires | Vegetation Contact | Aggregated | 2051 | 1.6044e-05 | 223.3454 | 0.0035833 | 2051 | Mitigation | 0.95 | 45 | 0 | esc | 0.00097009 | 1.5564e-08 | 0.00097009 | 1.5564e-08 | 0.0029922 | 2.1198e-08 | 0.010315 | 1.5052e-08
[120 empty] | 7.3.3.17.5 (Remote Grid) Updates to grid topology to minimize risk of ignition in HFTDs Remote GridWLDFRVegetation ContactAggregated | WLDFR | HFTD - Distribution - Tier 3 - 3QU CoRE ¦ 4QU LoRE | Red Flag Warning - Catastrophic Fires | Vegetation Contact | Aggregated | 2052 | 1.6044e-05 | 223.3454 | 0.0035833 | 2052 | Mitigation | 0.95 | 45 | 0 | esc | 0.00097009 | 1.5564e-08 | 0.00097009 | 1.5564e-08 | 0.0029922 | 2.1198e-08 | 0.010315 | 1.5052e-08
[120 empty] | 7.3.3.17.5 (Remote Grid) Updates to grid topology to minimize risk of ignition in HFTDs Remote GridWLDFRVegetation ContactAggregated | WLDFR | HFTD - Distribution - Tier 3 - 3QU CoRE ¦ 4QU LoRE | Red Flag Warning - Catastrophic Fires | Vegetation Contact | Aggregated | 2053 | 1.6044e-05 | 223.3454 | 0.0035833 | 2053 | Mitigation | 0.95 | 45 | 0 | esc | 0.00097009 | 1.5564e-08 | 0.00097009 | 1.5564e-08 | 0.0029922 | 2.1198e-08 | 0.010315 | 1.5052e-08
[120 empty] | 7.3.3.17.5 (Remote Grid) Updates to grid topology to minimize risk of ignition in HFTDs Remote GridWLDFRVegetation ContactAggregated | WLDFR | HFTD - Distribution - Tier 3 - 3QU CoRE ¦ 4QU LoRE | Red Flag Warning - Catastrophic Fires | Vegetation Contact | Aggregated | 2054 | 1.6044e-05 | 223.3454 | 0.0035833 | 2054 | Mitigation | 0.95 | 45 | 0 | esc | 0.00097009 | 1.5564e-08 | 0.00097009 | 1.5564e-08 | 0.0029922 | 2.1198e-08 | 0.010315 | 1.5052e-08
[120 empty] | 7.3.3.17.5 (Remote Grid) Updates to grid topology to minimize risk of ignition in HFTDs Remote GridWLDFRVegetation ContactAggregated | WLDFR | HFTD - Distribution - Tier 3 - 3QU CoRE ¦ 4QU LoRE | Red Flag Warning - Catastrophic Fires | Vegetation Contact | Aggregated | 2055 | 1.6044e-05 | 223.3454 | 0.0035833 | 2055 | Mitigation | 0.95 | 45 | 0 | esc | 0.00097009 | 1.5564e-08 | 0.00097009 | 1.5564e-08 | 0.0029922 | 2.1198e-08 | 0.010315 | 1.5052e-08
[120 empty] | 7.3.3.17.5 (Remote Grid) Updates to grid topology to minimize risk of ignition in HFTDs Remote GridWLDFRVegetation ContactAggregated | WLDFR | HFTD - Distribution - Tier 3 - 3QU CoRE ¦ 4QU LoRE | Red Flag Warning - Catastrophic Fires | Vegetation Contact | Aggregated | 2056 | 1.6044e-05 | 223.3454 | 0.0035833 | 2056 | Mitigation | 0.95 | 45 | 0 | esc | 0.00097009 | 1.5564e-08 | 0.00097009 | 1.5564e-08 | 0.0029922 | 2.1198e-08 | 0.010315 | 1.5052e-08
[120 empty] | 7.3.3.17.5 (Remote Grid) Updates to grid topology to minimize risk of ignition in HFTDs Remote GridWLDFRVegetation ContactAggregated | WLDFR | HFTD - Distribution - Tier 3 - 3QU CoRE ¦ 4QU LoRE | Red Flag Warning - Catastrophic Fires | Vegetation Contact | Aggregated | 2057 | 1.6044e-05 | 223.3454 | 0.0035833 | 2057 | Mitigation | 0.95 | 45 | 0 | esc | 0.00097009 | 1.5564e-08 | 0.00097009 | 1.5564e-08 | 0.0029922 | 2.1198e-08 | 0.010315 | 1.5052e-08
[120 empty] | 7.3.3.17.5 (Remote Grid) Updates to grid topology to minimize risk of ignition in HFTDs Remote GridWLDFRVegetation ContactAggregated | WLDFR | HFTD - Distribution - Tier 3 - 3QU CoRE ¦ 4QU LoRE | Red Flag Warning - Catastrophic Fires | Vegetation Contact | Aggregated | 2058 | 1.6044e-05 | 223.3454 | 0.0035833 | 2058 | Mitigation | 0.95 | 45 | 0 | esc | 0.00097009 | 1.5564e-08 | 0.00097009 | 1.5564e-08 | 0.0029922 | 2.1198e-08 | 0.010315 | 1.5052e-08
[120 empty] | 7.3.3.17.5 (Remote Grid) Updates to grid topology to minimize risk of ignition in HFTDs Remote GridWLDFRVegetation ContactAggregated | WLDFR | HFTD - Distribution - Tier 3 - 3QU CoRE ¦ 4QU LoRE | Red Flag Warning - Catastrophic Fires | Vegetation Contact | Aggregated | 2059 | 1.6044e-05 | 223.3454 | 0.0035833 | 2059 | Mitigation | 0.95 | 45 | 0 | esc | 0.00097009 | 1.5564e-08 | 0.00097009 | 1.5564e-08 | 0.0029922 | 2.1198e-08 | 0.010315 | 1.5052e-08
[120 empty] | 7.3.3.17.5 (Remote Grid) Updates to grid topology to minimize risk of ignition in HFTDs Remote GridWLDFRVegetation ContactAggregated | WLDFR | HFTD - Distribution - Tier 3 - 3QU CoRE ¦ 4QU LoRE | Red Flag Warning - Catastrophic Fires | Vegetation Contact | Aggregated | 2060 | 1.6044e-05 | 223.3454 | 0.0035833 | 2060 | Mitigation | 0.95 | 45 | 0 | esc | 0.00097009 | 1.5564e-08 | 0.00097009 | 1.5564e-08 | 0.0029922 | 2.1198e-08 | 0.010315 | 1.5052e-08
[120 empty] | 7.3.3.17.5 (Remote Grid) Updates to grid topology to minimize risk of ignition in HFTDs Remote GridWLDFRVegetation ContactAggregated | WLDFR | HFTD - Distribution - Tier 3 - 3QU CoRE ¦ 4QU LoRE | Red Flag Warning - Catastrophic Fires | Vegetation Contact | Aggregated | 2061 | 1.6044e-05 | 223.3454 | 0.0035833 | 2061 | Mitigation | 0.95 | 45 | 0 | esc | 0.00097009 | 1.5564e-08 | 0.00097009 | 1.5564e-08 | 0.0029922 | 2.1198e-08 | 0.010315 | 1.5052e-08
[120 empty] | 7.3.3.17.5 (Remote Grid) Updates to grid topology to minimize risk of ignition in HFTDs Remote GridWLDFRVegetation ContactAggregated | WLDFR | HFTD - Distribution - Tier 3 - 3QU CoRE ¦ 4QU LoRE | Red Flag Warning - Catastrophic Fires | Vegetation Contact | Aggregated | 2062 | 1.6044e-05 | 223.3454 | 0.0035833 | 2062 | Mitigation | 0.95 | 45 | 0 | esc | 0.00097009 | 1.5564e-08 | 0.00097009 | 1.5564e-08 | 0.0029922 | 2.1198e-08 | 0.010315 | 1.5052e-08
[120 empty] | 7.3.3.17.5 (Remote Grid) Updates to grid topology to minimize risk of ignition in HFTDs Remote GridWLDFRVegetation ContactAggregated | WLDFR | HFTD - Distribution - Tier 3 - 3QU CoRE ¦ 4QU LoRE | Red Flag Warning - Catastrophic Fires | Vegetation Contact | Aggregated | 2063 | 1.6044e-05 | 223.3454 | 0.0035833 | 2063 | Mitigation | 0.95 | 45 | 0 | esc | 0.00097009 | 1.5564e-08 | 0.00097009 | 1.5564e-08 | 0.0029922 | 2.1198e-08 | 0.010315 | 1.5052e-08
[120 empty] | 7.3.3.17.5 (Remote Grid) Updates to grid topology to minimize risk of ignition in HFTDs Remote GridWLDFRVegetation ContactAggregated | WLDFR | HFTD - Distribution - Tier 3 - 3QU CoRE ¦ 4QU LoRE | Red Flag Warning - Catastrophic Fires | Vegetation Contact | Aggregated | 2064 | 1.6044e-05 | 223.3454 | 0.0035833 | 2064 | Mitigation | 0.95 | 45 | 0 | esc | 0.00097009 | 1.5564e-08 | 0.00097009 | 1.5564e-08 | 0.0029922 | 2.1198e-08 | 0.010315 | 1.5052e-08
[120 empty] | 7.3.3.17.5 (Remote Grid) Updates to grid topology to minimize risk of ignition in HFTDs Remote GridWLDFRVegetation ContactAggregated | WLDFR | HFTD - Distribution - Tier 3 - 3QU CoRE ¦ 4QU LoRE | Red Flag Warning - Catastrophic Fires | Vegetation Contact | Aggregated | 2065 | 1.6044e-05 | 223.3454 | 0.0035833 | 2065 | Mitigation | 0.95 | 45 | 0 | esc | 0.00097009 | 1.5564e-08 | 0.00097009 | 1.5564e-08 | 0.0029922 | 2.1198e-08 | 0.010315 | 1.5052e-08
[120 empty] | 7.3.3.17.5 (Remote Grid) Updates to grid topology to minimize risk of ignition in HFTDs Remote GridWLDFRVegetation ContactAggregated | WLDFR | HFTD - Distribution - Tier 3 - 3QU CoRE ¦ 4QU LoRE | Red Flag Warning - Catastrophic Fires | Vegetation Contact | Aggregated | 2066 | 1.6044e-05 | 223.3454 | 0.0035833 | 2066 | Mitigation | 0.95 | 45 | 0 | esc | 0.00097009 | 1.5564e-08 | 0.00097009 | 1.5564e-08 | 0.0029922 | 2.1198e-08 | 0.010315 | 1.5052e-08
[120 empty] | 7.3.3.17.5 (Remote Grid) Updates to grid topology to minimize risk of ignition in HFTDs Remote GridWLDFRVegetation ContactAggregated | WLDFR | HFTD - Distribution - Tier 3 - 3QU CoRE ¦ 4QU LoRE | Red Flag Warning - Catastrophic Fires | Vegetation Contact | Aggregated | 2067 | 1.6044e-05 | 223.3454 | 0.0035833 | 2067 | Mitigation | 0.95 | 45 | 0 | esc | 0 | 0 | 0.00097009 | 1.5564e-08 | 0.0029922 | 2.1198e-08 | 0.010315 | 1.5052e-08
[120 empty] | 7.3.3.17.5 (Remote Grid) Updates to grid topology to minimize risk of ignition in HFTDs Remote GridWLDFREquipment / facility failureAggregated | WLDFR | HFTD - Distribution - Tier 3 - 3QU CoRE ¦ 4QU LoRE | Red Flag Warning - Destructive Fires | Equipment / facility failure | Aggregated | 2022 | 1.4294e-06 | 223.3454 | 0.00031924 | 2022 | Mitigation | 0.95 | 45 | 0 | esc | 0.00097009 | 1.3866e-09 | 0 | 0 | 0 | 0 | 0 | 0
[120 empty] | 7.3.3.17.5 (Remote Grid) Updates to grid topology to minimize risk of ignition in HFTDs Remote GridWLDFREquipment / facility failureAggregated | WLDFR | HFTD - Distribution - Tier 3 - 3QU CoRE ¦ 4QU LoRE | Red Flag Warning - Destructive Fires | Equipment / facility failure | Aggregated | 2023 | 1.4294e-06 | 223.3454 | 0.00031924 | 2023 | Mitigation | 0.95 | 45 | 0 | esc | 0.00097009 | 1.3866e-09 | 0.00097009 | 1.3866e-09 | 0.0027813 | 7.605e-11 | 0 | 0
[120 empty] | 7.3.3.17.5 (Remote Grid) Updates to grid topology to minimize risk of ignition in HFTDs Remote GridWLDFREquipment / facility failureAggregated | WLDFR | HFTD - Distribution - Tier 3 - 3QU CoRE ¦ 4QU LoRE | Red Flag Warning - Destructive Fires | Equipment / facility failure | Aggregated | 2024 | 1.4294e-06 | 223.3454 | 0.00031924 | 2024 | Mitigation | 0.95 | 45 | 0 | esc | 0.00097009 | 1.3866e-09 | 0.00097009 | 1.3866e-09 | 0.0027813 | 7.605e-11 | 0.013666 | 1.4002e-08
[120 empty] | 7.3.3.17.5 (Remote Grid) Updates to grid topology to minimize risk of ignition in HFTDs Remote GridWLDFREquipment / facility failureAggregated | WLDFR | HFTD - Distribution - Tier 3 - 3QU CoRE ¦ 4QU LoRE | Red Flag Warning - Destructive Fires | Equipment / facility failure | Aggregated | 2025 | 1.4294e-06 | 223.3454 | 0.00031924 | 2025 | Mitigation | 0.95 | 45 | 0 | esc | 0.00097009 | 1.3866e-09 | 0.00097009 | 1.3866e-09 | 0.0027813 | 7.605e-11 | 0.013666 | 1.4002e-08
[120 empty] | 7.3.3.17.5 (Remote Grid) Updates to grid topology to minimize risk of ignition in HFTDs Remote GridWLDFREquipment / facility failureAggregated | WLDFR | HFTD - Distribution - Tier 3 - 3QU CoRE ¦ 4QU LoRE | Red Flag Warning - Destructive Fires | Equipment / facility failure | Aggregated | 2026 | 1.4294e-06 | 223.3454 | 0.00031924 | 2026 | Mitigation | 0.95 | 45 | 0 | esc | 0.00097009 | 1.3866e-09 | 0.00097009 | 1.3866e-09 | 0.0027813 | 7.605e-11 | 0.013666 | 1.4002e-08
[120 empty] | 7.3.3.17.5 (Remote Grid) Updates to grid topology to minimize risk of ignition in HFTDs Remote GridWLDFREquipment / facility failureAggregated | WLDFR | HFTD - Distribution - Tier 3 - 3QU CoRE ¦ 4QU LoRE | Red Flag Warning - Destructive Fires | Equipment / facility failure | Aggregated | 2027 | 1.4294e-06 | 223.3454 | 0.00031924 | 2027 | Mitigation | 0.95 | 45 | 0 | esc | 0.00097009 | 1.3866e-09 | 0.00097009 | 1.3866e-09 | 0.0027813 | 7.605e-11 | 0.013666 | 1.4002e-08
[120 empty] | 7.3.3.17.5 (Remote Grid) Updates to grid topology to minimize risk of ignition in HFTDs Remote GridWLDFREquipment / facility failureAggregated | WLDFR | HFTD - Distribution - Tier 3 - 3QU CoRE ¦ 4QU LoRE | Red Flag Warning - Destructive Fires | Equipment / facility failure | Aggregated | 2028 | 1.4294e-06 | 223.3454 | 0.00031924 | 2028 | Mitigation | 0.95 | 45 | 0 | esc | 0.00097009 | 1.3866e-09 | 0.00097009 | 1.3866e-09 | 0.0027813 | 7.605e-11 | 0.013666 | 1.4002e-08
[120 empty] | 7.3.3.17.5 (Remote Grid) Updates to grid topology to minimize risk of ignition in HFTDs Remote GridWLDFREquipment / facility failureAggregated | WLDFR | HFTD - Distribution - Tier 3 - 3QU CoRE ¦ 4QU LoRE | Red Flag Warning - Destructive Fires | Equipment / facility failure | Aggregated | 2029 | 1.4294e-06 | 223.3454 | 0.00031924 | 2029 | Mitigation | 0.95 | 45 | 0 | esc | 0.00097009 | 1.3866e-09 | 0.00097009 | 1.3866e-09 | 0.0027813 | 7.605e-11 | 0.013666 | 1.4002e-08
[120 empty] | 7.3.3.17.5 (Remote Grid) Updates to grid topology to minimize risk of ignition in HFTDs Remote GridWLDFREquipment / facility failureAggregated | WLDFR | HFTD - Distribution - Tier 3 - 3QU CoRE ¦ 4QU LoRE | Red Flag Warning - Destructive Fires | Equipment / facility failure | Aggregated | 2030 | 1.4294e-06 | 223.3454 | 0.00031924 | 2030 | Mitigation | 0.95 | 45 | 0 | esc | 0.00097009 | 1.3866e-09 | 0.00097009 | 1.3866e-09 | 0.0027813 | 7.605e-11 | 0.013666 | 1.4002e-08
[120 empty] | 7.3.3.17.5 (Remote Grid) Updates to grid topology to minimize risk of ignition in HFTDs Remote GridWLDFREquipment / facility failureAggregated | WLDFR | HFTD - Distribution - Tier 3 - 3QU CoRE ¦ 4QU LoRE | Red Flag Warning - Destructive Fires | Equipment / facility failure | Aggregated | 2031 | 1.4294e-06 | 223.3454 | 0.00031924 | 2031 | Mitigation | 0.95 | 45 | 0 | esc | 0.00097009 | 1.3866e-09 | 0.00097009 | 1.3866e-09 | 0.0027813 | 7.605e-11 | 0.013666 | 1.4002e-08
[120 empty] | 7.3.3.17.5 (Remote Grid) Updates to grid topology to minimize risk of ignition in HFTDs Remote GridWLDFREquipment / facility failureAggregated | WLDFR | HFTD - Distribution - Tier 3 - 3QU CoRE ¦ 4QU LoRE | Red Flag Warning - Destructive Fires | Equipment / facility failure | Aggregated | 2032 | 1.4294e-06 | 223.3454 | 0.00031924 | 2032 | Mitigation | 0.95 | 45 | 0 | esc | 0.00097009 | 1.3866e-09 | 0.00097009 | 1.3866e-09 | 0.0027813 | 7.605e-11 | 0.013666 | 1.4002e-08
[120 empty] | 7.3.3.17.5 (Remote Grid) Updates to grid topology to minimize risk of ignition in HFTDs Remote GridWLDFREquipment / facility failureAggregated | WLDFR | HFTD - Distribution - Tier 3 - 3QU CoRE ¦ 4QU LoRE | Red Flag Warning - Destructive Fires | Equipment / facility failure | Aggregated | 2033 | 1.4294e-06 | 223.3454 | 0.00031924 | 2033 | Mitigation | 0.95 | 45 | 0 | esc | 0.00097009 | 1.3866e-09 | 0.00097009 | 1.3866e-09 | 0.0027813 | 7.605e-11 | 0.013666 | 1.4002e-08
[120 empty] | 7.3.3.17.5 (Remote Grid) Updates to grid topology to minimize risk of ignition in HFTDs Remote GridWLDFREquipment / facility failureAggregated | WLDFR | HFTD - Distribution - Tier 3 - 3QU CoRE ¦ 4QU LoRE | Red Flag Warning - Destructive Fires | Equipment / facility failure | Aggregated | 2034 | 1.4294e-06 | 223.3454 | 0.00031924 | 2034 | Mitigation | 0.95 | 45 | 0 | esc | 0.00097009 | 1.3866e-09 | 0.00097009 | 1.3866e-09 | 0.0027813 | 7.605e-11 | 0.013666 | 1.4002e-08
[120 empty] | 7.3.3.17.5 (Remote Grid) Updates to grid topology to minimize risk of ignition in HFTDs Remote GridWLDFREquipment / facility failureAggregated | WLDFR | HFTD - Distribution - Tier 3 - 3QU CoRE ¦ 4QU LoRE | Red Flag Warning - Destructive Fires | Equipment / facility failure | Aggregated | 2035 | 1.4294e-06 | 223.3454 | 0.00031924 | 2035 | Mitigation | 0.95 | 45 | 0 | esc | 0.00097009 | 1.3866e-09 | 0.00097009 | 1.3866e-09 | 0.0027813 | 7.605e-11 | 0.013666 | 1.4002e-08
[120 empty] | 7.3.3.17.5 (Remote Grid) Updates to grid topology to minimize risk of ignition in HFTDs Remote GridWLDFREquipment / facility failureAggregated | WLDFR | HFTD - Distribution - Tier 3 - 3QU CoRE ¦ 4QU LoRE | Red Flag Warning - Destructive Fires | Equipment / facility failure | Aggregated | 2036 | 1.4294e-06 | 223.3454 | 0.00031924 | 2036 | Mitigation | 0.95 | 45 | 0 | esc | 0.00097009 | 1.3866e-09 | 0.00097009 | 1.3866e-09 | 0.0027813 | 7.605e-11 | 0.013666 | 1.4002e-08
[120 empty] | 7.3.3.17.5 (Remote Grid) Updates to grid topology to minimize risk of ignition in HFTDs Remote GridWLDFREquipment / facility failureAggregated | WLDFR | HFTD - Distribution - Tier 3 - 3QU CoRE ¦ 4QU LoRE | Red Flag Warning - Destructive Fires | Equipment / facility failure | Aggregated | 2037 | 1.4294e-06 | 223.3454 | 0.00031924 | 2037 | Mitigation | 0.95 | 45 | 0 | esc | 0.00097009 | 1.3866e-09 | 0.00097009 | 1.3866e-09 | 0.0027813 | 7.605e-11 | 0.013666 | 1.4002e-08
[120 empty] | 7.3.3.17.5 (Remote Grid) Updates to grid topology to minimize risk of ignition in HFTDs Remote GridWLDFREquipment / facility failureAggregated | WLDFR | HFTD - Distribution - Tier 3 - 3QU CoRE ¦ 4QU LoRE | Red Flag Warning - Destructive Fires | Equipment / facility failure | Aggregated | 2038 | 1.4294e-06 | 223.3454 | 0.00031924 | 2038 | Mitigation | 0.95 | 45 | 0 | esc | 0.00097009 | 1.3866e-09 | 0.00097009 | 1.3866e-09 | 0.0027813 | 7.605e-11 | 0.013666 | 1.4002e-08
[120 empty] | 7.3.3.17.5 (Remote Grid) Updates to grid topology to minimize risk of ignition in HFTDs Remote GridWLDFREquipment / facility failureAggregated | WLDFR | HFTD - Distribution - Tier 3 - 3QU CoRE ¦ 4QU LoRE | Red Flag Warning - Destructive Fires | Equipment / facility failure | Aggregated | 2039 | 1.4294e-06 | 223.3454 | 0.00031924 | 2039 | Mitigation | 0.95 | 45 | 0 | esc | 0.00097009 | 1.3866e-09 | 0.00097009 | 1.3866e-09 | 0.0027813 | 7.605e-11 | 0.013666 | 1.4002e-08
[120 empty] | 7.3.3.17.5 (Remote Grid) Updates to grid topology to minimize risk of ignition in HFTDs Remote GridWLDFREquipment / facility failureAggregated | WLDFR | HFTD - Distribution - Tier 3 - 3QU CoRE ¦ 4QU LoRE | Red Flag Warning - Destructive Fires | Equipment / facility failure | Aggregated | 2040 | 1.4294e-06 | 223.3454 | 0.00031924 | 2040 | Mitigation | 0.95 | 45 | 0 | esc | 0.00097009 | 1.3866e-09 | 0.00097009 | 1.3866e-09 | 0.0027813 | 7.605e-11 | 0.013666 | 1.4002e-08
[120 empty] | 7.3.3.17.5 (Remote Grid) Updates to grid topology to minimize risk of ignition in HFTDs Remote GridWLDFREquipment / facility failureAggregated | WLDFR | HFTD - Distribution - Tier 3 - 3QU CoRE ¦ 4QU LoRE | Red Flag Warning - Destructive Fires | Equipment / facility failure | Aggregated | 2041 | 1.4294e-06 | 223.3454 | 0.00031924 | 2041 | Mitigation | 0.95 | 45 | 0 | esc | 0.00097009 | 1.3866e-09 | 0.00097009 | 1.3866e-09 | 0.0027813 | 7.605e-11 | 0.013666 | 1.4002e-08
[120 empty] | 7.3.3.17.5 (Remote Grid) Updates to grid topology to minimize risk of ignition in HFTDs Remote GridWLDFREquipment / facility failureAggregated | WLDFR | HFTD - Distribution - Tier 3 - 3QU CoRE ¦ 4QU LoRE | Red Flag Warning - Destructive Fires | Equipment / facility failure | Aggregated | 2042 | 1.4294e-06 | 223.3454 | 0.00031924 | 2042 | Mitigation | 0.95 | 45 | 0 | esc | 0.00097009 | 1.3866e-09 | 0.00097009 | 1.3866e-09 | 0.0027813 | 7.605e-11 | 0.013666 | 1.4002e-08
[120 empty] | 7.3.3.17.5 (Remote Grid) Updates to grid topology to minimize risk of ignition in HFTDs Remote GridWLDFREquipment / facility failureAggregated | WLDFR | HFTD - Distribution - Tier 3 - 3QU CoRE ¦ 4QU LoRE | Red Flag Warning - Destructive Fires | Equipment / facility failure | Aggregated | 2043 | 1.4294e-06 | 223.3454 | 0.00031924 | 2043 | Mitigation | 0.95 | 45 | 0 | esc | 0.00097009 | 1.3866e-09 | 0.00097009 | 1.3866e-09 | 0.0027813 | 7.605e-11 | 0.013666 | 1.4002e-08
[120 empty] | 7.3.3.17.5 (Remote Grid) Updates to grid topology to minimize risk of ignition in HFTDs Remote GridWLDFREquipment / facility failureAggregated | WLDFR | HFTD - Distribution - Tier 3 - 3QU CoRE ¦ 4QU LoRE | Red Flag Warning - Destructive Fires | Equipment / facility failure | Aggregated | 2044 | 1.4294e-06 | 223.3454 | 0.00031924 | 2044 | Mitigation | 0.95 | 45 | 0 | esc | 0.00097009 | 1.3866e-09 | 0.00097009 | 1.3866e-09 | 0.0027813 | 7.605e-11 | 0.013666 | 1.4002e-08
[120 empty] | 7.3.3.17.5 (Remote Grid) Updates to grid topology to minimize risk of ignition in HFTDs Remote GridWLDFREquipment / facility failureAggregated | WLDFR | HFTD - Distribution - Tier 3 - 3QU CoRE ¦ 4QU LoRE | Red Flag Warning - Destructive Fires | Equipment / facility failure | Aggregated | 2045 | 1.4294e-06 | 223.3454 | 0.00031924 | 2045 | Mitigation | 0.95 | 45 | 0 | esc | 0.00097009 | 1.3866e-09 | 0.00097009 | 1.3866e-09 | 0.0027813 | 7.605e-11 | 0.013666 | 1.4002e-08
[120 empty] | 7.3.3.17.5 (Remote Grid) Updates to grid topology to minimize risk of ignition in HFTDs Remote GridWLDFREquipment / facility failureAggregated | WLDFR | HFTD - Distribution - Tier 3 - 3QU CoRE ¦ 4QU LoRE | Red Flag Warning - Destructive Fires | Equipment / facility failure | Aggregated | 2046 | 1.4294e-06 | 223.3454 | 0.00031924 | 2046 | Mitigation | 0.95 | 45 | 0 | esc | 0.00097009 | 1.3866e-09 | 0.00097009 | 1.3866e-09 | 0.0027813 | 7.605e-11 | 0.013666 | 1.4002e-08
[120 empty] | 7.3.3.17.5 (Remote Grid) Updates to grid topology to minimize risk of ignition in HFTDs Remote GridWLDFREquipment / facility failureAggregated | WLDFR | HFTD - Distribution - Tier 3 - 3QU CoRE ¦ 4QU LoRE | Red Flag Warning - Destructive Fires | Equipment / facility failure | Aggregated | 2047 | 1.4294e-06 | 223.3454 | 0.00031924 | 2047 | Mitigation | 0.95 | 45 | 0 | esc | 0.00097009 | 1.3866e-09 | 0.00097009 | 1.3866e-09 | 0.0027813 | 7.605e-11 | 0.013666 | 1.4002e-08
[120 empty] | 7.3.3.17.5 (Remote Grid) Updates to grid topology to minimize risk of ignition in HFTDs Remote GridWLDFREquipment / facility failureAggregated | WLDFR | HFTD - Distribution - Tier 3 - 3QU CoRE ¦ 4QU LoRE | Red Flag Warning - Destructive Fires | Equipment / facility failure | Aggregated | 2048 | 1.4294e-06 | 223.3454 | 0.00031924 | 2048 | Mitigation | 0.95 | 45 | 0 | esc | 0.00097009 | 1.3866e-09 | 0.00097009 | 1.3866e-09 | 0.0027813 | 7.605e-11 | 0.013666 | 1.4002e-08
[120 empty] | 7.3.3.17.5 (Remote Grid) Updates to grid topology to minimize risk of ignition in HFTDs Remote GridWLDFREquipment / facility failureAggregated | WLDFR | HFTD - Distribution - Tier 3 - 3QU CoRE ¦ 4QU LoRE | Red Flag Warning - Destructive Fires | Equipment / facility failure | Aggregated | 2049 | 1.4294e-06 | 223.3454 | 0.00031924 | 2049 | Mitigation | 0.95 | 45 | 0 | esc | 0.00097009 | 1.3866e-09 | 0.00097009 | 1.3866e-09 | 0.0027813 | 7.605e-11 | 0.013666 | 1.4002e-08
[120 empty] | 7.3.3.17.5 (Remote Grid) Updates to grid topology to minimize risk of ignition in HFTDs Remote GridWLDFREquipment / facility failureAggregated | WLDFR | HFTD - Distribution - Tier 3 - 3QU CoRE ¦ 4QU LoRE | Red Flag Warning - Destructive Fires | Equipment / facility failure | Aggregated | 2050 | 1.4294e-06 | 223.3454 | 0.00031924 | 2050 | Mitigation | 0.95 | 45 | 0 | esc | 0.00097009 | 1.3866e-09 | 0.00097009 | 1.3866e-09 | 0.0027813 | 7.605e-11 | 0.013666 | 1.4002e-08
[120 empty] | 7.3.3.17.5 (Remote Grid) Updates to grid topology to minimize risk of ignition in HFTDs Remote GridWLDFREquipment / facility failureAggregated | WLDFR | HFTD - Distribution - Tier 3 - 3QU CoRE ¦ 4QU LoRE | Red Flag Warning - Destructive Fires | Equipment / facility failure | Aggregated | 2051 | 1.4294e-06 | 223.3454 | 0.00031924 | 2051 | Mitigation | 0.95 | 45 | 0 | esc | 0.00097009 | 1.3866e-09 | 0.00097009 | 1.3866e-09 | 0.0027813 | 7.605e-11 | 0.013666 | 1.4002e-08
[120 empty] | 7.3.3.17.5 (Remote Grid) Updates to grid topology to minimize risk of ignition in HFTDs Remote GridWLDFREquipment / facility failureAggregated | WLDFR | HFTD - Distribution - Tier 3 - 3QU CoRE ¦ 4QU LoRE | Red Flag Warning - Destructive Fires | Equipment / facility failure | Aggregated | 2052 | 1.4294e-06 | 223.3454 | 0.00031924 | 2052 | Mitigation | 0.95 | 45 | 0 | esc | 0.00097009 | 1.3866e-09 | 0.00097009 | 1.3866e-09 | 0.0027813 | 7.605e-11 | 0.013666 | 1.4002e-08
[120 empty] | 7.3.3.17.5 (Remote Grid) Updates to grid topology to minimize risk of ignition in HFTDs Remote GridWLDFREquipment / facility failureAggregated | WLDFR | HFTD - Distribution - Tier 3 - 3QU CoRE ¦ 4QU LoRE | Red Flag Warning - Destructive Fires | Equipment / facility failure | Aggregated | 2053 | 1.4294e-06 | 223.3454 | 0.00031924 | 2053 | Mitigation | 0.95 | 45 | 0 | esc | 0.00097009 | 1.3866e-09 | 0.00097009 | 1.3866e-09 | 0.0027813 | 7.605e-11 | 0.013666 | 1.4002e-08
[120 empty] | 7.3.3.17.5 (Remote Grid) Updates to grid topology to minimize risk of ignition in HFTDs Remote GridWLDFREquipment / facility failureAggregated | WLDFR | HFTD - Distribution - Tier 3 - 3QU CoRE ¦ 4QU LoRE | Red Flag Warning - Destructive Fires | Equipment / facility failure | Aggregated | 2054 | 1.4294e-06 | 223.3454 | 0.00031924 | 2054 | Mitigation | 0.95 | 45 | 0 | esc | 0.00097009 | 1.3866e-09 | 0.00097009 | 1.3866e-09 | 0.0027813 | 7.605e-11 | 0 | 0
[120 empty] | 7.3.3.17.5 (Remote Grid) Updates to grid topology to minimize risk of ignition in HFTDs Remote GridWLDFREquipment / facility failureAggregated | WLDFR | HFTD - Distribution - Tier 3 - 3QU CoRE ¦ 4QU LoRE | Red Flag Warning - Destructive Fires | Equipment / facility failure | Aggregated | 2055 | 1.4294e-06 | 223.3454 | 0.00031924 | 2055 | Mitigation | 0.95 | 45 | 0 | esc | 0.00097009 | 1.3866e-09 | 0.00097009 | 1.3866e-09 | 0.0027813 | 7.605e-11 | 0 | 0
[120 empty] | 7.3.3.17.5 (Remote Grid) Updates to grid topology to minimize risk of ignition in HFTDs Remote GridWLDFREquipment / facility failureAggregated | WLDFR | HFTD - Distribution - Tier 3 - 3QU CoRE ¦ 4QU LoRE | Red Flag Warning - Destructive Fires | Equipment / facility failure | Aggregated | 2056 | 1.4294e-06 | 223.3454 | 0.00031924 | 2056 | Mitigation | 0.95 | 45 | 0 | esc | 0.00097009 | 1.3866e-09 | 0.00097009 | 1.3866e-09 | 0.0027813 | 7.605e-11 | 0.0063316 | 5.2643e-10
[120 empty] | 7.3.3.17.5 (Remote Grid) Updates to grid topology to minimize risk of ignition in HFTDs Remote GridWLDFREquipment / facility failureAggregated | WLDFR | HFTD - Distribution - Tier 3 - 3QU CoRE ¦ 4QU LoRE | Red Flag Warning - Destructive Fires | Equipment / facility failure | Aggregated | 2057 | 1.4294e-06 | 223.3454 | 0.00031924 | 2057 | Mitigation | 0.95 | 45 | 0 | esc | 0.00097009 | 1.3866e-09 | 0.00097009 | 1.3866e-09 | 0.0027813 | 7.605e-11 | 0.0063316 | 5.2643e-10
[120 empty] | 7.3.3.17.5 (Remote Grid) Updates to grid topology to minimize risk of ignition in HFTDs Remote GridWLDFREquipment / facility failureAggregated | WLDFR | HFTD - Distribution - Tier 3 - 3QU CoRE ¦ 4QU LoRE | Red Flag Warning - Destructive Fires | Equipment / facility failure | Aggregated | 2058 | 1.4294e-06 | 223.3454 | 0.00031924 | 2058 | Mitigation | 0.95 | 45 | 0 | esc | 0.00097009 | 1.3866e-09 | 0.00097009 | 1.3866e-09 | 0.0027813 | 7.605e-11 | 0.0063316 | 5.2643e-10
[120 empty] | 7.3.3.17.5 (Remote Grid) Updates to grid topology to minimize risk of ignition in HFTDs Remote GridWLDFREquipment / facility failureAggregated | WLDFR | HFTD - Distribution - Tier 3 - 3QU CoRE ¦ 4QU LoRE | Red Flag Warning - Destructive Fires | Equipment / facility failure | Aggregated | 2059 | 1.4294e-06 | 223.3454 | 0.00031924 | 2059 | Mitigation | 0.95 | 45 | 0 | esc | 0.00097009 | 1.3866e-09 | 0.00097009 | 1.3866e-09 | 0.0027813 | 7.605e-11 | 0.0063316 | 5.2643e-10
[120 empty] | 7.3.3.17.5 (Remote Grid) Updates to grid topology to minimize risk of ignition in HFTDs Remote GridWLDFREquipment / facility failureAggregated | WLDFR | HFTD - Distribution - Tier 3 - 3QU CoRE ¦ 4QU LoRE | Red Flag Warning - Destructive Fires | Equipment / facility failure | Aggregated | 2060 | 1.4294e-06 | 223.3454 | 0.00031924 | 2060 | Mitigation | 0.95 | 45 | 0 | esc | 0.00097009 | 1.3866e-09 | 0.00097009 | 1.3866e-09 | 0.0027813 | 7.605e-11 | 0.0063316 | 5.2643e-10
[120 empty] | 7.3.3.17.5 (Remote Grid) Updates to grid topology to minimize risk of ignition in HFTDs Remote GridWLDFREquipment / facility failureAggregated | WLDFR | HFTD - Distribution - Tier 3 - 3QU CoRE ¦ 4QU LoRE | Red Flag Warning - Destructive Fires | Equipment / facility failure | Aggregated | 2061 | 1.4294e-06 | 223.3454 | 0.00031924 | 2061 | Mitigation | 0.95 | 45 | 0 | esc | 0.00097009 | 1.3866e-09 | 0.00097009 | 1.3866e-09 | 0.0027813 | 7.605e-11 | 0.0063316 | 5.2643e-10
[120 empty] | 7.3.3.17.5 (Remote Grid) Updates to grid topology to minimize risk of ignition in HFTDs Remote GridWLDFREquipment / facility failureAggregated | WLDFR | HFTD - Distribution - Tier 3 - 3QU CoRE ¦ 4QU LoRE | Red Flag Warning - Destructive Fires | Equipment / facility failure | Aggregated | 2062 | 1.4294e-06 | 223.3454 | 0.00031924 | 2062 | Mitigation | 0.95 | 45 | 0 | esc | 0.00097009 | 1.3866e-09 | 0.00097009 | 1.3866e-09 | 0.0027813 | 7.605e-11 | 0.0063316 | 5.2643e-10
[120 empty] | 7.3.3.17.5 (Remote Grid) Updates to grid topology to minimize risk of ignition in HFTDs Remote GridWLDFREquipment / facility failureAggregated | WLDFR | HFTD - Distribution - Tier 3 - 3QU CoRE ¦ 4QU LoRE | Red Flag Warning - Destructive Fires | Equipment / facility failure | Aggregated | 2063 | 1.4294e-06 | 223.3454 | 0.00031924 | 2063 | Mitigation | 0.95 | 45 | 0 | esc | 0.00097009 | 1.3866e-09 | 0.00097009 | 1.3866e-09 | 0.0027813 | 7.605e-11 | 0.0063316 | 5.2643e-10
[120 empty] | 7.3.3.17.5 (Remote Grid) Updates to grid topology to minimize risk of ignition in HFTDs Remote GridWLDFREquipment / facility failureAggregated | WLDFR | HFTD - Distribution - Tier 3 - 3QU CoRE ¦ 4QU LoRE | Red Flag Warning - Destructive Fires | Equipment / facility failure | Aggregated | 2064 | 1.4294e-06 | 223.3454 | 0.00031924 | 2064 | Mitigation | 0.95 | 45 | 0 | esc | 0.00097009 | 1.3866e-09 | 0.00097009 | 1.3866e-09 | 0.0027813 | 7.605e-11 | 0.0063316 | 5.2643e-10
[120 empty] | 7.3.3.17.5 (Remote Grid) Updates to grid topology to minimize risk of ignition in HFTDs Remote GridWLDFREquipment / facility failureAggregated | WLDFR | HFTD - Distribution - Tier 3 - 3QU CoRE ¦ 4QU LoRE | Red Flag Warning - Destructive Fires | Equipment / facility failure | Aggregated | 2065 | 1.4294e-06 | 223.3454 | 0.00031924 | 2065 | Mitigation | 0.95 | 45 | 0 | esc | 0.00097009 | 1.3866e-09 | 0.00097009 | 1.3866e-09 | 0.0027813 | 7.605e-11 | 0.0063316 | 5.2643e-10
[120 empty] | 7.3.3.17.5 (Remote Grid) Updates to grid topology to minimize risk of ignition in HFTDs Remote GridWLDFREquipment / facility failureAggregated | WLDFR | HFTD - Distribution - Tier 3 - 3QU CoRE ¦ 4QU LoRE | Red Flag Warning - Destructive Fires | Equipment / facility failure | Aggregated | 2066 | 1.4294e-06 | 223.3454 | 0.00031924 | 2066 | Mitigation | 0.95 | 45 | 0 | esc | 0.00097009 | 1.3866e-09 | 0.00097009 | 1.3866e-09 | 0.0027813 | 7.605e-11 | 0.0063316 | 5.2643e-10
[120 empty] | 7.3.3.17.5 (Remote Grid) Updates to grid topology to minimize risk of ignition in HFTDs Remote GridWLDFREquipment / facility failureAggregated | WLDFR | HFTD - Distribution - Tier 3 - 3QU CoRE ¦ 4QU LoRE | Red Flag Warning - Destructive Fires | Equipment / facility failure | Aggregated | 2067 | 1.4294e-06 | 223.3454 | 0.00031924 | 2067 | Mitigation | 0.95 | 45 | 0 | esc | 0 | 0 | 0.00097009 | 1.3866e-09 | 0.0027813 | 7.605e-11 | 0.0063316 | 5.2643e-10
[120 empty] | 7.3.3.17.5 (Remote Grid) Updates to grid topology to minimize risk of ignition in HFTDs Remote GridWLDFRVegetation ContactAggregated | WLDFR | HFTD - Distribution - Tier 3 - 3QU CoRE ¦ 4QU LoRE | Red Flag Warning - Destructive Fires | Vegetation Contact | Aggregated | 2022 | 2.063e-06 | 223.3454 | 0.00046076 | 2022 | Mitigation | 0.95 | 45 | 0 | esc | 0.00097009 | 2.0013e-09 | 0 | 0 | 0.0027813 | 7.605e-11 | 0.0063316 | 5.2643e-10
[120 empty] | 7.3.3.17.5 (Remote Grid) Updates to grid topology to minimize risk of ignition in HFTDs Remote GridWLDFRVegetation ContactAggregated | WLDFR | HFTD - Distribution - Tier 3 - 3QU CoRE ¦ 4QU LoRE | Red Flag Warning - Destructive Fires | Vegetation Contact | Aggregated | 2023 | 2.063e-06 | 223.3454 | 0.00046076 | 2023 | Mitigation | 0.95 | 45 | 0 | esc | 0.00097009 | 2.0013e-09 | 0.00097009 | 2.0013e-09 | 0.0027813 | 7.605e-11 | 0.0063316 | 5.2643e-10
[120 empty] | 7.3.3.17.5 (Remote Grid) Updates to grid topology to minimize risk of ignition in HFTDs Remote GridWLDFRVegetation ContactAggregated | WLDFR | HFTD - Distribution - Tier 3 - 3QU CoRE ¦ 4QU LoRE | Red Flag Warning - Destructive Fires | Vegetation Contact | Aggregated | 2024 | 2.063e-06 | 223.3454 | 0.00046076 | 2024 | Mitigation | 0.95 | 45 | 0 | esc | 0.00097009 | 2.0013e-09 | 0.00097009 | 2.0013e-09 | 0.0027813 | 7.605e-11 | 0.0063316 | 5.2643e-10
[120 empty] | 7.3.3.17.5 (Remote Grid) Updates to grid topology to minimize risk of ignition in HFTDs Remote GridWLDFRVegetation ContactAggregated | WLDFR | HFTD - Distribution - Tier 3 - 3QU CoRE ¦ 4QU LoRE | Red Flag Warning - Destructive Fires | Vegetation Contact | Aggregated | 2025 | 2.063e-06 | 223.3454 | 0.00046076 | 2025 | Mitigation | 0.95 | 45 | 0 | esc | 0.00097009 | 2.0013e-09 | 0.00097009 | 2.0013e-09 | 0.0027813 | 7.605e-11 | 0.0063316 | 5.2643e-10
[120 empty] | 7.3.3.17.5 (Remote Grid) Updates to grid topology to minimize risk of ignition in HFTDs Remote GridWLDFRVegetation ContactAggregated | WLDFR | HFTD - Distribution - Tier 3 - 3QU CoRE ¦ 4QU LoRE | Red Flag Warning - Destructive Fires | Vegetation Contact | Aggregated | 2026 | 2.063e-06 | 223.3454 | 0.00046076 | 2026 | Mitigation | 0.95 | 45 | 0 | esc | 0.00097009 | 2.0013e-09 | 0.00097009 | 2.0013e-09 | 0 | 0 | 0.0063316 | 5.2643e-10
[120 empty] | 7.3.3.17.5 (Remote Grid) Updates to grid topology to minimize risk of ignition in HFTDs Remote GridWLDFRVegetation ContactAggregated | WLDFR | HFTD - Distribution - Tier 3 - 3QU CoRE ¦ 4QU LoRE | Red Flag Warning - Destructive Fires | Vegetation Contact | Aggregated | 2027 | 2.063e-06 | 223.3454 | 0.00046076 | 2027 | Mitigation | 0.95 | 45 | 0 | esc | 0.00097009 | 2.0013e-09 | 0.00097009 | 2.0013e-09 | 0.0027813 | 1.7056e-12 | 0.0063316 | 5.2643e-10
[120 empty] | 7.3.3.17.5 (Remote Grid) Updates to grid topology to minimize risk of ignition in HFTDs Remote GridWLDFRVegetation ContactAggregated | WLDFR | HFTD - Distribution - Tier 3 - 3QU CoRE ¦ 4QU LoRE | Red Flag Warning - Destructive Fires | Vegetation Contact | Aggregated | 2028 | 2.063e-06 | 223.3454 | 0.00046076 | 2028 | Mitigation | 0.95 | 45 | 0 | esc | 0.00097009 | 2.0013e-09 | 0.00097009 | 2.0013e-09 | 0.0027813 | 1.7056e-12 | 0.0063316 | 5.2643e-10
[120 empty] | 7.3.3.17.5 (Remote Grid) Updates to grid topology to minimize risk of ignition in HFTDs Remote GridWLDFRVegetation ContactAggregated | WLDFR | HFTD - Distribution - Tier 3 - 3QU CoRE ¦ 4QU LoRE | Red Flag Warning - Destructive Fires | Vegetation Contact | Aggregated | 2029 | 2.063e-06 | 223.3454 | 0.00046076 | 2029 | Mitigation | 0.95 | 45 | 0 | esc | 0.00097009 | 2.0013e-09 | 0.00097009 | 2.0013e-09 | 0.0027813 | 1.7056e-12 | 0.0063316 | 5.2643e-10
[120 empty] | 7.3.3.17.5 (Remote Grid) Updates to grid topology to minimize risk of ignition in HFTDs Remote GridWLDFRVegetation ContactAggregated | WLDFR | HFTD - Distribution - Tier 3 - 3QU CoRE ¦ 4QU LoRE | Red Flag Warning - Destructive Fires | Vegetation Contact | Aggregated | 2030 | 2.063e-06 | 223.3454 | 0.00046076 | 2030 | Mitigation | 0.95 | 45 | 0 | esc | 0.00097009 | 2.0013e-09 | 0.00097009 | 2.0013e-09 | 0.0027813 | 1.7056e-12 | 0.0063316 | 5.2643e-10
[120 empty] | 7.3.3.17.5 (Remote Grid) Updates to grid topology to minimize risk of ignition in HFTDs Remote GridWLDFRVegetation ContactAggregated | WLDFR | HFTD - Distribution - Tier 3 - 3QU CoRE ¦ 4QU LoRE | Red Flag Warning - Destructive Fires | Vegetation Contact | Aggregated | 2031 | 2.063e-06 | 223.3454 | 0.00046076 | 2031 | Mitigation | 0.95 | 45 | 0 | esc | 0.00097009 | 2.0013e-09 | 0.00097009 | 2.0013e-09 | 0.0027813 | 1.7056e-12 | 0.0063316 | 5.2643e-10
[120 empty] | 7.3.3.17.5 (Remote Grid) Updates to grid topology to minimize risk of ignition in HFTDs Remote GridWLDFRVegetation ContactAggregated | WLDFR | HFTD - Distribution - Tier 3 - 3QU CoRE ¦ 4QU LoRE | Red Flag Warning - Destructive Fires | Vegetation Contact | Aggregated | 2032 | 2.063e-06 | 223.3454 | 0.00046076 | 2032 | Mitigation | 0.95 | 45 | 0 | esc | 0.00097009 | 2.0013e-09 | 0.00097009 | 2.0013e-09 | 0.0027813 | 1.7056e-12 | 0.0063316 | 5.2643e-10
[120 empty] | 7.3.3.17.5 (Remote Grid) Updates to grid topology to minimize risk of ignition in HFTDs Remote GridWLDFRVegetation ContactAggregated | WLDFR | HFTD - Distribution - Tier 3 - 3QU CoRE ¦ 4QU LoRE | Red Flag Warning - Destructive Fires | Vegetation Contact | Aggregated | 2033 | 2.063e-06 | 223.3454 | 0.00046076 | 2033 | Mitigation | 0.95 | 45 | 0 | esc | 0.00097009 | 2.0013e-09 | 0.00097009 | 2.0013e-09 | 0.0027813 | 1.7056e-12 | 0.0063316 | 5.2643e-10
[120 empty] | 7.3.3.17.5 (Remote Grid) Updates to grid topology to minimize risk of ignition in HFTDs Remote GridWLDFRVegetation ContactAggregated | WLDFR | HFTD - Distribution - Tier 3 - 3QU CoRE ¦ 4QU LoRE | Red Flag Warning - Destructive Fires | Vegetation Contact | Aggregated | 2034 | 2.063e-06 | 223.3454 | 0.00046076 | 2034 | Mitigation | 0.95 | 45 | 0 | esc | 0.00097009 | 2.0013e-09 | 0.00097009 | 2.0013e-09 | 0.0027813 | 1.7056e-12 | 0.0063316 | 5.2643e-10
[120 empty] | 7.3.3.17.5 (Remote Grid) Updates to grid topology to minimize risk of ignition in HFTDs Remote GridWLDFRVegetation ContactAggregated | WLDFR | HFTD - Distribution - Tier 3 - 3QU CoRE ¦ 4QU LoRE | Red Flag Warning - Destructive Fires | Vegetation Contact | Aggregated | 2035 | 2.063e-06 | 223.3454 | 0.00046076 | 2035 | Mitigation | 0.95 | 45 | 0 | esc | 0.00097009 | 2.0013e-09 | 0.00097009 | 2.0013e-09 | 0.0027813 | 1.7056e-12 | 0.0063316 | 5.2643e-10
[120 empty] | 7.3.3.17.5 (Remote Grid) Updates to grid topology to minimize risk of ignition in HFTDs Remote GridWLDFRVegetation ContactAggregated | WLDFR | HFTD - Distribution - Tier 3 - 3QU CoRE ¦ 4QU LoRE | Red Flag Warning - Destructive Fires | Vegetation Contact | Aggregated | 2036 | 2.063e-06 | 223.3454 | 0.00046076 | 2036 | Mitigation | 0.95 | 45 | 0 | esc | 0.00097009 | 2.0013e-09 | 0.00097009 | 2.0013e-09 | 0.0027813 | 1.7056e-12 | 0.0063316 | 5.2643e-10
[120 empty] | 7.3.3.17.5 (Remote Grid) Updates to grid topology to minimize risk of ignition in HFTDs Remote GridWLDFRVegetation ContactAggregated | WLDFR | HFTD - Distribution - Tier 3 - 3QU CoRE ¦ 4QU LoRE | Red Flag Warning - Destructive Fires | Vegetation Contact | Aggregated | 2037 | 2.063e-06 | 223.3454 | 0.00046076 | 2037 | Mitigation | 0.95 | 45 | 0 | esc | 0.00097009 | 2.0013e-09 | 0.00097009 | 2.0013e-09 | 0.0027813 | 1.7056e-12 | 0.0063316 | 5.2643e-10
[120 empty] | 7.3.3.17.5 (Remote Grid) Updates to grid topology to minimize risk of ignition in HFTDs Remote GridWLDFRVegetation ContactAggregated | WLDFR | HFTD - Distribution - Tier 3 - 3QU CoRE ¦ 4QU LoRE | Red Flag Warning - Destructive Fires | Vegetation Contact | Aggregated | 2038 | 2.063e-06 | 223.3454 | 0.00046076 | 2038 | Mitigation | 0.95 | 45 | 0 | esc | 0.00097009 | 2.0013e-09 | 0.00097009 | 2.0013e-09 | 0.0027813 | 1.7056e-12 | 0.0063316 | 5.2643e-10
[120 empty] | 7.3.3.17.5 (Remote Grid) Updates to grid topology to minimize risk of ignition in HFTDs Remote GridWLDFRVegetation ContactAggregated | WLDFR | HFTD - Distribution - Tier 3 - 3QU CoRE ¦ 4QU LoRE | Red Flag Warning - Destructive Fires | Vegetation Contact | Aggregated | 2039 | 2.063e-06 | 223.3454 | 0.00046076 | 2039 | Mitigation | 0.95 | 45 | 0 | esc | 0.00097009 | 2.0013e-09 | 0.00097009 | 2.0013e-09 | 0.0027813 | 1.7056e-12 | 0.0063316 | 5.2643e-10
[120 empty] | 7.3.3.17.5 (Remote Grid) Updates to grid topology to minimize risk of ignition in HFTDs Remote GridWLDFRVegetation ContactAggregated | WLDFR | HFTD - Distribution - Tier 3 - 3QU CoRE ¦ 4QU LoRE | Red Flag Warning - Destructive Fires | Vegetation Contact | Aggregated | 2040 | 2.063e-06 | 223.3454 | 0.00046076 | 2040 | Mitigation | 0.95 | 45 | 0 | esc | 0.00097009 | 2.0013e-09 | 0.00097009 | 2.0013e-09 | 0.0027813 | 1.7056e-12 | 0 | 0
[120 empty] | 7.3.3.17.5 (Remote Grid) Updates to grid topology to minimize risk of ignition in HFTDs Remote GridWLDFRVegetation ContactAggregated | WLDFR | HFTD - Distribution - Tier 3 - 3QU CoRE ¦ 4QU LoRE | Red Flag Warning - Destructive Fires | Vegetation Contact | Aggregated | 2041 | 2.063e-06 | 223.3454 | 0.00046076 | 2041 | Mitigation | 0.95 | 45 | 0 | esc | 0.00097009 | 2.0013e-09 | 0.00097009 | 2.0013e-09 | 0.0027813 | 1.7056e-12 | 0 | 0
[120 empty] | 7.3.3.17.5 (Remote Grid) Updates to grid topology to minimize risk of ignition in HFTDs Remote GridWLDFRVegetation ContactAggregated | WLDFR | HFTD - Distribution - Tier 3 - 3QU CoRE ¦ 4QU LoRE | Red Flag Warning - Destructive Fires | Vegetation Contact | Aggregated | 2042 | 2.063e-06 | 223.3454 | 0.00046076 | 2042 | Mitigation | 0.95 | 45 | 0 | esc | 0.00097009 | 2.0013e-09 | 0.00097009 | 2.0013e-09 | 0.0027813 | 1.7056e-12 | 0.012004 | 5.1499e-09
[120 empty] | 7.3.3.17.5 (Remote Grid) Updates to grid topology to minimize risk of ignition in HFTDs Remote GridWLDFRVegetation ContactAggregated | WLDFR | HFTD - Distribution - Tier 3 - 3QU CoRE ¦ 4QU LoRE | Red Flag Warning - Destructive Fires | Vegetation Contact | Aggregated | 2043 | 2.063e-06 | 223.3454 | 0.00046076 | 2043 | Mitigation | 0.95 | 45 | 0 | esc | 0.00097009 | 2.0013e-09 | 0.00097009 | 2.0013e-09 | 0.0027813 | 1.7056e-12 | 0.012004 | 5.1499e-09
[120 empty] | 7.3.3.17.5 (Remote Grid) Updates to grid topology to minimize risk of ignition in HFTDs Remote GridWLDFRVegetation ContactAggregated | WLDFR | HFTD - Distribution - Tier 3 - 3QU CoRE ¦ 4QU LoRE | Red Flag Warning - Destructive Fires | Vegetation Contact | Aggregated | 2044 | 2.063e-06 | 223.3454 | 0.00046076 | 2044 | Mitigation | 0.95 | 45 | 0 | esc | 0.00097009 | 2.0013e-09 | 0.00097009 | 2.0013e-09 | 0.0027813 | 1.7056e-12 | 0.012004 | 5.1499e-09
[120 empty] | 7.3.3.17.5 (Remote Grid) Updates to grid topology to minimize risk of ignition in HFTDs Remote GridWLDFRVegetation ContactAggregated | WLDFR | HFTD - Distribution - Tier 3 - 3QU CoRE ¦ 4QU LoRE | Red Flag Warning - Destructive Fires | Vegetation Contact | Aggregated | 2045 | 2.063e-06 | 223.3454 | 0.00046076 | 2045 | Mitigation | 0.95 | 45 | 0 | esc | 0.00097009 | 2.0013e-09 | 0.00097009 | 2.0013e-09 | 0.0027813 | 1.7056e-12 | 0.012004 | 5.1499e-09
[120 empty] | 7.3.3.17.5 (Remote Grid) Updates to grid topology to minimize risk of ignition in HFTDs Remote GridWLDFRVegetation ContactAggregated | WLDFR | HFTD - Distribution - Tier 3 - 3QU CoRE ¦ 4QU LoRE | Red Flag Warning - Destructive Fires | Vegetation Contact | Aggregated | 2046 | 2.063e-06 | 223.3454 | 0.00046076 | 2046 | Mitigation | 0.95 | 45 | 0 | esc | 0.00097009 | 2.0013e-09 | 0.00097009 | 2.0013e-09 | 0.0027813 | 1.7056e-12 | 0.012004 | 5.1499e-09
[120 empty] | 7.3.3.17.5 (Remote Grid) Updates to grid topology to minimize risk of ignition in HFTDs Remote GridWLDFRVegetation ContactAggregated | WLDFR | HFTD - Distribution - Tier 3 - 3QU CoRE ¦ 4QU LoRE | Red Flag Warning - Destructive Fires | Vegetation Contact | Aggregated | 2047 | 2.063e-06 | 223.3454 | 0.00046076 | 2047 | Mitigation | 0.95 | 45 | 0 | esc | 0.00097009 | 2.0013e-09 | 0.00097009 | 2.0013e-09 | 0.0027813 | 1.7056e-12 | 0.012004 | 5.1499e-09
[120 empty] | 7.3.3.17.5 (Remote Grid) Updates to grid topology to minimize risk of ignition in HFTDs Remote GridWLDFRVegetation ContactAggregated | WLDFR | HFTD - Distribution - Tier 3 - 3QU CoRE ¦ 4QU LoRE | Red Flag Warning - Destructive Fires | Vegetation Contact | Aggregated | 2048 | 2.063e-06 | 223.3454 | 0.00046076 | 2048 | Mitigation | 0.95 | 45 | 0 | esc | 0.00097009 | 2.0013e-09 | 0.00097009 | 2.0013e-09 | 0.0027813 | 1.7056e-12 | 0.012004 | 5.1499e-09
[120 empty] | 7.3.3.17.5 (Remote Grid) Updates to grid topology to minimize risk of ignition in HFTDs Remote GridWLDFRVegetation ContactAggregated | WLDFR | HFTD - Distribution - Tier 3 - 3QU CoRE ¦ 4QU LoRE | Red Flag Warning - Destructive Fires | Vegetation Contact | Aggregated | 2049 | 2.063e-06 | 223.3454 | 0.00046076 | 2049 | Mitigation | 0.95 | 45 | 0 | esc | 0.00097009 | 2.0013e-09 | 0.00097009 | 2.0013e-09 | 0.0027813 | 1.7056e-12 | 0.012004 | 5.1499e-09
[120 empty] | 7.3.3.17.5 (Remote Grid) Updates to grid topology to minimize risk of ignition in HFTDs Remote GridWLDFRVegetation ContactAggregated | WLDFR | HFTD - Distribution - Tier 3 - 3QU CoRE ¦ 4QU LoRE | Red Flag Warning - Destructive Fires | Vegetation Contact | Aggregated | 2050 | 2.063e-06 | 223.3454 | 0.00046076 | 2050 | Mitigation | 0.95 | 45 | 0 | esc | 0.00097009 | 2.0013e-09 | 0.00097009 | 2.0013e-09 | 0.0027813 | 1.7056e-12 | 0.012004 | 5.1499e-09
[120 empty] | 7.3.3.17.5 (Remote Grid) Updates to grid topology to minimize risk of ignition in HFTDs Remote GridWLDFRVegetation ContactAggregated | WLDFR | HFTD - Distribution - Tier 3 - 3QU CoRE ¦ 4QU LoRE | Red Flag Warning - Destructive Fires | Vegetation Contact | Aggregated | 2051 | 2.063e-06 | 223.3454 | 0.00046076 | 2051 | Mitigation | 0.95 | 45 | 0 | esc | 0.00097009 | 2.0013e-09 | 0.00097009 | 2.0013e-09 | 0.0027813 | 1.7056e-12 | 0.012004 | 5.1499e-09
[120 empty] | 7.3.3.17.5 (Remote Grid) Updates to grid topology to minimize risk of ignition in HFTDs Remote GridWLDFRVegetation ContactAggregated | WLDFR | HFTD - Distribution - Tier 3 - 3QU CoRE ¦ 4QU LoRE | Red Flag Warning - Destructive Fires | Vegetation Contact | Aggregated | 2052 | 2.063e-06 | 223.3454 | 0.00046076 | 2052 | Mitigation | 0.95 | 45 | 0 | esc | 0.00097009 | 2.0013e-09 | 0.00097009 | 2.0013e-09 | 0.0027813 | 1.7056e-12 | 0.012004 | 5.1499e-09
[120 empty] | 7.3.3.17.5 (Remote Grid) Updates to grid topology to minimize risk of ignition in HFTDs Remote GridWLDFRVegetation ContactAggregated | WLDFR | HFTD - Distribution - Tier 3 - 3QU CoRE ¦ 4QU LoRE | Red Flag Warning - Destructive Fires | Vegetation Contact | Aggregated | 2053 | 2.063e-06 | 223.3454 | 0.00046076 | 2053 | Mitigation | 0.95 | 45 | 0 | esc | 0.00097009 | 2.0013e-09 | 0.00097009 | 2.0013e-09 | 0.0027813 | 1.7056e-12 | 0.012004 | 5.1499e-09
[120 empty] | 7.3.3.17.5 (Remote Grid) Updates to grid topology to minimize risk of ignition in HFTDs Remote GridWLDFRVegetation ContactAggregated | WLDFR | HFTD - Distribution - Tier 3 - 3QU CoRE ¦ 4QU LoRE | Red Flag Warning - Destructive Fires | Vegetation Contact | Aggregated | 2054 | 2.063e-06 | 223.3454 | 0.00046076 | 2054 | Mitigation | 0.95 | 45 | 0 | esc | 0.00097009 | 2.0013e-09 | 0.00097009 | 2.0013e-09 | 0.0027813 | 1.7056e-12 | 0.012004 | 5.1499e-09
[120 empty] | 7.3.3.17.5 (Remote Grid) Updates to grid topology to minimize risk of ignition in HFTDs Remote GridWLDFRVegetation ContactAggregated | WLDFR | HFTD - Distribution - Tier 3 - 3QU CoRE ¦ 4QU LoRE | Red Flag Warning - Destructive Fires | Vegetation Contact | Aggregated | 2055 | 2.063e-06 | 223.3454 | 0.00046076 | 2055 | Mitigation | 0.95 | 45 | 0 | esc | 0.00097009 | 2.0013e-09 | 0.00097009 | 2.0013e-09 | 0.0027813 | 1.7056e-12 | 0.012004 | 5.1499e-09
[120 empty] | 7.3.3.17.5 (Remote Grid) Updates to grid topology to minimize risk of ignition in HFTDs Remote GridWLDFRVegetation ContactAggregated | WLDFR | HFTD - Distribution - Tier 3 - 3QU CoRE ¦ 4QU LoRE | Red Flag Warning - Destructive Fires | Vegetation Contact | Aggregated | 2056 | 2.063e-06 | 223.3454 | 0.00046076 | 2056 | Mitigation | 0.95 | 45 | 0 | esc | 0.00097009 | 2.0013e-09 | 0.00097009 | 2.0013e-09 | 0.0027813 | 1.7056e-12 | 0.012004 | 5.1499e-09
[120 empty] | 7.3.3.17.5 (Remote Grid) Updates to grid topology to minimize risk of ignition in HFTDs Remote GridWLDFRVegetation ContactAggregated | WLDFR | HFTD - Distribution - Tier 3 - 3QU CoRE ¦ 4QU LoRE | Red Flag Warning - Destructive Fires | Vegetation Contact | Aggregated | 2057 | 2.063e-06 | 223.3454 | 0.00046076 | 2057 | Mitigation | 0.95 | 45 | 0 | esc | 0.00097009 | 2.0013e-09 | 0.00097009 | 2.0013e-09 | 0.0027813 | 1.7056e-12 | 0.012004 | 5.1499e-09
[120 empty] | 7.3.3.17.5 (Remote Grid) Updates to grid topology to minimize risk of ignition in HFTDs Remote GridWLDFRVegetation ContactAggregated | WLDFR | HFTD - Distribution - Tier 3 - 3QU CoRE ¦ 4QU LoRE | Red Flag Warning - Destructive Fires | Vegetation Contact | Aggregated | 2058 | 2.063e-06 | 223.3454 | 0.00046076 | 2058 | Mitigation | 0.95 | 45 | 0 | esc | 0.00097009 | 2.0013e-09 | 0.00097009 | 2.0013e-09 | 0.0027813 | 1.7056e-12 | 0.012004 | 5.1499e-09
[120 empty] | 7.3.3.17.5 (Remote Grid) Updates to grid topology to minimize risk of ignition in HFTDs Remote GridWLDFRVegetation ContactAggregated | WLDFR | HFTD - Distribution - Tier 3 - 3QU CoRE ¦ 4QU LoRE | Red Flag Warning - Destructive Fires | Vegetation Contact | Aggregated | 2059 | 2.063e-06 | 223.3454 | 0.00046076 | 2059 | Mitigation | 0.95 | 45 | 0 | esc | 0.00097009 | 2.0013e-09 | 0.00097009 | 2.0013e-09 | 0.0027813 | 1.7056e-12 | 0.012004 | 5.1499e-09
[120 empty] | 7.3.3.17.5 (Remote Grid) Updates to grid topology to minimize risk of ignition in HFTDs Remote GridWLDFRVegetation ContactAggregated | WLDFR | HFTD - Distribution - Tier 3 - 3QU CoRE ¦ 4QU LoRE | Red Flag Warning - Destructive Fires | Vegetation Contact | Aggregated | 2060 | 2.063e-06 | 223.3454 | 0.00046076 | 2060 | Mitigation | 0.95 | 45 | 0 | esc | 0.00097009 | 2.0013e-09 | 0.00097009 | 2.0013e-09 | 0.0027813 | 1.7056e-12 | 0.012004 | 5.1499e-09
[120 empty] | 7.3.3.17.5 (Remote Grid) Updates to grid topology to minimize risk of ignition in HFTDs Remote GridWLDFRVegetation ContactAggregated | WLDFR | HFTD - Distribution - Tier 3 - 3QU CoRE ¦ 4QU LoRE | Red Flag Warning - Destructive Fires | Vegetation Contact | Aggregated | 2061 | 2.063e-06 | 223.3454 | 0.00046076 | 2061 | Mitigation | 0.95 | 45 | 0 | esc | 0.00097009 | 2.0013e-09 | 0.00097009 | 2.0013e-09 | 0.0027813 | 1.7056e-12 | 0.012004 | 5.1499e-09
[120 empty] | 7.3.3.17.5 (Remote Grid) Updates to grid topology to minimize risk of ignition in HFTDs Remote GridWLDFRVegetation ContactAggregated | WLDFR | HFTD - Distribution - Tier 3 - 3QU CoRE ¦ 4QU LoRE | Red Flag Warning - Destructive Fires | Vegetation Contact | Aggregated | 2062 | 2.063e-06 | 223.3454 | 0.00046076 | 2062 | Mitigation | 0.95 | 45 | 0 | esc | 0.00097009 | 2.0013e-09 | 0.00097009 | 2.0013e-09 | 0.0027813 | 1.7056e-12 | 0.012004 | 5.1499e-09
[120 empty] | 7.3.3.17.5 (Remote Grid) Updates to grid topology to minimize risk of ignition in HFTDs Remote GridWLDFRVegetation ContactAggregated | WLDFR | HFTD - Distribution - Tier 3 - 3QU CoRE ¦ 4QU LoRE | Red Flag Warning - Destructive Fires | Vegetation Contact | Aggregated | 2063 | 2.063e-06 | 223.3454 | 0.00046076 | 2063 | Mitigation | 0.95 | 45 | 0 | esc | 0.00097009 | 2.0013e-09 | 0.00097009 | 2.0013e-09 | 0.0027813 | 1.7056e-12 | 0.012004 | 5.1499e-09
[120 empty] | 7.3.3.17.5 (Remote Grid) Updates to grid topology to minimize risk of ignition in HFTDs Remote GridWLDFRVegetation ContactAggregated | WLDFR | HFTD - Distribution - Tier 3 - 3QU CoRE ¦ 4QU LoRE | Red Flag Warning - Destructive Fires | Vegetation Contact | Aggregated | 2064 | 2.063e-06 | 223.3454 | 0.00046076 | 2064 | Mitigation | 0.95 | 45 | 0 | esc | 0.00097009 | 2.0013e-09 | 0.00097009 | 2.0013e-09 | 0.0027813 | 1.7056e-12 | 0.012004 | 5.1499e-09
[120 empty] | 7.3.3.17.5 (Remote Grid) Updates to grid topology to minimize risk of ignition in HFTDs Remote GridWLDFRVegetation ContactAggregated | WLDFR | HFTD - Distribution - Tier 3 - 3QU CoRE ¦ 4QU LoRE | Red Flag Warning - Destructive Fires | Vegetation Contact | Aggregated | 2065 | 2.063e-06 | 223.3454 | 0.00046076 | 2065 | Mitigation | 0.95 | 45 | 0 | esc | 0.00097009 | 2.0013e-09 | 0.00097009 | 2.0013e-09 | 0.0027813 | 1.7056e-12 | 0.012004 | 5.1499e-09
[120 empty] | 7.3.3.17.5 (Remote Grid) Updates to grid topology to minimize risk of ignition in HFTDs Remote GridWLDFRVegetation ContactAggregated | WLDFR | HFTD - Distribution - Tier 3 - 3QU CoRE ¦ 4QU LoRE | Red Flag Warning - Destructive Fires | Vegetation Contact | Aggregated | 2066 | 2.063e-06 | 223.3454 | 0.00046076 | 2066 | Mitigation | 0.95 | 45 | 0 | esc | 0.00097009 | 2.0013e-09 | 0.00097009 | 2.0013e-09 | 0.0027813 | 1.7056e-12 | 0.012004 | 5.1499e-09
[120 empty] | 7.3.3.17.5 (Remote Grid) Updates to grid topology to minimize risk of ignition in HFTDs Remote GridWLDFRVegetation ContactAggregated | WLDFR | HFTD - Distribution - Tier 3 - 3QU CoRE ¦ 4QU LoRE | Red Flag Warning - Destructive Fires | Vegetation Contact | Aggregated | 2067 | 2.063e-06 | 223.3454 | 0.00046076 | 2067 | Mitigation | 0.95 | 45 | 0 | esc | 0 | 0 | 0.00097009 | 2.0013e-09 | 0.0027813 | 1.7056e-12 | 0.012004 | 5.1499e-09
[120 empty] | 7.3.3.17.5 (Remote Grid) Updates to grid topology to minimize risk of ignition in HFTDs Remote GridWLDFREquipment / facility failureAggregated | WLDFR | HFTD - Distribution - Tier 3 - 3QU CoRE ¦ 4QU LoRE | Red Flag Warning - Large Fires | Equipment / facility failure | Aggregated | 2022 | 1.0625e-05 | 223.3454 | 0.0023731 | 2022 | Mitigation | 0.95 | 45 | 0 | esc | 0.00097009 | 1.0307e-08 | 0 | 0 | 0.0027813 | 1.7056e-12 | 0.012004 | 5.1499e-09
[120 empty] | 7.3.3.17.5 (Remote Grid) Updates to grid topology to minimize risk of ignition in HFTDs Remote GridWLDFREquipment / facility failureAggregated | WLDFR | HFTD - Distribution - Tier 3 - 3QU CoRE ¦ 4QU LoRE | Red Flag Warning - Large Fires | Equipment / facility failure | Aggregated | 2023 | 1.0625e-05 | 223.3454 | 0.0023731 | 2023 | Mitigation | 0.95 | 45 | 0 | esc | 0.00097009 | 1.0307e-08 | 0.00097009 | 1.0307e-08 | 0.0027813 | 1.7056e-12 | 0.012004 | 5.1499e-09
[120 empty] | 7.3.3.17.5 (Remote Grid) Updates to grid topology to minimize risk of ignition in HFTDs Remote GridWLDFREquipment / facility failureAggregated | WLDFR | HFTD - Distribution - Tier 3 - 3QU CoRE ¦ 4QU LoRE | Red Flag Warning - Large Fires | Equipment / facility failure | Aggregated | 2024 | 1.0625e-05 | 223.3454 | 0.0023731 | 2024 | Mitigation | 0.95 | 45 | 0 | esc | 0.00097009 | 1.0307e-08 | 0.00097009 | 1.0307e-08 | 0.0027813 | 1.7056e-12 | 0.012004 | 5.1499e-09
[120 empty] | 7.3.3.17.5 (Remote Grid) Updates to grid topology to minimize risk of ignition in HFTDs Remote GridWLDFREquipment / facility failureAggregated | WLDFR | HFTD - Distribution - Tier 3 - 3QU CoRE ¦ 4QU LoRE | Red Flag Warning - Large Fires | Equipment / facility failure | Aggregated | 2025 | 1.0625e-05 | 223.3454 | 0.0023731 | 2025 | Mitigation | 0.95 | 45 | 0 | esc | 0.00097009 | 1.0307e-08 | 0.00097009 | 1.0307e-08 | 0.0027813 | 1.7056e-12 | 0.012004 | 5.1499e-09
[120 empty] | 7.3.3.17.5 (Remote Grid) Updates to grid topology to minimize risk of ignition in HFTDs Remote GridWLDFREquipment / facility failureAggregated | WLDFR | HFTD - Distribution - Tier 3 - 3QU CoRE ¦ 4QU LoRE | Red Flag Warning - Large Fires | Equipment / facility failure | Aggregated | 2026 | 1.0625e-05 | 223.3454 | 0.0023731 | 2026 | Mitigation | 0.95 | 45 | 0 | esc | 0.00097009 | 1.0307e-08 | 0.00097009 | 1.0307e-08 | 0.0027813 | 1.7056e-12 | 0 | 0
[120 empty] | 7.3.3.17.5 (Remote Grid) Updates to grid topology to minimize risk of ignition in HFTDs Remote GridWLDFREquipment / facility failureAggregated | WLDFR | HFTD - Distribution - Tier 3 - 3QU CoRE ¦ 4QU LoRE | Red Flag Warning - Large Fires | Equipment / facility failure | Aggregated | 2027 | 1.0625e-05 | 223.3454 | 0.0023731 | 2027 | Mitigation | 0.95 | 45 | 0 | esc | 0.00097009 | 1.0307e-08 | 0.00097009 | 1.0307e-08 | 0.0027813 | 1.7056e-12 | 0 | 0
[120 empty] | 7.3.3.17.5 (Remote Grid) Updates to grid topology to minimize risk of ignition in HFTDs Remote GridWLDFREquipment / facility failureAggregated | WLDFR | HFTD - Distribution - Tier 3 - 3QU CoRE ¦ 4QU LoRE | Red Flag Warning - Large Fires | Equipment / facility failure | Aggregated | 2028 | 1.0625e-05 | 223.3454 | 0.0023731 | 2028 | Mitigation | 0.95 | 45 | 0 | esc | 0.00097009 | 1.0307e-08 | 0.00097009 | 1.0307e-08 | 0.0027813 | 1.7056e-12 | 0.010025 | 7.0991e-09
[120 empty] | 7.3.3.17.5 (Remote Grid) Updates to grid topology to minimize risk of ignition in HFTDs Remote GridWLDFREquipment / facility failureAggregated | WLDFR | HFTD - Distribution - Tier 3 - 3QU CoRE ¦ 4QU LoRE | Red Flag Warning - Large Fires | Equipment / facility failure | Aggregated | 2029 | 1.0625e-05 | 223.3454 | 0.0023731 | 2029 | Mitigation | 0.95 | 45 | 0 | esc | 0.00097009 | 1.0307e-08 | 0.00097009 | 1.0307e-08 | 0.0027813 | 1.7056e-12 | 0.010025 | 7.0991e-09
[120 empty] | 7.3.3.17.5 (Remote Grid) Updates to grid topology to minimize risk of ignition in HFTDs Remote GridWLDFREquipment / facility failureAggregated | WLDFR | HFTD - Distribution - Tier 3 - 3QU CoRE ¦ 4QU LoRE | Red Flag Warning - Large Fires | Equipment / facility failure | Aggregated | 2030 | 1.0625e-05 | 223.3454 | 0.0023731 | 2030 | Mitigation | 0.95 | 45 | 0 | esc | 0.00097009 | 1.0307e-08 | 0.00097009 | 1.0307e-08 | 0 | 0 | 0.010025 | 7.0991e-09
[120 empty] | 7.3.3.17.5 (Remote Grid) Updates to grid topology to minimize risk of ignition in HFTDs Remote GridWLDFREquipment / facility failureAggregated | WLDFR | HFTD - Distribution - Tier 3 - 3QU CoRE ¦ 4QU LoRE | Red Flag Warning - Large Fires | Equipment / facility failure | Aggregated | 2031 | 1.0625e-05 | 223.3454 | 0.0023731 | 2031 | Mitigation | 0.95 | 45 | 0 | esc | 0.00097009 | 1.0307e-08 | 0.00097009 | 1.0307e-08 | 0.0027813 | 2.8169e-12 | 0.010025 | 7.0991e-09
[120 empty] | 7.3.3.17.5 (Remote Grid) Updates to grid topology to minimize risk of ignition in HFTDs Remote GridWLDFREquipment / facility failureAggregated | WLDFR | HFTD - Distribution - Tier 3 - 3QU CoRE ¦ 4QU LoRE | Red Flag Warning - Large Fires | Equipment / facility failure | Aggregated | 2032 | 1.0625e-05 | 223.3454 | 0.0023731 | 2032 | Mitigation | 0.95 | 45 | 0 | esc | 0.00097009 | 1.0307e-08 | 0.00097009 | 1.0307e-08 | 0.0027813 | 2.8169e-12 | 0.010025 | 7.0991e-09
[120 empty] | 7.3.3.17.5 (Remote Grid) Updates to grid topology to minimize risk of ignition in HFTDs Remote GridWLDFREquipment / facility failureAggregated | WLDFR | HFTD - Distribution - Tier 3 - 3QU CoRE ¦ 4QU LoRE | Red Flag Warning - Large Fires | Equipment / facility failure | Aggregated | 2033 | 1.0625e-05 | 223.3454 | 0.0023731 | 2033 | Mitigation | 0.95 | 45 | 0 | esc | 0.00097009 | 1.0307e-08 | 0.00097009 | 1.0307e-08 | 0.0027813 | 2.8169e-12 | 0.010025 | 7.0991e-09
[120 empty] | 7.3.3.17.5 (Remote Grid) Updates to grid topology to minimize risk of ignition in HFTDs Remote GridWLDFREquipment / facility failureAggregated | WLDFR | HFTD - Distribution - Tier 3 - 3QU CoRE ¦ 4QU LoRE | Red Flag Warning - Large Fires | Equipment / facility failure | Aggregated | 2034 | 1.0625e-05 | 223.3454 | 0.0023731 | 2034 | Mitigation | 0.95 | 45 | 0 | esc | 0.00097009 | 1.0307e-08 | 0.00097009 | 1.0307e-08 | 0.0027813 | 2.8169e-12 | 0.010025 | 7.0991e-09
[120 empty] | 7.3.3.17.5 (Remote Grid) Updates to grid topology to minimize risk of ignition in HFTDs Remote GridWLDFREquipment / facility failureAggregated | WLDFR | HFTD - Distribution - Tier 3 - 3QU CoRE ¦ 4QU LoRE | Red Flag Warning - Large Fires | Equipment / facility failure | Aggregated | 2035 | 1.0625e-05 | 223.3454 | 0.0023731 | 2035 | Mitigation | 0.95 | 45 | 0 | esc | 0.00097009 | 1.0307e-08 | 0.00097009 | 1.0307e-08 | 0.0027813 | 2.8169e-12 | 0.010025 | 7.0991e-09
[120 empty] | 7.3.3.17.5 (Remote Grid) Updates to grid topology to minimize risk of ignition in HFTDs Remote GridWLDFREquipment / facility failureAggregated | WLDFR | HFTD - Distribution - Tier 3 - 3QU CoRE ¦ 4QU LoRE | Red Flag Warning - Large Fires | Equipment / facility failure | Aggregated | 2036 | 1.0625e-05 | 223.3454 | 0.0023731 | 2036 | Mitigation | 0.95 | 45 | 0 | esc | 0.00097009 | 1.0307e-08 | 0.00097009 | 1.0307e-08 | 0.0027813 | 2.8169e-12 | 0.010025 | 7.0991e-09
[120 empty] | 7.3.3.17.5 (Remote Grid) Updates to grid topology to minimize risk of ignition in HFTDs Remote GridWLDFREquipment / facility failureAggregated | WLDFR | HFTD - Distribution - Tier 3 - 3QU CoRE ¦ 4QU LoRE | Red Flag Warning - Large Fires | Equipment / facility failure | Aggregated | 2037 | 1.0625e-05 | 223.3454 | 0.0023731 | 2037 | Mitigation | 0.95 | 45 | 0 | esc | 0.00097009 | 1.0307e-08 | 0.00097009 | 1.0307e-08 | 0.0027813 | 2.8169e-12 | 0.010025 | 7.0991e-09
[120 empty] | 7.3.3.17.5 (Remote Grid) Updates to grid topology to minimize risk of ignition in HFTDs Remote GridWLDFREquipment / facility failureAggregated | WLDFR | HFTD - Distribution - Tier 3 - 3QU CoRE ¦ 4QU LoRE | Red Flag Warning - Large Fires | Equipment / facility failure | Aggregated | 2038 | 1.0625e-05 | 223.3454 | 0.0023731 | 2038 | Mitigation | 0.95 | 45 | 0 | esc | 0.00097009 | 1.0307e-08 | 0.00097009 | 1.0307e-08 | 0.0027813 | 2.8169e-12 | 0.010025 | 7.0991e-09
[120 empty] | 7.3.3.17.5 (Remote Grid) Updates to grid topology to minimize risk of ignition in HFTDs Remote GridWLDFREquipment / facility failureAggregated | WLDFR | HFTD - Distribution - Tier 3 - 3QU CoRE ¦ 4QU LoRE | Red Flag Warning - Large Fires | Equipment / facility failure | Aggregated | 2039 | 1.0625e-05 | 223.3454 | 0.0023731 | 2039 | Mitigation | 0.95 | 45 | 0 | esc | 0.00097009 | 1.0307e-08 | 0.00097009 | 1.0307e-08 | 0.0027813 | 2.8169e-12 | 0.010025 | 7.0991e-09
[120 empty] | 7.3.3.17.5 (Remote Grid) Updates to grid topology to minimize risk of ignition in HFTDs Remote GridWLDFREquipment / facility failureAggregated | WLDFR | HFTD - Distribution - Tier 3 - 3QU CoRE ¦ 4QU LoRE | Red Flag Warning - Large Fires | Equipment / facility failure | Aggregated | 2040 | 1.0625e-05 | 223.3454 | 0.0023731 | 2040 | Mitigation | 0.95 | 45 | 0 | esc | 0.00097009 | 1.0307e-08 | 0.00097009 | 1.0307e-08 | 0.0027813 | 2.8169e-12 | 0.010025 | 7.0991e-09
[120 empty] | 7.3.3.17.5 (Remote Grid) Updates to grid topology to minimize risk of ignition in HFTDs Remote GridWLDFREquipment / facility failureAggregated | WLDFR | HFTD - Distribution - Tier 3 - 3QU CoRE ¦ 4QU LoRE | Red Flag Warning - Large Fires | Equipment / facility failure | Aggregated | 2041 | 1.0625e-05 | 223.3454 | 0.0023731 | 2041 | Mitigation | 0.95 | 45 | 0 | esc | 0.00097009 | 1.0307e-08 | 0.00097009 | 1.0307e-08 | 0.0027813 | 2.8169e-12 | 0.010025 | 7.0991e-09
[120 empty] | 7.3.3.17.5 (Remote Grid) Updates to grid topology to minimize risk of ignition in HFTDs Remote GridWLDFREquipment / facility failureAggregated | WLDFR | HFTD - Distribution - Tier 3 - 3QU CoRE ¦ 4QU LoRE | Red Flag Warning - Large Fires | Equipment / facility failure | Aggregated | 2042 | 1.0625e-05 | 223.3454 | 0.0023731 | 2042 | Mitigation | 0.95 | 45 | 0 | esc | 0.00097009 | 1.0307e-08 | 0.00097009 | 1.0307e-08 | 0.0027813 | 2.8169e-12 | 0.010025 | 7.0991e-09
[120 empty] | 7.3.3.17.5 (Remote Grid) Updates to grid topology to minimize risk of ignition in HFTDs Remote GridWLDFREquipment / facility failureAggregated | WLDFR | HFTD - Distribution - Tier 3 - 3QU CoRE ¦ 4QU LoRE | Red Flag Warning - Large Fires | Equipment / facility failure | Aggregated | 2043 | 1.0625e-05 | 223.3454 | 0.0023731 | 2043 | Mitigation | 0.95 | 45 | 0 | esc | 0.00097009 | 1.0307e-08 | 0.00097009 | 1.0307e-08 | 0.0027813 | 2.8169e-12 | 0.010025 | 7.0991e-09
[120 empty] | 7.3.3.17.5 (Remote Grid) Updates to grid topology to minimize risk of ignition in HFTDs Remote GridWLDFREquipment / facility failureAggregated | WLDFR | HFTD - Distribution - Tier 3 - 3QU CoRE ¦ 4QU LoRE | Red Flag Warning - Large Fires | Equipment / facility failure | Aggregated | 2044 | 1.0625e-05 | 223.3454 | 0.0023731 | 2044 | Mitigation | 0.95 | 45 | 0 | esc | 0.00097009 | 1.0307e-08 | 0.00097009 | 1.0307e-08 | 0.0027813 | 2.8169e-12 | 0.010025 | 7.0991e-09
[120 empty] | 7.3.3.17.5 (Remote Grid) Updates to grid topology to minimize risk of ignition in HFTDs Remote GridWLDFREquipment / facility failureAggregated | WLDFR | HFTD - Distribution - Tier 3 - 3QU CoRE ¦ 4QU LoRE | Red Flag Warning - Large Fires | Equipment / facility failure | Aggregated | 2045 | 1.0625e-05 | 223.3454 | 0.0023731 | 2045 | Mitigation | 0.95 | 45 | 0 | esc | 0.00097009 | 1.0307e-08 | 0.00097009 | 1.0307e-08 | 0.0027813 | 2.8169e-12 | 0.010025 | 7.0991e-09
[120 empty] | 7.3.3.17.5 (Remote Grid) Updates to grid topology to minimize risk of ignition in HFTDs Remote GridWLDFREquipment / facility failureAggregated | WLDFR | HFTD - Distribution - Tier 3 - 3QU CoRE ¦ 4QU LoRE | Red Flag Warning - Large Fires | Equipment / facility failure | Aggregated | 2046 | 1.0625e-05 | 223.3454 | 0.0023731 | 2046 | Mitigation | 0.95 | 45 | 0 | esc | 0.00097009 | 1.0307e-08 | 0.00097009 | 1.0307e-08 | 0.0027813 | 2.8169e-12 | 0.010025 | 7.0991e-09
[120 empty] | 7.3.3.17.5 (Remote Grid) Updates to grid topology to minimize risk of ignition in HFTDs Remote GridWLDFREquipment / facility failureAggregated | WLDFR | HFTD - Distribution - Tier 3 - 3QU CoRE ¦ 4QU LoRE | Red Flag Warning - Large Fires | Equipment / facility failure | Aggregated | 2047 | 1.0625e-05 | 223.3454 | 0.0023731 | 2047 | Mitigation | 0.95 | 45 | 0 | esc | 0.00097009 | 1.0307e-08 | 0.00097009 | 1.0307e-08 | 0.0027813 | 2.8169e-12 | 0.010025 | 7.0991e-09
[120 empty] | 7.3.3.17.5 (Remote Grid) Updates to grid topology to minimize risk of ignition in HFTDs Remote GridWLDFREquipment / facility failureAggregated | WLDFR | HFTD - Distribution - Tier 3 - 3QU CoRE ¦ 4QU LoRE | Red Flag Warning - Large Fires | Equipment / facility failure | Aggregated | 2048 | 1.0625e-05 | 223.3454 | 0.0023731 | 2048 | Mitigation | 0.95 | 45 | 0 | esc | 0.00097009 | 1.0307e-08 | 0.00097009 | 1.0307e-08 | 0.0027813 | 2.8169e-12 | 0.010025 | 7.0991e-09
[120 empty] | 7.3.3.17.5 (Remote Grid) Updates to grid topology to minimize risk of ignition in HFTDs Remote GridWLDFREquipment / facility failureAggregated | WLDFR | HFTD - Distribution - Tier 3 - 3QU CoRE ¦ 4QU LoRE | Red Flag Warning - Large Fires | Equipment / facility failure | Aggregated | 2049 | 1.0625e-05 | 223.3454 | 0.0023731 | 2049 | Mitigation | 0.95 | 45 | 0 | esc | 0.00097009 | 1.0307e-08 | 0.00097009 | 1.0307e-08 | 0.0027813 | 2.8169e-12 | 0.010025 | 7.0991e-09
[120 empty] | 7.3.3.17.5 (Remote Grid) Updates to grid topology to minimize risk of ignition in HFTDs Remote GridWLDFREquipment / facility failureAggregated | WLDFR | HFTD - Distribution - Tier 3 - 3QU CoRE ¦ 4QU LoRE | Red Flag Warning - Large Fires | Equipment / facility failure | Aggregated | 2050 | 1.0625e-05 | 223.3454 | 0.0023731 | 2050 | Mitigation | 0.95 | 45 | 0 | esc | 0.00097009 | 1.0307e-08 | 0.00097009 | 1.0307e-08 | 0.0027813 | 2.8169e-12 | 0.010025 | 7.0991e-09
[120 empty] | 7.3.3.17.5 (Remote Grid) Updates to grid topology to minimize risk of ignition in HFTDs Remote GridWLDFREquipment / facility failureAggregated | WLDFR | HFTD - Distribution - Tier 3 - 3QU CoRE ¦ 4QU LoRE | Red Flag Warning - Large Fires | Equipment / facility failure | Aggregated | 2051 | 1.0625e-05 | 223.3454 | 0.0023731 | 2051 | Mitigation | 0.95 | 45 | 0 | esc | 0.00097009 | 1.0307e-08 | 0.00097009 | 1.0307e-08 | 0.0027813 | 2.8169e-12 | 0.010025 | 7.0991e-09
[120 empty] | 7.3.3.17.5 (Remote Grid) Updates to grid topology to minimize risk of ignition in HFTDs Remote GridWLDFREquipment / facility failureAggregated | WLDFR | HFTD - Distribution - Tier 3 - 3QU CoRE ¦ 4QU LoRE | Red Flag Warning - Large Fires | Equipment / facility failure | Aggregated | 2052 | 1.0625e-05 | 223.3454 | 0.0023731 | 2052 | Mitigation | 0.95 | 45 | 0 | esc | 0.00097009 | 1.0307e-08 | 0.00097009 | 1.0307e-08 | 0.0027813 | 2.8169e-12 | 0.010025 | 7.0991e-09
[120 empty] | 7.3.3.17.5 (Remote Grid) Updates to grid topology to minimize risk of ignition in HFTDs Remote GridWLDFREquipment / facility failureAggregated | WLDFR | HFTD - Distribution - Tier 3 - 3QU CoRE ¦ 4QU LoRE | Red Flag Warning - Large Fires | Equipment / facility failure | Aggregated | 2053 | 1.0625e-05 | 223.3454 | 0.0023731 | 2053 | Mitigation | 0.95 | 45 | 0 | esc | 0.00097009 | 1.0307e-08 | 0.00097009 | 1.0307e-08 | 0.0027813 | 2.8169e-12 | 0.010025 | 7.0991e-09
[120 empty] | 7.3.3.17.5 (Remote Grid) Updates to grid topology to minimize risk of ignition in HFTDs Remote GridWLDFREquipment / facility failureAggregated | WLDFR | HFTD - Distribution - Tier 3 - 3QU CoRE ¦ 4QU LoRE | Red Flag Warning - Large Fires | Equipment / facility failure | Aggregated | 2054 | 1.0625e-05 | 223.3454 | 0.0023731 | 2054 | Mitigation | 0.95 | 45 | 0 | esc | 0.00097009 | 1.0307e-08 | 0.00097009 | 1.0307e-08 | 0.0027813 | 2.8169e-12 | 0.010025 | 7.0991e-09
[120 empty] | 7.3.3.17.5 (Remote Grid) Updates to grid topology to minimize risk of ignition in HFTDs Remote GridWLDFREquipment / facility failureAggregated | WLDFR | HFTD - Distribution - Tier 3 - 3QU CoRE ¦ 4QU LoRE | Red Flag Warning - Large Fires | Equipment / facility failure | Aggregated | 2055 | 1.0625e-05 | 223.3454 | 0.0023731 | 2055 | Mitigation | 0.95 | 45 | 0 | esc | 0.00097009 | 1.0307e-08 | 0.00097009 | 1.0307e-08 | 0.0027813 | 2.8169e-12 | 0.010025 | 7.0991e-09
[120 empty] | 7.3.3.17.5 (Remote Grid) Updates to grid topology to minimize risk of ignition in HFTDs Remote GridWLDFREquipment / facility failureAggregated | WLDFR | HFTD - Distribution - Tier 3 - 3QU CoRE ¦ 4QU LoRE | Red Flag Warning - Large Fires | Equipment / facility failure | Aggregated | 2056 | 1.0625e-05 | 223.3454 | 0.0023731 | 2056 | Mitigation | 0.95 | 45 | 0 | esc | 0.00097009 | 1.0307e-08 | 0.00097009 | 1.0307e-08 | 0.0027813 | 2.8169e-12 | 0.010025 | 7.0991e-09
[120 empty] | 7.3.3.17.5 (Remote Grid) Updates to grid topology to minimize risk of ignition in HFTDs Remote GridWLDFREquipment / facility failureAggregated | WLDFR | HFTD - Distribution - Tier 3 - 3QU CoRE ¦ 4QU LoRE | Red Flag Warning - Large Fires | Equipment / facility failure | Aggregated | 2057 | 1.0625e-05 | 223.3454 | 0.0023731 | 2057 | Mitigation | 0.95 | 45 | 0 | esc | 0.00097009 | 1.0307e-08 | 0.00097009 | 1.0307e-08 | 0.0027813 | 2.8169e-12 | 0.010025 | 7.0991e-09
[120 empty] | 7.3.3.17.5 (Remote Grid) Updates to grid topology to minimize risk of ignition in HFTDs Remote GridWLDFREquipment / facility failureAggregated | WLDFR | HFTD - Distribution - Tier 3 - 3QU CoRE ¦ 4QU LoRE | Red Flag Warning - Large Fires | Equipment / facility failure | Aggregated | 2058 | 1.0625e-05 | 223.3454 | 0.0023731 | 2058 | Mitigation | 0.95 | 45 | 0 | esc | 0.00097009 | 1.0307e-08 | 0.00097009 | 1.0307e-08 | 0.0027813 | 2.8169e-12 | 0 | 0
[120 empty] | 7.3.3.17.5 (Remote Grid) Updates to grid topology to minimize risk of ignition in HFTDs Remote GridWLDFREquipment / facility failureAggregated | WLDFR | HFTD - Distribution - Tier 3 - 3QU CoRE ¦ 4QU LoRE | Red Flag Warning - Large Fires | Equipment / facility failure | Aggregated | 2059 | 1.0625e-05 | 223.3454 | 0.0023731 | 2059 | Mitigation | 0.95 | 45 | 0 | esc | 0.00097009 | 1.0307e-08 | 0.00097009 | 1.0307e-08 | 0.0027813 | 2.8169e-12 | 0 | 0
[120 empty] | 7.3.3.17.5 (Remote Grid) Updates to grid topology to minimize risk of ignition in HFTDs Remote GridWLDFREquipment / facility failureAggregated | WLDFR | HFTD - Distribution - Tier 3 - 3QU CoRE ¦ 4QU LoRE | Red Flag Warning - Large Fires | Equipment / facility failure | Aggregated | 2060 | 1.0625e-05 | 223.3454 | 0.0023731 | 2060 | Mitigation | 0.95 | 45 | 0 | esc | 0.00097009 | 1.0307e-08 | 0.00097009 | 1.0307e-08 | 0.0027813 | 2.8169e-12 | 0.0094681 | 3.2406e-08
[120 empty] | 7.3.3.17.5 (Remote Grid) Updates to grid topology to minimize risk of ignition in HFTDs Remote GridWLDFREquipment / facility failureAggregated | WLDFR | HFTD - Distribution - Tier 3 - 3QU CoRE ¦ 4QU LoRE | Red Flag Warning - Large Fires | Equipment / facility failure | Aggregated | 2061 | 1.0625e-05 | 223.3454 | 0.0023731 | 2061 | Mitigation | 0.95 | 45 | 0 | esc | 0.00097009 | 1.0307e-08 | 0.00097009 | 1.0307e-08 | 0.0027813 | 2.8169e-12 | 0.0094681 | 3.2406e-08
[120 empty] | 7.3.3.17.5 (Remote Grid) Updates to grid topology to minimize risk of ignition in HFTDs Remote GridWLDFREquipment / facility failureAggregated | WLDFR | HFTD - Distribution - Tier 3 - 3QU CoRE ¦ 4QU LoRE | Red Flag Warning - Large Fires | Equipment / facility failure | Aggregated | 2062 | 1.0625e-05 | 223.3454 | 0.0023731 | 2062 | Mitigation | 0.95 | 45 | 0 | esc | 0.00097009 | 1.0307e-08 | 0.00097009 | 1.0307e-08 | 0.0027813 | 2.8169e-12 | 0.0094681 | 3.2406e-08
[120 empty] | 7.3.3.17.5 (Remote Grid) Updates to grid topology to minimize risk of ignition in HFTDs Remote GridWLDFREquipment / facility failureAggregated | WLDFR | HFTD - Distribution - Tier 3 - 3QU CoRE ¦ 4QU LoRE | Red Flag Warning - Large Fires | Equipment / facility failure | Aggregated | 2063 | 1.0625e-05 | 223.3454 | 0.0023731 | 2063 | Mitigation | 0.95 | 45 | 0 | esc | 0.00097009 | 1.0307e-08 | 0.00097009 | 1.0307e-08 | 0.0027813 | 2.8169e-12 | 0.0094681 | 3.2406e-08
[120 empty] | 7.3.3.17.5 (Remote Grid) Updates to grid topology to minimize risk of ignition in HFTDs Remote GridWLDFREquipment / facility failureAggregated | WLDFR | HFTD - Distribution - Tier 3 - 3QU CoRE ¦ 4QU LoRE | Red Flag Warning - Large Fires | Equipment / facility failure | Aggregated | 2064 | 1.0625e-05 | 223.3454 | 0.0023731 | 2064 | Mitigation | 0.95 | 45 | 0 | esc | 0.00097009 | 1.0307e-08 | 0.00097009 | 1.0307e-08 | 0.0027813 | 2.8169e-12 | 0.0094681 | 3.2406e-08
[120 empty] | 7.3.3.17.5 (Remote Grid) Updates to grid topology to minimize risk of ignition in HFTDs Remote GridWLDFREquipment / facility failureAggregated | WLDFR | HFTD - Distribution - Tier 3 - 3QU CoRE ¦ 4QU LoRE | Red Flag Warning - Large Fires | Equipment / facility failure | Aggregated | 2065 | 1.0625e-05 | 223.3454 | 0.0023731 | 2065 | Mitigation | 0.95 | 45 | 0 | esc | 0.00097009 | 1.0307e-08 | 0.00097009 | 1.0307e-08 | 0.0027813 | 2.8169e-12 | 0.0094681 | 3.2406e-08
[120 empty] | 7.3.3.17.5 (Remote Grid) Updates to grid topology to minimize risk of ignition in HFTDs Remote GridWLDFREquipment / facility failureAggregated | WLDFR | HFTD - Distribution - Tier 3 - 3QU CoRE ¦ 4QU LoRE | Red Flag Warning - Large Fires | Equipment / facility failure | Aggregated | 2066 | 1.0625e-05 | 223.3454 | 0.0023731 | 2066 | Mitigation | 0.95 | 45 | 0 | esc | 0.00097009 | 1.0307e-08 | 0.00097009 | 1.0307e-08 | 0.0027813 | 2.8169e-12 | 0.0094681 | 3.2406e-08
[120 empty] | 7.3.3.17.5 (Remote Grid) Updates to grid topology to minimize risk of ignition in HFTDs Remote GridWLDFREquipment / facility failureAggregated | WLDFR | HFTD - Distribution - Tier 3 - 3QU CoRE ¦ 4QU LoRE | Red Flag Warning - Large Fires | Equipment / facility failure | Aggregated | 2067 | 1.0625e-05 | 223.3454 | 0.0023731 | 2067 | Mitigation | 0.95 | 45 | 0 | esc | 0 | 0 | 0.00097009 | 1.0307e-08 | 0.0027813 | 2.8169e-12 | 0.0094681 | 3.2406e-08
[120 empty] | 7.3.3.17.5 (Remote Grid) Updates to grid topology to minimize risk of ignition in HFTDs Remote GridWLDFRVegetation ContactAggregated | WLDFR | HFTD - Distribution - Tier 3 - 3QU CoRE ¦ 4QU LoRE | Red Flag Warning - Large Fires | Vegetation Contact | Aggregated | 2022 | 1.3494e-05 | 223.3454 | 0.0030139 | 2022 | Mitigation | 0.95 | 45 | 0 | esc | 0.00097009 | 1.3091e-08 | 0 | 0 | 0.0027813 | 2.8169e-12 | 0.0094681 | 3.2406e-08
[120 empty] | 7.3.3.17.5 (Remote Grid) Updates to grid topology to minimize risk of ignition in HFTDs Remote GridWLDFRVegetation ContactAggregated | WLDFR | HFTD - Distribution - Tier 3 - 3QU CoRE ¦ 4QU LoRE | Red Flag Warning - Large Fires | Vegetation Contact | Aggregated | 2023 | 1.3494e-05 | 223.3454 | 0.0030139 | 2023 | Mitigation | 0.95 | 45 | 0 | esc | 0.00097009 | 1.3091e-08 | 0.00097009 | 1.3091e-08 | 0.0027813 | 2.8169e-12 | 0.0094681 | 3.2406e-08
[120 empty] | 7.3.3.17.5 (Remote Grid) Updates to grid topology to minimize risk of ignition in HFTDs Remote GridWLDFRVegetation ContactAggregated | WLDFR | HFTD - Distribution - Tier 3 - 3QU CoRE ¦ 4QU LoRE | Red Flag Warning - Large Fires | Vegetation Contact | Aggregated | 2024 | 1.3494e-05 | 223.3454 | 0.0030139 | 2024 | Mitigation | 0.95 | 45 | 0 | esc | 0.00097009 | 1.3091e-08 | 0.00097009 | 1.3091e-08 | 0.0027813 | 2.8169e-12 | 0.0094681 | 3.2406e-08
[120 empty] | 7.3.3.17.5 (Remote Grid) Updates to grid topology to minimize risk of ignition in HFTDs Remote GridWLDFRVegetation ContactAggregated | WLDFR | HFTD - Distribution - Tier 3 - 3QU CoRE ¦ 4QU LoRE | Red Flag Warning - Large Fires | Vegetation Contact | Aggregated | 2025 | 1.3494e-05 | 223.3454 | 0.0030139 | 2025 | Mitigation | 0.95 | 45 | 0 | esc | 0.00097009 | 1.3091e-08 | 0.00097009 | 1.3091e-08 | 0.0027813 | 2.8169e-12 | 0.0094681 | 3.2406e-08
[120 empty] | 7.3.3.17.5 (Remote Grid) Updates to grid topology to minimize risk of ignition in HFTDs Remote GridWLDFRVegetation ContactAggregated | WLDFR | HFTD - Distribution - Tier 3 - 3QU CoRE ¦ 4QU LoRE | Red Flag Warning - Large Fires | Vegetation Contact | Aggregated | 2026 | 1.3494e-05 | 223.3454 | 0.0030139 | 2026 | Mitigation | 0.95 | 45 | 0 | esc | 0.00097009 | 1.3091e-08 | 0.00097009 | 1.3091e-08 | 0.0027813 | 2.8169e-12 | 0.0094681 | 3.2406e-08
[120 empty] | 7.3.3.17.5 (Remote Grid) Updates to grid topology to minimize risk of ignition in HFTDs Remote GridWLDFRVegetation ContactAggregated | WLDFR | HFTD - Distribution - Tier 3 - 3QU CoRE ¦ 4QU LoRE | Red Flag Warning - Large Fires | Vegetation Contact | Aggregated | 2027 | 1.3494e-05 | 223.3454 | 0.0030139 | 2027 | Mitigation | 0.95 | 45 | 0 | esc | 0.00097009 | 1.3091e-08 | 0.00097009 | 1.3091e-08 | 0.0027813 | 2.8169e-12 | 0.0094681 | 3.2406e-08
[120 empty] | 7.3.3.17.5 (Remote Grid) Updates to grid topology to minimize risk of ignition in HFTDs Remote GridWLDFRVegetation ContactAggregated | WLDFR | HFTD - Distribution - Tier 3 - 3QU CoRE ¦ 4QU LoRE | Red Flag Warning - Large Fires | Vegetation Contact | Aggregated | 2028 | 1.3494e-05 | 223.3454 | 0.0030139 | 2028 | Mitigation | 0.95 | 45 | 0 | esc | 0.00097009 | 1.3091e-08 | 0.00097009 | 1.3091e-08 | 0.0027813 | 2.8169e-12 | 0.0094681 | 3.2406e-08
[120 empty] | 7.3.3.17.5 (Remote Grid) Updates to grid topology to minimize risk of ignition in HFTDs Remote GridWLDFRVegetation ContactAggregated | WLDFR | HFTD - Distribution - Tier 3 - 3QU CoRE ¦ 4QU LoRE | Red Flag Warning - Large Fires | Vegetation Contact | Aggregated | 2029 | 1.3494e-05 | 223.3454 | 0.0030139 | 2029 | Mitigation | 0.95 | 45 | 0 | esc | 0.00097009 | 1.3091e-08 | 0.00097009 | 1.3091e-08 | 0.0027813 | 2.8169e-12 | 0.0094681 | 3.2406e-08
[120 empty] | 7.3.3.17.5 (Remote Grid) Updates to grid topology to minimize risk of ignition in HFTDs Remote GridWLDFRVegetation ContactAggregated | WLDFR | HFTD - Distribution - Tier 3 - 3QU CoRE ¦ 4QU LoRE | Red Flag Warning - Large Fires | Vegetation Contact | Aggregated | 2030 | 1.3494e-05 | 223.3454 | 0.0030139 | 2030 | Mitigation | 0.95 | 45 | 0 | esc | 0.00097009 | 1.3091e-08 | 0.00097009 | 1.3091e-08 | 0.0027813 | 2.8169e-12 | 0.0094681 | 3.2406e-08
[120 empty] | 7.3.3.17.5 (Remote Grid) Updates to grid topology to minimize risk of ignition in HFTDs Remote GridWLDFRVegetation ContactAggregated | WLDFR | HFTD - Distribution - Tier 3 - 3QU CoRE ¦ 4QU LoRE | Red Flag Warning - Large Fires | Vegetation Contact | Aggregated | 2031 | 1.3494e-05 | 223.3454 | 0.0030139 | 2031 | Mitigation | 0.95 | 45 | 0 | esc | 0.00097009 | 1.3091e-08 | 0.00097009 | 1.3091e-08 | 0.0027813 | 2.8169e-12 | 0.0094681 | 3.2406e-08
[120 empty] | 7.3.3.17.5 (Remote Grid) Updates to grid topology to minimize risk of ignition in HFTDs Remote GridWLDFRVegetation ContactAggregated | WLDFR | HFTD - Distribution - Tier 3 - 3QU CoRE ¦ 4QU LoRE | Red Flag Warning - Large Fires | Vegetation Contact | Aggregated | 2032 | 1.3494e-05 | 223.3454 | 0.0030139 | 2032 | Mitigation | 0.95 | 45 | 0 | esc | 0.00097009 | 1.3091e-08 | 0.00097009 | 1.3091e-08 | 0.0027813 | 2.8169e-12 | 0.0094681 | 3.2406e-08
[120 empty] | 7.3.3.17.5 (Remote Grid) Updates to grid topology to minimize risk of ignition in HFTDs Remote GridWLDFRVegetation ContactAggregated | WLDFR | HFTD - Distribution - Tier 3 - 3QU CoRE ¦ 4QU LoRE | Red Flag Warning - Large Fires | Vegetation Contact | Aggregated | 2033 | 1.3494e-05 | 223.3454 | 0.0030139 | 2033 | Mitigation | 0.95 | 45 | 0 | esc | 0.00097009 | 1.3091e-08 | 0.00097009 | 1.3091e-08 | 0.0027813 | 2.8169e-12 | 0.0094681 | 3.2406e-08
[120 empty] | 7.3.3.17.5 (Remote Grid) Updates to grid topology to minimize risk of ignition in HFTDs Remote GridWLDFRVegetation ContactAggregated | WLDFR | HFTD - Distribution - Tier 3 - 3QU CoRE ¦ 4QU LoRE | Red Flag Warning - Large Fires | Vegetation Contact | Aggregated | 2034 | 1.3494e-05 | 223.3454 | 0.0030139 | 2034 | Mitigation | 0.95 | 45 | 0 | esc | 0.00097009 | 1.3091e-08 | 0.00097009 | 1.3091e-08 | 0 | 0 | 0.0094681 | 3.2406e-08
[120 empty] | 7.3.3.17.5 (Remote Grid) Updates to grid topology to minimize risk of ignition in HFTDs Remote GridWLDFRVegetation ContactAggregated | WLDFR | HFTD - Distribution - Tier 3 - 3QU CoRE ¦ 4QU LoRE | Red Flag Warning - Large Fires | Vegetation Contact | Aggregated | 2035 | 1.3494e-05 | 223.3454 | 0.0030139 | 2035 | Mitigation | 0.95 | 45 | 0 | esc | 0.00097009 | 1.3091e-08 | 0.00097009 | 1.3091e-08 | 0.0027813 | 9.1947e-12 | 0.0094681 | 3.2406e-08
[120 empty] | 7.3.3.17.5 (Remote Grid) Updates to grid topology to minimize risk of ignition in HFTDs Remote GridWLDFRVegetation ContactAggregated | WLDFR | HFTD - Distribution - Tier 3 - 3QU CoRE ¦ 4QU LoRE | Red Flag Warning - Large Fires | Vegetation Contact | Aggregated | 2036 | 1.3494e-05 | 223.3454 | 0.0030139 | 2036 | Mitigation | 0.95 | 45 | 0 | esc | 0.00097009 | 1.3091e-08 | 0.00097009 | 1.3091e-08 | 0.0027813 | 9.1947e-12 | 0.0094681 | 3.2406e-08
[120 empty] | 7.3.3.17.5 (Remote Grid) Updates to grid topology to minimize risk of ignition in HFTDs Remote GridWLDFRVegetation ContactAggregated | WLDFR | HFTD - Distribution - Tier 3 - 3QU CoRE ¦ 4QU LoRE | Red Flag Warning - Large Fires | Vegetation Contact | Aggregated | 2037 | 1.3494e-05 | 223.3454 | 0.0030139 | 2037 | Mitigation | 0.95 | 45 | 0 | esc | 0.00097009 | 1.3091e-08 | 0.00097009 | 1.3091e-08 | 0.0027813 | 9.1947e-12 | 0.0094681 | 3.2406e-08
[120 empty] | 7.3.3.17.5 (Remote Grid) Updates to grid topology to minimize risk of ignition in HFTDs Remote GridWLDFRVegetation ContactAggregated | WLDFR | HFTD - Distribution - Tier 3 - 3QU CoRE ¦ 4QU LoRE | Red Flag Warning - Large Fires | Vegetation Contact | Aggregated | 2038 | 1.3494e-05 | 223.3454 | 0.0030139 | 2038 | Mitigation | 0.95 | 45 | 0 | esc | 0.00097009 | 1.3091e-08 | 0.00097009 | 1.3091e-08 | 0.0027813 | 9.1947e-12 | 0.0094681 | 3.2406e-08
[120 empty] | 7.3.3.17.5 (Remote Grid) Updates to grid topology to minimize risk of ignition in HFTDs Remote GridWLDFRVegetation ContactAggregated | WLDFR | HFTD - Distribution - Tier 3 - 3QU CoRE ¦ 4QU LoRE | Red Flag Warning - Large Fires | Vegetation Contact | Aggregated | 2039 | 1.3494e-05 | 223.3454 | 0.0030139 | 2039 | Mitigation | 0.95 | 45 | 0 | esc | 0.00097009 | 1.3091e-08 | 0.00097009 | 1.3091e-08 | 0.0027813 | 9.1947e-12 | 0.0094681 | 3.2406e-08
[120 empty] | 7.3.3.17.5 (Remote Grid) Updates to grid topology to minimize risk of ignition in HFTDs Remote GridWLDFRVegetation ContactAggregated | WLDFR | HFTD - Distribution - Tier 3 - 3QU CoRE ¦ 4QU LoRE | Red Flag Warning - Large Fires | Vegetation Contact | Aggregated | 2040 | 1.3494e-05 | 223.3454 | 0.0030139 | 2040 | Mitigation | 0.95 | 45 | 0 | esc | 0.00097009 | 1.3091e-08 | 0.00097009 | 1.3091e-08 | 0.0027813 | 9.1947e-12 | 0.0094681 | 3.2406e-08
[120 empty] | 7.3.3.17.5 (Remote Grid) Updates to grid topology to minimize risk of ignition in HFTDs Remote GridWLDFRVegetation ContactAggregated | WLDFR | HFTD - Distribution - Tier 3 - 3QU CoRE ¦ 4QU LoRE | Red Flag Warning - Large Fires | Vegetation Contact | Aggregated | 2041 | 1.3494e-05 | 223.3454 | 0.0030139 | 2041 | Mitigation | 0.95 | 45 | 0 | esc | 0.00097009 | 1.3091e-08 | 0.00097009 | 1.3091e-08 | 0.0027813 | 9.1947e-12 | 0.0094681 | 3.2406e-08
[120 empty] | 7.3.3.17.5 (Remote Grid) Updates to grid topology to minimize risk of ignition in HFTDs Remote GridWLDFRVegetation ContactAggregated | WLDFR | HFTD - Distribution - Tier 3 - 3QU CoRE ¦ 4QU LoRE | Red Flag Warning - Large Fires | Vegetation Contact | Aggregated | 2042 | 1.3494e-05 | 223.3454 | 0.0030139 | 2042 | Mitigation | 0.95 | 45 | 0 | esc | 0.00097009 | 1.3091e-08 | 0.00097009 | 1.3091e-08 | 0.0027813 | 9.1947e-12 | 0.0094681 | 3.2406e-08
[120 empty] | 7.3.3.17.5 (Remote Grid) Updates to grid topology to minimize risk of ignition in HFTDs Remote GridWLDFRVegetation ContactAggregated | WLDFR | HFTD - Distribution - Tier 3 - 3QU CoRE ¦ 4QU LoRE | Red Flag Warning - Large Fires | Vegetation Contact | Aggregated | 2043 | 1.3494e-05 | 223.3454 | 0.0030139 | 2043 | Mitigation | 0.95 | 45 | 0 | esc | 0.00097009 | 1.3091e-08 | 0.00097009 | 1.3091e-08 | 0.0027813 | 9.1947e-12 | 0.0094681 | 3.2406e-08
[120 empty] | 7.3.3.17.5 (Remote Grid) Updates to grid topology to minimize risk of ignition in HFTDs Remote GridWLDFRVegetation ContactAggregated | WLDFR | HFTD - Distribution - Tier 3 - 3QU CoRE ¦ 4QU LoRE | Red Flag Warning - Large Fires | Vegetation Contact | Aggregated | 2044 | 1.3494e-05 | 223.3454 | 0.0030139 | 2044 | Mitigation | 0.95 | 45 | 0 | esc | 0.00097009 | 1.3091e-08 | 0.00097009 | 1.3091e-08 | 0.0027813 | 9.1947e-12 | 0 | 0
[120 empty] | 7.3.3.17.5 (Remote Grid) Updates to grid topology to minimize risk of ignition in HFTDs Remote GridWLDFRVegetation ContactAggregated | WLDFR | HFTD - Distribution - Tier 3 - 3QU CoRE ¦ 4QU LoRE | Red Flag Warning - Large Fires | Vegetation Contact | Aggregated | 2045 | 1.3494e-05 | 223.3454 | 0.0030139 | 2045 | Mitigation | 0.95 | 45 | 0 | esc | 0.00097009 | 1.3091e-08 | 0.00097009 | 1.3091e-08 | 0.0027813 | 9.1947e-12 | 0 | 0
[120 empty] | 7.3.3.17.5 (Remote Grid) Updates to grid topology to minimize risk of ignition in HFTDs Remote GridWLDFRVegetation ContactAggregated | WLDFR | HFTD - Distribution - Tier 3 - 3QU CoRE ¦ 4QU LoRE | Red Flag Warning - Large Fires | Vegetation Contact | Aggregated | 2046 | 1.3494e-05 | 223.3454 | 0.0030139 | 2046 | Mitigation | 0.95 | 45 | 0 | esc | 0.00097009 | 1.3091e-08 | 0.00097009 | 1.3091e-08 | 0.0027813 | 9.1947e-12 | 0.010598 | 1.0382e-09
[120 empty] | 7.3.3.17.5 (Remote Grid) Updates to grid topology to minimize risk of ignition in HFTDs Remote GridWLDFRVegetation ContactAggregated | WLDFR | HFTD - Distribution - Tier 3 - 3QU CoRE ¦ 4QU LoRE | Red Flag Warning - Large Fires | Vegetation Contact | Aggregated | 2047 | 1.3494e-05 | 223.3454 | 0.0030139 | 2047 | Mitigation | 0.95 | 45 | 0 | esc | 0.00097009 | 1.3091e-08 | 0.00097009 | 1.3091e-08 | 0.0027813 | 9.1947e-12 | 0.010598 | 1.0382e-09
[120 empty] | 7.3.3.17.5 (Remote Grid) Updates to grid topology to minimize risk of ignition in HFTDs Remote GridWLDFRVegetation ContactAggregated | WLDFR | HFTD - Distribution - Tier 3 - 3QU CoRE ¦ 4QU LoRE | Red Flag Warning - Large Fires | Vegetation Contact | Aggregated | 2048 | 1.3494e-05 | 223.3454 | 0.0030139 | 2048 | Mitigation | 0.95 | 45 | 0 | esc | 0.00097009 | 1.3091e-08 | 0.00097009 | 1.3091e-08 | 0.0027813 | 9.1947e-12 | 0.010598 | 1.0382e-09
[120 empty] | 7.3.3.17.5 (Remote Grid) Updates to grid topology to minimize risk of ignition in HFTDs Remote GridWLDFRVegetation ContactAggregated | WLDFR | HFTD - Distribution - Tier 3 - 3QU CoRE ¦ 4QU LoRE | Red Flag Warning - Large Fires | Vegetation Contact | Aggregated | 2049 | 1.3494e-05 | 223.3454 | 0.0030139 | 2049 | Mitigation | 0.95 | 45 | 0 | esc | 0.00097009 | 1.3091e-08 | 0.00097009 | 1.3091e-08 | 0.0027813 | 9.1947e-12 | 0.010598 | 1.0382e-09
[120 empty] | 7.3.3.17.5 (Remote Grid) Updates to grid topology to minimize risk of ignition in HFTDs Remote GridWLDFRVegetation ContactAggregated | WLDFR | HFTD - Distribution - Tier 3 - 3QU CoRE ¦ 4QU LoRE | Red Flag Warning - Large Fires | Vegetation Contact | Aggregated | 2050 | 1.3494e-05 | 223.3454 | 0.0030139 | 2050 | Mitigation | 0.95 | 45 | 0 | esc | 0.00097009 | 1.3091e-08 | 0.00097009 | 1.3091e-08 | 0.0027813 | 9.1947e-12 | 0.010598 | 1.0382e-09
[120 empty] | 7.3.3.17.5 (Remote Grid) Updates to grid topology to minimize risk of ignition in HFTDs Remote GridWLDFRVegetation ContactAggregated | WLDFR | HFTD - Distribution - Tier 3 - 3QU CoRE ¦ 4QU LoRE | Red Flag Warning - Large Fires | Vegetation Contact | Aggregated | 2051 | 1.3494e-05 | 223.3454 | 0.0030139 | 2051 | Mitigation | 0.95 | 45 | 0 | esc | 0.00097009 | 1.3091e-08 | 0.00097009 | 1.3091e-08 | 0.0027813 | 9.1947e-12 | 0.010598 | 1.0382e-09
[120 empty] | 7.3.3.17.5 (Remote Grid) Updates to grid topology to minimize risk of ignition in HFTDs Remote GridWLDFRVegetation ContactAggregated | WLDFR | HFTD - Distribution - Tier 3 - 3QU CoRE ¦ 4QU LoRE | Red Flag Warning - Large Fires | Vegetation Contact | Aggregated | 2052 | 1.3494e-05 | 223.3454 | 0.0030139 | 2052 | Mitigation | 0.95 | 45 | 0 | esc | 0.00097009 | 1.3091e-08 | 0.00097009 | 1.3091e-08 | 0.0027813 | 9.1947e-12 | 0.010598 | 1.0382e-09
[120 empty] | 7.3.3.17.5 (Remote Grid) Updates to grid topology to minimize risk of ignition in HFTDs Remote GridWLDFRVegetation ContactAggregated | WLDFR | HFTD - Distribution - Tier 3 - 3QU CoRE ¦ 4QU LoRE | Red Flag Warning - Large Fires | Vegetation Contact | Aggregated | 2053 | 1.3494e-05 | 223.3454 | 0.0030139 | 2053 | Mitigation | 0.95 | 45 | 0 | esc | 0.00097009 | 1.3091e-08 | 0.00097009 | 1.3091e-08 | 0.0027813 | 9.1947e-12 | 0.010598 | 1.0382e-09
[120 empty] | 7.3.3.17.5 (Remote Grid) Updates to grid topology to minimize risk of ignition in HFTDs Remote GridWLDFRVegetation ContactAggregated | WLDFR | HFTD - Distribution - Tier 3 - 3QU CoRE ¦ 4QU LoRE | Red Flag Warning - Large Fires | Vegetation Contact | Aggregated | 2054 | 1.3494e-05 | 223.3454 | 0.0030139 | 2054 | Mitigation | 0.95 | 45 | 0 | esc | 0.00097009 | 1.3091e-08 | 0.00097009 | 1.3091e-08 | 0.0027813 | 9.1947e-12 | 0.010598 | 1.0382e-09
[120 empty] | 7.3.3.17.5 (Remote Grid) Updates to grid topology to minimize risk of ignition in HFTDs Remote GridWLDFRVegetation ContactAggregated | WLDFR | HFTD - Distribution - Tier 3 - 3QU CoRE ¦ 4QU LoRE | Red Flag Warning - Large Fires | Vegetation Contact | Aggregated | 2055 | 1.3494e-05 | 223.3454 | 0.0030139 | 2055 | Mitigation | 0.95 | 45 | 0 | esc | 0.00097009 | 1.3091e-08 | 0.00097009 | 1.3091e-08 | 0.0027813 | 9.1947e-12 | 0.010598 | 1.0382e-09
[120 empty] | 7.3.3.17.5 (Remote Grid) Updates to grid topology to minimize risk of ignition in HFTDs Remote GridWLDFRVegetation ContactAggregated | WLDFR | HFTD - Distribution - Tier 3 - 3QU CoRE ¦ 4QU LoRE | Red Flag Warning - Large Fires | Vegetation Contact | Aggregated | 2056 | 1.3494e-05 | 223.3454 | 0.0030139 | 2056 | Mitigation | 0.95 | 45 | 0 | esc | 0.00097009 | 1.3091e-08 | 0.00097009 | 1.3091e-08 | 0.0027813 | 9.1947e-12 | 0.010598 | 1.0382e-09
[120 empty] | 7.3.3.17.5 (Remote Grid) Updates to grid topology to minimize risk of ignition in HFTDs Remote GridWLDFRVegetation ContactAggregated | WLDFR | HFTD - Distribution - Tier 3 - 3QU CoRE ¦ 4QU LoRE | Red Flag Warning - Large Fires | Vegetation Contact | Aggregated | 2057 | 1.3494e-05 | 223.3454 | 0.0030139 | 2057 | Mitigation | 0.95 | 45 | 0 | esc | 0.00097009 | 1.3091e-08 | 0.00097009 | 1.3091e-08 | 0.0027813 | 9.1947e-12 | 0.010598 | 1.0382e-09
[120 empty] | 7.3.3.17.5 (Remote Grid) Updates to grid topology to minimize risk of ignition in HFTDs Remote GridWLDFRVegetation ContactAggregated | WLDFR | HFTD - Distribution - Tier 3 - 3QU CoRE ¦ 4QU LoRE | Red Flag Warning - Large Fires | Vegetation Contact | Aggregated | 2058 | 1.3494e-05 | 223.3454 | 0.0030139 | 2058 | Mitigation | 0.95 | 45 | 0 | esc | 0.00097009 | 1.3091e-08 | 0.00097009 | 1.3091e-08 | 0.0027813 | 9.1947e-12 | 0.010598 | 1.0382e-09
[120 empty] | 7.3.3.17.5 (Remote Grid) Updates to grid topology to minimize risk of ignition in HFTDs Remote GridWLDFRVegetation ContactAggregated | WLDFR | HFTD - Distribution - Tier 3 - 3QU CoRE ¦ 4QU LoRE | Red Flag Warning - Large Fires | Vegetation Contact | Aggregated | 2059 | 1.3494e-05 | 223.3454 | 0.0030139 | 2059 | Mitigation | 0.95 | 45 | 0 | esc | 0.00097009 | 1.3091e-08 | 0.00097009 | 1.3091e-08 | 0.0027813 | 9.1947e-12 | 0.010598 | 1.0382e-09
[120 empty] | 7.3.3.17.5 (Remote Grid) Updates to grid topology to minimize risk of ignition in HFTDs Remote GridWLDFRVegetation ContactAggregated | WLDFR | HFTD - Distribution - Tier 3 - 3QU CoRE ¦ 4QU LoRE | Red Flag Warning - Large Fires | Vegetation Contact | Aggregated | 2060 | 1.3494e-05 | 223.3454 | 0.0030139 | 2060 | Mitigation | 0.95 | 45 | 0 | esc | 0.00097009 | 1.3091e-08 | 0.00097009 | 1.3091e-08 | 0.0027813 | 9.1947e-12 | 0.010598 | 1.0382e-09
[120 empty] | 7.3.3.17.5 (Remote Grid) Updates to grid topology to minimize risk of ignition in HFTDs Remote GridWLDFRVegetation ContactAggregated | WLDFR | HFTD - Distribution - Tier 3 - 3QU CoRE ¦ 4QU LoRE | Red Flag Warning - Large Fires | Vegetation Contact | Aggregated | 2061 | 1.3494e-05 | 223.3454 | 0.0030139 | 2061 | Mitigation | 0.95 | 45 | 0 | esc | 0.00097009 | 1.3091e-08 | 0.00097009 | 1.3091e-08 | 0.0027813 | 9.1947e-12 | 0.010598 | 1.0382e-09
[120 empty] | 7.3.3.17.5 (Remote Grid) Updates to grid topology to minimize risk of ignition in HFTDs Remote GridWLDFRVegetation ContactAggregated | WLDFR | HFTD - Distribution - Tier 3 - 3QU CoRE ¦ 4QU LoRE | Red Flag Warning - Large Fires | Vegetation Contact | Aggregated | 2062 | 1.3494e-05 | 223.3454 | 0.0030139 | 2062 | Mitigation | 0.95 | 45 | 0 | esc | 0.00097009 | 1.3091e-08 | 0.00097009 | 1.3091e-08 | 0.0027813 | 9.1947e-12 | 0.010598 | 1.0382e-09
[120 empty] | 7.3.3.17.5 (Remote Grid) Updates to grid topology to minimize risk of ignition in HFTDs Remote GridWLDFRVegetation ContactAggregated | WLDFR | HFTD - Distribution - Tier 3 - 3QU CoRE ¦ 4QU LoRE | Red Flag Warning - Large Fires | Vegetation Contact | Aggregated | 2063 | 1.3494e-05 | 223.3454 | 0.0030139 | 2063 | Mitigation | 0.95 | 45 | 0 | esc | 0.00097009 | 1.3091e-08 | 0.00097009 | 1.3091e-08 | 0.0027813 | 9.1947e-12 | 0.010598 | 1.0382e-09
[120 empty] | 7.3.3.17.5 (Remote Grid) Updates to grid topology to minimize risk of ignition in HFTDs Remote GridWLDFRVegetation ContactAggregated | WLDFR | HFTD - Distribution - Tier 3 - 3QU CoRE ¦ 4QU LoRE | Red Flag Warning - Large Fires | Vegetation Contact | Aggregated | 2064 | 1.3494e-05 | 223.3454 | 0.0030139 | 2064 | Mitigation | 0.95 | 45 | 0 | esc | 0.00097009 | 1.3091e-08 | 0.00097009 | 1.3091e-08 | 0.0027813 | 9.1947e-12 | 0.010598 | 1.0382e-09
[120 empty] | 7.3.3.17.5 (Remote Grid) Updates to grid topology to minimize risk of ignition in HFTDs Remote GridWLDFRVegetation ContactAggregated | WLDFR | HFTD - Distribution - Tier 3 - 3QU CoRE ¦ 4QU LoRE | Red Flag Warning - Large Fires | Vegetation Contact | Aggregated | 2065 | 1.3494e-05 | 223.3454 | 0.0030139 | 2065 | Mitigation | 0.95 | 45 | 0 | esc | 0.00097009 | 1.3091e-08 | 0.00097009 | 1.3091e-08 | 0.0027813 | 9.1947e-12 | 0.010598 | 1.0382e-09
[120 empty] | 7.3.3.17.5 (Remote Grid) Updates to grid topology to minimize risk of ignition in HFTDs Remote GridWLDFRVegetation ContactAggregated | WLDFR | HFTD - Distribution - Tier 3 - 3QU CoRE ¦ 4QU LoRE | Red Flag Warning - Large Fires | Vegetation Contact | Aggregated | 2066 | 1.3494e-05 | 223.3454 | 0.0030139 | 2066 | Mitigation | 0.95 | 45 | 0 | esc | 0.00097009 | 1.3091e-08 | 0.00097009 | 1.3091e-08 | 0.0027813 | 9.1947e-12 | 0.010598 | 1.0382e-09
[120 empty] | 7.3.3.17.5 (Remote Grid) Updates to grid topology to minimize risk of ignition in HFTDs Remote GridWLDFRVegetation ContactAggregated | WLDFR | HFTD - Distribution - Tier 3 - 3QU CoRE ¦ 4QU LoRE | Red Flag Warning - Large Fires | Vegetation Contact | Aggregated | 2067 | 1.3494e-05 | 223.3454 | 0.0030139 | 2067 | Mitigation | 0.95 | 45 | 0 | esc | 0 | 0 | 0.00097009 | 1.3091e-08 | 0.0027813 | 9.1947e-12 | 0.010598 | 1.0382e-09
[120 empty] | 7.3.3.17.5 (Remote Grid) Updates to grid topology to minimize risk of ignition in HFTDs Remote GridWLDFRContact from objectAggregated | WLDFR | HFTD - Distribution - Tier 3 - 3QU CoRE ¦ 4QU LoRE | Red Flag Warning - Small Fires | Contact from object | Aggregated | 2022 | 1.0081e-05 | 223.3454 | 0.0022515 | 2022 | Mitigation | 0.95 | 45 | 0 | esc | 0.00097009 | 9.779e-09 | 0 | 0 | 0.0027813 | 9.1947e-12 | 0.010598 | 1.0382e-09
[120 empty] | 7.3.3.17.5 (Remote Grid) Updates to grid topology to minimize risk of ignition in HFTDs Remote GridWLDFRContact from objectAggregated | WLDFR | HFTD - Distribution - Tier 3 - 3QU CoRE ¦ 4QU LoRE | Red Flag Warning - Small Fires | Contact from object | Aggregated | 2023 | 1.0081e-05 | 223.3454 | 0.0022515 | 2023 | Mitigation | 0.95 | 45 | 0 | esc | 0.00097009 | 9.779e-09 | 0.00097009 | 9.779e-09 | 0.0027813 | 9.1947e-12 | 0.010598 | 1.0382e-09
[120 empty] | 7.3.3.17.5 (Remote Grid) Updates to grid topology to minimize risk of ignition in HFTDs Remote GridWLDFRContact from objectAggregated | WLDFR | HFTD - Distribution - Tier 3 - 3QU CoRE ¦ 4QU LoRE | Red Flag Warning - Small Fires | Contact from object | Aggregated | 2024 | 1.0081e-05 | 223.3454 | 0.0022515 | 2024 | Mitigation | 0.95 | 45 | 0 | esc | 0.00097009 | 9.779e-09 | 0.00097009 | 9.779e-09 | 0.0027813 | 9.1947e-12 | 0.010598 | 1.0382e-09
[120 empty] | 7.3.3.17.5 (Remote Grid) Updates to grid topology to minimize risk of ignition in HFTDs Remote GridWLDFRContact from objectAggregated | WLDFR | HFTD - Distribution - Tier 3 - 3QU CoRE ¦ 4QU LoRE | Red Flag Warning - Small Fires | Contact from object | Aggregated | 2025 | 1.0081e-05 | 223.3454 | 0.0022515 | 2025 | Mitigation | 0.95 | 45 | 0 | esc | 0.00097009 | 9.779e-09 | 0.00097009 | 9.779e-09 | 0.0027813 | 9.1947e-12 | 0.010598 | 1.0382e-09
[120 empty] | 7.3.3.17.5 (Remote Grid) Updates to grid topology to minimize risk of ignition in HFTDs Remote GridWLDFRContact from objectAggregated | WLDFR | HFTD - Distribution - Tier 3 - 3QU CoRE ¦ 4QU LoRE | Red Flag Warning - Small Fires | Contact from object | Aggregated | 2026 | 1.0081e-05 | 223.3454 | 0.0022515 | 2026 | Mitigation | 0.95 | 45 | 0 | esc | 0.00097009 | 9.779e-09 | 0.00097009 | 9.779e-09 | 0.0027813 | 9.1947e-12 | 0.010598 | 1.0382e-09
[120 empty] | 7.3.3.17.5 (Remote Grid) Updates to grid topology to minimize risk of ignition in HFTDs Remote GridWLDFRContact from objectAggregated | WLDFR | HFTD - Distribution - Tier 3 - 3QU CoRE ¦ 4QU LoRE | Red Flag Warning - Small Fires | Contact from object | Aggregated | 2027 | 1.0081e-05 | 223.3454 | 0.0022515 | 2027 | Mitigation | 0.95 | 45 | 0 | esc | 0.00097009 | 9.779e-09 | 0.00097009 | 9.779e-09 | 0.0027813 | 9.1947e-12 | 0.010598 | 1.0382e-09
[120 empty] | 7.3.3.17.5 (Remote Grid) Updates to grid topology to minimize risk of ignition in HFTDs Remote GridWLDFRContact from objectAggregated | WLDFR | HFTD - Distribution - Tier 3 - 3QU CoRE ¦ 4QU LoRE | Red Flag Warning - Small Fires | Contact from object | Aggregated | 2028 | 1.0081e-05 | 223.3454 | 0.0022515 | 2028 | Mitigation | 0.95 | 45 | 0 | esc | 0.00097009 | 9.779e-09 | 0.00097009 | 9.779e-09 | 0.0027813 | 9.1947e-12 | 0.010598 | 1.0382e-09
[120 empty] | 7.3.3.17.5 (Remote Grid) Updates to grid topology to minimize risk of ignition in HFTDs Remote GridWLDFRContact from objectAggregated | WLDFR | HFTD - Distribution - Tier 3 - 3QU CoRE ¦ 4QU LoRE | Red Flag Warning - Small Fires | Contact from object | Aggregated | 2029 | 1.0081e-05 | 223.3454 | 0.0022515 | 2029 | Mitigation | 0.95 | 45 | 0 | esc | 0.00097009 | 9.779e-09 | 0.00097009 | 9.779e-09 | 0.0027813 | 9.1947e-12 | 0.010598 | 1.0382e-09
[120 empty] | 7.3.3.17.5 (Remote Grid) Updates to grid topology to minimize risk of ignition in HFTDs Remote GridWLDFRContact from objectAggregated | WLDFR | HFTD - Distribution - Tier 3 - 3QU CoRE ¦ 4QU LoRE | Red Flag Warning - Small Fires | Contact from object | Aggregated | 2030 | 1.0081e-05 | 223.3454 | 0.0022515 | 2030 | Mitigation | 0.95 | 45 | 0 | esc | 0.00097009 | 9.779e-09 | 0.00097009 | 9.779e-09 | 0.0027813 | 9.1947e-12 | 0 | 0
[120 empty] | 7.3.3.17.5 (Remote Grid) Updates to grid topology to minimize risk of ignition in HFTDs Remote GridWLDFRContact from objectAggregated | WLDFR | HFTD - Distribution - Tier 3 - 3QU CoRE ¦ 4QU LoRE | Red Flag Warning - Small Fires | Contact from object | Aggregated | 2031 | 1.0081e-05 | 223.3454 | 0.0022515 | 2031 | Mitigation | 0.95 | 45 | 0 | esc | 0.00097009 | 9.779e-09 | 0.00097009 | 9.779e-09 | 0.0027813 | 9.1947e-12 | 0 | 0
[120 empty] | 7.3.3.17.5 (Remote Grid) Updates to grid topology to minimize risk of ignition in HFTDs Remote GridWLDFRContact from objectAggregated | WLDFR | HFTD - Distribution - Tier 3 - 3QU CoRE ¦ 4QU LoRE | Red Flag Warning - Small Fires | Contact from object | Aggregated | 2032 | 1.0081e-05 | 223.3454 | 0.0022515 | 2032 | Mitigation | 0.95 | 45 | 0 | esc | 0.00097009 | 9.779e-09 | 0.00097009 | 9.779e-09 | 0.0027813 | 9.1947e-12 | 0.0087991 | 5.0857e-08
[120 empty] | 7.3.3.17.5 (Remote Grid) Updates to grid topology to minimize risk of ignition in HFTDs Remote GridWLDFRContact from objectAggregated | WLDFR | HFTD - Distribution - Tier 3 - 3QU CoRE ¦ 4QU LoRE | Red Flag Warning - Small Fires | Contact from object | Aggregated | 2033 | 1.0081e-05 | 223.3454 | 0.0022515 | 2033 | Mitigation | 0.95 | 45 | 0 | esc | 0.00097009 | 9.779e-09 | 0.00097009 | 9.779e-09 | 0.0027813 | 9.1947e-12 | 0.0087991 | 5.0857e-08
[120 empty] | 7.3.3.17.5 (Remote Grid) Updates to grid topology to minimize risk of ignition in HFTDs Remote GridWLDFRContact from objectAggregated | WLDFR | HFTD - Distribution - Tier 3 - 3QU CoRE ¦ 4QU LoRE | Red Flag Warning - Small Fires | Contact from object | Aggregated | 2034 | 1.0081e-05 | 223.3454 | 0.0022515 | 2034 | Mitigation | 0.95 | 45 | 0 | esc | 0.00097009 | 9.779e-09 | 0.00097009 | 9.779e-09 | 0.0027813 | 9.1947e-12 | 0.0087991 | 5.0857e-08
[120 empty] | 7.3.3.17.5 (Remote Grid) Updates to grid topology to minimize risk of ignition in HFTDs Remote GridWLDFRContact from objectAggregated | WLDFR | HFTD - Distribution - Tier 3 - 3QU CoRE ¦ 4QU LoRE | Red Flag Warning - Small Fires | Contact from object | Aggregated | 2035 | 1.0081e-05 | 223.3454 | 0.0022515 | 2035 | Mitigation | 0.95 | 45 | 0 | esc | 0.00097009 | 9.779e-09 | 0.00097009 | 9.779e-09 | 0.0027813 | 9.1947e-12 | 0.0087991 | 5.0857e-08
[120 empty] | 7.3.3.17.5 (Remote Grid) Updates to grid topology to minimize risk of ignition in HFTDs Remote GridWLDFRContact from objectAggregated | WLDFR | HFTD - Distribution - Tier 3 - 3QU CoRE ¦ 4QU LoRE | Red Flag Warning - Small Fires | Contact from object | Aggregated | 2036 | 1.0081e-05 | 223.3454 | 0.0022515 | 2036 | Mitigation | 0.95 | 45 | 0 | esc | 0.00097009 | 9.779e-09 | 0.00097009 | 9.779e-09 | 0.0027813 | 9.1947e-12 | 0.0087991 | 5.0857e-08
[120 empty] | 7.3.3.17.5 (Remote Grid) Updates to grid topology to minimize risk of ignition in HFTDs Remote GridWLDFRContact from objectAggregated | WLDFR | HFTD - Distribution - Tier 3 - 3QU CoRE ¦ 4QU LoRE | Red Flag Warning - Small Fires | Contact from object | Aggregated | 2037 | 1.0081e-05 | 223.3454 | 0.0022515 | 2037 | Mitigation | 0.95 | 45 | 0 | esc | 0.00097009 | 9.779e-09 | 0.00097009 | 9.779e-09 | 0.0027813 | 9.1947e-12 | 0.0087991 | 5.0857e-08
[120 empty] | 7.3.3.17.5 (Remote Grid) Updates to grid topology to minimize risk of ignition in HFTDs Remote GridWLDFRContact from objectAggregated | WLDFR | HFTD - Distribution - Tier 3 - 3QU CoRE ¦ 4QU LoRE | Red Flag Warning - Small Fires | Contact from object | Aggregated | 2038 | 1.0081e-05 | 223.3454 | 0.0022515 | 2038 | Mitigation | 0.95 | 45 | 0 | esc | 0.00097009 | 9.779e-09 | 0.00097009 | 9.779e-09 | 0 | 0 | 0.0087991 | 5.0857e-08
[120 empty] | 7.3.3.17.5 (Remote Grid) Updates to grid topology to minimize risk of ignition in HFTDs Remote GridWLDFRContact from objectAggregated | WLDFR | HFTD - Distribution - Tier 3 - 3QU CoRE ¦ 4QU LoRE | Red Flag Warning - Small Fires | Contact from object | Aggregated | 2039 | 1.0081e-05 | 223.3454 | 0.0022515 | 2039 | Mitigation | 0.95 | 45 | 0 | esc | 0.00097009 | 9.779e-09 | 0.00097009 | 9.779e-09 | 0.0027813 | 1.5737e-11 | 0.0087991 | 5.0857e-08
[120 empty] | 7.3.3.17.5 (Remote Grid) Updates to grid topology to minimize risk of ignition in HFTDs Remote GridWLDFRContact from objectAggregated | WLDFR | HFTD - Distribution - Tier 3 - 3QU CoRE ¦ 4QU LoRE | Red Flag Warning - Small Fires | Contact from object | Aggregated | 2040 | 1.0081e-05 | 223.3454 | 0.0022515 | 2040 | Mitigation | 0.95 | 45 | 0 | esc | 0.00097009 | 9.779e-09 | 0.00097009 | 9.779e-09 | 0.0027813 | 1.5737e-11 | 0.0087991 | 5.0857e-08
[120 empty] | 7.3.3.17.5 (Remote Grid) Updates to grid topology to minimize risk of ignition in HFTDs Remote GridWLDFRContact from objectAggregated | WLDFR | HFTD - Distribution - Tier 3 - 3QU CoRE ¦ 4QU LoRE | Red Flag Warning - Small Fires | Contact from object | Aggregated | 2041 | 1.0081e-05 | 223.3454 | 0.0022515 | 2041 | Mitigation | 0.95 | 45 | 0 | esc | 0.00097009 | 9.779e-09 | 0.00097009 | 9.779e-09 | 0.0027813 | 1.5737e-11 | 0.0087991 | 5.0857e-08
[120 empty] | 7.3.3.17.5 (Remote Grid) Updates to grid topology to minimize risk of ignition in HFTDs Remote GridWLDFRContact from objectAggregated | WLDFR | HFTD - Distribution - Tier 3 - 3QU CoRE ¦ 4QU LoRE | Red Flag Warning - Small Fires | Contact from object | Aggregated | 2042 | 1.0081e-05 | 223.3454 | 0.0022515 | 2042 | Mitigation | 0.95 | 45 | 0 | esc | 0.00097009 | 9.779e-09 | 0.00097009 | 9.779e-09 | 0.0027813 | 1.5737e-11 | 0.0087991 | 5.0857e-08
[120 empty] | 7.3.3.17.5 (Remote Grid) Updates to grid topology to minimize risk of ignition in HFTDs Remote GridWLDFRContact from objectAggregated | WLDFR | HFTD - Distribution - Tier 3 - 3QU CoRE ¦ 4QU LoRE | Red Flag Warning - Small Fires | Contact from object | Aggregated | 2043 | 1.0081e-05 | 223.3454 | 0.0022515 | 2043 | Mitigation | 0.95 | 45 | 0 | esc | 0.00097009 | 9.779e-09 | 0.00097009 | 9.779e-09 | 0.0027813 | 1.5737e-11 | 0.0087991 | 5.0857e-08
[120 empty] | 7.3.3.17.5 (Remote Grid) Updates to grid topology to minimize risk of ignition in HFTDs Remote GridWLDFRContact from objectAggregated | WLDFR | HFTD - Distribution - Tier 3 - 3QU CoRE ¦ 4QU LoRE | Red Flag Warning - Small Fires | Contact from object | Aggregated | 2044 | 1.0081e-05 | 223.3454 | 0.0022515 | 2044 | Mitigation | 0.95 | 45 | 0 | esc | 0.00097009 | 9.779e-09 | 0.00097009 | 9.779e-09 | 0.0027813 | 1.5737e-11 | 0.0087991 | 5.0857e-08
[120 empty] | 7.3.3.17.5 (Remote Grid) Updates to grid topology to minimize risk of ignition in HFTDs Remote GridWLDFRContact from objectAggregated | WLDFR | HFTD - Distribution - Tier 3 - 3QU CoRE ¦ 4QU LoRE | Red Flag Warning - Small Fires | Contact from object | Aggregated | 2045 | 1.0081e-05 | 223.3454 | 0.0022515 | 2045 | Mitigation | 0.95 | 45 | 0 | esc | 0.00097009 | 9.779e-09 | 0.00097009 | 9.779e-09 | 0.0027813 | 1.5737e-11 | 0.0087991 | 5.0857e-08
[120 empty] | 7.3.3.17.5 (Remote Grid) Updates to grid topology to minimize risk of ignition in HFTDs Remote GridWLDFRContact from objectAggregated | WLDFR | HFTD - Distribution - Tier 3 - 3QU CoRE ¦ 4QU LoRE | Red Flag Warning - Small Fires | Contact from object | Aggregated | 2046 | 1.0081e-05 | 223.3454 | 0.0022515 | 2046 | Mitigation | 0.95 | 45 | 0 | esc | 0.00097009 | 9.779e-09 | 0.00097009 | 9.779e-09 | 0.0027813 | 1.5737e-11 | 0.0087991 | 5.0857e-08
[120 empty] | 7.3.3.17.5 (Remote Grid) Updates to grid topology to minimize risk of ignition in HFTDs Remote GridWLDFRContact from objectAggregated | WLDFR | HFTD - Distribution - Tier 3 - 3QU CoRE ¦ 4QU LoRE | Red Flag Warning - Small Fires | Contact from object | Aggregated | 2047 | 1.0081e-05 | 223.3454 | 0.0022515 | 2047 | Mitigation | 0.95 | 45 | 0 | esc | 0.00097009 | 9.779e-09 | 0.00097009 | 9.779e-09 | 0.0027813 | 1.5737e-11 | 0.0087991 | 5.0857e-08
[120 empty] | 7.3.3.17.5 (Remote Grid) Updates to grid topology to minimize risk of ignition in HFTDs Remote GridWLDFRContact from objectAggregated | WLDFR | HFTD - Distribution - Tier 3 - 3QU CoRE ¦ 4QU LoRE | Red Flag Warning - Small Fires | Contact from object | Aggregated | 2048 | 1.0081e-05 | 223.3454 | 0.0022515 | 2048 | Mitigation | 0.95 | 45 | 0 | esc | 0.00097009 | 9.779e-09 | 0.00097009 | 9.779e-09 | 0.0027813 | 1.5737e-11 | 0.0087991 | 5.0857e-08
[120 empty] | 7.3.3.17.5 (Remote Grid) Updates to grid topology to minimize risk of ignition in HFTDs Remote GridWLDFRContact from objectAggregated | WLDFR | HFTD - Distribution - Tier 3 - 3QU CoRE ¦ 4QU LoRE | Red Flag Warning - Small Fires | Contact from object | Aggregated | 2049 | 1.0081e-05 | 223.3454 | 0.0022515 | 2049 | Mitigation | 0.95 | 45 | 0 | esc | 0.00097009 | 9.779e-09 | 0.00097009 | 9.779e-09 | 0.0027813 | 1.5737e-11 | 0.0087991 | 5.0857e-08
[120 empty] | 7.3.3.17.5 (Remote Grid) Updates to grid topology to minimize risk of ignition in HFTDs Remote GridWLDFRContact from objectAggregated | WLDFR | HFTD - Distribution - Tier 3 - 3QU CoRE ¦ 4QU LoRE | Red Flag Warning - Small Fires | Contact from object | Aggregated | 2050 | 1.0081e-05 | 223.3454 | 0.0022515 | 2050 | Mitigation | 0.95 | 45 | 0 | esc | 0.00097009 | 9.779e-09 | 0.00097009 | 9.779e-09 | 0.0027813 | 1.5737e-11 | 0.0087991 | 5.0857e-08
[120 empty] | 7.3.3.17.5 (Remote Grid) Updates to grid topology to minimize risk of ignition in HFTDs Remote GridWLDFRContact from objectAggregated | WLDFR | HFTD - Distribution - Tier 3 - 3QU CoRE ¦ 4QU LoRE | Red Flag Warning - Small Fires | Contact from object | Aggregated | 2051 | 1.0081e-05 | 223.3454 | 0.0022515 | 2051 | Mitigation | 0.95 | 45 | 0 | esc | 0.00097009 | 9.779e-09 | 0.00097009 | 9.779e-09 | 0.0027813 | 1.5737e-11 | 0.0087991 | 5.0857e-08
[120 empty] | 7.3.3.17.5 (Remote Grid) Updates to grid topology to minimize risk of ignition in HFTDs Remote GridWLDFRContact from objectAggregated | WLDFR | HFTD - Distribution - Tier 3 - 3QU CoRE ¦ 4QU LoRE | Red Flag Warning - Small Fires | Contact from object | Aggregated | 2052 | 1.0081e-05 | 223.3454 | 0.0022515 | 2052 | Mitigation | 0.95 | 45 | 0 | esc | 0.00097009 | 9.779e-09 | 0.00097009 | 9.779e-09 | 0.0027813 | 1.5737e-11 | 0.0087991 | 5.0857e-08
[120 empty] | 7.3.3.17.5 (Remote Grid) Updates to grid topology to minimize risk of ignition in HFTDs Remote GridWLDFRContact from objectAggregated | WLDFR | HFTD - Distribution - Tier 3 - 3QU CoRE ¦ 4QU LoRE | Red Flag Warning - Small Fires | Contact from object | Aggregated | 2053 | 1.0081e-05 | 223.3454 | 0.0022515 | 2053 | Mitigation | 0.95 | 45 | 0 | esc | 0.00097009 | 9.779e-09 | 0.00097009 | 9.779e-09 | 0.0027813 | 1.5737e-11 | 0.0087991 | 5.0857e-08
[120 empty] | 7.3.3.17.5 (Remote Grid) Updates to grid topology to minimize risk of ignition in HFTDs Remote GridWLDFRContact from objectAggregated | WLDFR | HFTD - Distribution - Tier 3 - 3QU CoRE ¦ 4QU LoRE | Red Flag Warning - Small Fires | Contact from object | Aggregated | 2054 | 1.0081e-05 | 223.3454 | 0.0022515 | 2054 | Mitigation | 0.95 | 45 | 0 | esc | 0.00097009 | 9.779e-09 | 0.00097009 | 9.779e-09 | 0.0027813 | 1.5737e-11 | 0.0087991 | 5.0857e-08
[120 empty] | 7.3.3.17.5 (Remote Grid) Updates to grid topology to minimize risk of ignition in HFTDs Remote GridWLDFRContact from objectAggregated | WLDFR | HFTD - Distribution - Tier 3 - 3QU CoRE ¦ 4QU LoRE | Red Flag Warning - Small Fires | Contact from object | Aggregated | 2055 | 1.0081e-05 | 223.3454 | 0.0022515 | 2055 | Mitigation | 0.95 | 45 | 0 | esc | 0.00097009 | 9.779e-09 | 0.00097009 | 9.779e-09 | 0.0027813 | 1.5737e-11 | 0.0087991 | 5.0857e-08
[120 empty] | 7.3.3.17.5 (Remote Grid) Updates to grid topology to minimize risk of ignition in HFTDs Remote GridWLDFRContact from objectAggregated | WLDFR | HFTD - Distribution - Tier 3 - 3QU CoRE ¦ 4QU LoRE | Red Flag Warning - Small Fires | Contact from object | Aggregated | 2056 | 1.0081e-05 | 223.3454 | 0.0022515 | 2056 | Mitigation | 0.95 | 45 | 0 | esc | 0.00097009 | 9.779e-09 | 0.00097009 | 9.779e-09 | 0.0027813 | 1.5737e-11 | 0.0087991 | 5.0857e-08
[120 empty] | 7.3.3.17.5 (Remote Grid) Updates to grid topology to minimize risk of ignition in HFTDs Remote GridWLDFRContact from objectAggregated | WLDFR | HFTD - Distribution - Tier 3 - 3QU CoRE ¦ 4QU LoRE | Red Flag Warning - Small Fires | Contact from object | Aggregated | 2057 | 1.0081e-05 | 223.3454 | 0.0022515 | 2057 | Mitigation | 0.95 | 45 | 0 | esc | 0.00097009 | 9.779e-09 | 0.00097009 | 9.779e-09 | 0.0027813 | 1.5737e-11 | 0.0087991 | 5.0857e-08
[120 empty] | 7.3.3.17.5 (Remote Grid) Updates to grid topology to minimize risk of ignition in HFTDs Remote GridWLDFRContact from objectAggregated | WLDFR | HFTD - Distribution - Tier 3 - 3QU CoRE ¦ 4QU LoRE | Red Flag Warning - Small Fires | Contact from object | Aggregated | 2058 | 1.0081e-05 | 223.3454 | 0.0022515 | 2058 | Mitigation | 0.95 | 45 | 0 | esc | 0.00097009 | 9.779e-09 | 0.00097009 | 9.779e-09 | 0.0027813 | 1.5737e-11 | 0.0087991 | 5.0857e-08
[120 empty] | 7.3.3.17.5 (Remote Grid) Updates to grid topology to minimize risk of ignition in HFTDs Remote GridWLDFRContact from objectAggregated | WLDFR | HFTD - Distribution - Tier 3 - 3QU CoRE ¦ 4QU LoRE | Red Flag Warning - Small Fires | Contact from object | Aggregated | 2059 | 1.0081e-05 | 223.3454 | 0.0022515 | 2059 | Mitigation | 0.95 | 45 | 0 | esc | 0.00097009 | 9.779e-09 | 0.00097009 | 9.779e-09 | 0.0027813 | 1.5737e-11 | 0.0087991 | 5.0857e-08
[120 empty] | 7.3.3.17.5 (Remote Grid) Updates to grid topology to minimize risk of ignition in HFTDs Remote GridWLDFRContact from objectAggregated | WLDFR | HFTD - Distribution - Tier 3 - 3QU CoRE ¦ 4QU LoRE | Red Flag Warning - Small Fires | Contact from object | Aggregated | 2060 | 1.0081e-05 | 223.3454 | 0.0022515 | 2060 | Mitigation | 0.95 | 45 | 0 | esc | 0.00097009 | 9.779e-09 | 0.00097009 | 9.779e-09 | 0.0027813 | 1.5737e-11 | 0.0087991 | 5.0857e-08
[120 empty] | 7.3.3.17.5 (Remote Grid) Updates to grid topology to minimize risk of ignition in HFTDs Remote GridWLDFRContact from objectAggregated | WLDFR | HFTD - Distribution - Tier 3 - 3QU CoRE ¦ 4QU LoRE | Red Flag Warning - Small Fires | Contact from object | Aggregated | 2061 | 1.0081e-05 | 223.3454 | 0.0022515 | 2061 | Mitigation | 0.95 | 45 | 0 | esc | 0.00097009 | 9.779e-09 | 0.00097009 | 9.779e-09 | 0.0027813 | 1.5737e-11 | 0.0087991 | 5.0857e-08
[120 empty] | 7.3.3.17.5 (Remote Grid) Updates to grid topology to minimize risk of ignition in HFTDs Remote GridWLDFRContact from objectAggregated | WLDFR | HFTD - Distribution - Tier 3 - 3QU CoRE ¦ 4QU LoRE | Red Flag Warning - Small Fires | Contact from object | Aggregated | 2062 | 1.0081e-05 | 223.3454 | 0.0022515 | 2062 | Mitigation | 0.95 | 45 | 0 | esc | 0.00097009 | 9.779e-09 | 0.00097009 | 9.779e-09 | 0.0027813 | 1.5737e-11 | 0 | 0
[120 empty] | 7.3.3.17.5 (Remote Grid) Updates to grid topology to minimize risk of ignition in HFTDs Remote GridWLDFRContact from objectAggregated | WLDFR | HFTD - Distribution - Tier 3 - 3QU CoRE ¦ 4QU LoRE | Red Flag Warning - Small Fires | Contact from object | Aggregated | 2063 | 1.0081e-05 | 223.3454 | 0.0022515 | 2063 | Mitigation | 0.95 | 45 | 0 | esc | 0.00097009 | 9.779e-09 | 0.00097009 | 9.779e-09 | 0.0027813 | 1.5737e-11 | 0 | 0
[120 empty] | 7.3.3.17.5 (Remote Grid) Updates to grid topology to minimize risk of ignition in HFTDs Remote GridWLDFRContact from objectAggregated | WLDFR | HFTD - Distribution - Tier 3 - 3QU CoRE ¦ 4QU LoRE | Red Flag Warning - Small Fires | Contact from object | Aggregated | 2064 | 1.0081e-05 | 223.3454 | 0.0022515 | 2064 | Mitigation | 0.95 | 45 | 0 | esc | 0.00097009 | 9.779e-09 | 0.00097009 | 9.779e-09 | 0.0027813 | 1.5737e-11 | 0.00988 | 2.5653e-08
[120 empty] | 7.3.3.17.5 (Remote Grid) Updates to grid topology to minimize risk of ignition in HFTDs Remote GridWLDFRContact from objectAggregated | WLDFR | HFTD - Distribution - Tier 3 - 3QU CoRE ¦ 4QU LoRE | Red Flag Warning - Small Fires | Contact from object | Aggregated | 2065 | 1.0081e-05 | 223.3454 | 0.0022515 | 2065 | Mitigation | 0.95 | 45 | 0 | esc | 0.00097009 | 9.779e-09 | 0.00097009 | 9.779e-09 | 0.0027813 | 1.5737e-11 | 0.00988 | 2.5653e-08
[120 empty] | 7.3.3.17.5 (Remote Grid) Updates to grid topology to minimize risk of ignition in HFTDs Remote GridWLDFRContact from objectAggregated | WLDFR | HFTD - Distribution - Tier 3 - 3QU CoRE ¦ 4QU LoRE | Red Flag Warning - Small Fires | Contact from object | Aggregated | 2066 | 1.0081e-05 | 223.3454 | 0.0022515 | 2066 | Mitigation | 0.95 | 45 | 0 | esc | 0.00097009 | 9.779e-09 | 0.00097009 | 9.779e-09 | 0.0027813 | 1.5737e-11 | 0.00988 | 2.5653e-08
[120 empty] | 7.3.3.17.5 (Remote Grid) Updates to grid topology to minimize risk of ignition in HFTDs Remote GridWLDFRContact from objectAggregated | WLDFR | HFTD - Distribution - Tier 3 - 3QU CoRE ¦ 4QU LoRE | Red Flag Warning - Small Fires | Contact from object | Aggregated | 2067 | 1.0081e-05 | 223.3454 | 0.0022515 | 2067 | Mitigation | 0.95 | 45 | 0 | esc | 0 | 0 | 0.00097009 | 9.779e-09 | 0.0027813 | 1.5737e-11 | 0.00988 | 2.5653e-08
[120 empty] | 7.3.3.17.5 (Remote Grid) Updates to grid topology to minimize risk of ignition in HFTDs Remote GridWLDFRContaminationAggregated | WLDFR | HFTD - Distribution - Tier 3 - 3QU CoRE ¦ 4QU LoRE | Red Flag Warning - Small Fires | Contamination | Aggregated | 2022 | 1.4273e-07 | 223.3454 | 3.1879e-05 | 2022 | Mitigation | 0.95 | 45 | 0 | esc | 0.00097009 | 1.3846e-10 | 0 | 0 | 0.0027813 | 1.5737e-11 | 0.00988 | 2.5653e-08
[120 empty] | 7.3.3.17.5 (Remote Grid) Updates to grid topology to minimize risk of ignition in HFTDs Remote GridWLDFRContaminationAggregated | WLDFR | HFTD - Distribution - Tier 3 - 3QU CoRE ¦ 4QU LoRE | Red Flag Warning - Small Fires | Contamination | Aggregated | 2023 | 1.4273e-07 | 223.3454 | 3.1879e-05 | 2023 | Mitigation | 0.95 | 45 | 0 | esc | 0.00097009 | 1.3846e-10 | 0.00097009 | 1.3846e-10 | 0.0027813 | 1.5737e-11 | 0.00988 | 2.5653e-08
[120 empty] | 7.3.3.17.5 (Remote Grid) Updates to grid topology to minimize risk of ignition in HFTDs Remote GridWLDFRContaminationAggregated | WLDFR | HFTD - Distribution - Tier 3 - 3QU CoRE ¦ 4QU LoRE | Red Flag Warning - Small Fires | Contamination | Aggregated | 2024 | 1.4273e-07 | 223.3454 | 3.1879e-05 | 2024 | Mitigation | 0.95 | 45 | 0 | esc | 0.00097009 | 1.3846e-10 | 0.00097009 | 1.3846e-10 | 0.0027813 | 1.5737e-11 | 0.00988 | 2.5653e-08
[120 empty] | 7.3.3.17.5 (Remote Grid) Updates to grid topology to minimize risk of ignition in HFTDs Remote GridWLDFRContaminationAggregated | WLDFR | HFTD - Distribution - Tier 3 - 3QU CoRE ¦ 4QU LoRE | Red Flag Warning - Small Fires | Contamination | Aggregated | 2025 | 1.4273e-07 | 223.3454 | 3.1879e-05 | 2025 | Mitigation | 0.95 | 45 | 0 | esc | 0.00097009 | 1.3846e-10 | 0.00097009 | 1.3846e-10 | 0.0027813 | 1.5737e-11 | 0.00988 | 2.5653e-08
[120 empty] | 7.3.3.17.5 (Remote Grid) Updates to grid topology to minimize risk of ignition in HFTDs Remote GridWLDFRContaminationAggregated | WLDFR | HFTD - Distribution - Tier 3 - 3QU CoRE ¦ 4QU LoRE | Red Flag Warning - Small Fires | Contamination | Aggregated | 2026 | 1.4273e-07 | 223.3454 | 3.1879e-05 | 2026 | Mitigation | 0.95 | 45 | 0 | esc | 0.00097009 | 1.3846e-10 | 0.00097009 | 1.3846e-10 | 0.0027813 | 1.5737e-11 | 0.00988 | 2.5653e-08
[120 empty] | 7.3.3.17.5 (Remote Grid) Updates to grid topology to minimize risk of ignition in HFTDs Remote GridWLDFRContaminationAggregated | WLDFR | HFTD - Distribution - Tier 3 - 3QU CoRE ¦ 4QU LoRE | Red Flag Warning - Small Fires | Contamination | Aggregated | 2027 | 1.4273e-07 | 223.3454 | 3.1879e-05 | 2027 | Mitigation | 0.95 | 45 | 0 | esc | 0.00097009 | 1.3846e-10 | 0.00097009 | 1.3846e-10 | 0.0027813 | 1.5737e-11 | 0.00988 | 2.5653e-08
[120 empty] | 7.3.3.17.5 (Remote Grid) Updates to grid topology to minimize risk of ignition in HFTDs Remote GridWLDFRContaminationAggregated | WLDFR | HFTD - Distribution - Tier 3 - 3QU CoRE ¦ 4QU LoRE | Red Flag Warning - Small Fires | Contamination | Aggregated | 2028 | 1.4273e-07 | 223.3454 | 3.1879e-05 | 2028 | Mitigation | 0.95 | 45 | 0 | esc | 0.00097009 | 1.3846e-10 | 0.00097009 | 1.3846e-10 | 0.0027813 | 1.5737e-11 | 0.00988 | 2.5653e-08
[120 empty] | 7.3.3.17.5 (Remote Grid) Updates to grid topology to minimize risk of ignition in HFTDs Remote GridWLDFRContaminationAggregated | WLDFR | HFTD - Distribution - Tier 3 - 3QU CoRE ¦ 4QU LoRE | Red Flag Warning - Small Fires | Contamination | Aggregated | 2029 | 1.4273e-07 | 223.3454 | 3.1879e-05 | 2029 | Mitigation | 0.95 | 45 | 0 | esc | 0.00097009 | 1.3846e-10 | 0.00097009 | 1.3846e-10 | 0.0027813 | 1.5737e-11 | 0.00988 | 2.5653e-08
[120 empty] | 7.3.3.17.5 (Remote Grid) Updates to grid topology to minimize risk of ignition in HFTDs Remote GridWLDFRContaminationAggregated | WLDFR | HFTD - Distribution - Tier 3 - 3QU CoRE ¦ 4QU LoRE | Red Flag Warning - Small Fires | Contamination | Aggregated | 2030 | 1.4273e-07 | 223.3454 | 3.1879e-05 | 2030 | Mitigation | 0.95 | 45 | 0 | esc | 0.00097009 | 1.3846e-10 | 0.00097009 | 1.3846e-10 | 0.0027813 | 1.5737e-11 | 0.00988 | 2.5653e-08
[120 empty] | 7.3.3.17.5 (Remote Grid) Updates to grid topology to minimize risk of ignition in HFTDs Remote GridWLDFRContaminationAggregated | WLDFR | HFTD - Distribution - Tier 3 - 3QU CoRE ¦ 4QU LoRE | Red Flag Warning - Small Fires | Contamination | Aggregated | 2031 | 1.4273e-07 | 223.3454 | 3.1879e-05 | 2031 | Mitigation | 0.95 | 45 | 0 | esc | 0.00097009 | 1.3846e-10 | 0.00097009 | 1.3846e-10 | 0.0027813 | 1.5737e-11 | 0.00988 | 2.5653e-08
[120 empty] | 7.3.3.17.5 (Remote Grid) Updates to grid topology to minimize risk of ignition in HFTDs Remote GridWLDFRContaminationAggregated | WLDFR | HFTD - Distribution - Tier 3 - 3QU CoRE ¦ 4QU LoRE | Red Flag Warning - Small Fires | Contamination | Aggregated | 2032 | 1.4273e-07 | 223.3454 | 3.1879e-05 | 2032 | Mitigation | 0.95 | 45 | 0 | esc | 0.00097009 | 1.3846e-10 | 0.00097009 | 1.3846e-10 | 0.0027813 | 1.5737e-11 | 0.00988 | 2.5653e-08
[120 empty] | 7.3.3.17.5 (Remote Grid) Updates to grid topology to minimize risk of ignition in HFTDs Remote GridWLDFRContaminationAggregated | WLDFR | HFTD - Distribution - Tier 3 - 3QU CoRE ¦ 4QU LoRE | Red Flag Warning - Small Fires | Contamination | Aggregated | 2033 | 1.4273e-07 | 223.3454 | 3.1879e-05 | 2033 | Mitigation | 0.95 | 45 | 0 | esc | 0.00097009 | 1.3846e-10 | 0.00097009 | 1.3846e-10 | 0.0027813 | 1.5737e-11 | 0.00988 | 2.5653e-08
[120 empty] | 7.3.3.17.5 (Remote Grid) Updates to grid topology to minimize risk of ignition in HFTDs Remote GridWLDFRContaminationAggregated | WLDFR | HFTD - Distribution - Tier 3 - 3QU CoRE ¦ 4QU LoRE | Red Flag Warning - Small Fires | Contamination | Aggregated | 2034 | 1.4273e-07 | 223.3454 | 3.1879e-05 | 2034 | Mitigation | 0.95 | 45 | 0 | esc | 0.00097009 | 1.3846e-10 | 0.00097009 | 1.3846e-10 | 0.0027813 | 1.5737e-11 | 0.00988 | 2.5653e-08
[120 empty] | 7.3.3.17.5 (Remote Grid) Updates to grid topology to minimize risk of ignition in HFTDs Remote GridWLDFRContaminationAggregated | WLDFR | HFTD - Distribution - Tier 3 - 3QU CoRE ¦ 4QU LoRE | Red Flag Warning - Small Fires | Contamination | Aggregated | 2035 | 1.4273e-07 | 223.3454 | 3.1879e-05 | 2035 | Mitigation | 0.95 | 45 | 0 | esc | 0.00097009 | 1.3846e-10 | 0.00097009 | 1.3846e-10 | 0.0027813 | 1.5737e-11 | 0.00988 | 2.5653e-08
[120 empty] | 7.3.3.17.5 (Remote Grid) Updates to grid topology to minimize risk of ignition in HFTDs Remote GridWLDFRContaminationAggregated | WLDFR | HFTD - Distribution - Tier 3 - 3QU CoRE ¦ 4QU LoRE | Red Flag Warning - Small Fires | Contamination | Aggregated | 2036 | 1.4273e-07 | 223.3454 | 3.1879e-05 | 2036 | Mitigation | 0.95 | 45 | 0 | esc | 0.00097009 | 1.3846e-10 | 0.00097009 | 1.3846e-10 | 0.0027813 | 1.5737e-11 | 0.00988 | 2.5653e-08
[120 empty] | 7.3.3.17.5 (Remote Grid) Updates to grid topology to minimize risk of ignition in HFTDs Remote GridWLDFRContaminationAggregated | WLDFR | HFTD - Distribution - Tier 3 - 3QU CoRE ¦ 4QU LoRE | Red Flag Warning - Small Fires | Contamination | Aggregated | 2037 | 1.4273e-07 | 223.3454 | 3.1879e-05 | 2037 | Mitigation | 0.95 | 45 | 0 | esc | 0.00097009 | 1.3846e-10 | 0.00097009 | 1.3846e-10 | 0.0027813 | 1.5737e-11 | 0.00988 | 2.5653e-08
[120 empty] | 7.3.3.17.5 (Remote Grid) Updates to grid topology to minimize risk of ignition in HFTDs Remote GridWLDFRContaminationAggregated | WLDFR | HFTD - Distribution - Tier 3 - 3QU CoRE ¦ 4QU LoRE | Red Flag Warning - Small Fires | Contamination | Aggregated | 2038 | 1.4273e-07 | 223.3454 | 3.1879e-05 | 2038 | Mitigation | 0.95 | 45 | 0 | esc | 0.00097009 | 1.3846e-10 | 0.00097009 | 1.3846e-10 | 0.0027813 | 1.5737e-11 | 0.00988 | 2.5653e-08
[120 empty] | 7.3.3.17.5 (Remote Grid) Updates to grid topology to minimize risk of ignition in HFTDs Remote GridWLDFRContaminationAggregated | WLDFR | HFTD - Distribution - Tier 3 - 3QU CoRE ¦ 4QU LoRE | Red Flag Warning - Small Fires | Contamination | Aggregated | 2039 | 1.4273e-07 | 223.3454 | 3.1879e-05 | 2039 | Mitigation | 0.95 | 45 | 0 | esc | 0.00097009 | 1.3846e-10 | 0.00097009 | 1.3846e-10 | 0.0027813 | 1.5737e-11 | 0.00988 | 2.5653e-08
[120 empty] | 7.3.3.17.5 (Remote Grid) Updates to grid topology to minimize risk of ignition in HFTDs Remote GridWLDFRContaminationAggregated | WLDFR | HFTD - Distribution - Tier 3 - 3QU CoRE ¦ 4QU LoRE | Red Flag Warning - Small Fires | Contamination | Aggregated | 2040 | 1.4273e-07 | 223.3454 | 3.1879e-05 | 2040 | Mitigation | 0.95 | 45 | 0 | esc | 0.00097009 | 1.3846e-10 | 0.00097009 | 1.3846e-10 | 0.0027813 | 1.5737e-11 | 0.00988 | 2.5653e-08
[120 empty] | 7.3.3.17.5 (Remote Grid) Updates to grid topology to minimize risk of ignition in HFTDs Remote GridWLDFRContaminationAggregated | WLDFR | HFTD - Distribution - Tier 3 - 3QU CoRE ¦ 4QU LoRE | Red Flag Warning - Small Fires | Contamination | Aggregated | 2041 | 1.4273e-07 | 223.3454 | 3.1879e-05 | 2041 | Mitigation | 0.95 | 45 | 0 | esc | 0.00097009 | 1.3846e-10 | 0.00097009 | 1.3846e-10 | 0.0027813 | 1.5737e-11 | 0.00988 | 2.5653e-08
[120 empty] | 7.3.3.17.5 (Remote Grid) Updates to grid topology to minimize risk of ignition in HFTDs Remote GridWLDFRContaminationAggregated | WLDFR | HFTD - Distribution - Tier 3 - 3QU CoRE ¦ 4QU LoRE | Red Flag Warning - Small Fires | Contamination | Aggregated | 2042 | 1.4273e-07 | 223.3454 | 3.1879e-05 | 2042 | Mitigation | 0.95 | 45 | 0 | esc | 0.00097009 | 1.3846e-10 | 0.00097009 | 1.3846e-10 | 0 | 0 | 0.00988 | 2.5653e-08
[120 empty] | 7.3.3.17.5 (Remote Grid) Updates to grid topology to minimize risk of ignition in HFTDs Remote GridWLDFRContaminationAggregated | WLDFR | HFTD - Distribution - Tier 3 - 3QU CoRE ¦ 4QU LoRE | Red Flag Warning - Small Fires | Contamination | Aggregated | 2043 | 1.4273e-07 | 223.3454 | 3.1879e-05 | 2043 | Mitigation | 0.95 | 45 | 0 | esc | 0.00097009 | 1.3846e-10 | 0.00097009 | 1.3846e-10 | 0.0027813 | 1.0743e-15 | 0.00988 | 2.5653e-08
[120 empty] | 7.3.3.17.5 (Remote Grid) Updates to grid topology to minimize risk of ignition in HFTDs Remote GridWLDFRContaminationAggregated | WLDFR | HFTD - Distribution - Tier 3 - 3QU CoRE ¦ 4QU LoRE | Red Flag Warning - Small Fires | Contamination | Aggregated | 2044 | 1.4273e-07 | 223.3454 | 3.1879e-05 | 2044 | Mitigation | 0.95 | 45 | 0 | esc | 0.00097009 | 1.3846e-10 | 0.00097009 | 1.3846e-10 | 0.0027813 | 1.0743e-15 | 0.00988 | 2.5653e-08
[120 empty] | 7.3.3.17.5 (Remote Grid) Updates to grid topology to minimize risk of ignition in HFTDs Remote GridWLDFRContaminationAggregated | WLDFR | HFTD - Distribution - Tier 3 - 3QU CoRE ¦ 4QU LoRE | Red Flag Warning - Small Fires | Contamination | Aggregated | 2045 | 1.4273e-07 | 223.3454 | 3.1879e-05 | 2045 | Mitigation | 0.95 | 45 | 0 | esc | 0.00097009 | 1.3846e-10 | 0.00097009 | 1.3846e-10 | 0.0027813 | 1.0743e-15 | 0.00988 | 2.5653e-08
[120 empty] | 7.3.3.17.5 (Remote Grid) Updates to grid topology to minimize risk of ignition in HFTDs Remote GridWLDFRContaminationAggregated | WLDFR | HFTD - Distribution - Tier 3 - 3QU CoRE ¦ 4QU LoRE | Red Flag Warning - Small Fires | Contamination | Aggregated | 2046 | 1.4273e-07 | 223.3454 | 3.1879e-05 | 2046 | Mitigation | 0.95 | 45 | 0 | esc | 0.00097009 | 1.3846e-10 | 0.00097009 | 1.3846e-10 | 0.0027813 | 1.0743e-15 | 0.00988 | 2.5653e-08
[120 empty] | 7.3.3.17.5 (Remote Grid) Updates to grid topology to minimize risk of ignition in HFTDs Remote GridWLDFRContaminationAggregated | WLDFR | HFTD - Distribution - Tier 3 - 3QU CoRE ¦ 4QU LoRE | Red Flag Warning - Small Fires | Contamination | Aggregated | 2047 | 1.4273e-07 | 223.3454 | 3.1879e-05 | 2047 | Mitigation | 0.95 | 45 | 0 | esc | 0.00097009 | 1.3846e-10 | 0.00097009 | 1.3846e-10 | 0.0027813 | 1.0743e-15 | 0.00988 | 2.5653e-08
[120 empty] | 7.3.3.17.5 (Remote Grid) Updates to grid topology to minimize risk of ignition in HFTDs Remote GridWLDFRContaminationAggregated | WLDFR | HFTD - Distribution - Tier 3 - 3QU CoRE ¦ 4QU LoRE | Red Flag Warning - Small Fires | Contamination | Aggregated | 2048 | 1.4273e-07 | 223.3454 | 3.1879e-05 | 2048 | Mitigation | 0.95 | 45 | 0 | esc | 0.00097009 | 1.3846e-10 | 0.00097009 | 1.3846e-10 | 0.0027813 | 1.0743e-15 | 0 | 0
[120 empty] | 7.3.3.17.5 (Remote Grid) Updates to grid topology to minimize risk of ignition in HFTDs Remote GridWLDFRContaminationAggregated | WLDFR | HFTD - Distribution - Tier 3 - 3QU CoRE ¦ 4QU LoRE | Red Flag Warning - Small Fires | Contamination | Aggregated | 2049 | 1.4273e-07 | 223.3454 | 3.1879e-05 | 2049 | Mitigation | 0.95 | 45 | 0 | esc | 0.00097009 | 1.3846e-10 | 0.00097009 | 1.3846e-10 | 0.0027813 | 1.0743e-15 | 0 | 0
[120 empty] | 7.3.3.17.5 (Remote Grid) Updates to grid topology to minimize risk of ignition in HFTDs Remote GridWLDFRContaminationAggregated | WLDFR | HFTD - Distribution - Tier 3 - 3QU CoRE ¦ 4QU LoRE | Red Flag Warning - Small Fires | Contamination | Aggregated | 2050 | 1.4273e-07 | 223.3454 | 3.1879e-05 | 2050 | Mitigation | 0.95 | 45 | 0 | esc | 0.00097009 | 1.3846e-10 | 0.00097009 | 1.3846e-10 | 0.0027813 | 1.0743e-15 | 0.0085129 | 1.8156e-08
[120 empty] | 7.3.3.17.5 (Remote Grid) Updates to grid topology to minimize risk of ignition in HFTDs Remote GridWLDFRContaminationAggregated | WLDFR | HFTD - Distribution - Tier 3 - 3QU CoRE ¦ 4QU LoRE | Red Flag Warning - Small Fires | Contamination | Aggregated | 2051 | 1.4273e-07 | 223.3454 | 3.1879e-05 | 2051 | Mitigation | 0.95 | 45 | 0 | esc | 0.00097009 | 1.3846e-10 | 0.00097009 | 1.3846e-10 | 0.0027813 | 1.0743e-15 | 0.0085129 | 1.8156e-08
[120 empty] | 7.3.3.17.5 (Remote Grid) Updates to grid topology to minimize risk of ignition in HFTDs Remote GridWLDFRContaminationAggregated | WLDFR | HFTD - Distribution - Tier 3 - 3QU CoRE ¦ 4QU LoRE | Red Flag Warning - Small Fires | Contamination | Aggregated | 2052 | 1.4273e-07 | 223.3454 | 3.1879e-05 | 2052 | Mitigation | 0.95 | 45 | 0 | esc | 0.00097009 | 1.3846e-10 | 0.00097009 | 1.3846e-10 | 0.0027813 | 1.0743e-15 | 0.0085129 | 1.8156e-08
[120 empty] | 7.3.3.17.5 (Remote Grid) Updates to grid topology to minimize risk of ignition in HFTDs Remote GridWLDFRContaminationAggregated | WLDFR | HFTD - Distribution - Tier 3 - 3QU CoRE ¦ 4QU LoRE | Red Flag Warning - Small Fires | Contamination | Aggregated | 2053 | 1.4273e-07 | 223.3454 | 3.1879e-05 | 2053 | Mitigation | 0.95 | 45 | 0 | esc | 0.00097009 | 1.3846e-10 | 0.00097009 | 1.3846e-10 | 0.0027813 | 1.0743e-15 | 0.0085129 | 1.8156e-08
[120 empty] | 7.3.3.17.5 (Remote Grid) Updates to grid topology to minimize risk of ignition in HFTDs Remote GridWLDFRContaminationAggregated | WLDFR | HFTD - Distribution - Tier 3 - 3QU CoRE ¦ 4QU LoRE | Red Flag Warning - Small Fires | Contamination | Aggregated | 2054 | 1.4273e-07 | 223.3454 | 3.1879e-05 | 2054 | Mitigation | 0.95 | 45 | 0 | esc | 0.00097009 | 1.3846e-10 | 0.00097009 | 1.3846e-10 | 0.0027813 | 1.0743e-15 | 0.0085129 | 1.8156e-08
[120 empty] | 7.3.3.17.5 (Remote Grid) Updates to grid topology to minimize risk of ignition in HFTDs Remote GridWLDFRContaminationAggregated | WLDFR | HFTD - Distribution - Tier 3 - 3QU CoRE ¦ 4QU LoRE | Red Flag Warning - Small Fires | Contamination | Aggregated | 2055 | 1.4273e-07 | 223.3454 | 3.1879e-05 | 2055 | Mitigation | 0.95 | 45 | 0 | esc | 0.00097009 | 1.3846e-10 | 0.00097009 | 1.3846e-10 | 0.0027813 | 1.0743e-15 | 0.0085129 | 1.8156e-08
[120 empty] | 7.3.3.17.5 (Remote Grid) Updates to grid topology to minimize risk of ignition in HFTDs Remote GridWLDFRContaminationAggregated | WLDFR | HFTD - Distribution - Tier 3 - 3QU CoRE ¦ 4QU LoRE | Red Flag Warning - Small Fires | Contamination | Aggregated | 2056 | 1.4273e-07 | 223.3454 | 3.1879e-05 | 2056 | Mitigation | 0.95 | 45 | 0 | esc | 0.00097009 | 1.3846e-10 | 0.00097009 | 1.3846e-10 | 0.0027813 | 1.0743e-15 | 0.0085129 | 1.8156e-08
[120 empty] | 7.3.3.17.5 (Remote Grid) Updates to grid topology to minimize risk of ignition in HFTDs Remote GridWLDFRContaminationAggregated | WLDFR | HFTD - Distribution - Tier 3 - 3QU CoRE ¦ 4QU LoRE | Red Flag Warning - Small Fires | Contamination | Aggregated | 2057 | 1.4273e-07 | 223.3454 | 3.1879e-05 | 2057 | Mitigation | 0.95 | 45 | 0 | esc | 0.00097009 | 1.3846e-10 | 0.00097009 | 1.3846e-10 | 0.0027813 | 1.0743e-15 | 0.0085129 | 1.8156e-08
[120 empty] | 7.3.3.17.5 (Remote Grid) Updates to grid topology to minimize risk of ignition in HFTDs Remote GridWLDFRContaminationAggregated | WLDFR | HFTD - Distribution - Tier 3 - 3QU CoRE ¦ 4QU LoRE | Red Flag Warning - Small Fires | Contamination | Aggregated | 2058 | 1.4273e-07 | 223.3454 | 3.1879e-05 | 2058 | Mitigation | 0.95 | 45 | 0 | esc | 0.00097009 | 1.3846e-10 | 0.00097009 | 1.3846e-10 | 0.0027813 | 1.0743e-15 | 0.0085129 | 1.8156e-08
[120 empty] | 7.3.3.17.5 (Remote Grid) Updates to grid topology to minimize risk of ignition in HFTDs Remote GridWLDFRContaminationAggregated | WLDFR | HFTD - Distribution - Tier 3 - 3QU CoRE ¦ 4QU LoRE | Red Flag Warning - Small Fires | Contamination | Aggregated | 2059 | 1.4273e-07 | 223.3454 | 3.1879e-05 | 2059 | Mitigation | 0.95 | 45 | 0 | esc | 0.00097009 | 1.3846e-10 | 0.00097009 | 1.3846e-10 | 0.0027813 | 1.0743e-15 | 0.0085129 | 1.8156e-08
[120 empty] | 7.3.3.17.5 (Remote Grid) Updates to grid topology to minimize risk of ignition in HFTDs Remote GridWLDFRContaminationAggregated | WLDFR | HFTD - Distribution - Tier 3 - 3QU CoRE ¦ 4QU LoRE | Red Flag Warning - Small Fires | Contamination | Aggregated | 2060 | 1.4273e-07 | 223.3454 | 3.1879e-05 | 2060 | Mitigation | 0.95 | 45 | 0 | esc | 0.00097009 | 1.3846e-10 | 0.00097009 | 1.3846e-10 | 0.0027813 | 1.0743e-15 | 0.0085129 | 1.8156e-08
[120 empty] | 7.3.3.17.5 (Remote Grid) Updates to grid topology to minimize risk of ignition in HFTDs Remote GridWLDFRContaminationAggregated | WLDFR | HFTD - Distribution - Tier 3 - 3QU CoRE ¦ 4QU LoRE | Red Flag Warning - Small Fires | Contamination | Aggregated | 2061 | 1.4273e-07 | 223.3454 | 3.1879e-05 | 2061 | Mitigation | 0.95 | 45 | 0 | esc | 0.00097009 | 1.3846e-10 | 0.00097009 | 1.3846e-10 | 0.0027813 | 1.0743e-15 | 0.0085129 | 1.8156e-08
[120 empty] | 7.3.3.17.5 (Remote Grid) Updates to grid topology to minimize risk of ignition in HFTDs Remote GridWLDFRContaminationAggregated | WLDFR | HFTD - Distribution - Tier 3 - 3QU CoRE ¦ 4QU LoRE | Red Flag Warning - Small Fires | Contamination | Aggregated | 2062 | 1.4273e-07 | 223.3454 | 3.1879e-05 | 2062 | Mitigation | 0.95 | 45 | 0 | esc | 0.00097009 | 1.3846e-10 | 0.00097009 | 1.3846e-10 | 0.0027813 | 1.0743e-15 | 0.0085129 | 1.8156e-08
[120 empty] | 7.3.3.17.5 (Remote Grid) Updates to grid topology to minimize risk of ignition in HFTDs Remote GridWLDFRContaminationAggregated | WLDFR | HFTD - Distribution - Tier 3 - 3QU CoRE ¦ 4QU LoRE | Red Flag Warning - Small Fires | Contamination | Aggregated | 2063 | 1.4273e-07 | 223.3454 | 3.1879e-05 | 2063 | Mitigation | 0.95 | 45 | 0 | esc | 0.00097009 | 1.3846e-10 | 0.00097009 | 1.3846e-10 | 0.0027813 | 1.0743e-15 | 0.0085129 | 1.8156e-08
[120 empty] | 7.3.3.17.5 (Remote Grid) Updates to grid topology to minimize risk of ignition in HFTDs Remote GridWLDFRContaminationAggregated | WLDFR | HFTD - Distribution - Tier 3 - 3QU CoRE ¦ 4QU LoRE | Red Flag Warning - Small Fires | Contamination | Aggregated | 2064 | 1.4273e-07 | 223.3454 | 3.1879e-05 | 2064 | Mitigation | 0.95 | 45 | 0 | esc | 0.00097009 | 1.3846e-10 | 0.00097009 | 1.3846e-10 | 0.0027813 | 1.0743e-15 | 0.0085129 | 1.8156e-08
[120 empty] | 7.3.3.17.5 (Remote Grid) Updates to grid topology to minimize risk of ignition in HFTDs Remote GridWLDFRContaminationAggregated | WLDFR | HFTD - Distribution - Tier 3 - 3QU CoRE ¦ 4QU LoRE | Red Flag Warning - Small Fires | Contamination | Aggregated | 2065 | 1.4273e-07 | 223.3454 | 3.1879e-05 | 2065 | Mitigation | 0.95 | 45 | 0 | esc | 0.00097009 | 1.3846e-10 | 0.00097009 | 1.3846e-10 | 0.0027813 | 1.0743e-15 | 0.0085129 | 1.8156e-08
[120 empty] | 7.3.3.17.5 (Remote Grid) Updates to grid topology to minimize risk of ignition in HFTDs Remote GridWLDFRContaminationAggregated | WLDFR | HFTD - Distribution - Tier 3 - 3QU CoRE ¦ 4QU LoRE | Red Flag Warning - Small Fires | Contamination | Aggregated | 2066 | 1.4273e-07 | 223.3454 | 3.1879e-05 | 2066 | Mitigation | 0.95 | 45 | 0 | esc | 0.00097009 | 1.3846e-10 | 0.00097009 | 1.3846e-10 | 0.0027813 | 1.0743e-15 | 0.0085129 | 1.8156e-08
[120 empty] | 7.3.3.17.5 (Remote Grid) Updates to grid topology to minimize risk of ignition in HFTDs Remote GridWLDFRContaminationAggregated | WLDFR | HFTD - Distribution - Tier 3 - 3QU CoRE ¦ 4QU LoRE | Red Flag Warning - Small Fires | Contamination | Aggregated | 2067 | 1.4273e-07 | 223.3454 | 3.1879e-05 | 2067 | Mitigation | 0.95 | 45 | 0 | esc | 0 | 0 | 0.00097009 | 1.3846e-10 | 0.0027813 | 1.0743e-15 | 0.0085129 | 1.8156e-08
[120 empty] | 7.3.3.17.5 (Remote Grid) Updates to grid topology to minimize risk of ignition in HFTDs Remote GridWLDFREquipment / facility failureAggregated | WLDFR | HFTD - Distribution - Tier 3 - 3QU CoRE ¦ 4QU LoRE | Red Flag Warning - Small Fires | Equipment / facility failure | Aggregated | 2022 | 8.1411e-05 | 223.3454 | 0.018183 | 2022 | Mitigation | 0.95 | 45 | 0 | esc | 0.00097009 | 7.8976e-08 | 0 | 0 | 0.0027813 | 1.0743e-15 | 0.0085129 | 1.8156e-08
[120 empty] | 7.3.3.17.5 (Remote Grid) Updates to grid topology to minimize risk of ignition in HFTDs Remote GridWLDFREquipment / facility failureAggregated | WLDFR | HFTD - Distribution - Tier 3 - 3QU CoRE ¦ 4QU LoRE | Red Flag Warning - Small Fires | Equipment / facility failure | Aggregated | 2023 | 8.1411e-05 | 223.3454 | 0.018183 | 2023 | Mitigation | 0.95 | 45 | 0 | esc | 0.00097009 | 7.8976e-08 | 0.00097009 | 7.8976e-08 | 0.0027813 | 1.0743e-15 | 0.0085129 | 1.8156e-08
[120 empty] | 7.3.3.17.5 (Remote Grid) Updates to grid topology to minimize risk of ignition in HFTDs Remote GridWLDFREquipment / facility failureAggregated | WLDFR | HFTD - Distribution - Tier 3 - 3QU CoRE ¦ 4QU LoRE | Red Flag Warning - Small Fires | Equipment / facility failure | Aggregated | 2024 | 8.1411e-05 | 223.3454 | 0.018183 | 2024 | Mitigation | 0.95 | 45 | 0 | esc | 0.00097009 | 7.8976e-08 | 0.00097009 | 7.8976e-08 | 0.0027813 | 1.0743e-15 | 0.0085129 | 1.8156e-08
[120 empty] | 7.3.3.17.5 (Remote Grid) Updates to grid topology to minimize risk of ignition in HFTDs Remote GridWLDFREquipment / facility failureAggregated | WLDFR | HFTD - Distribution - Tier 3 - 3QU CoRE ¦ 4QU LoRE | Red Flag Warning - Small Fires | Equipment / facility failure | Aggregated | 2025 | 8.1411e-05 | 223.3454 | 0.018183 | 2025 | Mitigation | 0.95 | 45 | 0 | esc | 0.00097009 | 7.8976e-08 | 0.00097009 | 7.8976e-08 | 0.0027813 | 1.0743e-15 | 0.0085129 | 1.8156e-08
[120 empty] | 7.3.3.17.5 (Remote Grid) Updates to grid topology to minimize risk of ignition in HFTDs Remote GridWLDFREquipment / facility failureAggregated | WLDFR | HFTD - Distribution - Tier 3 - 3QU CoRE ¦ 4QU LoRE | Red Flag Warning - Small Fires | Equipment / facility failure | Aggregated | 2026 | 8.1411e-05 | 223.3454 | 0.018183 | 2026 | Mitigation | 0.95 | 45 | 0 | esc | 0.00097009 | 7.8976e-08 | 0.00097009 | 7.8976e-08 | 0.0027813 | 1.0743e-15 | 0.0085129 | 1.8156e-08
[120 empty] | 7.3.3.17.5 (Remote Grid) Updates to grid topology to minimize risk of ignition in HFTDs Remote GridWLDFREquipment / facility failureAggregated | WLDFR | HFTD - Distribution - Tier 3 - 3QU CoRE ¦ 4QU LoRE | Red Flag Warning - Small Fires | Equipment / facility failure | Aggregated | 2027 | 8.1411e-05 | 223.3454 | 0.018183 | 2027 | Mitigation | 0.95 | 45 | 0 | esc | 0.00097009 | 7.8976e-08 | 0.00097009 | 7.8976e-08 | 0.0027813 | 1.0743e-15 | 0.0085129 | 1.8156e-08
[120 empty] | 7.3.3.17.5 (Remote Grid) Updates to grid topology to minimize risk of ignition in HFTDs Remote GridWLDFREquipment / facility failureAggregated | WLDFR | HFTD - Distribution - Tier 3 - 3QU CoRE ¦ 4QU LoRE | Red Flag Warning - Small Fires | Equipment / facility failure | Aggregated | 2028 | 8.1411e-05 | 223.3454 | 0.018183 | 2028 | Mitigation | 0.95 | 45 | 0 | esc | 0.00097009 | 7.8976e-08 | 0.00097009 | 7.8976e-08 | 0.0027813 | 1.0743e-15 | 0.0085129 | 1.8156e-08
[120 empty] | 7.3.3.17.5 (Remote Grid) Updates to grid topology to minimize risk of ignition in HFTDs Remote GridWLDFREquipment / facility failureAggregated | WLDFR | HFTD - Distribution - Tier 3 - 3QU CoRE ¦ 4QU LoRE | Red Flag Warning - Small Fires | Equipment / facility failure | Aggregated | 2029 | 8.1411e-05 | 223.3454 | 0.018183 | 2029 | Mitigation | 0.95 | 45 | 0 | esc | 0.00097009 | 7.8976e-08 | 0.00097009 | 7.8976e-08 | 0.0027813 | 1.0743e-15 | 0.0085129 | 1.8156e-08
[120 empty] | 7.3.3.17.5 (Remote Grid) Updates to grid topology to minimize risk of ignition in HFTDs Remote GridWLDFREquipment / facility failureAggregated | WLDFR | HFTD - Distribution - Tier 3 - 3QU CoRE ¦ 4QU LoRE | Red Flag Warning - Small Fires | Equipment / facility failure | Aggregated | 2030 | 8.1411e-05 | 223.3454 | 0.018183 | 2030 | Mitigation | 0.95 | 45 | 0 | esc | 0.00097009 | 7.8976e-08 | 0.00097009 | 7.8976e-08 | 0.0027813 | 1.0743e-15 | 0.0085129 | 1.8156e-08
[120 empty] | 7.3.3.17.5 (Remote Grid) Updates to grid topology to minimize risk of ignition in HFTDs Remote GridWLDFREquipment / facility failureAggregated | WLDFR | HFTD - Distribution - Tier 3 - 3QU CoRE ¦ 4QU LoRE | Red Flag Warning - Small Fires | Equipment / facility failure | Aggregated | 2031 | 8.1411e-05 | 223.3454 | 0.018183 | 2031 | Mitigation | 0.95 | 45 | 0 | esc | 0.00097009 | 7.8976e-08 | 0.00097009 | 7.8976e-08 | 0.0027813 | 1.0743e-15 | 0.0085129 | 1.8156e-08
[120 empty] | 7.3.3.17.5 (Remote Grid) Updates to grid topology to minimize risk of ignition in HFTDs Remote GridWLDFREquipment / facility failureAggregated | WLDFR | HFTD - Distribution - Tier 3 - 3QU CoRE ¦ 4QU LoRE | Red Flag Warning - Small Fires | Equipment / facility failure | Aggregated | 2032 | 8.1411e-05 | 223.3454 | 0.018183 | 2032 | Mitigation | 0.95 | 45 | 0 | esc | 0.00097009 | 7.8976e-08 | 0.00097009 | 7.8976e-08 | 0.0027813 | 1.0743e-15 | 0.0085129 | 1.8156e-08
[120 empty] | 7.3.3.17.5 (Remote Grid) Updates to grid topology to minimize risk of ignition in HFTDs Remote GridWLDFREquipment / facility failureAggregated | WLDFR | HFTD - Distribution - Tier 3 - 3QU CoRE ¦ 4QU LoRE | Red Flag Warning - Small Fires | Equipment / facility failure | Aggregated | 2033 | 8.1411e-05 | 223.3454 | 0.018183 | 2033 | Mitigation | 0.95 | 45 | 0 | esc | 0.00097009 | 7.8976e-08 | 0.00097009 | 7.8976e-08 | 0.0027813 | 1.0743e-15 | 0.0085129 | 1.8156e-08
[120 empty] | 7.3.3.17.5 (Remote Grid) Updates to grid topology to minimize risk of ignition in HFTDs Remote GridWLDFREquipment / facility failureAggregated | WLDFR | HFTD - Distribution - Tier 3 - 3QU CoRE ¦ 4QU LoRE | Red Flag Warning - Small Fires | Equipment / facility failure | Aggregated | 2034 | 8.1411e-05 | 223.3454 | 0.018183 | 2034 | Mitigation | 0.95 | 45 | 0 | esc | 0.00097009 | 7.8976e-08 | 0.00097009 | 7.8976e-08 | 0.0027813 | 1.0743e-15 | 0 | 0
[120 empty] | 7.3.3.17.5 (Remote Grid) Updates to grid topology to minimize risk of ignition in HFTDs Remote GridWLDFREquipment / facility failureAggregated | WLDFR | HFTD - Distribution - Tier 3 - 3QU CoRE ¦ 4QU LoRE | Red Flag Warning - Small Fires | Equipment / facility failure | Aggregated | 2035 | 8.1411e-05 | 223.3454 | 0.018183 | 2035 | Mitigation | 0.95 | 45 | 0 | esc | 0.00097009 | 7.8976e-08 | 0.00097009 | 7.8976e-08 | 0.0027813 | 1.0743e-15 | 0 | 0
[120 empty] | 7.3.3.17.5 (Remote Grid) Updates to grid topology to minimize risk of ignition in HFTDs Remote GridWLDFREquipment / facility failureAggregated | WLDFR | HFTD - Distribution - Tier 3 - 3QU CoRE ¦ 4QU LoRE | Red Flag Warning - Small Fires | Equipment / facility failure | Aggregated | 2036 | 8.1411e-05 | 223.3454 | 0.018183 | 2036 | Mitigation | 0.95 | 45 | 0 | esc | 0.00097009 | 7.8976e-08 | 0.00097009 | 7.8976e-08 | 0.0027813 | 1.0743e-15 | 0.0093087 | 8.1299e-08
[120 empty] | 7.3.3.17.5 (Remote Grid) Updates to grid topology to minimize risk of ignition in HFTDs Remote GridWLDFREquipment / facility failureAggregated | WLDFR | HFTD - Distribution - Tier 3 - 3QU CoRE ¦ 4QU LoRE | Red Flag Warning - Small Fires | Equipment / facility failure | Aggregated | 2037 | 8.1411e-05 | 223.3454 | 0.018183 | 2037 | Mitigation | 0.95 | 45 | 0 | esc | 0.00097009 | 7.8976e-08 | 0.00097009 | 7.8976e-08 | 0.0027813 | 1.0743e-15 | 0.0093087 | 8.1299e-08
[120 empty] | 7.3.3.17.5 (Remote Grid) Updates to grid topology to minimize risk of ignition in HFTDs Remote GridWLDFREquipment / facility failureAggregated | WLDFR | HFTD - Distribution - Tier 3 - 3QU CoRE ¦ 4QU LoRE | Red Flag Warning - Small Fires | Equipment / facility failure | Aggregated | 2038 | 8.1411e-05 | 223.3454 | 0.018183 | 2038 | Mitigation | 0.95 | 45 | 0 | esc | 0.00097009 | 7.8976e-08 | 0.00097009 | 7.8976e-08 | 0.0027813 | 1.0743e-15 | 0.0093087 | 8.1299e-08
[120 empty] | 7.3.3.17.5 (Remote Grid) Updates to grid topology to minimize risk of ignition in HFTDs Remote GridWLDFREquipment / facility failureAggregated | WLDFR | HFTD - Distribution - Tier 3 - 3QU CoRE ¦ 4QU LoRE | Red Flag Warning - Small Fires | Equipment / facility failure | Aggregated | 2039 | 8.1411e-05 | 223.3454 | 0.018183 | 2039 | Mitigation | 0.95 | 45 | 0 | esc | 0.00097009 | 7.8976e-08 | 0.00097009 | 7.8976e-08 | 0.0027813 | 1.0743e-15 | 0.0093087 | 8.1299e-08
[120 empty] | 7.3.3.17.5 (Remote Grid) Updates to grid topology to minimize risk of ignition in HFTDs Remote GridWLDFREquipment / facility failureAggregated | WLDFR | HFTD - Distribution - Tier 3 - 3QU CoRE ¦ 4QU LoRE | Red Flag Warning - Small Fires | Equipment / facility failure | Aggregated | 2040 | 8.1411e-05 | 223.3454 | 0.018183 | 2040 | Mitigation | 0.95 | 45 | 0 | esc | 0.00097009 | 7.8976e-08 | 0.00097009 | 7.8976e-08 | 0.0027813 | 1.0743e-15 | 0.0093087 | 8.1299e-08
[120 empty] | 7.3.3.17.5 (Remote Grid) Updates to grid topology to minimize risk of ignition in HFTDs Remote GridWLDFREquipment / facility failureAggregated | WLDFR | HFTD - Distribution - Tier 3 - 3QU CoRE ¦ 4QU LoRE | Red Flag Warning - Small Fires | Equipment / facility failure | Aggregated | 2041 | 8.1411e-05 | 223.3454 | 0.018183 | 2041 | Mitigation | 0.95 | 45 | 0 | esc | 0.00097009 | 7.8976e-08 | 0.00097009 | 7.8976e-08 | 0.0027813 | 1.0743e-15 | 0.0093087 | 8.1299e-08
[120 empty] | 7.3.3.17.5 (Remote Grid) Updates to grid topology to minimize risk of ignition in HFTDs Remote GridWLDFREquipment / facility failureAggregated | WLDFR | HFTD - Distribution - Tier 3 - 3QU CoRE ¦ 4QU LoRE | Red Flag Warning - Small Fires | Equipment / facility failure | Aggregated | 2042 | 8.1411e-05 | 223.3454 | 0.018183 | 2042 | Mitigation | 0.95 | 45 | 0 | esc | 0.00097009 | 7.8976e-08 | 0.00097009 | 7.8976e-08 | 0.0027813 | 1.0743e-15 | 0.0093087 | 8.1299e-08
[120 empty] | 7.3.3.17.5 (Remote Grid) Updates to grid topology to minimize risk of ignition in HFTDs Remote GridWLDFREquipment / facility failureAggregated | WLDFR | HFTD - Distribution - Tier 3 - 3QU CoRE ¦ 4QU LoRE | Red Flag Warning - Small Fires | Equipment / facility failure | Aggregated | 2043 | 8.1411e-05 | 223.3454 | 0.018183 | 2043 | Mitigation | 0.95 | 45 | 0 | esc | 0.00097009 | 7.8976e-08 | 0.00097009 | 7.8976e-08 | 0.0027813 | 1.0743e-15 | 0.0093087 | 8.1299e-08
[120 empty] | 7.3.3.17.5 (Remote Grid) Updates to grid topology to minimize risk of ignition in HFTDs Remote GridWLDFREquipment / facility failureAggregated | WLDFR | HFTD - Distribution - Tier 3 - 3QU CoRE ¦ 4QU LoRE | Red Flag Warning - Small Fires | Equipment / facility failure | Aggregated | 2044 | 8.1411e-05 | 223.3454 | 0.018183 | 2044 | Mitigation | 0.95 | 45 | 0 | esc | 0.00097009 | 7.8976e-08 | 0.00097009 | 7.8976e-08 | 0.0027813 | 1.0743e-15 | 0.0093087 | 8.1299e-08
[120 empty] | 7.3.3.17.5 (Remote Grid) Updates to grid topology to minimize risk of ignition in HFTDs Remote GridWLDFREquipment / facility failureAggregated | WLDFR | HFTD - Distribution - Tier 3 - 3QU CoRE ¦ 4QU LoRE | Red Flag Warning - Small Fires | Equipment / facility failure | Aggregated | 2045 | 8.1411e-05 | 223.3454 | 0.018183 | 2045 | Mitigation | 0.95 | 45 | 0 | esc | 0.00097009 | 7.8976e-08 | 0.00097009 | 7.8976e-08 | 0.0027813 | 1.0743e-15 | 0.0093087 | 8.1299e-08
[120 empty] | 7.3.3.17.5 (Remote Grid) Updates to grid topology to minimize risk of ignition in HFTDs Remote GridWLDFREquipment / facility failureAggregated | WLDFR | HFTD - Distribution - Tier 3 - 3QU CoRE ¦ 4QU LoRE | Red Flag Warning - Small Fires | Equipment / facility failure | Aggregated | 2046 | 8.1411e-05 | 223.3454 | 0.018183 | 2046 | Mitigation | 0.95 | 45 | 0 | esc | 0.00097009 | 7.8976e-08 | 0.00097009 | 7.8976e-08 | 0 | 0 | 0.0093087 | 8.1299e-08
[120 empty] | 7.3.3.17.5 (Remote Grid) Updates to grid topology to minimize risk of ignition in HFTDs Remote GridWLDFREquipment / facility failureAggregated | WLDFR | HFTD - Distribution - Tier 3 - 3QU CoRE ¦ 4QU LoRE | Red Flag Warning - Small Fires | Equipment / facility failure | Aggregated | 2047 | 8.1411e-05 | 223.3454 | 0.018183 | 2047 | Mitigation | 0.95 | 45 | 0 | esc | 0.00097009 | 7.8976e-08 | 0.00097009 | 7.8976e-08 | 0.0027813 | 1.0331e-11 | 0.0093087 | 8.1299e-08
[120 empty] | 7.3.3.17.5 (Remote Grid) Updates to grid topology to minimize risk of ignition in HFTDs Remote GridWLDFREquipment / facility failureAggregated | WLDFR | HFTD - Distribution - Tier 3 - 3QU CoRE ¦ 4QU LoRE | Red Flag Warning - Small Fires | Equipment / facility failure | Aggregated | 2048 | 8.1411e-05 | 223.3454 | 0.018183 | 2048 | Mitigation | 0.95 | 45 | 0 | esc | 0.00097009 | 7.8976e-08 | 0.00097009 | 7.8976e-08 | 0.0027813 | 1.0331e-11 | 0.0093087 | 8.1299e-08
[120 empty] | 7.3.3.17.5 (Remote Grid) Updates to grid topology to minimize risk of ignition in HFTDs Remote GridWLDFREquipment / facility failureAggregated | WLDFR | HFTD - Distribution - Tier 3 - 3QU CoRE ¦ 4QU LoRE | Red Flag Warning - Small Fires | Equipment / facility failure | Aggregated | 2049 | 8.1411e-05 | 223.3454 | 0.018183 | 2049 | Mitigation | 0.95 | 45 | 0 | esc | 0.00097009 | 7.8976e-08 | 0.00097009 | 7.8976e-08 | 0.0027813 | 1.0331e-11 | 0.0093087 | 8.1299e-08
[120 empty] | 7.3.3.17.5 (Remote Grid) Updates to grid topology to minimize risk of ignition in HFTDs Remote GridWLDFREquipment / facility failureAggregated | WLDFR | HFTD - Distribution - Tier 3 - 3QU CoRE ¦ 4QU LoRE | Red Flag Warning - Small Fires | Equipment / facility failure | Aggregated | 2050 | 8.1411e-05 | 223.3454 | 0.018183 | 2050 | Mitigation | 0.95 | 45 | 0 | esc | 0.00097009 | 7.8976e-08 | 0.00097009 | 7.8976e-08 | 0.0027813 | 1.0331e-11 | 0.0093087 | 8.1299e-08
[120 empty] | 7.3.3.17.5 (Remote Grid) Updates to grid topology to minimize risk of ignition in HFTDs Remote GridWLDFREquipment / facility failureAggregated | WLDFR | HFTD - Distribution - Tier 3 - 3QU CoRE ¦ 4QU LoRE | Red Flag Warning - Small Fires | Equipment / facility failure | Aggregated | 2051 | 8.1411e-05 | 223.3454 | 0.018183 | 2051 | Mitigation | 0.95 | 45 | 0 | esc | 0.00097009 | 7.8976e-08 | 0.00097009 | 7.8976e-08 | 0.0027813 | 1.0331e-11 | 0.0093087 | 8.1299e-08
[120 empty] | 7.3.3.17.5 (Remote Grid) Updates to grid topology to minimize risk of ignition in HFTDs Remote GridWLDFREquipment / facility failureAggregated | WLDFR | HFTD - Distribution - Tier 3 - 3QU CoRE ¦ 4QU LoRE | Red Flag Warning - Small Fires | Equipment / facility failure | Aggregated | 2052 | 8.1411e-05 | 223.3454 | 0.018183 | 2052 | Mitigation | 0.95 | 45 | 0 | esc | 0.00097009 | 7.8976e-08 | 0.00097009 | 7.8976e-08 | 0.0027813 | 1.0331e-11 | 0.0093087 | 8.1299e-08
[120 empty] | 7.3.3.17.5 (Remote Grid) Updates to grid topology to minimize risk of ignition in HFTDs Remote GridWLDFREquipment / facility failureAggregated | WLDFR | HFTD - Distribution - Tier 3 - 3QU CoRE ¦ 4QU LoRE | Red Flag Warning - Small Fires | Equipment / facility failure | Aggregated | 2053 | 8.1411e-05 | 223.3454 | 0.018183 | 2053 | Mitigation | 0.95 | 45 | 0 | esc | 0.00097009 | 7.8976e-08 | 0.00097009 | 7.8976e-08 | 0.0027813 | 1.0331e-11 | 0.0093087 | 8.1299e-08
[120 empty] | 7.3.3.17.5 (Remote Grid) Updates to grid topology to minimize risk of ignition in HFTDs Remote GridWLDFREquipment / facility failureAggregated | WLDFR | HFTD - Distribution - Tier 3 - 3QU CoRE ¦ 4QU LoRE | Red Flag Warning - Small Fires | Equipment / facility failure | Aggregated | 2054 | 8.1411e-05 | 223.3454 | 0.018183 | 2054 | Mitigation | 0.95 | 45 | 0 | esc | 0.00097009 | 7.8976e-08 | 0.00097009 | 7.8976e-08 | 0.0027813 | 1.0331e-11 | 0.0093087 | 8.1299e-08
[120 empty] | 7.3.3.17.5 (Remote Grid) Updates to grid topology to minimize risk of ignition in HFTDs Remote GridWLDFREquipment / facility failureAggregated | WLDFR | HFTD - Distribution - Tier 3 - 3QU CoRE ¦ 4QU LoRE | Red Flag Warning - Small Fires | Equipment / facility failure | Aggregated | 2055 | 8.1411e-05 | 223.3454 | 0.018183 | 2055 | Mitigation | 0.95 | 45 | 0 | esc | 0.00097009 | 7.8976e-08 | 0.00097009 | 7.8976e-08 | 0.0027813 | 1.0331e-11 | 0.0093087 | 8.1299e-08
[120 empty] | 7.3.3.17.5 (Remote Grid) Updates to grid topology to minimize risk of ignition in HFTDs Remote GridWLDFREquipment / facility failureAggregated | WLDFR | HFTD - Distribution - Tier 3 - 3QU CoRE ¦ 4QU LoRE | Red Flag Warning - Small Fires | Equipment / facility failure | Aggregated | 2056 | 8.1411e-05 | 223.3454 | 0.018183 | 2056 | Mitigation | 0.95 | 45 | 0 | esc | 0.00097009 | 7.8976e-08 | 0.00097009 | 7.8976e-08 | 0.0027813 | 1.0331e-11 | 0.0093087 | 8.1299e-08
[120 empty] | 7.3.3.17.5 (Remote Grid) Updates to grid topology to minimize risk of ignition in HFTDs Remote GridWLDFREquipment / facility failureAggregated | WLDFR | HFTD - Distribution - Tier 3 - 3QU CoRE ¦ 4QU LoRE | Red Flag Warning - Small Fires | Equipment / facility failure | Aggregated | 2057 | 8.1411e-05 | 223.3454 | 0.018183 | 2057 | Mitigation | 0.95 | 45 | 0 | esc | 0.00097009 | 7.8976e-08 | 0.00097009 | 7.8976e-08 | 0.0027813 | 1.0331e-11 | 0.0093087 | 8.1299e-08
[120 empty] | 7.3.3.17.5 (Remote Grid) Updates to grid topology to minimize risk of ignition in HFTDs Remote GridWLDFREquipment / facility failureAggregated | WLDFR | HFTD - Distribution - Tier 3 - 3QU CoRE ¦ 4QU LoRE | Red Flag Warning - Small Fires | Equipment / facility failure | Aggregated | 2058 | 8.1411e-05 | 223.3454 | 0.018183 | 2058 | Mitigation | 0.95 | 45 | 0 | esc | 0.00097009 | 7.8976e-08 | 0.00097009 | 7.8976e-08 | 0.0027813 | 1.0331e-11 | 0.0093087 | 8.1299e-08
[120 empty] | 7.3.3.17.5 (Remote Grid) Updates to grid topology to minimize risk of ignition in HFTDs Remote GridWLDFREquipment / facility failureAggregated | WLDFR | HFTD - Distribution - Tier 3 - 3QU CoRE ¦ 4QU LoRE | Red Flag Warning - Small Fires | Equipment / facility failure | Aggregated | 2059 | 8.1411e-05 | 223.3454 | 0.018183 | 2059 | Mitigation | 0.95 | 45 | 0 | esc | 0.00097009 | 7.8976e-08 | 0.00097009 | 7.8976e-08 | 0.0027813 | 1.0331e-11 | 0.0093087 | 8.1299e-08
[120 empty] | 7.3.3.17.5 (Remote Grid) Updates to grid topology to minimize risk of ignition in HFTDs Remote GridWLDFREquipment / facility failureAggregated | WLDFR | HFTD - Distribution - Tier 3 - 3QU CoRE ¦ 4QU LoRE | Red Flag Warning - Small Fires | Equipment / facility failure | Aggregated | 2060 | 8.1411e-05 | 223.3454 | 0.018183 | 2060 | Mitigation | 0.95 | 45 | 0 | esc | 0.00097009 | 7.8976e-08 | 0.00097009 | 7.8976e-08 | 0.0027813 | 1.0331e-11 | 0.0093087 | 8.1299e-08
[120 empty] | 7.3.3.17.5 (Remote Grid) Updates to grid topology to minimize risk of ignition in HFTDs Remote GridWLDFREquipment / facility failureAggregated | WLDFR | HFTD - Distribution - Tier 3 - 3QU CoRE ¦ 4QU LoRE | Red Flag Warning - Small Fires | Equipment / facility failure | Aggregated | 2061 | 8.1411e-05 | 223.3454 | 0.018183 | 2061 | Mitigation | 0.95 | 45 | 0 | esc | 0.00097009 | 7.8976e-08 | 0.00097009 | 7.8976e-08 | 0.0027813 | 1.0331e-11 | 0.0093087 | 8.1299e-08
[120 empty] | 7.3.3.17.5 (Remote Grid) Updates to grid topology to minimize risk of ignition in HFTDs Remote GridWLDFREquipment / facility failureAggregated | WLDFR | HFTD - Distribution - Tier 3 - 3QU CoRE ¦ 4QU LoRE | Red Flag Warning - Small Fires | Equipment / facility failure | Aggregated | 2062 | 8.1411e-05 | 223.3454 | 0.018183 | 2062 | Mitigation | 0.95 | 45 | 0 | esc | 0.00097009 | 7.8976e-08 | 0.00097009 | 7.8976e-08 | 0.0027813 | 1.0331e-11 | 0.0093087 | 8.1299e-08
[120 empty] | 7.3.3.17.5 (Remote Grid) Updates to grid topology to minimize risk of ignition in HFTDs Remote GridWLDFREquipment / facility failureAggregated | WLDFR | HFTD - Distribution - Tier 3 - 3QU CoRE ¦ 4QU LoRE | Red Flag Warning - Small Fires | Equipment / facility failure | Aggregated | 2063 | 8.1411e-05 | 223.3454 | 0.018183 | 2063 | Mitigation | 0.95 | 45 | 0 | esc | 0.00097009 | 7.8976e-08 | 0.00097009 | 7.8976e-08 | 0.0027813 | 1.0331e-11 | 0.0093087 | 8.1299e-08
[120 empty] | 7.3.3.17.5 (Remote Grid) Updates to grid topology to minimize risk of ignition in HFTDs Remote GridWLDFREquipment / facility failureAggregated | WLDFR | HFTD - Distribution - Tier 3 - 3QU CoRE ¦ 4QU LoRE | Red Flag Warning - Small Fires | Equipment / facility failure | Aggregated | 2064 | 8.1411e-05 | 223.3454 | 0.018183 | 2064 | Mitigation | 0.95 | 45 | 0 | esc | 0.00097009 | 7.8976e-08 | 0.00097009 | 7.8976e-08 | 0.0027813 | 1.0331e-11 | 0.0093087 | 8.1299e-08
[120 empty] | 7.3.3.17.5 (Remote Grid) Updates to grid topology to minimize risk of ignition in HFTDs Remote GridWLDFREquipment / facility failureAggregated | WLDFR | HFTD - Distribution - Tier 3 - 3QU CoRE ¦ 4QU LoRE | Red Flag Warning - Small Fires | Equipment / facility failure | Aggregated | 2065 | 8.1411e-05 | 223.3454 | 0.018183 | 2065 | Mitigation | 0.95 | 45 | 0 | esc | 0.00097009 | 7.8976e-08 | 0.00097009 | 7.8976e-08 | 0.0027813 | 1.0331e-11 | 0.0093087 | 8.1299e-08
[120 empty] | 7.3.3.17.5 (Remote Grid) Updates to grid topology to minimize risk of ignition in HFTDs Remote GridWLDFREquipment / facility failureAggregated | WLDFR | HFTD - Distribution - Tier 3 - 3QU CoRE ¦ 4QU LoRE | Red Flag Warning - Small Fires | Equipment / facility failure | Aggregated | 2066 | 8.1411e-05 | 223.3454 | 0.018183 | 2066 | Mitigation | 0.95 | 45 | 0 | esc | 0.00097009 | 7.8976e-08 | 0.00097009 | 7.8976e-08 | 0.0027813 | 1.0331e-11 | 0 | 0
[120 empty] | 7.3.3.17.5 (Remote Grid) Updates to grid topology to minimize risk of ignition in HFTDs Remote GridWLDFREquipment / facility failureAggregated | WLDFR | HFTD - Distribution - Tier 3 - 3QU CoRE ¦ 4QU LoRE | Red Flag Warning - Small Fires | Equipment / facility failure | Aggregated | 2067 | 8.1411e-05 | 223.3454 | 0.018183 | 2067 | Mitigation | 0.95 | 45 | 0 | esc | 0 | 0 | 0.00097009 | 7.8976e-08 | 0.0027813 | 1.0331e-11 | 0 | 0
[120 empty] | 7.3.3.17.5 (Remote Grid) Updates to grid topology to minimize risk of ignition in HFTDs Remote GridWLDFRVegetation ContactAggregated | WLDFR | HFTD - Distribution - Tier 3 - 3QU CoRE ¦ 4QU LoRE | Red Flag Warning - Small Fires | Vegetation Contact | Aggregated | 2022 | 0.00038541 | 223.3454 | 0.086079 | 2022 | Mitigation | 0.95 | 45 | 0 | esc | 0.00097009 | 3.7388e-07 | 0 | 0 | 0.0027813 | 1.0331e-11 | 0.0083522 | 1.9199e-08
[120 empty] | 7.3.3.17.5 (Remote Grid) Updates to grid topology to minimize risk of ignition in HFTDs Remote GridWLDFRVegetation ContactAggregated | WLDFR | HFTD - Distribution - Tier 3 - 3QU CoRE ¦ 4QU LoRE | Red Flag Warning - Small Fires | Vegetation Contact | Aggregated | 2023 | 0.00038541 | 223.3454 | 0.086079 | 2023 | Mitigation | 0.95 | 45 | 0 | esc | 0.00097009 | 3.7388e-07 | 0.00097009 | 3.7388e-07 | 0.0027813 | 1.0331e-11 | 0.0083522 | 1.9199e-08
[120 empty] | 7.3.3.17.5 (Remote Grid) Updates to grid topology to minimize risk of ignition in HFTDs Remote GridWLDFRVegetation ContactAggregated | WLDFR | HFTD - Distribution - Tier 3 - 3QU CoRE ¦ 4QU LoRE | Red Flag Warning - Small Fires | Vegetation Contact | Aggregated | 2024 | 0.00038541 | 223.3454 | 0.086079 | 2024 | Mitigation | 0.95 | 45 | 0 | esc | 0.00097009 | 3.7388e-07 | 0.00097009 | 3.7388e-07 | 0.0027813 | 1.0331e-11 | 0.0083522 | 1.9199e-08
[120 empty] | 7.3.3.17.5 (Remote Grid) Updates to grid topology to minimize risk of ignition in HFTDs Remote GridWLDFRVegetation ContactAggregated | WLDFR | HFTD - Distribution - Tier 3 - 3QU CoRE ¦ 4QU LoRE | Red Flag Warning - Small Fires | Vegetation Contact | Aggregated | 2025 | 0.00038541 | 223.3454 | 0.086079 | 2025 | Mitigation | 0.95 | 45 | 0 | esc | 0.00097009 | 3.7388e-07 | 0.00097009 | 3.7388e-07 | 0.0027813 | 1.0331e-11 | 0.0083522 | 1.9199e-08
[120 empty] | 7.3.3.17.5 (Remote Grid) Updates to grid topology to minimize risk of ignition in HFTDs Remote GridWLDFRVegetation ContactAggregated | WLDFR | HFTD - Distribution - Tier 3 - 3QU CoRE ¦ 4QU LoRE | Red Flag Warning - Small Fires | Vegetation Contact | Aggregated | 2026 | 0.00038541 | 223.3454 | 0.086079 | 2026 | Mitigation | 0.95 | 45 | 0 | esc | 0.00097009 | 3.7388e-07 | 0.00097009 | 3.7388e-07 | 0.0027813 | 1.0331e-11 | 0.0083522 | 1.9199e-08
[120 empty] | 7.3.3.17.5 (Remote Grid) Updates to grid topology to minimize risk of ignition in HFTDs Remote GridWLDFRVegetation ContactAggregated | WLDFR | HFTD - Distribution - Tier 3 - 3QU CoRE ¦ 4QU LoRE | Red Flag Warning - Small Fires | Vegetation Contact | Aggregated | 2027 | 0.00038541 | 223.3454 | 0.086079 | 2027 | Mitigation | 0.95 | 45 | 0 | esc | 0.00097009 | 3.7388e-07 | 0.00097009 | 3.7388e-07 | 0.0027813 | 1.0331e-11 | 0.0083522 | 1.9199e-08
[120 empty] | 7.3.3.17.5 (Remote Grid) Updates to grid topology to minimize risk of ignition in HFTDs Remote GridWLDFRVegetation ContactAggregated | WLDFR | HFTD - Distribution - Tier 3 - 3QU CoRE ¦ 4QU LoRE | Red Flag Warning - Small Fires | Vegetation Contact | Aggregated | 2028 | 0.00038541 | 223.3454 | 0.086079 | 2028 | Mitigation | 0.95 | 45 | 0 | esc | 0.00097009 | 3.7388e-07 | 0.00097009 | 3.7388e-07 | 0.0027813 | 1.0331e-11 | 0.0083522 | 1.9199e-08
[120 empty] | 7.3.3.17.5 (Remote Grid) Updates to grid topology to minimize risk of ignition in HFTDs Remote GridWLDFRVegetation ContactAggregated | WLDFR | HFTD - Distribution - Tier 3 - 3QU CoRE ¦ 4QU LoRE | Red Flag Warning - Small Fires | Vegetation Contact | Aggregated | 2029 | 0.00038541 | 223.3454 | 0.086079 | 2029 | Mitigation | 0.95 | 45 | 0 | esc | 0.00097009 | 3.7388e-07 | 0.00097009 | 3.7388e-07 | 0.0027813 | 1.0331e-11 | 0.0083522 | 1.9199e-08
[120 empty] | 7.3.3.17.5 (Remote Grid) Updates to grid topology to minimize risk of ignition in HFTDs Remote GridWLDFRVegetation ContactAggregated | WLDFR | HFTD - Distribution - Tier 3 - 3QU CoRE ¦ 4QU LoRE | Red Flag Warning - Small Fires | Vegetation Contact | Aggregated | 2030 | 0.00038541 | 223.3454 | 0.086079 | 2030 | Mitigation | 0.95 | 45 | 0 | esc | 0.00097009 | 3.7388e-07 | 0.00097009 | 3.7388e-07 | 0.0027813 | 1.0331e-11 | 0.0083522 | 1.9199e-08
[120 empty] | 7.3.3.17.5 (Remote Grid) Updates to grid topology to minimize risk of ignition in HFTDs Remote GridWLDFRVegetation ContactAggregated | WLDFR | HFTD - Distribution - Tier 3 - 3QU CoRE ¦ 4QU LoRE | Red Flag Warning - Small Fires | Vegetation Contact | Aggregated | 2031 | 0.00038541 | 223.3454 | 0.086079 | 2031 | Mitigation | 0.95 | 45 | 0 | esc | 0.00097009 | 3.7388e-07 | 0.00097009 | 3.7388e-07 | 0.0027813 | 1.0331e-11 | 0.0083522 | 1.9199e-08
[120 empty] | 7.3.3.17.5 (Remote Grid) Updates to grid topology to minimize risk of ignition in HFTDs Remote GridWLDFRVegetation ContactAggregated | WLDFR | HFTD - Distribution - Tier 3 - 3QU CoRE ¦ 4QU LoRE | Red Flag Warning - Small Fires | Vegetation Contact | Aggregated | 2032 | 0.00038541 | 223.3454 | 0.086079 | 2032 | Mitigation | 0.95 | 45 | 0 | esc | 0.00097009 | 3.7388e-07 | 0.00097009 | 3.7388e-07 | 0.0027813 | 1.0331e-11 | 0.0083522 | 1.9199e-08
[120 empty] | 7.3.3.17.5 (Remote Grid) Updates to grid topology to minimize risk of ignition in HFTDs Remote GridWLDFRVegetation ContactAggregated | WLDFR | HFTD - Distribution - Tier 3 - 3QU CoRE ¦ 4QU LoRE | Red Flag Warning - Small Fires | Vegetation Contact | Aggregated | 2033 | 0.00038541 | 223.3454 | 0.086079 | 2033 | Mitigation | 0.95 | 45 | 0 | esc | 0.00097009 | 3.7388e-07 | 0.00097009 | 3.7388e-07 | 0.0027813 | 1.0331e-11 | 0.0083522 | 1.9199e-08
[120 empty] | 7.3.3.17.5 (Remote Grid) Updates to grid topology to minimize risk of ignition in HFTDs Remote GridWLDFRVegetation ContactAggregated | WLDFR | HFTD - Distribution - Tier 3 - 3QU CoRE ¦ 4QU LoRE | Red Flag Warning - Small Fires | Vegetation Contact | Aggregated | 2034 | 0.00038541 | 223.3454 | 0.086079 | 2034 | Mitigation | 0.95 | 45 | 0 | esc | 0.00097009 | 3.7388e-07 | 0.00097009 | 3.7388e-07 | 0.0027813 | 1.0331e-11 | 0.0083522 | 1.9199e-08
[120 empty] | 7.3.3.17.5 (Remote Grid) Updates to grid topology to minimize risk of ignition in HFTDs Remote GridWLDFRVegetation ContactAggregated | WLDFR | HFTD - Distribution - Tier 3 - 3QU CoRE ¦ 4QU LoRE | Red Flag Warning - Small Fires | Vegetation Contact | Aggregated | 2035 | 0.00038541 | 223.3454 | 0.086079 | 2035 | Mitigation | 0.95 | 45 | 0 | esc | 0.00097009 | 3.7388e-07 | 0.00097009 | 3.7388e-07 | 0.0027813 | 1.0331e-11 | 0.0083522 | 1.9199e-08
[120 empty] | 7.3.3.17.5 (Remote Grid) Updates to grid topology to minimize risk of ignition in HFTDs Remote GridWLDFRVegetation ContactAggregated | WLDFR | HFTD - Distribution - Tier 3 - 3QU CoRE ¦ 4QU LoRE | Red Flag Warning - Small Fires | Vegetation Contact | Aggregated | 2036 | 0.00038541 | 223.3454 | 0.086079 | 2036 | Mitigation | 0.95 | 45 | 0 | esc | 0.00097009 | 3.7388e-07 | 0.00097009 | 3.7388e-07 | 0.0027813 | 1.0331e-11 | 0.0083522 | 1.9199e-08
[120 empty] | 7.3.3.17.5 (Remote Grid) Updates to grid topology to minimize risk of ignition in HFTDs Remote GridWLDFRVegetation ContactAggregated | WLDFR | HFTD - Distribution - Tier 3 - 3QU CoRE ¦ 4QU LoRE | Red Flag Warning - Small Fires | Vegetation Contact | Aggregated | 2037 | 0.00038541 | 223.3454 | 0.086079 | 2037 | Mitigation | 0.95 | 45 | 0 | esc | 0.00097009 | 3.7388e-07 | 0.00097009 | 3.7388e-07 | 0.0027813 | 1.0331e-11 | 0.0083522 | 1.9199e-08
[120 empty] | 7.3.3.17.5 (Remote Grid) Updates to grid topology to minimize risk of ignition in HFTDs Remote GridWLDFRVegetation ContactAggregated | WLDFR | HFTD - Distribution - Tier 3 - 3QU CoRE ¦ 4QU LoRE | Red Flag Warning - Small Fires | Vegetation Contact | Aggregated | 2038 | 0.00038541 | 223.3454 | 0.086079 | 2038 | Mitigation | 0.95 | 45 | 0 | esc | 0.00097009 | 3.7388e-07 | 0.00097009 | 3.7388e-07 | 0.0027813 | 1.0331e-11 | 0.0083522 | 1.9199e-08
[120 empty] | 7.3.3.17.5 (Remote Grid) Updates to grid topology to minimize risk of ignition in HFTDs Remote GridWLDFRVegetation ContactAggregated | WLDFR | HFTD - Distribution - Tier 3 - 3QU CoRE ¦ 4QU LoRE | Red Flag Warning - Small Fires | Vegetation Contact | Aggregated | 2039 | 0.00038541 | 223.3454 | 0.086079 | 2039 | Mitigation | 0.95 | 45 | 0 | esc | 0.00097009 | 3.7388e-07 | 0.00097009 | 3.7388e-07 | 0.0027813 | 1.0331e-11 | 0.0083522 | 1.9199e-08
[120 empty] | 7.3.3.17.5 (Remote Grid) Updates to grid topology to minimize risk of ignition in HFTDs Remote GridWLDFRVegetation ContactAggregated | WLDFR | HFTD - Distribution - Tier 3 - 3QU CoRE ¦ 4QU LoRE | Red Flag Warning - Small Fires | Vegetation Contact | Aggregated | 2040 | 0.00038541 | 223.3454 | 0.086079 | 2040 | Mitigation | 0.95 | 45 | 0 | esc | 0.00097009 | 3.7388e-07 | 0.00097009 | 3.7388e-07 | 0.0027813 | 1.0331e-11 | 0.0083522 | 1.9199e-08
[120 empty] | 7.3.3.17.5 (Remote Grid) Updates to grid topology to minimize risk of ignition in HFTDs Remote GridWLDFRVegetation ContactAggregated | WLDFR | HFTD - Distribution - Tier 3 - 3QU CoRE ¦ 4QU LoRE | Red Flag Warning - Small Fires | Vegetation Contact | Aggregated | 2041 | 0.00038541 | 223.3454 | 0.086079 | 2041 | Mitigation | 0.95 | 45 | 0 | esc | 0.00097009 | 3.7388e-07 | 0.00097009 | 3.7388e-07 | 0.0027813 | 1.0331e-11 | 0.0083522 | 1.9199e-08
[120 empty] | 7.3.3.17.5 (Remote Grid) Updates to grid topology to minimize risk of ignition in HFTDs Remote GridWLDFRVegetation ContactAggregated | WLDFR | HFTD - Distribution - Tier 3 - 3QU CoRE ¦ 4QU LoRE | Red Flag Warning - Small Fires | Vegetation Contact | Aggregated | 2042 | 0.00038541 | 223.3454 | 0.086079 | 2042 | Mitigation | 0.95 | 45 | 0 | esc | 0.00097009 | 3.7388e-07 | 0.00097009 | 3.7388e-07 | 0.0027813 | 1.0331e-11 | 0.0083522 | 1.9199e-08
[120 empty] | 7.3.3.17.5 (Remote Grid) Updates to grid topology to minimize risk of ignition in HFTDs Remote GridWLDFRVegetation ContactAggregated | WLDFR | HFTD - Distribution - Tier 3 - 3QU CoRE ¦ 4QU LoRE | Red Flag Warning - Small Fires | Vegetation Contact | Aggregated | 2043 | 0.00038541 | 223.3454 | 0.086079 | 2043 | Mitigation | 0.95 | 45 | 0 | esc | 0.00097009 | 3.7388e-07 | 0.00097009 | 3.7388e-07 | 0.0027813 | 1.0331e-11 | 0.0083522 | 1.9199e-08
[120 empty] | 7.3.3.17.5 (Remote Grid) Updates to grid topology to minimize risk of ignition in HFTDs Remote GridWLDFRVegetation ContactAggregated | WLDFR | HFTD - Distribution - Tier 3 - 3QU CoRE ¦ 4QU LoRE | Red Flag Warning - Small Fires | Vegetation Contact | Aggregated | 2044 | 0.00038541 | 223.3454 | 0.086079 | 2044 | Mitigation | 0.95 | 45 | 0 | esc | 0.00097009 | 3.7388e-07 | 0.00097009 | 3.7388e-07 | 0.0027813 | 1.0331e-11 | 0.0083522 | 1.9199e-08
[120 empty] | 7.3.3.17.5 (Remote Grid) Updates to grid topology to minimize risk of ignition in HFTDs Remote GridWLDFRVegetation ContactAggregated | WLDFR | HFTD - Distribution - Tier 3 - 3QU CoRE ¦ 4QU LoRE | Red Flag Warning - Small Fires | Vegetation Contact | Aggregated | 2045 | 0.00038541 | 223.3454 | 0.086079 | 2045 | Mitigation | 0.95 | 45 | 0 | esc | 0.00097009 | 3.7388e-07 | 0.00097009 | 3.7388e-07 | 0.0027813 | 1.0331e-11 | 0.0083522 | 1.9199e-08
[120 empty] | 7.3.3.17.5 (Remote Grid) Updates to grid topology to minimize risk of ignition in HFTDs Remote GridWLDFRVegetation ContactAggregated | WLDFR | HFTD - Distribution - Tier 3 - 3QU CoRE ¦ 4QU LoRE | Red Flag Warning - Small Fires | Vegetation Contact | Aggregated | 2046 | 0.00038541 | 223.3454 | 0.086079 | 2046 | Mitigation | 0.95 | 45 | 0 | esc | 0.00097009 | 3.7388e-07 | 0.00097009 | 3.7388e-07 | 0.0027813 | 1.0331e-11 | 0.0083522 | 1.9199e-08
[120 empty] | 7.3.3.17.5 (Remote Grid) Updates to grid topology to minimize risk of ignition in HFTDs Remote GridWLDFRVegetation ContactAggregated | WLDFR | HFTD - Distribution - Tier 3 - 3QU CoRE ¦ 4QU LoRE | Red Flag Warning - Small Fires | Vegetation Contact | Aggregated | 2047 | 0.00038541 | 223.3454 | 0.086079 | 2047 | Mitigation | 0.95 | 45 | 0 | esc | 0.00097009 | 3.7388e-07 | 0.00097009 | 3.7388e-07 | 0.0027813 | 1.0331e-11 | 0.0083522 | 1.9199e-08
[120 empty] | 7.3.3.17.5 (Remote Grid) Updates to grid topology to minimize risk of ignition in HFTDs Remote GridWLDFRVegetation ContactAggregated | WLDFR | HFTD - Distribution - Tier 3 - 3QU CoRE ¦ 4QU LoRE | Red Flag Warning - Small Fires | Vegetation Contact | Aggregated | 2048 | 0.00038541 | 223.3454 | 0.086079 | 2048 | Mitigation | 0.95 | 45 | 0 | esc | 0.00097009 | 3.7388e-07 | 0.00097009 | 3.7388e-07 | 0.0027813 | 1.0331e-11 | 0.0083522 | 1.9199e-08
[120 empty] | 7.3.3.17.5 (Remote Grid) Updates to grid topology to minimize risk of ignition in HFTDs Remote GridWLDFRVegetation ContactAggregated | WLDFR | HFTD - Distribution - Tier 3 - 3QU CoRE ¦ 4QU LoRE | Red Flag Warning - Small Fires | Vegetation Contact | Aggregated | 2049 | 0.00038541 | 223.3454 | 0.086079 | 2049 | Mitigation | 0.95 | 45 | 0 | esc | 0.00097009 | 3.7388e-07 | 0.00097009 | 3.7388e-07 | 0.0027813 | 1.0331e-11 | 0.0083522 | 1.9199e-08
[120 empty] | 7.3.3.17.5 (Remote Grid) Updates to grid topology to minimize risk of ignition in HFTDs Remote GridWLDFRVegetation ContactAggregated | WLDFR | HFTD - Distribution - Tier 3 - 3QU CoRE ¦ 4QU LoRE | Red Flag Warning - Small Fires | Vegetation Contact | Aggregated | 2050 | 0.00038541 | 223.3454 | 0.086079 | 2050 | Mitigation | 0.95 | 45 | 0 | esc | 0.00097009 | 3.7388e-07 | 0.00097009 | 3.7388e-07 | 0 | 0 | 0.0083522 | 1.9199e-08
[120 empty] | 7.3.3.17.5 (Remote Grid) Updates to grid topology to minimize risk of ignition in HFTDs Remote GridWLDFRVegetation ContactAggregated | WLDFR | HFTD - Distribution - Tier 3 - 3QU CoRE ¦ 4QU LoRE | Red Flag Warning - Small Fires | Vegetation Contact | Aggregated | 2051 | 0.00038541 | 223.3454 | 0.086079 | 2051 | Mitigation | 0.95 | 45 | 0 | esc | 0.00097009 | 3.7388e-07 | 0.00097009 | 3.7388e-07 | 0.0027813 | 2.6722e-11 | 0.0083522 | 1.9199e-08
[120 empty] | 7.3.3.17.5 (Remote Grid) Updates to grid topology to minimize risk of ignition in HFTDs Remote GridWLDFRVegetation ContactAggregated | WLDFR | HFTD - Distribution - Tier 3 - 3QU CoRE ¦ 4QU LoRE | Red Flag Warning - Small Fires | Vegetation Contact | Aggregated | 2052 | 0.00038541 | 223.3454 | 0.086079 | 2052 | Mitigation | 0.95 | 45 | 0 | esc | 0.00097009 | 3.7388e-07 | 0.00097009 | 3.7388e-07 | 0.0027813 | 2.6722e-11 | 0 | 0
[120 empty] | 7.3.3.17.5 (Remote Grid) Updates to grid topology to minimize risk of ignition in HFTDs Remote GridWLDFRVegetation ContactAggregated | WLDFR | HFTD - Distribution - Tier 3 - 3QU CoRE ¦ 4QU LoRE | Red Flag Warning - Small Fires | Vegetation Contact | Aggregated | 2053 | 0.00038541 | 223.3454 | 0.086079 | 2053 | Mitigation | 0.95 | 45 | 0 | esc | 0.00097009 | 3.7388e-07 | 0.00097009 | 3.7388e-07 | 0.0027813 | 2.6722e-11 | 0 | 0
[120 empty] | 7.3.3.17.5 (Remote Grid) Updates to grid topology to minimize risk of ignition in HFTDs Remote GridWLDFRVegetation ContactAggregated | WLDFR | HFTD - Distribution - Tier 3 - 3QU CoRE ¦ 4QU LoRE | Red Flag Warning - Small Fires | Vegetation Contact | Aggregated | 2054 | 0.00038541 | 223.3454 | 0.086079 | 2054 | Mitigation | 0.95 | 45 | 0 | esc | 0.00097009 | 3.7388e-07 | 0.00097009 | 3.7388e-07 | 0.0027813 | 2.6722e-11 | 0.0092336 | 2.2343e-09
[120 empty] | 7.3.3.17.5 (Remote Grid) Updates to grid topology to minimize risk of ignition in HFTDs Remote GridWLDFRVegetation ContactAggregated | WLDFR | HFTD - Distribution - Tier 3 - 3QU CoRE ¦ 4QU LoRE | Red Flag Warning - Small Fires | Vegetation Contact | Aggregated | 2055 | 0.00038541 | 223.3454 | 0.086079 | 2055 | Mitigation | 0.95 | 45 | 0 | esc | 0.00097009 | 3.7388e-07 | 0.00097009 | 3.7388e-07 | 0.0027813 | 2.6722e-11 | 0.0092336 | 2.2343e-09
[120 empty] | 7.3.3.17.5 (Remote Grid) Updates to grid topology to minimize risk of ignition in HFTDs Remote GridWLDFRVegetation ContactAggregated | WLDFR | HFTD - Distribution - Tier 3 - 3QU CoRE ¦ 4QU LoRE | Red Flag Warning - Small Fires | Vegetation Contact | Aggregated | 2056 | 0.00038541 | 223.3454 | 0.086079 | 2056 | Mitigation | 0.95 | 45 | 0 | esc | 0.00097009 | 3.7388e-07 | 0.00097009 | 3.7388e-07 | 0.0027813 | 2.6722e-11 | 0.0092336 | 2.2343e-09
[120 empty] | 7.3.3.17.5 (Remote Grid) Updates to grid topology to minimize risk of ignition in HFTDs Remote GridWLDFRVegetation ContactAggregated | WLDFR | HFTD - Distribution - Tier 3 - 3QU CoRE ¦ 4QU LoRE | Red Flag Warning - Small Fires | Vegetation Contact | Aggregated | 2057 | 0.00038541 | 223.3454 | 0.086079 | 2057 | Mitigation | 0.95 | 45 | 0 | esc | 0.00097009 | 3.7388e-07 | 0.00097009 | 3.7388e-07 | 0.0027813 | 2.6722e-11 | 0.0092336 | 2.2343e-09
[120 empty] | 7.3.3.17.5 (Remote Grid) Updates to grid topology to minimize risk of ignition in HFTDs Remote GridWLDFRVegetation ContactAggregated | WLDFR | HFTD - Distribution - Tier 3 - 3QU CoRE ¦ 4QU LoRE | Red Flag Warning - Small Fires | Vegetation Contact | Aggregated | 2058 | 0.00038541 | 223.3454 | 0.086079 | 2058 | Mitigation | 0.95 | 45 | 0 | esc | 0.00097009 | 3.7388e-07 | 0.00097009 | 3.7388e-07 | 0.0027813 | 2.6722e-11 | 0.0092336 | 2.2343e-09
[120 empty] | 7.3.3.17.5 (Remote Grid) Updates to grid topology to minimize risk of ignition in HFTDs Remote GridWLDFRVegetation ContactAggregated | WLDFR | HFTD - Distribution - Tier 3 - 3QU CoRE ¦ 4QU LoRE | Red Flag Warning - Small Fires | Vegetation Contact | Aggregated | 2059 | 0.00038541 | 223.3454 | 0.086079 | 2059 | Mitigation | 0.95 | 45 | 0 | esc | 0.00097009 | 3.7388e-07 | 0.00097009 | 3.7388e-07 | 0.0027813 | 2.6722e-11 | 0.0092336 | 2.2343e-09
[120 empty] | 7.3.3.17.5 (Remote Grid) Updates to grid topology to minimize risk of ignition in HFTDs Remote GridWLDFRVegetation ContactAggregated | WLDFR | HFTD - Distribution - Tier 3 - 3QU CoRE ¦ 4QU LoRE | Red Flag Warning - Small Fires | Vegetation Contact | Aggregated | 2060 | 0.00038541 | 223.3454 | 0.086079 | 2060 | Mitigation | 0.95 | 45 | 0 | esc | 0.00097009 | 3.7388e-07 | 0.00097009 | 3.7388e-07 | 0.0027813 | 2.6722e-11 | 0.0092336 | 2.2343e-09
[120 empty] | 7.3.3.17.5 (Remote Grid) Updates to grid topology to minimize risk of ignition in HFTDs Remote GridWLDFRVegetation ContactAggregated | WLDFR | HFTD - Distribution - Tier 3 - 3QU CoRE ¦ 4QU LoRE | Red Flag Warning - Small Fires | Vegetation Contact | Aggregated | 2061 | 0.00038541 | 223.3454 | 0.086079 | 2061 | Mitigation | 0.95 | 45 | 0 | esc | 0.00097009 | 3.7388e-07 | 0.00097009 | 3.7388e-07 | 0.0027813 | 2.6722e-11 | 0.0092336 | 2.2343e-09
[120 empty] | 7.3.3.17.5 (Remote Grid) Updates to grid topology to minimize risk of ignition in HFTDs Remote GridWLDFRVegetation ContactAggregated | WLDFR | HFTD - Distribution - Tier 3 - 3QU CoRE ¦ 4QU LoRE | Red Flag Warning - Small Fires | Vegetation Contact | Aggregated | 2062 | 0.00038541 | 223.3454 | 0.086079 | 2062 | Mitigation | 0.95 | 45 | 0 | esc | 0.00097009 | 3.7388e-07 | 0.00097009 | 3.7388e-07 | 0.0027813 | 2.6722e-11 | 0.0092336 | 2.2343e-09
[120 empty] | 7.3.3.17.5 (Remote Grid) Updates to grid topology to minimize risk of ignition in HFTDs Remote GridWLDFRVegetation ContactAggregated | WLDFR | HFTD - Distribution - Tier 3 - 3QU CoRE ¦ 4QU LoRE | Red Flag Warning - Small Fires | Vegetation Contact | Aggregated | 2063 | 0.00038541 | 223.3454 | 0.086079 | 2063 | Mitigation | 0.95 | 45 | 0 | esc | 0.00097009 | 3.7388e-07 | 0.00097009 | 3.7388e-07 | 0.0027813 | 2.6722e-11 | 0.0092336 | 2.2343e-09
[120 empty] | 7.3.3.17.5 (Remote Grid) Updates to grid topology to minimize risk of ignition in HFTDs Remote GridWLDFRVegetation ContactAggregated | WLDFR | HFTD - Distribution - Tier 3 - 3QU CoRE ¦ 4QU LoRE | Red Flag Warning - Small Fires | Vegetation Contact | Aggregated | 2064 | 0.00038541 | 223.3454 | 0.086079 | 2064 | Mitigation | 0.95 | 45 | 0 | esc | 0.00097009 | 3.7388e-07 | 0.00097009 | 3.7388e-07 | 0.0027813 | 2.6722e-11 | 0.0092336 | 2.2343e-09
[120 empty] | 7.3.3.17.5 (Remote Grid) Updates to grid topology to minimize risk of ignition in HFTDs Remote GridWLDFRVegetation ContactAggregated | WLDFR | HFTD - Distribution - Tier 3 - 3QU CoRE ¦ 4QU LoRE | Red Flag Warning - Small Fires | Vegetation Contact | Aggregated | 2065 | 0.00038541 | 223.3454 | 0.086079 | 2065 | Mitigation | 0.95 | 45 | 0 | esc | 0.00097009 | 3.7388e-07 | 0.00097009 | 3.7388e-07 | 0.0027813 | 2.6722e-11 | 0.0092336 | 2.2343e-09
[120 empty] | 7.3.3.17.5 (Remote Grid) Updates to grid topology to minimize risk of ignition in HFTDs Remote GridWLDFRVegetation ContactAggregated | WLDFR | HFTD - Distribution - Tier 3 - 3QU CoRE ¦ 4QU LoRE | Red Flag Warning - Small Fires | Vegetation Contact | Aggregated | 2066 | 0.00038541 | 223.3454 | 0.086079 | 2066 | Mitigation | 0.95 | 45 | 0 | esc | 0.00097009 | 3.7388e-07 | 0.00097009 | 3.7388e-07 | 0.0027813 | 2.6722e-11 | 0.0092336 | 2.2343e-09
[120 empty] | 7.3.3.17.5 (Remote Grid) Updates to grid topology to minimize risk of ignition in HFTDs Remote GridWLDFRVegetation ContactAggregated | WLDFR | HFTD - Distribution - Tier 3 - 3QU CoRE ¦ 4QU LoRE | Red Flag Warning - Small Fires | Vegetation Contact | Aggregated | 2067 | 0.00038541 | 223.3454 | 0.086079 | 2067 | Mitigation | 0.95 | 45 | 0 | esc | 0 | 0 | 0.00097009 | 3.7388e-07 | 0.0027813 | 2.6722e-11 | 0.0092336 | 2.2343e-09
[120 empty] | 7.3.3.17.5 (Remote Grid) Updates to grid topology to minimize risk of ignition in HFTDs Remote GridWLDFRWire-to-wire contactAggregated | WLDFR | HFTD - Distribution - Tier 3 - 3QU CoRE ¦ 4QU LoRE | Red Flag Warning - Small Fires | Wire-to-wire contact | Aggregated | 2022 | 4.0976e-06 | 223.3454 | 0.00091517 | 2022 | Mitigation | 0.95 | 45 | 0 | esc | 0.00097009 | 3.975e-09 | 0 | 0 | 0.0027813 | 2.6722e-11 | 0.0092336 | 2.2343e-09
[120 empty] | 7.3.3.17.5 (Remote Grid) Updates to grid topology to minimize risk of ignition in HFTDs Remote GridWLDFRWire-to-wire contactAggregated | WLDFR | HFTD - Distribution - Tier 3 - 3QU CoRE ¦ 4QU LoRE | Red Flag Warning - Small Fires | Wire-to-wire contact | Aggregated | 2023 | 4.0976e-06 | 223.3454 | 0.00091517 | 2023 | Mitigation | 0.95 | 45 | 0 | esc | 0.00097009 | 3.975e-09 | 0.00097009 | 3.975e-09 | 0.0027813 | 2.6722e-11 | 0.0092336 | 2.2343e-09
[120 empty] | 7.3.3.17.5 (Remote Grid) Updates to grid topology to minimize risk of ignition in HFTDs Remote GridWLDFRWire-to-wire contactAggregated | WLDFR | HFTD - Distribution - Tier 3 - 3QU CoRE ¦ 4QU LoRE | Red Flag Warning - Small Fires | Wire-to-wire contact | Aggregated | 2024 | 4.0976e-06 | 223.3454 | 0.00091517 | 2024 | Mitigation | 0.95 | 45 | 0 | esc | 0.00097009 | 3.975e-09 | 0.00097009 | 3.975e-09 | 0.0027813 | 2.6722e-11 | 0.0092336 | 2.2343e-09
[120 empty] | 7.3.3.17.5 (Remote Grid) Updates to grid topology to minimize risk of ignition in HFTDs Remote GridWLDFRWire-to-wire contactAggregated | WLDFR | HFTD - Distribution - Tier 3 - 3QU CoRE ¦ 4QU LoRE | Red Flag Warning - Small Fires | Wire-to-wire contact | Aggregated | 2025 | 4.0976e-06 | 223.3454 | 0.00091517 | 2025 | Mitigation | 0.95 | 45 | 0 | esc | 0.00097009 | 3.975e-09 | 0.00097009 | 3.975e-09 | 0.0027813 | 2.6722e-11 | 0.0092336 | 2.2343e-09
[120 empty] | 7.3.3.17.5 (Remote Grid) Updates to grid topology to minimize risk of ignition in HFTDs Remote GridWLDFRWire-to-wire contactAggregated | WLDFR | HFTD - Distribution - Tier 3 - 3QU CoRE ¦ 4QU LoRE | Red Flag Warning - Small Fires | Wire-to-wire contact | Aggregated | 2026 | 4.0976e-06 | 223.3454 | 0.00091517 | 2026 | Mitigation | 0.95 | 45 | 0 | esc | 0.00097009 | 3.975e-09 | 0.00097009 | 3.975e-09 | 0.0027813 | 2.6722e-11 | 0.0092336 | 2.2343e-09
[120 empty] | 7.3.3.17.5 (Remote Grid) Updates to grid topology to minimize risk of ignition in HFTDs Remote GridWLDFRWire-to-wire contactAggregated | WLDFR | HFTD - Distribution - Tier 3 - 3QU CoRE ¦ 4QU LoRE | Red Flag Warning - Small Fires | Wire-to-wire contact | Aggregated | 2027 | 4.0976e-06 | 223.3454 | 0.00091517 | 2027 | Mitigation | 0.95 | 45 | 0 | esc | 0.00097009 | 3.975e-09 | 0.00097009 | 3.975e-09 | 0.0027813 | 2.6722e-11 | 0.0092336 | 2.2343e-09
[120 empty] | 7.3.3.17.5 (Remote Grid) Updates to grid topology to minimize risk of ignition in HFTDs Remote GridWLDFRWire-to-wire contactAggregated | WLDFR | HFTD - Distribution - Tier 3 - 3QU CoRE ¦ 4QU LoRE | Red Flag Warning - Small Fires | Wire-to-wire contact | Aggregated | 2028 | 4.0976e-06 | 223.3454 | 0.00091517 | 2028 | Mitigation | 0.95 | 45 | 0 | esc | 0.00097009 | 3.975e-09 | 0.00097009 | 3.975e-09 | 0.0027813 | 2.6722e-11 | 0.0092336 | 2.2343e-09
[120 empty] | 7.3.3.17.5 (Remote Grid) Updates to grid topology to minimize risk of ignition in HFTDs Remote GridWLDFRWire-to-wire contactAggregated | WLDFR | HFTD - Distribution - Tier 3 - 3QU CoRE ¦ 4QU LoRE | Red Flag Warning - Small Fires | Wire-to-wire contact | Aggregated | 2029 | 4.0976e-06 | 223.3454 | 0.00091517 | 2029 | Mitigation | 0.95 | 45 | 0 | esc | 0.00097009 | 3.975e-09 | 0.00097009 | 3.975e-09 | 0.0027813 | 2.6722e-11 | 0.0092336 | 2.2343e-09
[120 empty] | 7.3.3.17.5 (Remote Grid) Updates to grid topology to minimize risk of ignition in HFTDs Remote GridWLDFRWire-to-wire contactAggregated | WLDFR | HFTD - Distribution - Tier 3 - 3QU CoRE ¦ 4QU LoRE | Red Flag Warning - Small Fires | Wire-to-wire contact | Aggregated | 2030 | 4.0976e-06 | 223.3454 | 0.00091517 | 2030 | Mitigation | 0.95 | 45 | 0 | esc | 0.00097009 | 3.975e-09 | 0.00097009 | 3.975e-09 | 0.0027813 | 2.6722e-11 | 0.0092336 | 2.2343e-09
[120 empty] | 7.3.3.17.5 (Remote Grid) Updates to grid topology to minimize risk of ignition in HFTDs Remote GridWLDFRWire-to-wire contactAggregated | WLDFR | HFTD - Distribution - Tier 3 - 3QU CoRE ¦ 4QU LoRE | Red Flag Warning - Small Fires | Wire-to-wire contact | Aggregated | 2031 | 4.0976e-06 | 223.3454 | 0.00091517 | 2031 | Mitigation | 0.95 | 45 | 0 | esc | 0.00097009 | 3.975e-09 | 0.00097009 | 3.975e-09 | 0.0027813 | 2.6722e-11 | 0.0092336 | 2.2343e-09
[120 empty] | 7.3.3.17.5 (Remote Grid) Updates to grid topology to minimize risk of ignition in HFTDs Remote GridWLDFRWire-to-wire contactAggregated | WLDFR | HFTD - Distribution - Tier 3 - 3QU CoRE ¦ 4QU LoRE | Red Flag Warning - Small Fires | Wire-to-wire contact | Aggregated | 2032 | 4.0976e-06 | 223.3454 | 0.00091517 | 2032 | Mitigation | 0.95 | 45 | 0 | esc | 0.00097009 | 3.975e-09 | 0.00097009 | 3.975e-09 | 0.0027813 | 2.6722e-11 | 0.0092336 | 2.2343e-09
[120 empty] | 7.3.3.17.5 (Remote Grid) Updates to grid topology to minimize risk of ignition in HFTDs Remote GridWLDFRWire-to-wire contactAggregated | WLDFR | HFTD - Distribution - Tier 3 - 3QU CoRE ¦ 4QU LoRE | Red Flag Warning - Small Fires | Wire-to-wire contact | Aggregated | 2033 | 4.0976e-06 | 223.3454 | 0.00091517 | 2033 | Mitigation | 0.95 | 45 | 0 | esc | 0.00097009 | 3.975e-09 | 0.00097009 | 3.975e-09 | 0.0027813 | 2.6722e-11 | 0.0092336 | 2.2343e-09
[120 empty] | 7.3.3.17.5 (Remote Grid) Updates to grid topology to minimize risk of ignition in HFTDs Remote GridWLDFRWire-to-wire contactAggregated | WLDFR | HFTD - Distribution - Tier 3 - 3QU CoRE ¦ 4QU LoRE | Red Flag Warning - Small Fires | Wire-to-wire contact | Aggregated | 2034 | 4.0976e-06 | 223.3454 | 0.00091517 | 2034 | Mitigation | 0.95 | 45 | 0 | esc | 0.00097009 | 3.975e-09 | 0.00097009 | 3.975e-09 | 0.0027813 | 2.6722e-11 | 0.0092336 | 2.2343e-09
[120 empty] | 7.3.3.17.5 (Remote Grid) Updates to grid topology to minimize risk of ignition in HFTDs Remote GridWLDFRWire-to-wire contactAggregated | WLDFR | HFTD - Distribution - Tier 3 - 3QU CoRE ¦ 4QU LoRE | Red Flag Warning - Small Fires | Wire-to-wire contact | Aggregated | 2035 | 4.0976e-06 | 223.3454 | 0.00091517 | 2035 | Mitigation | 0.95 | 45 | 0 | esc | 0.00097009 | 3.975e-09 | 0.00097009 | 3.975e-09 | 0.0027813 | 2.6722e-11 | 0.0092336 | 2.2343e-09
[120 empty] | 7.3.3.17.5 (Remote Grid) Updates to grid topology to minimize risk of ignition in HFTDs Remote GridWLDFRWire-to-wire contactAggregated | WLDFR | HFTD - Distribution - Tier 3 - 3QU CoRE ¦ 4QU LoRE | Red Flag Warning - Small Fires | Wire-to-wire contact | Aggregated | 2036 | 4.0976e-06 | 223.3454 | 0.00091517 | 2036 | Mitigation | 0.95 | 45 | 0 | esc | 0.00097009 | 3.975e-09 | 0.00097009 | 3.975e-09 | 0.0027813 | 2.6722e-11 | 0.0092336 | 2.2343e-09
[120 empty] | 7.3.3.17.5 (Remote Grid) Updates to grid topology to minimize risk of ignition in HFTDs Remote GridWLDFRWire-to-wire contactAggregated | WLDFR | HFTD - Distribution - Tier 3 - 3QU CoRE ¦ 4QU LoRE | Red Flag Warning - Small Fires | Wire-to-wire contact | Aggregated | 2037 | 4.0976e-06 | 223.3454 | 0.00091517 | 2037 | Mitigation | 0.95 | 45 | 0 | esc | 0.00097009 | 3.975e-09 | 0.00097009 | 3.975e-09 | 0.0027813 | 2.6722e-11 | 0.0092336 | 2.2343e-09
[120 empty] | 7.3.3.17.5 (Remote Grid) Updates to grid topology to minimize risk of ignition in HFTDs Remote GridWLDFRWire-to-wire contactAggregated | WLDFR | HFTD - Distribution - Tier 3 - 3QU CoRE ¦ 4QU LoRE | Red Flag Warning - Small Fires | Wire-to-wire contact | Aggregated | 2038 | 4.0976e-06 | 223.3454 | 0.00091517 | 2038 | Mitigation | 0.95 | 45 | 0 | esc | 0.00097009 | 3.975e-09 | 0.00097009 | 3.975e-09 | 0.0027813 | 2.6722e-11 | 0 | 0
[120 empty] | 7.3.3.17.5 (Remote Grid) Updates to grid topology to minimize risk of ignition in HFTDs Remote GridWLDFRWire-to-wire contactAggregated | WLDFR | HFTD - Distribution - Tier 3 - 3QU CoRE ¦ 4QU LoRE | Red Flag Warning - Small Fires | Wire-to-wire contact | Aggregated | 2039 | 4.0976e-06 | 223.3454 | 0.00091517 | 2039 | Mitigation | 0.95 | 45 | 0 | esc | 0.00097009 | 3.975e-09 | 0.00097009 | 3.975e-09 | 0.0027813 | 2.6722e-11 | 0 | 0
[120 empty] | 7.3.3.17.5 (Remote Grid) Updates to grid topology to minimize risk of ignition in HFTDs Remote GridWLDFRWire-to-wire contactAggregated | WLDFR | HFTD - Distribution - Tier 3 - 3QU CoRE ¦ 4QU LoRE | Red Flag Warning - Small Fires | Wire-to-wire contact | Aggregated | 2040 | 4.0976e-06 | 223.3454 | 0.00091517 | 2040 | Mitigation | 0.95 | 45 | 0 | esc | 0.00097009 | 3.975e-09 | 0.00097009 | 3.975e-09 | 0.0027813 | 2.6722e-11 | 0.0033164 | 3.9141e-08
[120 empty] | 7.3.3.17.5 (Remote Grid) Updates to grid topology to minimize risk of ignition in HFTDs Remote GridWLDFRWire-to-wire contactAggregated | WLDFR | HFTD - Distribution - Tier 3 - 3QU CoRE ¦ 4QU LoRE | Red Flag Warning - Small Fires | Wire-to-wire contact | Aggregated | 2041 | 4.0976e-06 | 223.3454 | 0.00091517 | 2041 | Mitigation | 0.95 | 45 | 0 | esc | 0.00097009 | 3.975e-09 | 0.00097009 | 3.975e-09 | 0.0027813 | 2.6722e-11 | 0.0033164 | 3.9141e-08
[120 empty] | 7.3.3.17.5 (Remote Grid) Updates to grid topology to minimize risk of ignition in HFTDs Remote GridWLDFRWire-to-wire contactAggregated | WLDFR | HFTD - Distribution - Tier 3 - 3QU CoRE ¦ 4QU LoRE | Red Flag Warning - Small Fires | Wire-to-wire contact | Aggregated | 2042 | 4.0976e-06 | 223.3454 | 0.00091517 | 2042 | Mitigation | 0.95 | 45 | 0 | esc | 0.00097009 | 3.975e-09 | 0.00097009 | 3.975e-09 | 0.0027813 | 2.6722e-11 | 0.0033164 | 3.9141e-08
[120 empty] | 7.3.3.17.5 (Remote Grid) Updates to grid topology to minimize risk of ignition in HFTDs Remote GridWLDFRWire-to-wire contactAggregated | WLDFR | HFTD - Distribution - Tier 3 - 3QU CoRE ¦ 4QU LoRE | Red Flag Warning - Small Fires | Wire-to-wire contact | Aggregated | 2043 | 4.0976e-06 | 223.3454 | 0.00091517 | 2043 | Mitigation | 0.95 | 45 | 0 | esc | 0.00097009 | 3.975e-09 | 0.00097009 | 3.975e-09 | 0.0027813 | 2.6722e-11 | 0.0033164 | 3.9141e-08
[120 empty] | 7.3.3.17.5 (Remote Grid) Updates to grid topology to minimize risk of ignition in HFTDs Remote GridWLDFRWire-to-wire contactAggregated | WLDFR | HFTD - Distribution - Tier 3 - 3QU CoRE ¦ 4QU LoRE | Red Flag Warning - Small Fires | Wire-to-wire contact | Aggregated | 2044 | 4.0976e-06 | 223.3454 | 0.00091517 | 2044 | Mitigation | 0.95 | 45 | 0 | esc | 0.00097009 | 3.975e-09 | 0.00097009 | 3.975e-09 | 0.0027813 | 2.6722e-11 | 0.0033164 | 3.9141e-08
[120 empty] | 7.3.3.17.5 (Remote Grid) Updates to grid topology to minimize risk of ignition in HFTDs Remote GridWLDFRWire-to-wire contactAggregated | WLDFR | HFTD - Distribution - Tier 3 - 3QU CoRE ¦ 4QU LoRE | Red Flag Warning - Small Fires | Wire-to-wire contact | Aggregated | 2045 | 4.0976e-06 | 223.3454 | 0.00091517 | 2045 | Mitigation | 0.95 | 45 | 0 | esc | 0.00097009 | 3.975e-09 | 0.00097009 | 3.975e-09 | 0.0027813 | 2.6722e-11 | 0.0033164 | 3.9141e-08
[120 empty] | 7.3.3.17.5 (Remote Grid) Updates to grid topology to minimize risk of ignition in HFTDs Remote GridWLDFRWire-to-wire contactAggregated | WLDFR | HFTD - Distribution - Tier 3 - 3QU CoRE ¦ 4QU LoRE | Red Flag Warning - Small Fires | Wire-to-wire contact | Aggregated | 2046 | 4.0976e-06 | 223.3454 | 0.00091517 | 2046 | Mitigation | 0.95 | 45 | 0 | esc | 0.00097009 | 3.975e-09 | 0.00097009 | 3.975e-09 | 0.0027813 | 2.6722e-11 | 0.0033164 | 3.9141e-08
[120 empty] | 7.3.3.17.5 (Remote Grid) Updates to grid topology to minimize risk of ignition in HFTDs Remote GridWLDFRWire-to-wire contactAggregated | WLDFR | HFTD - Distribution - Tier 3 - 3QU CoRE ¦ 4QU LoRE | Red Flag Warning - Small Fires | Wire-to-wire contact | Aggregated | 2047 | 4.0976e-06 | 223.3454 | 0.00091517 | 2047 | Mitigation | 0.95 | 45 | 0 | esc | 0.00097009 | 3.975e-09 | 0.00097009 | 3.975e-09 | 0.0027813 | 2.6722e-11 | 0.0033164 | 3.9141e-08
[120 empty] | 7.3.3.17.5 (Remote Grid) Updates to grid topology to minimize risk of ignition in HFTDs Remote GridWLDFRWire-to-wire contactAggregated | WLDFR | HFTD - Distribution - Tier 3 - 3QU CoRE ¦ 4QU LoRE | Red Flag Warning - Small Fires | Wire-to-wire contact | Aggregated | 2048 | 4.0976e-06 | 223.3454 | 0.00091517 | 2048 | Mitigation | 0.95 | 45 | 0 | esc | 0.00097009 | 3.975e-09 | 0.00097009 | 3.975e-09 | 0.0027813 | 2.6722e-11 | 0.0033164 | 3.9141e-08
[120 empty] | 7.3.3.17.5 (Remote Grid) Updates to grid topology to minimize risk of ignition in HFTDs Remote GridWLDFRWire-to-wire contactAggregated | WLDFR | HFTD - Distribution - Tier 3 - 3QU CoRE ¦ 4QU LoRE | Red Flag Warning - Small Fires | Wire-to-wire contact | Aggregated | 2049 | 4.0976e-06 | 223.3454 | 0.00091517 | 2049 | Mitigation | 0.95 | 45 | 0 | esc | 0.00097009 | 3.975e-09 | 0.00097009 | 3.975e-09 | 0.0027813 | 2.6722e-11 | 0.0033164 | 3.9141e-08
[120 empty] | 7.3.3.17.5 (Remote Grid) Updates to grid topology to minimize risk of ignition in HFTDs Remote GridWLDFRWire-to-wire contactAggregated | WLDFR | HFTD - Distribution - Tier 3 - 3QU CoRE ¦ 4QU LoRE | Red Flag Warning - Small Fires | Wire-to-wire contact | Aggregated | 2050 | 4.0976e-06 | 223.3454 | 0.00091517 | 2050 | Mitigation | 0.95 | 45 | 0 | esc | 0.00097009 | 3.975e-09 | 0.00097009 | 3.975e-09 | 0.0027813 | 2.6722e-11 | 0.0033164 | 3.9141e-08
[120 empty] | 7.3.3.17.5 (Remote Grid) Updates to grid topology to minimize risk of ignition in HFTDs Remote GridWLDFRWire-to-wire contactAggregated | WLDFR | HFTD - Distribution - Tier 3 - 3QU CoRE ¦ 4QU LoRE | Red Flag Warning - Small Fires | Wire-to-wire contact | Aggregated | 2051 | 4.0976e-06 | 223.3454 | 0.00091517 | 2051 | Mitigation | 0.95 | 45 | 0 | esc | 0.00097009 | 3.975e-09 | 0.00097009 | 3.975e-09 | 0.0027813 | 2.6722e-11 | 0.0033164 | 3.9141e-08
[120 empty] | 7.3.3.17.5 (Remote Grid) Updates to grid topology to minimize risk of ignition in HFTDs Remote GridWLDFRWire-to-wire contactAggregated | WLDFR | HFTD - Distribution - Tier 3 - 3QU CoRE ¦ 4QU LoRE | Red Flag Warning - Small Fires | Wire-to-wire contact | Aggregated | 2052 | 4.0976e-06 | 223.3454 | 0.00091517 | 2052 | Mitigation | 0.95 | 45 | 0 | esc | 0.00097009 | 3.975e-09 | 0.00097009 | 3.975e-09 | 0.0027813 | 2.6722e-11 | 0.0033164 | 3.9141e-08
[120 empty] | 7.3.3.17.5 (Remote Grid) Updates to grid topology to minimize risk of ignition in HFTDs Remote GridWLDFRWire-to-wire contactAggregated | WLDFR | HFTD - Distribution - Tier 3 - 3QU CoRE ¦ 4QU LoRE | Red Flag Warning - Small Fires | Wire-to-wire contact | Aggregated | 2053 | 4.0976e-06 | 223.3454 | 0.00091517 | 2053 | Mitigation | 0.95 | 45 | 0 | esc | 0.00097009 | 3.975e-09 | 0.00097009 | 3.975e-09 | 0.0027813 | 2.6722e-11 | 0.0033164 | 3.9141e-08
[120 empty] | 7.3.3.17.5 (Remote Grid) Updates to grid topology to minimize risk of ignition in HFTDs Remote GridWLDFRWire-to-wire contactAggregated | WLDFR | HFTD - Distribution - Tier 3 - 3QU CoRE ¦ 4QU LoRE | Red Flag Warning - Small Fires | Wire-to-wire contact | Aggregated | 2054 | 4.0976e-06 | 223.3454 | 0.00091517 | 2054 | Mitigation | 0.95 | 45 | 0 | esc | 0.00097009 | 3.975e-09 | 0.00097009 | 3.975e-09 | 0 | 0 | 0.0033164 | 3.9141e-08
[120 empty] | 7.3.3.17.5 (Remote Grid) Updates to grid topology to minimize risk of ignition in HFTDs Remote GridWLDFRWire-to-wire contactAggregated | WLDFR | HFTD - Distribution - Tier 3 - 3QU CoRE ¦ 4QU LoRE | Red Flag Warning - Small Fires | Wire-to-wire contact | Aggregated | 2055 | 4.0976e-06 | 223.3454 | 0.00091517 | 2055 | Mitigation | 0.95 | 45 | 0 | esc | 0.00097009 | 3.975e-09 | 0.00097009 | 3.975e-09 | 0.0027813 | 5.7711e-11 | 0.0033164 | 3.9141e-08
[120 empty] | 7.3.3.17.5 (Remote Grid) Updates to grid topology to minimize risk of ignition in HFTDs Remote GridWLDFRWire-to-wire contactAggregated | WLDFR | HFTD - Distribution - Tier 3 - 3QU CoRE ¦ 4QU LoRE | Red Flag Warning - Small Fires | Wire-to-wire contact | Aggregated | 2056 | 4.0976e-06 | 223.3454 | 0.00091517 | 2056 | Mitigation | 0.95 | 45 | 0 | esc | 0.00097009 | 3.975e-09 | 0.00097009 | 3.975e-09 | 0.0027813 | 5.7711e-11 | 0.0033164 | 3.9141e-08
[120 empty] | 7.3.3.17.5 (Remote Grid) Updates to grid topology to minimize risk of ignition in HFTDs Remote GridWLDFRWire-to-wire contactAggregated | WLDFR | HFTD - Distribution - Tier 3 - 3QU CoRE ¦ 4QU LoRE | Red Flag Warning - Small Fires | Wire-to-wire contact | Aggregated | 2057 | 4.0976e-06 | 223.3454 | 0.00091517 | 2057 | Mitigation | 0.95 | 45 | 0 | esc | 0.00097009 | 3.975e-09 | 0.00097009 | 3.975e-09 | 0.0027813 | 5.7711e-11 | 0.0033164 | 3.9141e-08
[120 empty] | 7.3.3.17.5 (Remote Grid) Updates to grid topology to minimize risk of ignition in HFTDs Remote GridWLDFRWire-to-wire contactAggregated | WLDFR | HFTD - Distribution - Tier 3 - 3QU CoRE ¦ 4QU LoRE | Red Flag Warning - Small Fires | Wire-to-wire contact | Aggregated | 2058 | 4.0976e-06 | 223.3454 | 0.00091517 | 2058 | Mitigation | 0.95 | 45 | 0 | esc | 0.00097009 | 3.975e-09 | 0.00097009 | 3.975e-09 | 0.0027813 | 5.7711e-11 | 0.0033164 | 3.9141e-08
[120 empty] | 7.3.3.17.5 (Remote Grid) Updates to grid topology to minimize risk of ignition in HFTDs Remote GridWLDFRWire-to-wire contactAggregated | WLDFR | HFTD - Distribution - Tier 3 - 3QU CoRE ¦ 4QU LoRE | Red Flag Warning - Small Fires | Wire-to-wire contact | Aggregated | 2059 | 4.0976e-06 | 223.3454 | 0.00091517 | 2059 | Mitigation | 0.95 | 45 | 0 | esc | 0.00097009 | 3.975e-09 | 0.00097009 | 3.975e-09 | 0.0027813 | 5.7711e-11 | 0.0033164 | 3.9141e-08
[120 empty] | 7.3.3.17.5 (Remote Grid) Updates to grid topology to minimize risk of ignition in HFTDs Remote GridWLDFRWire-to-wire contactAggregated | WLDFR | HFTD - Distribution - Tier 3 - 3QU CoRE ¦ 4QU LoRE | Red Flag Warning - Small Fires | Wire-to-wire contact | Aggregated | 2060 | 4.0976e-06 | 223.3454 | 0.00091517 | 2060 | Mitigation | 0.95 | 45 | 0 | esc | 0.00097009 | 3.975e-09 | 0.00097009 | 3.975e-09 | 0.0027813 | 5.7711e-11 | 0.0033164 | 3.9141e-08
[120 empty] | 7.3.3.17.5 (Remote Grid) Updates to grid topology to minimize risk of ignition in HFTDs Remote GridWLDFRWire-to-wire contactAggregated | WLDFR | HFTD - Distribution - Tier 3 - 3QU CoRE ¦ 4QU LoRE | Red Flag Warning - Small Fires | Wire-to-wire contact | Aggregated | 2061 | 4.0976e-06 | 223.3454 | 0.00091517 | 2061 | Mitigation | 0.95 | 45 | 0 | esc | 0.00097009 | 3.975e-09 | 0.00097009 | 3.975e-09 | 0.0027813 | 5.7711e-11 | 0.0033164 | 3.9141e-08
[120 empty] | 7.3.3.17.5 (Remote Grid) Updates to grid topology to minimize risk of ignition in HFTDs Remote GridWLDFRWire-to-wire contactAggregated | WLDFR | HFTD - Distribution - Tier 3 - 3QU CoRE ¦ 4QU LoRE | Red Flag Warning - Small Fires | Wire-to-wire contact | Aggregated | 2062 | 4.0976e-06 | 223.3454 | 0.00091517 | 2062 | Mitigation | 0.95 | 45 | 0 | esc | 0.00097009 | 3.975e-09 | 0.00097009 | 3.975e-09 | 0.0027813 | 5.7711e-11 | 0.0033164 | 3.9141e-08
[120 empty] | 7.3.3.17.5 (Remote Grid) Updates to grid topology to minimize risk of ignition in HFTDs Remote GridWLDFRWire-to-wire contactAggregated | WLDFR | HFTD - Distribution - Tier 3 - 3QU CoRE ¦ 4QU LoRE | Red Flag Warning - Small Fires | Wire-to-wire contact | Aggregated | 2063 | 4.0976e-06 | 223.3454 | 0.00091517 | 2063 | Mitigation | 0.95 | 45 | 0 | esc | 0.00097009 | 3.975e-09 | 0.00097009 | 3.975e-09 | 0.0027813 | 5.7711e-11 | 0.0033164 | 3.9141e-08
[120 empty] | 7.3.3.17.5 (Remote Grid) Updates to grid topology to minimize risk of ignition in HFTDs Remote GridWLDFRWire-to-wire contactAggregated | WLDFR | HFTD - Distribution - Tier 3 - 3QU CoRE ¦ 4QU LoRE | Red Flag Warning - Small Fires | Wire-to-wire contact | Aggregated | 2064 | 4.0976e-06 | 223.3454 | 0.00091517 | 2064 | Mitigation | 0.95 | 45 | 0 | esc | 0.00097009 | 3.975e-09 | 0.00097009 | 3.975e-09 | 0.0027813 | 5.7711e-11 | 0.0033164 | 3.9141e-08
[120 empty] | 7.3.3.17.5 (Remote Grid) Updates to grid topology to minimize risk of ignition in HFTDs Remote GridWLDFRWire-to-wire contactAggregated | WLDFR | HFTD - Distribution - Tier 3 - 3QU CoRE ¦ 4QU LoRE | Red Flag Warning - Small Fires | Wire-to-wire contact | Aggregated | 2065 | 4.0976e-06 | 223.3454 | 0.00091517 | 2065 | Mitigation | 0.95 | 45 | 0 | esc | 0.00097009 | 3.975e-09 | 0.00097009 | 3.975e-09 | 0.0027813 | 5.7711e-11 | 0.0033164 | 3.9141e-08
[120 empty] | 7.3.3.17.5 (Remote Grid) Updates to grid topology to minimize risk of ignition in HFTDs Remote GridWLDFRWire-to-wire contactAggregated | WLDFR | HFTD - Distribution - Tier 3 - 3QU CoRE ¦ 4QU LoRE | Red Flag Warning - Small Fires | Wire-to-wire contact | Aggregated | 2066 | 4.0976e-06 | 223.3454 | 0.00091517 | 2066 | Mitigation | 0.95 | 45 | 0 | esc | 0.00097009 | 3.975e-09 | 0.00097009 | 3.975e-09 | 0.0027813 | 5.7711e-11 | 0.0033164 | 3.9141e-08
[120 empty] | 7.3.3.17.5 (Remote Grid) Updates to grid topology to minimize risk of ignition in HFTDs Remote GridWLDFRWire-to-wire contactAggregated | WLDFR | HFTD - Distribution - Tier 3 - 3QU CoRE ¦ 4QU LoRE | Red Flag Warning - Small Fires | Wire-to-wire contact | Aggregated | 2067 | 4.0976e-06 | 223.3454 | 0.00091517 | 2067 | Mitigation | 0.95 | 45 | 0 | esc | 0 | 0 | 0.00097009 | 3.975e-09 | 0.0027813 | 5.7711e-11 | 0.0033164 | 3.9141e-08
[120 empty] | 7.3.3.17.5 (Remote Grid) Updates to grid topology to minimize risk of ignition in HFTDs Remote GridWLDFRContact from objectAggregated | WLDFR | HFTD - Distribution - Tier 3 - 3QU CoRE ¦ 5QU LoRE | Non-Red Flag Warning - Catastrophic Fires | Contact from object | Aggregated | 2022 | 1.4482e-07 | 134.3564 | 1.9458e-05 | 2022 | Mitigation | 0.95 | 45 | 0 | esc | 0.00097009 | 1.4049e-10 | 0 | 0 | 0.0027813 | 5.7711e-11 | 0.0033164 | 3.9141e-08
[120 empty] | 7.3.3.17.5 (Remote Grid) Updates to grid topology to minimize risk of ignition in HFTDs Remote GridWLDFRContact from objectAggregated | WLDFR | HFTD - Distribution - Tier 3 - 3QU CoRE ¦ 5QU LoRE | Non-Red Flag Warning - Catastrophic Fires | Contact from object | Aggregated | 2023 | 1.4482e-07 | 134.3564 | 1.9458e-05 | 2023 | Mitigation | 0.95 | 45 | 0 | esc | 0.00097009 | 1.4049e-10 | 0.00097009 | 1.4049e-10 | 0.0027813 | 5.7711e-11 | 0.0033164 | 3.9141e-08
[120 empty] | 7.3.3.17.5 (Remote Grid) Updates to grid topology to minimize risk of ignition in HFTDs Remote GridWLDFRContact from objectAggregated | WLDFR | HFTD - Distribution - Tier 3 - 3QU CoRE ¦ 5QU LoRE | Non-Red Flag Warning - Catastrophic Fires | Contact from object | Aggregated | 2024 | 1.4482e-07 | 134.3564 | 1.9458e-05 | 2024 | Mitigation | 0.95 | 45 | 0 | esc | 0.00097009 | 1.4049e-10 | 0.00097009 | 1.4049e-10 | 0.0027813 | 5.7711e-11 | 0 | 0
[120 empty] | 7.3.3.17.5 (Remote Grid) Updates to grid topology to minimize risk of ignition in HFTDs Remote GridWLDFRContact from objectAggregated | WLDFR | HFTD - Distribution - Tier 3 - 3QU CoRE ¦ 5QU LoRE | Non-Red Flag Warning - Catastrophic Fires | Contact from object | Aggregated | 2025 | 1.4482e-07 | 134.3564 | 1.9458e-05 | 2025 | Mitigation | 0.95 | 45 | 0 | esc | 0.00097009 | 1.4049e-10 | 0.00097009 | 1.4049e-10 | 0.0027813 | 5.7711e-11 | 0 | 0
[120 empty] | 7.3.3.17.5 (Remote Grid) Updates to grid topology to minimize risk of ignition in HFTDs Remote GridWLDFRContact from objectAggregated | WLDFR | HFTD - Distribution - Tier 3 - 3QU CoRE ¦ 5QU LoRE | Non-Red Flag Warning - Catastrophic Fires | Contact from object | Aggregated | 2026 | 1.4482e-07 | 134.3564 | 1.9458e-05 | 2026 | Mitigation | 0.95 | 45 | 0 | esc | 0.00097009 | 1.4049e-10 | 0.00097009 | 1.4049e-10 | 0.0027813 | 5.7711e-11 | 0.013543 | 2.8105e-10
[120 empty] | 7.3.3.17.5 (Remote Grid) Updates to grid topology to minimize risk of ignition in HFTDs Remote GridWLDFRContact from objectAggregated | WLDFR | HFTD - Distribution - Tier 3 - 3QU CoRE ¦ 5QU LoRE | Non-Red Flag Warning - Catastrophic Fires | Contact from object | Aggregated | 2027 | 1.4482e-07 | 134.3564 | 1.9458e-05 | 2027 | Mitigation | 0.95 | 45 | 0 | esc | 0.00097009 | 1.4049e-10 | 0.00097009 | 1.4049e-10 | 0.0027813 | 5.7711e-11 | 0.013543 | 2.8105e-10
[120 empty] | 7.3.3.17.5 (Remote Grid) Updates to grid topology to minimize risk of ignition in HFTDs Remote GridWLDFRContact from objectAggregated | WLDFR | HFTD - Distribution - Tier 3 - 3QU CoRE ¦ 5QU LoRE | Non-Red Flag Warning - Catastrophic Fires | Contact from object | Aggregated | 2028 | 1.4482e-07 | 134.3564 | 1.9458e-05 | 2028 | Mitigation | 0.95 | 45 | 0 | esc | 0.00097009 | 1.4049e-10 | 0.00097009 | 1.4049e-10 | 0.0027813 | 5.7711e-11 | 0.013543 | 2.8105e-10
[120 empty] | 7.3.3.17.5 (Remote Grid) Updates to grid topology to minimize risk of ignition in HFTDs Remote GridWLDFRContact from objectAggregated | WLDFR | HFTD - Distribution - Tier 3 - 3QU CoRE ¦ 5QU LoRE | Non-Red Flag Warning - Catastrophic Fires | Contact from object | Aggregated | 2029 | 1.4482e-07 | 134.3564 | 1.9458e-05 | 2029 | Mitigation | 0.95 | 45 | 0 | esc | 0.00097009 | 1.4049e-10 | 0.00097009 | 1.4049e-10 | 0.0027813 | 5.7711e-11 | 0.013543 | 2.8105e-10
[120 empty] | 7.3.3.17.5 (Remote Grid) Updates to grid topology to minimize risk of ignition in HFTDs Remote GridWLDFRContact from objectAggregated | WLDFR | HFTD - Distribution - Tier 3 - 3QU CoRE ¦ 5QU LoRE | Non-Red Flag Warning - Catastrophic Fires | Contact from object | Aggregated | 2030 | 1.4482e-07 | 134.3564 | 1.9458e-05 | 2030 | Mitigation | 0.95 | 45 | 0 | esc | 0.00097009 | 1.4049e-10 | 0.00097009 | 1.4049e-10 | 0.0027813 | 5.7711e-11 | 0.013543 | 2.8105e-10
[120 empty] | 7.3.3.17.5 (Remote Grid) Updates to grid topology to minimize risk of ignition in HFTDs Remote GridWLDFRContact from objectAggregated | WLDFR | HFTD - Distribution - Tier 3 - 3QU CoRE ¦ 5QU LoRE | Non-Red Flag Warning - Catastrophic Fires | Contact from object | Aggregated | 2031 | 1.4482e-07 | 134.3564 | 1.9458e-05 | 2031 | Mitigation | 0.95 | 45 | 0 | esc | 0.00097009 | 1.4049e-10 | 0.00097009 | 1.4049e-10 | 0.0027813 | 5.7711e-11 | 0.013543 | 2.8105e-10
[120 empty] | 7.3.3.17.5 (Remote Grid) Updates to grid topology to minimize risk of ignition in HFTDs Remote GridWLDFRContact from objectAggregated | WLDFR | HFTD - Distribution - Tier 3 - 3QU CoRE ¦ 5QU LoRE | Non-Red Flag Warning - Catastrophic Fires | Contact from object | Aggregated | 2032 | 1.4482e-07 | 134.3564 | 1.9458e-05 | 2032 | Mitigation | 0.95 | 45 | 0 | esc | 0.00097009 | 1.4049e-10 | 0.00097009 | 1.4049e-10 | 0.0027813 | 5.7711e-11 | 0.013543 | 2.8105e-10
[120 empty] | 7.3.3.17.5 (Remote Grid) Updates to grid topology to minimize risk of ignition in HFTDs Remote GridWLDFRContact from objectAggregated | WLDFR | HFTD - Distribution - Tier 3 - 3QU CoRE ¦ 5QU LoRE | Non-Red Flag Warning - Catastrophic Fires | Contact from object | Aggregated | 2033 | 1.4482e-07 | 134.3564 | 1.9458e-05 | 2033 | Mitigation | 0.95 | 45 | 0 | esc | 0.00097009 | 1.4049e-10 | 0.00097009 | 1.4049e-10 | 0.0027813 | 5.7711e-11 | 0.013543 | 2.8105e-10
[120 empty] | 7.3.3.17.5 (Remote Grid) Updates to grid topology to minimize risk of ignition in HFTDs Remote GridWLDFRContact from objectAggregated | WLDFR | HFTD - Distribution - Tier 3 - 3QU CoRE ¦ 5QU LoRE | Non-Red Flag Warning - Catastrophic Fires | Contact from object | Aggregated | 2034 | 1.4482e-07 | 134.3564 | 1.9458e-05 | 2034 | Mitigation | 0.95 | 45 | 0 | esc | 0.00097009 | 1.4049e-10 | 0.00097009 | 1.4049e-10 | 0.0027813 | 5.7711e-11 | 0.013543 | 2.8105e-10
[120 empty] | 7.3.3.17.5 (Remote Grid) Updates to grid topology to minimize risk of ignition in HFTDs Remote GridWLDFRContact from objectAggregated | WLDFR | HFTD - Distribution - Tier 3 - 3QU CoRE ¦ 5QU LoRE | Non-Red Flag Warning - Catastrophic Fires | Contact from object | Aggregated | 2035 | 1.4482e-07 | 134.3564 | 1.9458e-05 | 2035 | Mitigation | 0.95 | 45 | 0 | esc | 0.00097009 | 1.4049e-10 | 0.00097009 | 1.4049e-10 | 0.0027813 | 5.7711e-11 | 0.013543 | 2.8105e-10
[120 empty] | 7.3.3.17.5 (Remote Grid) Updates to grid topology to minimize risk of ignition in HFTDs Remote GridWLDFRContact from objectAggregated | WLDFR | HFTD - Distribution - Tier 3 - 3QU CoRE ¦ 5QU LoRE | Non-Red Flag Warning - Catastrophic Fires | Contact from object | Aggregated | 2036 | 1.4482e-07 | 134.3564 | 1.9458e-05 | 2036 | Mitigation | 0.95 | 45 | 0 | esc | 0.00097009 | 1.4049e-10 | 0.00097009 | 1.4049e-10 | 0.0027813 | 5.7711e-11 | 0.013543 | 2.8105e-10
[120 empty] | 7.3.3.17.5 (Remote Grid) Updates to grid topology to minimize risk of ignition in HFTDs Remote GridWLDFRContact from objectAggregated | WLDFR | HFTD - Distribution - Tier 3 - 3QU CoRE ¦ 5QU LoRE | Non-Red Flag Warning - Catastrophic Fires | Contact from object | Aggregated | 2037 | 1.4482e-07 | 134.3564 | 1.9458e-05 | 2037 | Mitigation | 0.95 | 45 | 0 | esc | 0.00097009 | 1.4049e-10 | 0.00097009 | 1.4049e-10 | 0.0027813 | 5.7711e-11 | 0.013543 | 2.8105e-10
[120 empty] | 7.3.3.17.5 (Remote Grid) Updates to grid topology to minimize risk of ignition in HFTDs Remote GridWLDFRContact from objectAggregated | WLDFR | HFTD - Distribution - Tier 3 - 3QU CoRE ¦ 5QU LoRE | Non-Red Flag Warning - Catastrophic Fires | Contact from object | Aggregated | 2038 | 1.4482e-07 | 134.3564 | 1.9458e-05 | 2038 | Mitigation | 0.95 | 45 | 0 | esc | 0.00097009 | 1.4049e-10 | 0.00097009 | 1.4049e-10 | 0.0027813 | 5.7711e-11 | 0.013543 | 2.8105e-10
[120 empty] | 7.3.3.17.5 (Remote Grid) Updates to grid topology to minimize risk of ignition in HFTDs Remote GridWLDFRContact from objectAggregated | WLDFR | HFTD - Distribution - Tier 3 - 3QU CoRE ¦ 5QU LoRE | Non-Red Flag Warning - Catastrophic Fires | Contact from object | Aggregated | 2039 | 1.4482e-07 | 134.3564 | 1.9458e-05 | 2039 | Mitigation | 0.95 | 45 | 0 | esc | 0.00097009 | 1.4049e-10 | 0.00097009 | 1.4049e-10 | 0.0027813 | 5.7711e-11 | 0.013543 | 2.8105e-10
[120 empty] | 7.3.3.17.5 (Remote Grid) Updates to grid topology to minimize risk of ignition in HFTDs Remote GridWLDFRContact from objectAggregated | WLDFR | HFTD - Distribution - Tier 3 - 3QU CoRE ¦ 5QU LoRE | Non-Red Flag Warning - Catastrophic Fires | Contact from object | Aggregated | 2040 | 1.4482e-07 | 134.3564 | 1.9458e-05 | 2040 | Mitigation | 0.95 | 45 | 0 | esc | 0.00097009 | 1.4049e-10 | 0.00097009 | 1.4049e-10 | 0.0027813 | 5.7711e-11 | 0.013543 | 2.8105e-10
[120 empty] | 7.3.3.17.5 (Remote Grid) Updates to grid topology to minimize risk of ignition in HFTDs Remote GridWLDFRContact from objectAggregated | WLDFR | HFTD - Distribution - Tier 3 - 3QU CoRE ¦ 5QU LoRE | Non-Red Flag Warning - Catastrophic Fires | Contact from object | Aggregated | 2041 | 1.4482e-07 | 134.3564 | 1.9458e-05 | 2041 | Mitigation | 0.95 | 45 | 0 | esc | 0.00097009 | 1.4049e-10 | 0.00097009 | 1.4049e-10 | 0.0027813 | 5.7711e-11 | 0.013543 | 2.8105e-10
[120 empty] | 7.3.3.17.5 (Remote Grid) Updates to grid topology to minimize risk of ignition in HFTDs Remote GridWLDFRContact from objectAggregated | WLDFR | HFTD - Distribution - Tier 3 - 3QU CoRE ¦ 5QU LoRE | Non-Red Flag Warning - Catastrophic Fires | Contact from object | Aggregated | 2042 | 1.4482e-07 | 134.3564 | 1.9458e-05 | 2042 | Mitigation | 0.95 | 45 | 0 | esc | 0.00097009 | 1.4049e-10 | 0.00097009 | 1.4049e-10 | 0.0027813 | 5.7711e-11 | 0.013543 | 2.8105e-10
[120 empty] | 7.3.3.17.5 (Remote Grid) Updates to grid topology to minimize risk of ignition in HFTDs Remote GridWLDFRContact from objectAggregated | WLDFR | HFTD - Distribution - Tier 3 - 3QU CoRE ¦ 5QU LoRE | Non-Red Flag Warning - Catastrophic Fires | Contact from object | Aggregated | 2043 | 1.4482e-07 | 134.3564 | 1.9458e-05 | 2043 | Mitigation | 0.95 | 45 | 0 | esc | 0.00097009 | 1.4049e-10 | 0.00097009 | 1.4049e-10 | 0.0027813 | 5.7711e-11 | 0.013543 | 2.8105e-10
[120 empty] | 7.3.3.17.5 (Remote Grid) Updates to grid topology to minimize risk of ignition in HFTDs Remote GridWLDFRContact from objectAggregated | WLDFR | HFTD - Distribution - Tier 3 - 3QU CoRE ¦ 5QU LoRE | Non-Red Flag Warning - Catastrophic Fires | Contact from object | Aggregated | 2044 | 1.4482e-07 | 134.3564 | 1.9458e-05 | 2044 | Mitigation | 0.95 | 45 | 0 | esc | 0.00097009 | 1.4049e-10 | 0.00097009 | 1.4049e-10 | 0.0027813 | 5.7711e-11 | 0.013543 | 2.8105e-10
[120 empty] | 7.3.3.17.5 (Remote Grid) Updates to grid topology to minimize risk of ignition in HFTDs Remote GridWLDFRContact from objectAggregated | WLDFR | HFTD - Distribution - Tier 3 - 3QU CoRE ¦ 5QU LoRE | Non-Red Flag Warning - Catastrophic Fires | Contact from object | Aggregated | 2045 | 1.4482e-07 | 134.3564 | 1.9458e-05 | 2045 | Mitigation | 0.95 | 45 | 0 | esc | 0.00097009 | 1.4049e-10 | 0.00097009 | 1.4049e-10 | 0.0027813 | 5.7711e-11 | 0.013543 | 2.8105e-10
[120 empty] | 7.3.3.17.5 (Remote Grid) Updates to grid topology to minimize risk of ignition in HFTDs Remote GridWLDFRContact from objectAggregated | WLDFR | HFTD - Distribution - Tier 3 - 3QU CoRE ¦ 5QU LoRE | Non-Red Flag Warning - Catastrophic Fires | Contact from object | Aggregated | 2046 | 1.4482e-07 | 134.3564 | 1.9458e-05 | 2046 | Mitigation | 0.95 | 45 | 0 | esc | 0.00097009 | 1.4049e-10 | 0.00097009 | 1.4049e-10 | 0.0027813 | 5.7711e-11 | 0.013543 | 2.8105e-10
[120 empty] | 7.3.3.17.5 (Remote Grid) Updates to grid topology to minimize risk of ignition in HFTDs Remote GridWLDFRContact from objectAggregated | WLDFR | HFTD - Distribution - Tier 3 - 3QU CoRE ¦ 5QU LoRE | Non-Red Flag Warning - Catastrophic Fires | Contact from object | Aggregated | 2047 | 1.4482e-07 | 134.3564 | 1.9458e-05 | 2047 | Mitigation | 0.95 | 45 | 0 | esc | 0.00097009 | 1.4049e-10 | 0.00097009 | 1.4049e-10 | 0.0027813 | 5.7711e-11 | 0.013543 | 2.8105e-10
[120 empty] | 7.3.3.17.5 (Remote Grid) Updates to grid topology to minimize risk of ignition in HFTDs Remote GridWLDFRContact from objectAggregated | WLDFR | HFTD - Distribution - Tier 3 - 3QU CoRE ¦ 5QU LoRE | Non-Red Flag Warning - Catastrophic Fires | Contact from object | Aggregated | 2048 | 1.4482e-07 | 134.3564 | 1.9458e-05 | 2048 | Mitigation | 0.95 | 45 | 0 | esc | 0.00097009 | 1.4049e-10 | 0.00097009 | 1.4049e-10 | 0.0027813 | 5.7711e-11 | 0.013543 | 2.8105e-10
[120 empty] | 7.3.3.17.5 (Remote Grid) Updates to grid topology to minimize risk of ignition in HFTDs Remote GridWLDFRContact from objectAggregated | WLDFR | HFTD - Distribution - Tier 3 - 3QU CoRE ¦ 5QU LoRE | Non-Red Flag Warning - Catastrophic Fires | Contact from object | Aggregated | 2049 | 1.4482e-07 | 134.3564 | 1.9458e-05 | 2049 | Mitigation | 0.95 | 45 | 0 | esc | 0.00097009 | 1.4049e-10 | 0.00097009 | 1.4049e-10 | 0.0027813 | 5.7711e-11 | 0.013543 | 2.8105e-10
[120 empty] | 7.3.3.17.5 (Remote Grid) Updates to grid topology to minimize risk of ignition in HFTDs Remote GridWLDFRContact from objectAggregated | WLDFR | HFTD - Distribution - Tier 3 - 3QU CoRE ¦ 5QU LoRE | Non-Red Flag Warning - Catastrophic Fires | Contact from object | Aggregated | 2050 | 1.4482e-07 | 134.3564 | 1.9458e-05 | 2050 | Mitigation | 0.95 | 45 | 0 | esc | 0.00097009 | 1.4049e-10 | 0.00097009 | 1.4049e-10 | 0.0027813 | 5.7711e-11 | 0.013543 | 2.8105e-10
[120 empty] | 7.3.3.17.5 (Remote Grid) Updates to grid topology to minimize risk of ignition in HFTDs Remote GridWLDFRContact from objectAggregated | WLDFR | HFTD - Distribution - Tier 3 - 3QU CoRE ¦ 5QU LoRE | Non-Red Flag Warning - Catastrophic Fires | Contact from object | Aggregated | 2051 | 1.4482e-07 | 134.3564 | 1.9458e-05 | 2051 | Mitigation | 0.95 | 45 | 0 | esc | 0.00097009 | 1.4049e-10 | 0.00097009 | 1.4049e-10 | 0.0027813 | 5.7711e-11 | 0.013543 | 2.8105e-10
[120 empty] | 7.3.3.17.5 (Remote Grid) Updates to grid topology to minimize risk of ignition in HFTDs Remote GridWLDFRContact from objectAggregated | WLDFR | HFTD - Distribution - Tier 3 - 3QU CoRE ¦ 5QU LoRE | Non-Red Flag Warning - Catastrophic Fires | Contact from object | Aggregated | 2052 | 1.4482e-07 | 134.3564 | 1.9458e-05 | 2052 | Mitigation | 0.95 | 45 | 0 | esc | 0.00097009 | 1.4049e-10 | 0.00097009 | 1.4049e-10 | 0.0027813 | 5.7711e-11 | 0.013543 | 2.8105e-10
[120 empty] | 7.3.3.17.5 (Remote Grid) Updates to grid topology to minimize risk of ignition in HFTDs Remote GridWLDFRContact from objectAggregated | WLDFR | HFTD - Distribution - Tier 3 - 3QU CoRE ¦ 5QU LoRE | Non-Red Flag Warning - Catastrophic Fires | Contact from object | Aggregated | 2053 | 1.4482e-07 | 134.3564 | 1.9458e-05 | 2053 | Mitigation | 0.95 | 45 | 0 | esc | 0.00097009 | 1.4049e-10 | 0.00097009 | 1.4049e-10 | 0.0027813 | 5.7711e-11 | 0.013543 | 2.8105e-10
[120 empty] | 7.3.3.17.5 (Remote Grid) Updates to grid topology to minimize risk of ignition in HFTDs Remote GridWLDFRContact from objectAggregated | WLDFR | HFTD - Distribution - Tier 3 - 3QU CoRE ¦ 5QU LoRE | Non-Red Flag Warning - Catastrophic Fires | Contact from object | Aggregated | 2054 | 1.4482e-07 | 134.3564 | 1.9458e-05 | 2054 | Mitigation | 0.95 | 45 | 0 | esc | 0.00097009 | 1.4049e-10 | 0.00097009 | 1.4049e-10 | 0.0027813 | 5.7711e-11 | 0.013543 | 2.8105e-10
[120 empty] | 7.3.3.17.5 (Remote Grid) Updates to grid topology to minimize risk of ignition in HFTDs Remote GridWLDFRContact from objectAggregated | WLDFR | HFTD - Distribution - Tier 3 - 3QU CoRE ¦ 5QU LoRE | Non-Red Flag Warning - Catastrophic Fires | Contact from object | Aggregated | 2055 | 1.4482e-07 | 134.3564 | 1.9458e-05 | 2055 | Mitigation | 0.95 | 45 | 0 | esc | 0.00097009 | 1.4049e-10 | 0.00097009 | 1.4049e-10 | 0.0027813 | 5.7711e-11 | 0.013543 | 2.8105e-10
[120 empty] | 7.3.3.17.5 (Remote Grid) Updates to grid topology to minimize risk of ignition in HFTDs Remote GridWLDFRContact from objectAggregated | WLDFR | HFTD - Distribution - Tier 3 - 3QU CoRE ¦ 5QU LoRE | Non-Red Flag Warning - Catastrophic Fires | Contact from object | Aggregated | 2056 | 1.4482e-07 | 134.3564 | 1.9458e-05 | 2056 | Mitigation | 0.95 | 45 | 0 | esc | 0.00097009 | 1.4049e-10 | 0.00097009 | 1.4049e-10 | 0.0027813 | 5.7711e-11 | 0 | 0
[120 empty] | 7.3.3.17.5 (Remote Grid) Updates to grid topology to minimize risk of ignition in HFTDs Remote GridWLDFRContact from objectAggregated | WLDFR | HFTD - Distribution - Tier 3 - 3QU CoRE ¦ 5QU LoRE | Non-Red Flag Warning - Catastrophic Fires | Contact from object | Aggregated | 2057 | 1.4482e-07 | 134.3564 | 1.9458e-05 | 2057 | Mitigation | 0.95 | 45 | 0 | esc | 0.00097009 | 1.4049e-10 | 0.00097009 | 1.4049e-10 | 0.0027813 | 5.7711e-11 | 0 | 0
[120 empty] | 7.3.3.17.5 (Remote Grid) Updates to grid topology to minimize risk of ignition in HFTDs Remote GridWLDFRContact from objectAggregated | WLDFR | HFTD - Distribution - Tier 3 - 3QU CoRE ¦ 5QU LoRE | Non-Red Flag Warning - Catastrophic Fires | Contact from object | Aggregated | 2058 | 1.4482e-07 | 134.3564 | 1.9458e-05 | 2058 | Mitigation | 0.95 | 45 | 0 | esc | 0.00097009 | 1.4049e-10 | 0.00097009 | 1.4049e-10 | 0 | 0 | 0.0013359 | 8.0156e-11
[120 empty] | 7.3.3.17.5 (Remote Grid) Updates to grid topology to minimize risk of ignition in HFTDs Remote GridWLDFRContact from objectAggregated | WLDFR | HFTD - Distribution - Tier 3 - 3QU CoRE ¦ 5QU LoRE | Non-Red Flag Warning - Catastrophic Fires | Contact from object | Aggregated | 2059 | 1.4482e-07 | 134.3564 | 1.9458e-05 | 2059 | Mitigation | 0.95 | 45 | 0 | esc | 0.00097009 | 1.4049e-10 | 0.00097009 | 1.4049e-10 | 0.0027813 | 1.3197e-12 | 0.0013359 | 8.0156e-11
[120 empty] | 7.3.3.17.5 (Remote Grid) Updates to grid topology to minimize risk of ignition in HFTDs Remote GridWLDFRContact from objectAggregated | WLDFR | HFTD - Distribution - Tier 3 - 3QU CoRE ¦ 5QU LoRE | Non-Red Flag Warning - Catastrophic Fires | Contact from object | Aggregated | 2060 | 1.4482e-07 | 134.3564 | 1.9458e-05 | 2060 | Mitigation | 0.95 | 45 | 0 | esc | 0.00097009 | 1.4049e-10 | 0.00097009 | 1.4049e-10 | 0.0027813 | 1.3197e-12 | 0.0013359 | 8.0156e-11
[120 empty] | 7.3.3.17.5 (Remote Grid) Updates to grid topology to minimize risk of ignition in HFTDs Remote GridWLDFRContact from objectAggregated | WLDFR | HFTD - Distribution - Tier 3 - 3QU CoRE ¦ 5QU LoRE | Non-Red Flag Warning - Catastrophic Fires | Contact from object | Aggregated | 2061 | 1.4482e-07 | 134.3564 | 1.9458e-05 | 2061 | Mitigation | 0.95 | 45 | 0 | esc | 0.00097009 | 1.4049e-10 | 0.00097009 | 1.4049e-10 | 0.0027813 | 1.3197e-12 | 0.0013359 | 8.0156e-11
[120 empty] | 7.3.3.17.5 (Remote Grid) Updates to grid topology to minimize risk of ignition in HFTDs Remote GridWLDFRContact from objectAggregated | WLDFR | HFTD - Distribution - Tier 3 - 3QU CoRE ¦ 5QU LoRE | Non-Red Flag Warning - Catastrophic Fires | Contact from object | Aggregated | 2062 | 1.4482e-07 | 134.3564 | 1.9458e-05 | 2062 | Mitigation | 0.95 | 45 | 0 | esc | 0.00097009 | 1.4049e-10 | 0.00097009 | 1.4049e-10 | 0.0027813 | 1.3197e-12 | 0.0013359 | 8.0156e-11
[120 empty] | 7.3.3.17.5 (Remote Grid) Updates to grid topology to minimize risk of ignition in HFTDs Remote GridWLDFRContact from objectAggregated | WLDFR | HFTD - Distribution - Tier 3 - 3QU CoRE ¦ 5QU LoRE | Non-Red Flag Warning - Catastrophic Fires | Contact from object | Aggregated | 2063 | 1.4482e-07 | 134.3564 | 1.9458e-05 | 2063 | Mitigation | 0.95 | 45 | 0 | esc | 0.00097009 | 1.4049e-10 | 0.00097009 | 1.4049e-10 | 0.0027813 | 1.3197e-12 | 0.0013359 | 8.0156e-11
[120 empty] | 7.3.3.17.5 (Remote Grid) Updates to grid topology to minimize risk of ignition in HFTDs Remote GridWLDFRContact from objectAggregated | WLDFR | HFTD - Distribution - Tier 3 - 3QU CoRE ¦ 5QU LoRE | Non-Red Flag Warning - Catastrophic Fires | Contact from object | Aggregated | 2064 | 1.4482e-07 | 134.3564 | 1.9458e-05 | 2064 | Mitigation | 0.95 | 45 | 0 | esc | 0.00097009 | 1.4049e-10 | 0.00097009 | 1.4049e-10 | 0.0027813 | 1.3197e-12 | 0.0013359 | 8.0156e-11
[120 empty] | 7.3.3.17.5 (Remote Grid) Updates to grid topology to minimize risk of ignition in HFTDs Remote GridWLDFRContact from objectAggregated | WLDFR | HFTD - Distribution - Tier 3 - 3QU CoRE ¦ 5QU LoRE | Non-Red Flag Warning - Catastrophic Fires | Contact from object | Aggregated | 2065 | 1.4482e-07 | 134.3564 | 1.9458e-05 | 2065 | Mitigation | 0.95 | 45 | 0 | esc | 0.00097009 | 1.4049e-10 | 0.00097009 | 1.4049e-10 | 0.0027813 | 1.3197e-12 | 0.0013359 | 8.0156e-11
[120 empty] | 7.3.3.17.5 (Remote Grid) Updates to grid topology to minimize risk of ignition in HFTDs Remote GridWLDFRContact from objectAggregated | WLDFR | HFTD - Distribution - Tier 3 - 3QU CoRE ¦ 5QU LoRE | Non-Red Flag Warning - Catastrophic Fires | Contact from object | Aggregated | 2066 | 1.4482e-07 | 134.3564 | 1.9458e-05 | 2066 | Mitigation | 0.95 | 45 | 0 | esc | 0.00097009 | 1.4049e-10 | 0.00097009 | 1.4049e-10 | 0.0027813 | 1.3197e-12 | 0.0013359 | 8.0156e-11
[120 empty] | 7.3.3.17.5 (Remote Grid) Updates to grid topology to minimize risk of ignition in HFTDs Remote GridWLDFRContact from objectAggregated | WLDFR | HFTD - Distribution - Tier 3 - 3QU CoRE ¦ 5QU LoRE | Non-Red Flag Warning - Catastrophic Fires | Contact from object | Aggregated | 2067 | 1.4482e-07 | 134.3564 | 1.9458e-05 | 2067 | Mitigation | 0.95 | 45 | 0 | esc | 0 | 0 | 0.00097009 | 1.4049e-10 | 0.0027813 | 1.3197e-12 | 0.0013359 | 8.0156e-11
[120 empty] | 7.3.3.17.5 (Remote Grid) Updates to grid topology to minimize risk of ignition in HFTDs Remote GridWLDFRContaminationAggregated | WLDFR | HFTD - Distribution - Tier 3 - 3QU CoRE ¦ 5QU LoRE | Non-Red Flag Warning - Catastrophic Fires | Contamination | Aggregated | 2022 | 4.9565e-09 | 134.3564 | 6.6594e-07 | 2022 | Mitigation | 0.95 | 45 | 0 | esc | 0.00097009 | 4.8082e-12 | 0 | 0 | 0.0027813 | 1.3197e-12 | 0.0013359 | 8.0156e-11
[120 empty] | 7.3.3.17.5 (Remote Grid) Updates to grid topology to minimize risk of ignition in HFTDs Remote GridWLDFRContaminationAggregated | WLDFR | HFTD - Distribution - Tier 3 - 3QU CoRE ¦ 5QU LoRE | Non-Red Flag Warning - Catastrophic Fires | Contamination | Aggregated | 2023 | 4.9565e-09 | 134.3564 | 6.6594e-07 | 2023 | Mitigation | 0.95 | 45 | 0 | esc | 0.00097009 | 4.8082e-12 | 0.00097009 | 4.8082e-12 | 0.0027813 | 1.3197e-12 | 0.0013359 | 8.0156e-11
[120 empty] | 7.3.3.17.5 (Remote Grid) Updates to grid topology to minimize risk of ignition in HFTDs Remote GridWLDFRContaminationAggregated | WLDFR | HFTD - Distribution - Tier 3 - 3QU CoRE ¦ 5QU LoRE | Non-Red Flag Warning - Catastrophic Fires | Contamination | Aggregated | 2024 | 4.9565e-09 | 134.3564 | 6.6594e-07 | 2024 | Mitigation | 0.95 | 45 | 0 | esc | 0.00097009 | 4.8082e-12 | 0.00097009 | 4.8082e-12 | 0.0027813 | 1.3197e-12 | 0.0013359 | 8.0156e-11
[120 empty] | 7.3.3.17.5 (Remote Grid) Updates to grid topology to minimize risk of ignition in HFTDs Remote GridWLDFRContaminationAggregated | WLDFR | HFTD - Distribution - Tier 3 - 3QU CoRE ¦ 5QU LoRE | Non-Red Flag Warning - Catastrophic Fires | Contamination | Aggregated | 2025 | 4.9565e-09 | 134.3564 | 6.6594e-07 | 2025 | Mitigation | 0.95 | 45 | 0 | esc | 0.00097009 | 4.8082e-12 | 0.00097009 | 4.8082e-12 | 0.0027813 | 1.3197e-12 | 0.0013359 | 8.0156e-11
[120 empty] | 7.3.3.17.5 (Remote Grid) Updates to grid topology to minimize risk of ignition in HFTDs Remote GridWLDFRContaminationAggregated | WLDFR | HFTD - Distribution - Tier 3 - 3QU CoRE ¦ 5QU LoRE | Non-Red Flag Warning - Catastrophic Fires | Contamination | Aggregated | 2026 | 4.9565e-09 | 134.3564 | 6.6594e-07 | 2026 | Mitigation | 0.95 | 45 | 0 | esc | 0.00097009 | 4.8082e-12 | 0.00097009 | 4.8082e-12 | 0.0027813 | 1.3197e-12 | 0.0013359 | 8.0156e-11
[120 empty] | 7.3.3.17.5 (Remote Grid) Updates to grid topology to minimize risk of ignition in HFTDs Remote GridWLDFRContaminationAggregated | WLDFR | HFTD - Distribution - Tier 3 - 3QU CoRE ¦ 5QU LoRE | Non-Red Flag Warning - Catastrophic Fires | Contamination | Aggregated | 2027 | 4.9565e-09 | 134.3564 | 6.6594e-07 | 2027 | Mitigation | 0.95 | 45 | 0 | esc | 0.00097009 | 4.8082e-12 | 0.00097009 | 4.8082e-12 | 0.0027813 | 1.3197e-12 | 0.0013359 | 8.0156e-11
[120 empty] | 7.3.3.17.5 (Remote Grid) Updates to grid topology to minimize risk of ignition in HFTDs Remote GridWLDFRContaminationAggregated | WLDFR | HFTD - Distribution - Tier 3 - 3QU CoRE ¦ 5QU LoRE | Non-Red Flag Warning - Catastrophic Fires | Contamination | Aggregated | 2028 | 4.9565e-09 | 134.3564 | 6.6594e-07 | 2028 | Mitigation | 0.95 | 45 | 0 | esc | 0.00097009 | 4.8082e-12 | 0.00097009 | 4.8082e-12 | 0.0027813 | 1.3197e-12 | 0.0013359 | 8.0156e-11
[120 empty] | 7.3.3.17.5 (Remote Grid) Updates to grid topology to minimize risk of ignition in HFTDs Remote GridWLDFRContaminationAggregated | WLDFR | HFTD - Distribution - Tier 3 - 3QU CoRE ¦ 5QU LoRE | Non-Red Flag Warning - Catastrophic Fires | Contamination | Aggregated | 2029 | 4.9565e-09 | 134.3564 | 6.6594e-07 | 2029 | Mitigation | 0.95 | 45 | 0 | esc | 0.00097009 | 4.8082e-12 | 0.00097009 | 4.8082e-12 | 0.0027813 | 1.3197e-12 | 0.0013359 | 8.0156e-11
[120 empty] | 7.3.3.17.5 (Remote Grid) Updates to grid topology to minimize risk of ignition in HFTDs Remote GridWLDFRContaminationAggregated | WLDFR | HFTD - Distribution - Tier 3 - 3QU CoRE ¦ 5QU LoRE | Non-Red Flag Warning - Catastrophic Fires | Contamination | Aggregated | 2030 | 4.9565e-09 | 134.3564 | 6.6594e-07 | 2030 | Mitigation | 0.95 | 45 | 0 | esc | 0.00097009 | 4.8082e-12 | 0.00097009 | 4.8082e-12 | 0.0027813 | 1.3197e-12 | 0.0013359 | 8.0156e-11
[120 empty] | 7.3.3.17.5 (Remote Grid) Updates to grid topology to minimize risk of ignition in HFTDs Remote GridWLDFRContaminationAggregated | WLDFR | HFTD - Distribution - Tier 3 - 3QU CoRE ¦ 5QU LoRE | Non-Red Flag Warning - Catastrophic Fires | Contamination | Aggregated | 2031 | 4.9565e-09 | 134.3564 | 6.6594e-07 | 2031 | Mitigation | 0.95 | 45 | 0 | esc | 0.00097009 | 4.8082e-12 | 0.00097009 | 4.8082e-12 | 0.0027813 | 1.3197e-12 | 0.0013359 | 8.0156e-11
[120 empty] | 7.3.3.17.5 (Remote Grid) Updates to grid topology to minimize risk of ignition in HFTDs Remote GridWLDFRContaminationAggregated | WLDFR | HFTD - Distribution - Tier 3 - 3QU CoRE ¦ 5QU LoRE | Non-Red Flag Warning - Catastrophic Fires | Contamination | Aggregated | 2032 | 4.9565e-09 | 134.3564 | 6.6594e-07 | 2032 | Mitigation | 0.95 | 45 | 0 | esc | 0.00097009 | 4.8082e-12 | 0.00097009 | 4.8082e-12 | 0.0027813 | 1.3197e-12 | 0.0013359 | 8.0156e-11
[120 empty] | 7.3.3.17.5 (Remote Grid) Updates to grid topology to minimize risk of ignition in HFTDs Remote GridWLDFRContaminationAggregated | WLDFR | HFTD - Distribution - Tier 3 - 3QU CoRE ¦ 5QU LoRE | Non-Red Flag Warning - Catastrophic Fires | Contamination | Aggregated | 2033 | 4.9565e-09 | 134.3564 | 6.6594e-07 | 2033 | Mitigation | 0.95 | 45 | 0 | esc | 0.00097009 | 4.8082e-12 | 0.00097009 | 4.8082e-12 | 0.0027813 | 1.3197e-12 | 0.0013359 | 8.0156e-11
[120 empty] | 7.3.3.17.5 (Remote Grid) Updates to grid topology to minimize risk of ignition in HFTDs Remote GridWLDFRContaminationAggregated | WLDFR | HFTD - Distribution - Tier 3 - 3QU CoRE ¦ 5QU LoRE | Non-Red Flag Warning - Catastrophic Fires | Contamination | Aggregated | 2034 | 4.9565e-09 | 134.3564 | 6.6594e-07 | 2034 | Mitigation | 0.95 | 45 | 0 | esc | 0.00097009 | 4.8082e-12 | 0.00097009 | 4.8082e-12 | 0.0027813 | 1.3197e-12 | 0.0013359 | 8.0156e-11
[120 empty] | 7.3.3.17.5 (Remote Grid) Updates to grid topology to minimize risk of ignition in HFTDs Remote GridWLDFRContaminationAggregated | WLDFR | HFTD - Distribution - Tier 3 - 3QU CoRE ¦ 5QU LoRE | Non-Red Flag Warning - Catastrophic Fires | Contamination | Aggregated | 2035 | 4.9565e-09 | 134.3564 | 6.6594e-07 | 2035 | Mitigation | 0.95 | 45 | 0 | esc | 0.00097009 | 4.8082e-12 | 0.00097009 | 4.8082e-12 | 0.0027813 | 1.3197e-12 | 0.0013359 | 8.0156e-11
[120 empty] | 7.3.3.17.5 (Remote Grid) Updates to grid topology to minimize risk of ignition in HFTDs Remote GridWLDFRContaminationAggregated | WLDFR | HFTD - Distribution - Tier 3 - 3QU CoRE ¦ 5QU LoRE | Non-Red Flag Warning - Catastrophic Fires | Contamination | Aggregated | 2036 | 4.9565e-09 | 134.3564 | 6.6594e-07 | 2036 | Mitigation | 0.95 | 45 | 0 | esc | 0.00097009 | 4.8082e-12 | 0.00097009 | 4.8082e-12 | 0.0027813 | 1.3197e-12 | 0.0013359 | 8.0156e-11
[120 empty] | 7.3.3.17.5 (Remote Grid) Updates to grid topology to minimize risk of ignition in HFTDs Remote GridWLDFRContaminationAggregated | WLDFR | HFTD - Distribution - Tier 3 - 3QU CoRE ¦ 5QU LoRE | Non-Red Flag Warning - Catastrophic Fires | Contamination | Aggregated | 2037 | 4.9565e-09 | 134.3564 | 6.6594e-07 | 2037 | Mitigation | 0.95 | 45 | 0 | esc | 0.00097009 | 4.8082e-12 | 0.00097009 | 4.8082e-12 | 0.0027813 | 1.3197e-12 | 0.0013359 | 8.0156e-11
[120 empty] | 7.3.3.17.5 (Remote Grid) Updates to grid topology to minimize risk of ignition in HFTDs Remote GridWLDFRContaminationAggregated | WLDFR | HFTD - Distribution - Tier 3 - 3QU CoRE ¦ 5QU LoRE | Non-Red Flag Warning - Catastrophic Fires | Contamination | Aggregated | 2038 | 4.9565e-09 | 134.3564 | 6.6594e-07 | 2038 | Mitigation | 0.95 | 45 | 0 | esc | 0.00097009 | 4.8082e-12 | 0.00097009 | 4.8082e-12 | 0.0027813 | 1.3197e-12 | 0.0013359 | 8.0156e-11
[120 empty] | 7.3.3.17.5 (Remote Grid) Updates to grid topology to minimize risk of ignition in HFTDs Remote GridWLDFRContaminationAggregated | WLDFR | HFTD - Distribution - Tier 3 - 3QU CoRE ¦ 5QU LoRE | Non-Red Flag Warning - Catastrophic Fires | Contamination | Aggregated | 2039 | 4.9565e-09 | 134.3564 | 6.6594e-07 | 2039 | Mitigation | 0.95 | 45 | 0 | esc | 0.00097009 | 4.8082e-12 | 0.00097009 | 4.8082e-12 | 0.0027813 | 1.3197e-12 | 0.0013359 | 8.0156e-11
[120 empty] | 7.3.3.17.5 (Remote Grid) Updates to grid topology to minimize risk of ignition in HFTDs Remote GridWLDFRContaminationAggregated | WLDFR | HFTD - Distribution - Tier 3 - 3QU CoRE ¦ 5QU LoRE | Non-Red Flag Warning - Catastrophic Fires | Contamination | Aggregated | 2040 | 4.9565e-09 | 134.3564 | 6.6594e-07 | 2040 | Mitigation | 0.95 | 45 | 0 | esc | 0.00097009 | 4.8082e-12 | 0.00097009 | 4.8082e-12 | 0.0027813 | 1.3197e-12 | 0.0013359 | 8.0156e-11
[120 empty] | 7.3.3.17.5 (Remote Grid) Updates to grid topology to minimize risk of ignition in HFTDs Remote GridWLDFRContaminationAggregated | WLDFR | HFTD - Distribution - Tier 3 - 3QU CoRE ¦ 5QU LoRE | Non-Red Flag Warning - Catastrophic Fires | Contamination | Aggregated | 2041 | 4.9565e-09 | 134.3564 | 6.6594e-07 | 2041 | Mitigation | 0.95 | 45 | 0 | esc | 0.00097009 | 4.8082e-12 | 0.00097009 | 4.8082e-12 | 0.0027813 | 1.3197e-12 | 0.0013359 | 8.0156e-11
[120 empty] | 7.3.3.17.5 (Remote Grid) Updates to grid topology to minimize risk of ignition in HFTDs Remote GridWLDFRContaminationAggregated | WLDFR | HFTD - Distribution - Tier 3 - 3QU CoRE ¦ 5QU LoRE | Non-Red Flag Warning - Catastrophic Fires | Contamination | Aggregated | 2042 | 4.9565e-09 | 134.3564 | 6.6594e-07 | 2042 | Mitigation | 0.95 | 45 | 0 | esc | 0.00097009 | 4.8082e-12 | 0.00097009 | 4.8082e-12 | 0.0027813 | 1.3197e-12 | 0 | 0
[120 empty] | 7.3.3.17.5 (Remote Grid) Updates to grid topology to minimize risk of ignition in HFTDs Remote GridWLDFRContaminationAggregated | WLDFR | HFTD - Distribution - Tier 3 - 3QU CoRE ¦ 5QU LoRE | Non-Red Flag Warning - Catastrophic Fires | Contamination | Aggregated | 2043 | 4.9565e-09 | 134.3564 | 6.6594e-07 | 2043 | Mitigation | 0.95 | 45 | 0 | esc | 0.00097009 | 4.8082e-12 | 0.00097009 | 4.8082e-12 | 0.0027813 | 1.3197e-12 | 0 | 0
[120 empty] | 7.3.3.17.5 (Remote Grid) Updates to grid topology to minimize risk of ignition in HFTDs Remote GridWLDFRContaminationAggregated | WLDFR | HFTD - Distribution - Tier 3 - 3QU CoRE ¦ 5QU LoRE | Non-Red Flag Warning - Catastrophic Fires | Contamination | Aggregated | 2044 | 4.9565e-09 | 134.3564 | 6.6594e-07 | 2044 | Mitigation | 0.95 | 45 | 0 | esc | 0.00097009 | 4.8082e-12 | 0.00097009 | 4.8082e-12 | 0.0027813 | 1.3197e-12 | 0.0093813 | 9.965e-09
[120 empty] | 7.3.3.17.5 (Remote Grid) Updates to grid topology to minimize risk of ignition in HFTDs Remote GridWLDFRContaminationAggregated | WLDFR | HFTD - Distribution - Tier 3 - 3QU CoRE ¦ 5QU LoRE | Non-Red Flag Warning - Catastrophic Fires | Contamination | Aggregated | 2045 | 4.9565e-09 | 134.3564 | 6.6594e-07 | 2045 | Mitigation | 0.95 | 45 | 0 | esc | 0.00097009 | 4.8082e-12 | 0.00097009 | 4.8082e-12 | 0.0027813 | 1.3197e-12 | 0.0093813 | 9.965e-09
[120 empty] | 7.3.3.17.5 (Remote Grid) Updates to grid topology to minimize risk of ignition in HFTDs Remote GridWLDFRContaminationAggregated | WLDFR | HFTD - Distribution - Tier 3 - 3QU CoRE ¦ 5QU LoRE | Non-Red Flag Warning - Catastrophic Fires | Contamination | Aggregated | 2046 | 4.9565e-09 | 134.3564 | 6.6594e-07 | 2046 | Mitigation | 0.95 | 45 | 0 | esc | 0.00097009 | 4.8082e-12 | 0.00097009 | 4.8082e-12 | 0.0027813 | 1.3197e-12 | 0.0093813 | 9.965e-09
[120 empty] | 7.3.3.17.5 (Remote Grid) Updates to grid topology to minimize risk of ignition in HFTDs Remote GridWLDFRContaminationAggregated | WLDFR | HFTD - Distribution - Tier 3 - 3QU CoRE ¦ 5QU LoRE | Non-Red Flag Warning - Catastrophic Fires | Contamination | Aggregated | 2047 | 4.9565e-09 | 134.3564 | 6.6594e-07 | 2047 | Mitigation | 0.95 | 45 | 0 | esc | 0.00097009 | 4.8082e-12 | 0.00097009 | 4.8082e-12 | 0.0027813 | 1.3197e-12 | 0.0093813 | 9.965e-09
[120 empty] | 7.3.3.17.5 (Remote Grid) Updates to grid topology to minimize risk of ignition in HFTDs Remote GridWLDFRContaminationAggregated | WLDFR | HFTD - Distribution - Tier 3 - 3QU CoRE ¦ 5QU LoRE | Non-Red Flag Warning - Catastrophic Fires | Contamination | Aggregated | 2048 | 4.9565e-09 | 134.3564 | 6.6594e-07 | 2048 | Mitigation | 0.95 | 45 | 0 | esc | 0.00097009 | 4.8082e-12 | 0.00097009 | 4.8082e-12 | 0.0027813 | 1.3197e-12 | 0.0093813 | 9.965e-09
[120 empty] | 7.3.3.17.5 (Remote Grid) Updates to grid topology to minimize risk of ignition in HFTDs Remote GridWLDFRContaminationAggregated | WLDFR | HFTD - Distribution - Tier 3 - 3QU CoRE ¦ 5QU LoRE | Non-Red Flag Warning - Catastrophic Fires | Contamination | Aggregated | 2049 | 4.9565e-09 | 134.3564 | 6.6594e-07 | 2049 | Mitigation | 0.95 | 45 | 0 | esc | 0.00097009 | 4.8082e-12 | 0.00097009 | 4.8082e-12 | 0.0027813 | 1.3197e-12 | 0.0093813 | 9.965e-09
[120 empty] | 7.3.3.17.5 (Remote Grid) Updates to grid topology to minimize risk of ignition in HFTDs Remote GridWLDFRContaminationAggregated | WLDFR | HFTD - Distribution - Tier 3 - 3QU CoRE ¦ 5QU LoRE | Non-Red Flag Warning - Catastrophic Fires | Contamination | Aggregated | 2050 | 4.9565e-09 | 134.3564 | 6.6594e-07 | 2050 | Mitigation | 0.95 | 45 | 0 | esc | 0.00097009 | 4.8082e-12 | 0.00097009 | 4.8082e-12 | 0.0027813 | 1.3197e-12 | 0.0093813 | 9.965e-09
[120 empty] | 7.3.3.17.5 (Remote Grid) Updates to grid topology to minimize risk of ignition in HFTDs Remote GridWLDFRContaminationAggregated | WLDFR | HFTD - Distribution - Tier 3 - 3QU CoRE ¦ 5QU LoRE | Non-Red Flag Warning - Catastrophic Fires | Contamination | Aggregated | 2051 | 4.9565e-09 | 134.3564 | 6.6594e-07 | 2051 | Mitigation | 0.95 | 45 | 0 | esc | 0.00097009 | 4.8082e-12 | 0.00097009 | 4.8082e-12 | 0.0027813 | 1.3197e-12 | 0.0093813 | 9.965e-09
[120 empty] | 7.3.3.17.5 (Remote Grid) Updates to grid topology to minimize risk of ignition in HFTDs Remote GridWLDFRContaminationAggregated | WLDFR | HFTD - Distribution - Tier 3 - 3QU CoRE ¦ 5QU LoRE | Non-Red Flag Warning - Catastrophic Fires | Contamination | Aggregated | 2052 | 4.9565e-09 | 134.3564 | 6.6594e-07 | 2052 | Mitigation | 0.95 | 45 | 0 | esc | 0.00097009 | 4.8082e-12 | 0.00097009 | 4.8082e-12 | 0.0027813 | 1.3197e-12 | 0.0093813 | 9.965e-09
[120 empty] | 7.3.3.17.5 (Remote Grid) Updates to grid topology to minimize risk of ignition in HFTDs Remote GridWLDFRContaminationAggregated | WLDFR | HFTD - Distribution - Tier 3 - 3QU CoRE ¦ 5QU LoRE | Non-Red Flag Warning - Catastrophic Fires | Contamination | Aggregated | 2053 | 4.9565e-09 | 134.3564 | 6.6594e-07 | 2053 | Mitigation | 0.95 | 45 | 0 | esc | 0.00097009 | 4.8082e-12 | 0.00097009 | 4.8082e-12 | 0.0027813 | 1.3197e-12 | 0.0093813 | 9.965e-09
[120 empty] | 7.3.3.17.5 (Remote Grid) Updates to grid topology to minimize risk of ignition in HFTDs Remote GridWLDFRContaminationAggregated | WLDFR | HFTD - Distribution - Tier 3 - 3QU CoRE ¦ 5QU LoRE | Non-Red Flag Warning - Catastrophic Fires | Contamination | Aggregated | 2054 | 4.9565e-09 | 134.3564 | 6.6594e-07 | 2054 | Mitigation | 0.95 | 45 | 0 | esc | 0.00097009 | 4.8082e-12 | 0.00097009 | 4.8082e-12 | 0.0027813 | 1.3197e-12 | 0.0093813 | 9.965e-09
[120 empty] | 7.3.3.17.5 (Remote Grid) Updates to grid topology to minimize risk of ignition in HFTDs Remote GridWLDFRContaminationAggregated | WLDFR | HFTD - Distribution - Tier 3 - 3QU CoRE ¦ 5QU LoRE | Non-Red Flag Warning - Catastrophic Fires | Contamination | Aggregated | 2055 | 4.9565e-09 | 134.3564 | 6.6594e-07 | 2055 | Mitigation | 0.95 | 45 | 0 | esc | 0.00097009 | 4.8082e-12 | 0.00097009 | 4.8082e-12 | 0.0027813 | 1.3197e-12 | 0.0093813 | 9.965e-09
[120 empty] | 7.3.3.17.5 (Remote Grid) Updates to grid topology to minimize risk of ignition in HFTDs Remote GridWLDFRContaminationAggregated | WLDFR | HFTD - Distribution - Tier 3 - 3QU CoRE ¦ 5QU LoRE | Non-Red Flag Warning - Catastrophic Fires | Contamination | Aggregated | 2056 | 4.9565e-09 | 134.3564 | 6.6594e-07 | 2056 | Mitigation | 0.95 | 45 | 0 | esc | 0.00097009 | 4.8082e-12 | 0.00097009 | 4.8082e-12 | 0.0027813 | 1.3197e-12 | 0.0093813 | 9.965e-09
[120 empty] | 7.3.3.17.5 (Remote Grid) Updates to grid topology to minimize risk of ignition in HFTDs Remote GridWLDFRContaminationAggregated | WLDFR | HFTD - Distribution - Tier 3 - 3QU CoRE ¦ 5QU LoRE | Non-Red Flag Warning - Catastrophic Fires | Contamination | Aggregated | 2057 | 4.9565e-09 | 134.3564 | 6.6594e-07 | 2057 | Mitigation | 0.95 | 45 | 0 | esc | 0.00097009 | 4.8082e-12 | 0.00097009 | 4.8082e-12 | 0.0027813 | 1.3197e-12 | 0.0093813 | 9.965e-09
[120 empty] | 7.3.3.17.5 (Remote Grid) Updates to grid topology to minimize risk of ignition in HFTDs Remote GridWLDFRContaminationAggregated | WLDFR | HFTD - Distribution - Tier 3 - 3QU CoRE ¦ 5QU LoRE | Non-Red Flag Warning - Catastrophic Fires | Contamination | Aggregated | 2058 | 4.9565e-09 | 134.3564 | 6.6594e-07 | 2058 | Mitigation | 0.95 | 45 | 0 | esc | 0.00097009 | 4.8082e-12 | 0.00097009 | 4.8082e-12 | 0.0027813 | 1.3197e-12 | 0.0093813 | 9.965e-09
[120 empty] | 7.3.3.17.5 (Remote Grid) Updates to grid topology to minimize risk of ignition in HFTDs Remote GridWLDFRContaminationAggregated | WLDFR | HFTD - Distribution - Tier 3 - 3QU CoRE ¦ 5QU LoRE | Non-Red Flag Warning - Catastrophic Fires | Contamination | Aggregated | 2059 | 4.9565e-09 | 134.3564 | 6.6594e-07 | 2059 | Mitigation | 0.95 | 45 | 0 | esc | 0.00097009 | 4.8082e-12 | 0.00097009 | 4.8082e-12 | 0.0027813 | 1.3197e-12 | 0.0093813 | 9.965e-09
[120 empty] | 7.3.3.17.5 (Remote Grid) Updates to grid topology to minimize risk of ignition in HFTDs Remote GridWLDFRContaminationAggregated | WLDFR | HFTD - Distribution - Tier 3 - 3QU CoRE ¦ 5QU LoRE | Non-Red Flag Warning - Catastrophic Fires | Contamination | Aggregated | 2060 | 4.9565e-09 | 134.3564 | 6.6594e-07 | 2060 | Mitigation | 0.95 | 45 | 0 | esc | 0.00097009 | 4.8082e-12 | 0.00097009 | 4.8082e-12 | 0.0027813 | 1.3197e-12 | 0.0093813 | 9.965e-09
[120 empty] | 7.3.3.17.5 (Remote Grid) Updates to grid topology to minimize risk of ignition in HFTDs Remote GridWLDFRContaminationAggregated | WLDFR | HFTD - Distribution - Tier 3 - 3QU CoRE ¦ 5QU LoRE | Non-Red Flag Warning - Catastrophic Fires | Contamination | Aggregated | 2061 | 4.9565e-09 | 134.3564 | 6.6594e-07 | 2061 | Mitigation | 0.95 | 45 | 0 | esc | 0.00097009 | 4.8082e-12 | 0.00097009 | 4.8082e-12 | 0.0027813 | 1.3197e-12 | 0.0093813 | 9.965e-09
[120 empty] | 7.3.3.17.5 (Remote Grid) Updates to grid topology to minimize risk of ignition in HFTDs Remote GridWLDFRContaminationAggregated | WLDFR | HFTD - Distribution - Tier 3 - 3QU CoRE ¦ 5QU LoRE | Non-Red Flag Warning - Catastrophic Fires | Contamination | Aggregated | 2062 | 4.9565e-09 | 134.3564 | 6.6594e-07 | 2062 | Mitigation | 0.95 | 45 | 0 | esc | 0.00097009 | 4.8082e-12 | 0.00097009 | 4.8082e-12 | 0 | 0 | 0.0093813 | 9.965e-09
[120 empty] | 7.3.3.17.5 (Remote Grid) Updates to grid topology to minimize risk of ignition in HFTDs Remote GridWLDFRContaminationAggregated | WLDFR | HFTD - Distribution - Tier 3 - 3QU CoRE ¦ 5QU LoRE | Non-Red Flag Warning - Catastrophic Fires | Contamination | Aggregated | 2063 | 4.9565e-09 | 134.3564 | 6.6594e-07 | 2063 | Mitigation | 0.95 | 45 | 0 | esc | 0.00097009 | 4.8082e-12 | 0.00097009 | 4.8082e-12 | 0.0027813 | 1.2001e-11 | 0.0093813 | 9.965e-09
[120 empty] | 7.3.3.17.5 (Remote Grid) Updates to grid topology to minimize risk of ignition in HFTDs Remote GridWLDFRContaminationAggregated | WLDFR | HFTD - Distribution - Tier 3 - 3QU CoRE ¦ 5QU LoRE | Non-Red Flag Warning - Catastrophic Fires | Contamination | Aggregated | 2064 | 4.9565e-09 | 134.3564 | 6.6594e-07 | 2064 | Mitigation | 0.95 | 45 | 0 | esc | 0.00097009 | 4.8082e-12 | 0.00097009 | 4.8082e-12 | 0.0027813 | 1.2001e-11 | 0.0093813 | 9.965e-09
[120 empty] | 7.3.3.17.5 (Remote Grid) Updates to grid topology to minimize risk of ignition in HFTDs Remote GridWLDFRContaminationAggregated | WLDFR | HFTD - Distribution - Tier 3 - 3QU CoRE ¦ 5QU LoRE | Non-Red Flag Warning - Catastrophic Fires | Contamination | Aggregated | 2065 | 4.9565e-09 | 134.3564 | 6.6594e-07 | 2065 | Mitigation | 0.95 | 45 | 0 | esc | 0.00097009 | 4.8082e-12 | 0.00097009 | 4.8082e-12 | 0.0027813 | 1.2001e-11 | 0.0093813 | 9.965e-09
[120 empty] | 7.3.3.17.5 (Remote Grid) Updates to grid topology to minimize risk of ignition in HFTDs Remote GridWLDFRContaminationAggregated | WLDFR | HFTD - Distribution - Tier 3 - 3QU CoRE ¦ 5QU LoRE | Non-Red Flag Warning - Catastrophic Fires | Contamination | Aggregated | 2066 | 4.9565e-09 | 134.3564 | 6.6594e-07 | 2066 | Mitigation | 0.95 | 45 | 0 | esc | 0.00097009 | 4.8082e-12 | 0.00097009 | 4.8082e-12 | 0.0027813 | 1.2001e-11 | 0.0093813 | 9.965e-09
[120 empty] | 7.3.3.17.5 (Remote Grid) Updates to grid topology to minimize risk of ignition in HFTDs Remote GridWLDFRContaminationAggregated | WLDFR | HFTD - Distribution - Tier 3 - 3QU CoRE ¦ 5QU LoRE | Non-Red Flag Warning - Catastrophic Fires | Contamination | Aggregated | 2067 | 4.9565e-09 | 134.3564 | 6.6594e-07 | 2067 | Mitigation | 0.95 | 45 | 0 | esc | 0 | 0 | 0.00097009 | 4.8082e-12 | 0.0027813 | 1.2001e-11 | 0.0093813 | 9.965e-09
[120 empty] | 7.3.3.17.5 (Remote Grid) Updates to grid topology to minimize risk of ignition in HFTDs Remote GridWLDFREquipment / facility failureAggregated | WLDFR | HFTD - Distribution - Tier 3 - 3QU CoRE ¦ 5QU LoRE | Non-Red Flag Warning - Catastrophic Fires | Equipment / facility failure | Aggregated | 2022 | 1.3371e-08 | 134.3564 | 1.7965e-06 | 2022 | Mitigation | 0.95 | 45 | 0 | esc | 0.00097009 | 1.2971e-11 | 0 | 0 | 0.0027813 | 1.2001e-11 | 0.0093813 | 9.965e-09
[120 empty] | 7.3.3.17.5 (Remote Grid) Updates to grid topology to minimize risk of ignition in HFTDs Remote GridWLDFREquipment / facility failureAggregated | WLDFR | HFTD - Distribution - Tier 3 - 3QU CoRE ¦ 5QU LoRE | Non-Red Flag Warning - Catastrophic Fires | Equipment / facility failure | Aggregated | 2023 | 1.3371e-08 | 134.3564 | 1.7965e-06 | 2023 | Mitigation | 0.95 | 45 | 0 | esc | 0.00097009 | 1.2971e-11 | 0.00097009 | 1.2971e-11 | 0.0027813 | 1.2001e-11 | 0.0093813 | 9.965e-09
[120 empty] | 7.3.3.17.5 (Remote Grid) Updates to grid topology to minimize risk of ignition in HFTDs Remote GridWLDFREquipment / facility failureAggregated | WLDFR | HFTD - Distribution - Tier 3 - 3QU CoRE ¦ 5QU LoRE | Non-Red Flag Warning - Catastrophic Fires | Equipment / facility failure | Aggregated | 2024 | 1.3371e-08 | 134.3564 | 1.7965e-06 | 2024 | Mitigation | 0.95 | 45 | 0 | esc | 0.00097009 | 1.2971e-11 | 0.00097009 | 1.2971e-11 | 0.0027813 | 1.2001e-11 | 0.0093813 | 9.965e-09
[120 empty] | 7.3.3.17.5 (Remote Grid) Updates to grid topology to minimize risk of ignition in HFTDs Remote GridWLDFREquipment / facility failureAggregated | WLDFR | HFTD - Distribution - Tier 3 - 3QU CoRE ¦ 5QU LoRE | Non-Red Flag Warning - Catastrophic Fires | Equipment / facility failure | Aggregated | 2025 | 1.3371e-08 | 134.3564 | 1.7965e-06 | 2025 | Mitigation | 0.95 | 45 | 0 | esc | 0.00097009 | 1.2971e-11 | 0.00097009 | 1.2971e-11 | 0.0027813 | 1.2001e-11 | 0.0093813 | 9.965e-09
[120 empty] | 7.3.3.17.5 (Remote Grid) Updates to grid topology to minimize risk of ignition in HFTDs Remote GridWLDFREquipment / facility failureAggregated | WLDFR | HFTD - Distribution - Tier 3 - 3QU CoRE ¦ 5QU LoRE | Non-Red Flag Warning - Catastrophic Fires | Equipment / facility failure | Aggregated | 2026 | 1.3371e-08 | 134.3564 | 1.7965e-06 | 2026 | Mitigation | 0.95 | 45 | 0 | esc | 0.00097009 | 1.2971e-11 | 0.00097009 | 1.2971e-11 | 0.0027813 | 1.2001e-11 | 0.0093813 | 9.965e-09
[120 empty] | 7.3.3.17.5 (Remote Grid) Updates to grid topology to minimize risk of ignition in HFTDs Remote GridWLDFREquipment / facility failureAggregated | WLDFR | HFTD - Distribution - Tier 3 - 3QU CoRE ¦ 5QU LoRE | Non-Red Flag Warning - Catastrophic Fires | Equipment / facility failure | Aggregated | 2027 | 1.3371e-08 | 134.3564 | 1.7965e-06 | 2027 | Mitigation | 0.95 | 45 | 0 | esc | 0.00097009 | 1.2971e-11 | 0.00097009 | 1.2971e-11 | 0.0027813 | 1.2001e-11 | 0.0093813 | 9.965e-09
[120 empty] | 7.3.3.17.5 (Remote Grid) Updates to grid topology to minimize risk of ignition in HFTDs Remote GridWLDFREquipment / facility failureAggregated | WLDFR | HFTD - Distribution - Tier 3 - 3QU CoRE ¦ 5QU LoRE | Non-Red Flag Warning - Catastrophic Fires | Equipment / facility failure | Aggregated | 2028 | 1.3371e-08 | 134.3564 | 1.7965e-06 | 2028 | Mitigation | 0.95 | 45 | 0 | esc | 0.00097009 | 1.2971e-11 | 0.00097009 | 1.2971e-11 | 0.0027813 | 1.2001e-11 | 0 | 0
[120 empty] | 7.3.3.17.5 (Remote Grid) Updates to grid topology to minimize risk of ignition in HFTDs Remote GridWLDFREquipment / facility failureAggregated | WLDFR | HFTD - Distribution - Tier 3 - 3QU CoRE ¦ 5QU LoRE | Non-Red Flag Warning - Catastrophic Fires | Equipment / facility failure | Aggregated | 2029 | 1.3371e-08 | 134.3564 | 1.7965e-06 | 2029 | Mitigation | 0.95 | 45 | 0 | esc | 0.00097009 | 1.2971e-11 | 0.00097009 | 1.2971e-11 | 0.0027813 | 1.2001e-11 | 0 | 0
[120 empty] | 7.3.3.17.5 (Remote Grid) Updates to grid topology to minimize risk of ignition in HFTDs Remote GridWLDFREquipment / facility failureAggregated | WLDFR | HFTD - Distribution - Tier 3 - 3QU CoRE ¦ 5QU LoRE | Non-Red Flag Warning - Catastrophic Fires | Equipment / facility failure | Aggregated | 2030 | 1.3371e-08 | 134.3564 | 1.7965e-06 | 2030 | Mitigation | 0.95 | 45 | 0 | esc | 0.00097009 | 1.2971e-11 | 0.00097009 | 1.2971e-11 | 0.0027813 | 1.2001e-11 | 0.014004 | 3.9676e-09
[120 empty] | 7.3.3.17.5 (Remote Grid) Updates to grid topology to minimize risk of ignition in HFTDs Remote GridWLDFREquipment / facility failureAggregated | WLDFR | HFTD - Distribution - Tier 3 - 3QU CoRE ¦ 5QU LoRE | Non-Red Flag Warning - Catastrophic Fires | Equipment / facility failure | Aggregated | 2031 | 1.3371e-08 | 134.3564 | 1.7965e-06 | 2031 | Mitigation | 0.95 | 45 | 0 | esc | 0.00097009 | 1.2971e-11 | 0.00097009 | 1.2971e-11 | 0.0027813 | 1.2001e-11 | 0.014004 | 3.9676e-09
[120 empty] | 7.3.3.17.5 (Remote Grid) Updates to grid topology to minimize risk of ignition in HFTDs Remote GridWLDFREquipment / facility failureAggregated | WLDFR | HFTD - Distribution - Tier 3 - 3QU CoRE ¦ 5QU LoRE | Non-Red Flag Warning - Catastrophic Fires | Equipment / facility failure | Aggregated | 2032 | 1.3371e-08 | 134.3564 | 1.7965e-06 | 2032 | Mitigation | 0.95 | 45 | 0 | esc | 0.00097009 | 1.2971e-11 | 0.00097009 | 1.2971e-11 | 0.0027813 | 1.2001e-11 | 0.014004 | 3.9676e-09
[120 empty] | 7.3.3.17.5 (Remote Grid) Updates to grid topology to minimize risk of ignition in HFTDs Remote GridWLDFREquipment / facility failureAggregated | WLDFR | HFTD - Distribution - Tier 3 - 3QU CoRE ¦ 5QU LoRE | Non-Red Flag Warning - Catastrophic Fires | Equipment / facility failure | Aggregated | 2033 | 1.3371e-08 | 134.3564 | 1.7965e-06 | 2033 | Mitigation | 0.95 | 45 | 0 | esc | 0.00097009 | 1.2971e-11 | 0.00097009 | 1.2971e-11 | 0.0027813 | 1.2001e-11 | 0.014004 | 3.9676e-09
[120 empty] | 7.3.3.17.5 (Remote Grid) Updates to grid topology to minimize risk of ignition in HFTDs Remote GridWLDFREquipment / facility failureAggregated | WLDFR | HFTD - Distribution - Tier 3 - 3QU CoRE ¦ 5QU LoRE | Non-Red Flag Warning - Catastrophic Fires | Equipment / facility failure | Aggregated | 2034 | 1.3371e-08 | 134.3564 | 1.7965e-06 | 2034 | Mitigation | 0.95 | 45 | 0 | esc | 0.00097009 | 1.2971e-11 | 0.00097009 | 1.2971e-11 | 0.0027813 | 1.2001e-11 | 0.014004 | 3.9676e-09
[120 empty] | 7.3.3.17.5 (Remote Grid) Updates to grid topology to minimize risk of ignition in HFTDs Remote GridWLDFREquipment / facility failureAggregated | WLDFR | HFTD - Distribution - Tier 3 - 3QU CoRE ¦ 5QU LoRE | Non-Red Flag Warning - Catastrophic Fires | Equipment / facility failure | Aggregated | 2035 | 1.3371e-08 | 134.3564 | 1.7965e-06 | 2035 | Mitigation | 0.95 | 45 | 0 | esc | 0.00097009 | 1.2971e-11 | 0.00097009 | 1.2971e-11 | 0.0027813 | 1.2001e-11 | 0.014004 | 3.9676e-09
[120 empty] | 7.3.3.17.5 (Remote Grid) Updates to grid topology to minimize risk of ignition in HFTDs Remote GridWLDFREquipment / facility failureAggregated | WLDFR | HFTD - Distribution - Tier 3 - 3QU CoRE ¦ 5QU LoRE | Non-Red Flag Warning - Catastrophic Fires | Equipment / facility failure | Aggregated | 2036 | 1.3371e-08 | 134.3564 | 1.7965e-06 | 2036 | Mitigation | 0.95 | 45 | 0 | esc | 0.00097009 | 1.2971e-11 | 0.00097009 | 1.2971e-11 | 0.0027813 | 1.2001e-11 | 0.014004 | 3.9676e-09
[120 empty] | 7.3.3.17.5 (Remote Grid) Updates to grid topology to minimize risk of ignition in HFTDs Remote GridWLDFREquipment / facility failureAggregated | WLDFR | HFTD - Distribution - Tier 3 - 3QU CoRE ¦ 5QU LoRE | Non-Red Flag Warning - Catastrophic Fires | Equipment / facility failure | Aggregated | 2037 | 1.3371e-08 | 134.3564 | 1.7965e-06 | 2037 | Mitigation | 0.95 | 45 | 0 | esc | 0.00097009 | 1.2971e-11 | 0.00097009 | 1.2971e-11 | 0.0027813 | 1.2001e-11 | 0.014004 | 3.9676e-09
[120 empty] | 7.3.3.17.5 (Remote Grid) Updates to grid topology to minimize risk of ignition in HFTDs Remote GridWLDFREquipment / facility failureAggregated | WLDFR | HFTD - Distribution - Tier 3 - 3QU CoRE ¦ 5QU LoRE | Non-Red Flag Warning - Catastrophic Fires | Equipment / facility failure | Aggregated | 2038 | 1.3371e-08 | 134.3564 | 1.7965e-06 | 2038 | Mitigation | 0.95 | 45 | 0 | esc | 0.00097009 | 1.2971e-11 | 0.00097009 | 1.2971e-11 | 0.0027813 | 1.2001e-11 | 0.014004 | 3.9676e-09
[120 empty] | 7.3.3.17.5 (Remote Grid) Updates to grid topology to minimize risk of ignition in HFTDs Remote GridWLDFREquipment / facility failureAggregated | WLDFR | HFTD - Distribution - Tier 3 - 3QU CoRE ¦ 5QU LoRE | Non-Red Flag Warning - Catastrophic Fires | Equipment / facility failure | Aggregated | 2039 | 1.3371e-08 | 134.3564 | 1.7965e-06 | 2039 | Mitigation | 0.95 | 45 | 0 | esc | 0.00097009 | 1.2971e-11 | 0.00097009 | 1.2971e-11 | 0.0027813 | 1.2001e-11 | 0.014004 | 3.9676e-09
[120 empty] | 7.3.3.17.5 (Remote Grid) Updates to grid topology to minimize risk of ignition in HFTDs Remote GridWLDFREquipment / facility failureAggregated | WLDFR | HFTD - Distribution - Tier 3 - 3QU CoRE ¦ 5QU LoRE | Non-Red Flag Warning - Catastrophic Fires | Equipment / facility failure | Aggregated | 2040 | 1.3371e-08 | 134.3564 | 1.7965e-06 | 2040 | Mitigation | 0.95 | 45 | 0 | esc | 0.00097009 | 1.2971e-11 | 0.00097009 | 1.2971e-11 | 0.0027813 | 1.2001e-11 | 0.014004 | 3.9676e-09
[120 empty] | 7.3.3.17.5 (Remote Grid) Updates to grid topology to minimize risk of ignition in HFTDs Remote GridWLDFREquipment / facility failureAggregated | WLDFR | HFTD - Distribution - Tier 3 - 3QU CoRE ¦ 5QU LoRE | Non-Red Flag Warning - Catastrophic Fires | Equipment / facility failure | Aggregated | 2041 | 1.3371e-08 | 134.3564 | 1.7965e-06 | 2041 | Mitigation | 0.95 | 45 | 0 | esc | 0.00097009 | 1.2971e-11 | 0.00097009 | 1.2971e-11 | 0.0027813 | 1.2001e-11 | 0.014004 | 3.9676e-09
[120 empty] | 7.3.3.17.5 (Remote Grid) Updates to grid topology to minimize risk of ignition in HFTDs Remote GridWLDFREquipment / facility failureAggregated | WLDFR | HFTD - Distribution - Tier 3 - 3QU CoRE ¦ 5QU LoRE | Non-Red Flag Warning - Catastrophic Fires | Equipment / facility failure | Aggregated | 2042 | 1.3371e-08 | 134.3564 | 1.7965e-06 | 2042 | Mitigation | 0.95 | 45 | 0 | esc | 0.00097009 | 1.2971e-11 | 0.00097009 | 1.2971e-11 | 0.0027813 | 1.2001e-11 | 0.014004 | 3.9676e-09
[120 empty] | 7.3.3.17.5 (Remote Grid) Updates to grid topology to minimize risk of ignition in HFTDs Remote GridWLDFREquipment / facility failureAggregated | WLDFR | HFTD - Distribution - Tier 3 - 3QU CoRE ¦ 5QU LoRE | Non-Red Flag Warning - Catastrophic Fires | Equipment / facility failure | Aggregated | 2043 | 1.3371e-08 | 134.3564 | 1.7965e-06 | 2043 | Mitigation | 0.95 | 45 | 0 | esc | 0.00097009 | 1.2971e-11 | 0.00097009 | 1.2971e-11 | 0.0027813 | 1.2001e-11 | 0.014004 | 3.9676e-09
[120 empty] | 7.3.3.17.5 (Remote Grid) Updates to grid topology to minimize risk of ignition in HFTDs Remote GridWLDFREquipment / facility failureAggregated | WLDFR | HFTD - Distribution - Tier 3 - 3QU CoRE ¦ 5QU LoRE | Non-Red Flag Warning - Catastrophic Fires | Equipment / facility failure | Aggregated | 2044 | 1.3371e-08 | 134.3564 | 1.7965e-06 | 2044 | Mitigation | 0.95 | 45 | 0 | esc | 0.00097009 | 1.2971e-11 | 0.00097009 | 1.2971e-11 | 0.0027813 | 1.2001e-11 | 0.014004 | 3.9676e-09
[120 empty] | 7.3.3.17.5 (Remote Grid) Updates to grid topology to minimize risk of ignition in HFTDs Remote GridWLDFREquipment / facility failureAggregated | WLDFR | HFTD - Distribution - Tier 3 - 3QU CoRE ¦ 5QU LoRE | Non-Red Flag Warning - Catastrophic Fires | Equipment / facility failure | Aggregated | 2045 | 1.3371e-08 | 134.3564 | 1.7965e-06 | 2045 | Mitigation | 0.95 | 45 | 0 | esc | 0.00097009 | 1.2971e-11 | 0.00097009 | 1.2971e-11 | 0.0027813 | 1.2001e-11 | 0.014004 | 3.9676e-09
[120 empty] | 7.3.3.17.5 (Remote Grid) Updates to grid topology to minimize risk of ignition in HFTDs Remote GridWLDFREquipment / facility failureAggregated | WLDFR | HFTD - Distribution - Tier 3 - 3QU CoRE ¦ 5QU LoRE | Non-Red Flag Warning - Catastrophic Fires | Equipment / facility failure | Aggregated | 2046 | 1.3371e-08 | 134.3564 | 1.7965e-06 | 2046 | Mitigation | 0.95 | 45 | 0 | esc | 0.00097009 | 1.2971e-11 | 0.00097009 | 1.2971e-11 | 0.0027813 | 1.2001e-11 | 0.014004 | 3.9676e-09
[120 empty] | 7.3.3.17.5 (Remote Grid) Updates to grid topology to minimize risk of ignition in HFTDs Remote GridWLDFREquipment / facility failureAggregated | WLDFR | HFTD - Distribution - Tier 3 - 3QU CoRE ¦ 5QU LoRE | Non-Red Flag Warning - Catastrophic Fires | Equipment / facility failure | Aggregated | 2047 | 1.3371e-08 | 134.3564 | 1.7965e-06 | 2047 | Mitigation | 0.95 | 45 | 0 | esc | 0.00097009 | 1.2971e-11 | 0.00097009 | 1.2971e-11 | 0.0027813 | 1.2001e-11 | 0.014004 | 3.9676e-09
[120 empty] | 7.3.3.17.5 (Remote Grid) Updates to grid topology to minimize risk of ignition in HFTDs Remote GridWLDFREquipment / facility failureAggregated | WLDFR | HFTD - Distribution - Tier 3 - 3QU CoRE ¦ 5QU LoRE | Non-Red Flag Warning - Catastrophic Fires | Equipment / facility failure | Aggregated | 2048 | 1.3371e-08 | 134.3564 | 1.7965e-06 | 2048 | Mitigation | 0.95 | 45 | 0 | esc | 0.00097009 | 1.2971e-11 | 0.00097009 | 1.2971e-11 | 0.0027813 | 1.2001e-11 | 0.014004 | 3.9676e-09
[120 empty] | 7.3.3.17.5 (Remote Grid) Updates to grid topology to minimize risk of ignition in HFTDs Remote GridWLDFREquipment / facility failureAggregated | WLDFR | HFTD - Distribution - Tier 3 - 3QU CoRE ¦ 5QU LoRE | Non-Red Flag Warning - Catastrophic Fires | Equipment / facility failure | Aggregated | 2049 | 1.3371e-08 | 134.3564 | 1.7965e-06 | 2049 | Mitigation | 0.95 | 45 | 0 | esc | 0.00097009 | 1.2971e-11 | 0.00097009 | 1.2971e-11 | 0.0027813 | 1.2001e-11 | 0.014004 | 3.9676e-09
[120 empty] | 7.3.3.17.5 (Remote Grid) Updates to grid topology to minimize risk of ignition in HFTDs Remote GridWLDFREquipment / facility failureAggregated | WLDFR | HFTD - Distribution - Tier 3 - 3QU CoRE ¦ 5QU LoRE | Non-Red Flag Warning - Catastrophic Fires | Equipment / facility failure | Aggregated | 2050 | 1.3371e-08 | 134.3564 | 1.7965e-06 | 2050 | Mitigation | 0.95 | 45 | 0 | esc | 0.00097009 | 1.2971e-11 | 0.00097009 | 1.2971e-11 | 0.0027813 | 1.2001e-11 | 0.014004 | 3.9676e-09
[120 empty] | 7.3.3.17.5 (Remote Grid) Updates to grid topology to minimize risk of ignition in HFTDs Remote GridWLDFREquipment / facility failureAggregated | WLDFR | HFTD - Distribution - Tier 3 - 3QU CoRE ¦ 5QU LoRE | Non-Red Flag Warning - Catastrophic Fires | Equipment / facility failure | Aggregated | 2051 | 1.3371e-08 | 134.3564 | 1.7965e-06 | 2051 | Mitigation | 0.95 | 45 | 0 | esc | 0.00097009 | 1.2971e-11 | 0.00097009 | 1.2971e-11 | 0.0027813 | 1.2001e-11 | 0.014004 | 3.9676e-09
[120 empty] | 7.3.3.17.5 (Remote Grid) Updates to grid topology to minimize risk of ignition in HFTDs Remote GridWLDFREquipment / facility failureAggregated | WLDFR | HFTD - Distribution - Tier 3 - 3QU CoRE ¦ 5QU LoRE | Non-Red Flag Warning - Catastrophic Fires | Equipment / facility failure | Aggregated | 2052 | 1.3371e-08 | 134.3564 | 1.7965e-06 | 2052 | Mitigation | 0.95 | 45 | 0 | esc | 0.00097009 | 1.2971e-11 | 0.00097009 | 1.2971e-11 | 0.0027813 | 1.2001e-11 | 0.014004 | 3.9676e-09
[120 empty] | 7.3.3.17.5 (Remote Grid) Updates to grid topology to minimize risk of ignition in HFTDs Remote GridWLDFREquipment / facility failureAggregated | WLDFR | HFTD - Distribution - Tier 3 - 3QU CoRE ¦ 5QU LoRE | Non-Red Flag Warning - Catastrophic Fires | Equipment / facility failure | Aggregated | 2053 | 1.3371e-08 | 134.3564 | 1.7965e-06 | 2053 | Mitigation | 0.95 | 45 | 0 | esc | 0.00097009 | 1.2971e-11 | 0.00097009 | 1.2971e-11 | 0.0027813 | 1.2001e-11 | 0.014004 | 3.9676e-09
[120 empty] | 7.3.3.17.5 (Remote Grid) Updates to grid topology to minimize risk of ignition in HFTDs Remote GridWLDFREquipment / facility failureAggregated | WLDFR | HFTD - Distribution - Tier 3 - 3QU CoRE ¦ 5QU LoRE | Non-Red Flag Warning - Catastrophic Fires | Equipment / facility failure | Aggregated | 2054 | 1.3371e-08 | 134.3564 | 1.7965e-06 | 2054 | Mitigation | 0.95 | 45 | 0 | esc | 0.00097009 | 1.2971e-11 | 0.00097009 | 1.2971e-11 | 0.0027813 | 1.2001e-11 | 0.014004 | 3.9676e-09
[120 empty] | 7.3.3.17.5 (Remote Grid) Updates to grid topology to minimize risk of ignition in HFTDs Remote GridWLDFREquipment / facility failureAggregated | WLDFR | HFTD - Distribution - Tier 3 - 3QU CoRE ¦ 5QU LoRE | Non-Red Flag Warning - Catastrophic Fires | Equipment / facility failure | Aggregated | 2055 | 1.3371e-08 | 134.3564 | 1.7965e-06 | 2055 | Mitigation | 0.95 | 45 | 0 | esc | 0.00097009 | 1.2971e-11 | 0.00097009 | 1.2971e-11 | 0.0027813 | 1.2001e-11 | 0.014004 | 3.9676e-09
[120 empty] | 7.3.3.17.5 (Remote Grid) Updates to grid topology to minimize risk of ignition in HFTDs Remote GridWLDFREquipment / facility failureAggregated | WLDFR | HFTD - Distribution - Tier 3 - 3QU CoRE ¦ 5QU LoRE | Non-Red Flag Warning - Catastrophic Fires | Equipment / facility failure | Aggregated | 2056 | 1.3371e-08 | 134.3564 | 1.7965e-06 | 2056 | Mitigation | 0.95 | 45 | 0 | esc | 0.00097009 | 1.2971e-11 | 0.00097009 | 1.2971e-11 | 0.0027813 | 1.2001e-11 | 0.014004 | 3.9676e-09
[120 empty] | 7.3.3.17.5 (Remote Grid) Updates to grid topology to minimize risk of ignition in HFTDs Remote GridWLDFREquipment / facility failureAggregated | WLDFR | HFTD - Distribution - Tier 3 - 3QU CoRE ¦ 5QU LoRE | Non-Red Flag Warning - Catastrophic Fires | Equipment / facility failure | Aggregated | 2057 | 1.3371e-08 | 134.3564 | 1.7965e-06 | 2057 | Mitigation | 0.95 | 45 | 0 | esc | 0.00097009 | 1.2971e-11 | 0.00097009 | 1.2971e-11 | 0.0027813 | 1.2001e-11 | 0.014004 | 3.9676e-09
[120 empty] | 7.3.3.17.5 (Remote Grid) Updates to grid topology to minimize risk of ignition in HFTDs Remote GridWLDFREquipment / facility failureAggregated | WLDFR | HFTD - Distribution - Tier 3 - 3QU CoRE ¦ 5QU LoRE | Non-Red Flag Warning - Catastrophic Fires | Equipment / facility failure | Aggregated | 2058 | 1.3371e-08 | 134.3564 | 1.7965e-06 | 2058 | Mitigation | 0.95 | 45 | 0 | esc | 0.00097009 | 1.2971e-11 | 0.00097009 | 1.2971e-11 | 0.0027813 | 1.2001e-11 | 0.014004 | 3.9676e-09
[120 empty] | 7.3.3.17.5 (Remote Grid) Updates to grid topology to minimize risk of ignition in HFTDs Remote GridWLDFREquipment / facility failureAggregated | WLDFR | HFTD - Distribution - Tier 3 - 3QU CoRE ¦ 5QU LoRE | Non-Red Flag Warning - Catastrophic Fires | Equipment / facility failure | Aggregated | 2059 | 1.3371e-08 | 134.3564 | 1.7965e-06 | 2059 | Mitigation | 0.95 | 45 | 0 | esc | 0.00097009 | 1.2971e-11 | 0.00097009 | 1.2971e-11 | 0.0027813 | 1.2001e-11 | 0.014004 | 3.9676e-09
[120 empty] | 7.3.3.17.5 (Remote Grid) Updates to grid topology to minimize risk of ignition in HFTDs Remote GridWLDFREquipment / facility failureAggregated | WLDFR | HFTD - Distribution - Tier 3 - 3QU CoRE ¦ 5QU LoRE | Non-Red Flag Warning - Catastrophic Fires | Equipment / facility failure | Aggregated | 2060 | 1.3371e-08 | 134.3564 | 1.7965e-06 | 2060 | Mitigation | 0.95 | 45 | 0 | esc | 0.00097009 | 1.2971e-11 | 0.00097009 | 1.2971e-11 | 0.0027813 | 1.2001e-11 | 0 | 0
[120 empty] | 7.3.3.17.5 (Remote Grid) Updates to grid topology to minimize risk of ignition in HFTDs Remote GridWLDFREquipment / facility failureAggregated | WLDFR | HFTD - Distribution - Tier 3 - 3QU CoRE ¦ 5QU LoRE | Non-Red Flag Warning - Catastrophic Fires | Equipment / facility failure | Aggregated | 2061 | 1.3371e-08 | 134.3564 | 1.7965e-06 | 2061 | Mitigation | 0.95 | 45 | 0 | esc | 0.00097009 | 1.2971e-11 | 0.00097009 | 1.2971e-11 | 0.0027813 | 1.2001e-11 | 0 | 0
[120 empty] | 7.3.3.17.5 (Remote Grid) Updates to grid topology to minimize risk of ignition in HFTDs Remote GridWLDFREquipment / facility failureAggregated | WLDFR | HFTD - Distribution - Tier 3 - 3QU CoRE ¦ 5QU LoRE | Non-Red Flag Warning - Catastrophic Fires | Equipment / facility failure | Aggregated | 2062 | 1.3371e-08 | 134.3564 | 1.7965e-06 | 2062 | Mitigation | 0.95 | 45 | 0 | esc | 0.00097009 | 1.2971e-11 | 0.00097009 | 1.2971e-11 | 0.0027813 | 1.2001e-11 | 0.012777 | 3.357e-09
[120 empty] | 7.3.3.17.5 (Remote Grid) Updates to grid topology to minimize risk of ignition in HFTDs Remote GridWLDFREquipment / facility failureAggregated | WLDFR | HFTD - Distribution - Tier 3 - 3QU CoRE ¦ 5QU LoRE | Non-Red Flag Warning - Catastrophic Fires | Equipment / facility failure | Aggregated | 2063 | 1.3371e-08 | 134.3564 | 1.7965e-06 | 2063 | Mitigation | 0.95 | 45 | 0 | esc | 0.00097009 | 1.2971e-11 | 0.00097009 | 1.2971e-11 | 0.0027813 | 1.2001e-11 | 0.012777 | 3.357e-09
[120 empty] | 7.3.3.17.5 (Remote Grid) Updates to grid topology to minimize risk of ignition in HFTDs Remote GridWLDFREquipment / facility failureAggregated | WLDFR | HFTD - Distribution - Tier 3 - 3QU CoRE ¦ 5QU LoRE | Non-Red Flag Warning - Catastrophic Fires | Equipment / facility failure | Aggregated | 2064 | 1.3371e-08 | 134.3564 | 1.7965e-06 | 2064 | Mitigation | 0.95 | 45 | 0 | esc | 0.00097009 | 1.2971e-11 | 0.00097009 | 1.2971e-11 | 0.0027813 | 1.2001e-11 | 0.012777 | 3.357e-09
[120 empty] | 7.3.3.17.5 (Remote Grid) Updates to grid topology to minimize risk of ignition in HFTDs Remote GridWLDFREquipment / facility failureAggregated | WLDFR | HFTD - Distribution - Tier 3 - 3QU CoRE ¦ 5QU LoRE | Non-Red Flag Warning - Catastrophic Fires | Equipment / facility failure | Aggregated | 2065 | 1.3371e-08 | 134.3564 | 1.7965e-06 | 2065 | Mitigation | 0.95 | 45 | 0 | esc | 0.00097009 | 1.2971e-11 | 0.00097009 | 1.2971e-11 | 0.0027813 | 1.2001e-11 | 0.012777 | 3.357e-09
[120 empty] | 7.3.3.17.5 (Remote Grid) Updates to grid topology to minimize risk of ignition in HFTDs Remote GridWLDFREquipment / facility failureAggregated | WLDFR | HFTD - Distribution - Tier 3 - 3QU CoRE ¦ 5QU LoRE | Non-Red Flag Warning - Catastrophic Fires | Equipment / facility failure | Aggregated | 2066 | 1.3371e-08 | 134.3564 | 1.7965e-06 | 2066 | Mitigation | 0.95 | 45 | 0 | esc | 0.00097009 | 1.2971e-11 | 0.00097009 | 1.2971e-11 | 0 | 0 | 0.012777 | 3.357e-09
[120 empty] | 7.3.3.17.5 (Remote Grid) Updates to grid topology to minimize risk of ignition in HFTDs Remote GridWLDFREquipment / facility failureAggregated | WLDFR | HFTD - Distribution - Tier 3 - 3QU CoRE ¦ 5QU LoRE | Non-Red Flag Warning - Catastrophic Fires | Equipment / facility failure | Aggregated | 2067 | 1.3371e-08 | 134.3564 | 1.7965e-06 | 2067 | Mitigation | 0.95 | 45 | 0 | esc | 0 | 0 | 0.00097009 | 1.2971e-11 | 0.0027813 | 7.199e-12 | 0.012777 | 3.357e-09
[120 empty] | 7.3.3.17.5 (Remote Grid) Updates to grid topology to minimize risk of ignition in HFTDs Remote GridWLDFRVegetation ContactAggregated | WLDFR | HFTD - Distribution - Tier 3 - 3QU CoRE ¦ 5QU LoRE | Non-Red Flag Warning - Catastrophic Fires | Vegetation Contact | Aggregated | 2022 | 1.4119e-07 | 134.3564 | 1.897e-05 | 2022 | Mitigation | 0.95 | 45 | 0 | esc | 0.00097009 | 1.3696e-10 | 0 | 0 | 0.0027813 | 7.199e-12 | 0.012777 | 3.357e-09
[120 empty] | 7.3.3.17.5 (Remote Grid) Updates to grid topology to minimize risk of ignition in HFTDs Remote GridWLDFRVegetation ContactAggregated | WLDFR | HFTD - Distribution - Tier 3 - 3QU CoRE ¦ 5QU LoRE | Non-Red Flag Warning - Catastrophic Fires | Vegetation Contact | Aggregated | 2023 | 1.4119e-07 | 134.3564 | 1.897e-05 | 2023 | Mitigation | 0.95 | 45 | 0 | esc | 0.00097009 | 1.3696e-10 | 0.00097009 | 1.3696e-10 | 0.0027813 | 7.199e-12 | 0.012777 | 3.357e-09
[120 empty] | 7.3.3.17.5 (Remote Grid) Updates to grid topology to minimize risk of ignition in HFTDs Remote GridWLDFRVegetation ContactAggregated | WLDFR | HFTD - Distribution - Tier 3 - 3QU CoRE ¦ 5QU LoRE | Non-Red Flag Warning - Catastrophic Fires | Vegetation Contact | Aggregated | 2024 | 1.4119e-07 | 134.3564 | 1.897e-05 | 2024 | Mitigation | 0.95 | 45 | 0 | esc | 0.00097009 | 1.3696e-10 | 0.00097009 | 1.3696e-10 | 0.0027813 | 7.199e-12 | 0.012777 | 3.357e-09
[120 empty] | 7.3.3.17.5 (Remote Grid) Updates to grid topology to minimize risk of ignition in HFTDs Remote GridWLDFRVegetation ContactAggregated | WLDFR | HFTD - Distribution - Tier 3 - 3QU CoRE ¦ 5QU LoRE | Non-Red Flag Warning - Catastrophic Fires | Vegetation Contact | Aggregated | 2025 | 1.4119e-07 | 134.3564 | 1.897e-05 | 2025 | Mitigation | 0.95 | 45 | 0 | esc | 0.00097009 | 1.3696e-10 | 0.00097009 | 1.3696e-10 | 0.0027813 | 7.199e-12 | 0.012777 | 3.357e-09
[120 empty] | 7.3.3.17.5 (Remote Grid) Updates to grid topology to minimize risk of ignition in HFTDs Remote GridWLDFRVegetation ContactAggregated | WLDFR | HFTD - Distribution - Tier 3 - 3QU CoRE ¦ 5QU LoRE | Non-Red Flag Warning - Catastrophic Fires | Vegetation Contact | Aggregated | 2026 | 1.4119e-07 | 134.3564 | 1.897e-05 | 2026 | Mitigation | 0.95 | 45 | 0 | esc | 0.00097009 | 1.3696e-10 | 0.00097009 | 1.3696e-10 | 0.0027813 | 7.199e-12 | 0.012777 | 3.357e-09
[120 empty] | 7.3.3.17.5 (Remote Grid) Updates to grid topology to minimize risk of ignition in HFTDs Remote GridWLDFRVegetation ContactAggregated | WLDFR | HFTD - Distribution - Tier 3 - 3QU CoRE ¦ 5QU LoRE | Non-Red Flag Warning - Catastrophic Fires | Vegetation Contact | Aggregated | 2027 | 1.4119e-07 | 134.3564 | 1.897e-05 | 2027 | Mitigation | 0.95 | 45 | 0 | esc | 0.00097009 | 1.3696e-10 | 0.00097009 | 1.3696e-10 | 0.0027813 | 7.199e-12 | 0.012777 | 3.357e-09
[120 empty] | 7.3.3.17.5 (Remote Grid) Updates to grid topology to minimize risk of ignition in HFTDs Remote GridWLDFRVegetation ContactAggregated | WLDFR | HFTD - Distribution - Tier 3 - 3QU CoRE ¦ 5QU LoRE | Non-Red Flag Warning - Catastrophic Fires | Vegetation Contact | Aggregated | 2028 | 1.4119e-07 | 134.3564 | 1.897e-05 | 2028 | Mitigation | 0.95 | 45 | 0 | esc | 0.00097009 | 1.3696e-10 | 0.00097009 | 1.3696e-10 | 0.0027813 | 7.199e-12 | 0.012777 | 3.357e-09
[120 empty] | 7.3.3.17.5 (Remote Grid) Updates to grid topology to minimize risk of ignition in HFTDs Remote GridWLDFRVegetation ContactAggregated | WLDFR | HFTD - Distribution - Tier 3 - 3QU CoRE ¦ 5QU LoRE | Non-Red Flag Warning - Catastrophic Fires | Vegetation Contact | Aggregated | 2029 | 1.4119e-07 | 134.3564 | 1.897e-05 | 2029 | Mitigation | 0.95 | 45 | 0 | esc | 0.00097009 | 1.3696e-10 | 0.00097009 | 1.3696e-10 | 0.0027813 | 7.199e-12 | 0.012777 | 3.357e-09
[120 empty] | 7.3.3.17.5 (Remote Grid) Updates to grid topology to minimize risk of ignition in HFTDs Remote GridWLDFRVegetation ContactAggregated | WLDFR | HFTD - Distribution - Tier 3 - 3QU CoRE ¦ 5QU LoRE | Non-Red Flag Warning - Catastrophic Fires | Vegetation Contact | Aggregated | 2030 | 1.4119e-07 | 134.3564 | 1.897e-05 | 2030 | Mitigation | 0.95 | 45 | 0 | esc | 0.00097009 | 1.3696e-10 | 0.00097009 | 1.3696e-10 | 0.0027813 | 7.199e-12 | 0.012777 | 3.357e-09
[120 empty] | 7.3.3.17.5 (Remote Grid) Updates to grid topology to minimize risk of ignition in HFTDs Remote GridWLDFRVegetation ContactAggregated | WLDFR | HFTD - Distribution - Tier 3 - 3QU CoRE ¦ 5QU LoRE | Non-Red Flag Warning - Catastrophic Fires | Vegetation Contact | Aggregated | 2031 | 1.4119e-07 | 134.3564 | 1.897e-05 | 2031 | Mitigation | 0.95 | 45 | 0 | esc | 0.00097009 | 1.3696e-10 | 0.00097009 | 1.3696e-10 | 0.0027813 | 7.199e-12 | 0.012777 | 3.357e-09
[120 empty] | 7.3.3.17.5 (Remote Grid) Updates to grid topology to minimize risk of ignition in HFTDs Remote GridWLDFRVegetation ContactAggregated | WLDFR | HFTD - Distribution - Tier 3 - 3QU CoRE ¦ 5QU LoRE | Non-Red Flag Warning - Catastrophic Fires | Vegetation Contact | Aggregated | 2032 | 1.4119e-07 | 134.3564 | 1.897e-05 | 2032 | Mitigation | 0.95 | 45 | 0 | esc | 0.00097009 | 1.3696e-10 | 0.00097009 | 1.3696e-10 | 0.0027813 | 7.199e-12 | 0.012777 | 3.357e-09
[120 empty] | 7.3.3.17.5 (Remote Grid) Updates to grid topology to minimize risk of ignition in HFTDs Remote GridWLDFRVegetation ContactAggregated | WLDFR | HFTD - Distribution - Tier 3 - 3QU CoRE ¦ 5QU LoRE | Non-Red Flag Warning - Catastrophic Fires | Vegetation Contact | Aggregated | 2033 | 1.4119e-07 | 134.3564 | 1.897e-05 | 2033 | Mitigation | 0.95 | 45 | 0 | esc | 0.00097009 | 1.3696e-10 | 0.00097009 | 1.3696e-10 | 0.0027813 | 7.199e-12 | 0.012777 | 3.357e-09
[120 empty] | 7.3.3.17.5 (Remote Grid) Updates to grid topology to minimize risk of ignition in HFTDs Remote GridWLDFRVegetation ContactAggregated | WLDFR | HFTD - Distribution - Tier 3 - 3QU CoRE ¦ 5QU LoRE | Non-Red Flag Warning - Catastrophic Fires | Vegetation Contact | Aggregated | 2034 | 1.4119e-07 | 134.3564 | 1.897e-05 | 2034 | Mitigation | 0.95 | 45 | 0 | esc | 0.00097009 | 1.3696e-10 | 0.00097009 | 1.3696e-10 | 0.0027813 | 7.199e-12 | 0.012777 | 3.357e-09
[120 empty] | 7.3.3.17.5 (Remote Grid) Updates to grid topology to minimize risk of ignition in HFTDs Remote GridWLDFRVegetation ContactAggregated | WLDFR | HFTD - Distribution - Tier 3 - 3QU CoRE ¦ 5QU LoRE | Non-Red Flag Warning - Catastrophic Fires | Vegetation Contact | Aggregated | 2035 | 1.4119e-07 | 134.3564 | 1.897e-05 | 2035 | Mitigation | 0.95 | 45 | 0 | esc | 0.00097009 | 1.3696e-10 | 0.00097009 | 1.3696e-10 | 0.0027813 | 7.199e-12 | 0.012777 | 3.357e-09
[120 empty] | 7.3.3.17.5 (Remote Grid) Updates to grid topology to minimize risk of ignition in HFTDs Remote GridWLDFRVegetation ContactAggregated | WLDFR | HFTD - Distribution - Tier 3 - 3QU CoRE ¦ 5QU LoRE | Non-Red Flag Warning - Catastrophic Fires | Vegetation Contact | Aggregated | 2036 | 1.4119e-07 | 134.3564 | 1.897e-05 | 2036 | Mitigation | 0.95 | 45 | 0 | esc | 0.00097009 | 1.3696e-10 | 0.00097009 | 1.3696e-10 | 0.0027813 | 7.199e-12 | 0.012777 | 3.357e-09
[120 empty] | 7.3.3.17.5 (Remote Grid) Updates to grid topology to minimize risk of ignition in HFTDs Remote GridWLDFRVegetation ContactAggregated | WLDFR | HFTD - Distribution - Tier 3 - 3QU CoRE ¦ 5QU LoRE | Non-Red Flag Warning - Catastrophic Fires | Vegetation Contact | Aggregated | 2037 | 1.4119e-07 | 134.3564 | 1.897e-05 | 2037 | Mitigation | 0.95 | 45 | 0 | esc | 0.00097009 | 1.3696e-10 | 0.00097009 | 1.3696e-10 | 0.0027813 | 7.199e-12 | 0.012777 | 3.357e-09
[120 empty] | 7.3.3.17.5 (Remote Grid) Updates to grid topology to minimize risk of ignition in HFTDs Remote GridWLDFRVegetation ContactAggregated | WLDFR | HFTD - Distribution - Tier 3 - 3QU CoRE ¦ 5QU LoRE | Non-Red Flag Warning - Catastrophic Fires | Vegetation Contact | Aggregated | 2038 | 1.4119e-07 | 134.3564 | 1.897e-05 | 2038 | Mitigation | 0.95 | 45 | 0 | esc | 0.00097009 | 1.3696e-10 | 0.00097009 | 1.3696e-10 | 0.0027813 | 7.199e-12 | 0.012777 | 3.357e-09
[120 empty] | 7.3.3.17.5 (Remote Grid) Updates to grid topology to minimize risk of ignition in HFTDs Remote GridWLDFRVegetation ContactAggregated | WLDFR | HFTD - Distribution - Tier 3 - 3QU CoRE ¦ 5QU LoRE | Non-Red Flag Warning - Catastrophic Fires | Vegetation Contact | Aggregated | 2039 | 1.4119e-07 | 134.3564 | 1.897e-05 | 2039 | Mitigation | 0.95 | 45 | 0 | esc | 0.00097009 | 1.3696e-10 | 0.00097009 | 1.3696e-10 | 0.0027813 | 7.199e-12 | 0.012777 | 3.357e-09
[120 empty] | 7.3.3.17.5 (Remote Grid) Updates to grid topology to minimize risk of ignition in HFTDs Remote GridWLDFRVegetation ContactAggregated | WLDFR | HFTD - Distribution - Tier 3 - 3QU CoRE ¦ 5QU LoRE | Non-Red Flag Warning - Catastrophic Fires | Vegetation Contact | Aggregated | 2040 | 1.4119e-07 | 134.3564 | 1.897e-05 | 2040 | Mitigation | 0.95 | 45 | 0 | esc | 0.00097009 | 1.3696e-10 | 0.00097009 | 1.3696e-10 | 0.0027813 | 7.199e-12 | 0.012777 | 3.357e-09
[120 empty] | 7.3.3.17.5 (Remote Grid) Updates to grid topology to minimize risk of ignition in HFTDs Remote GridWLDFRVegetation ContactAggregated | WLDFR | HFTD - Distribution - Tier 3 - 3QU CoRE ¦ 5QU LoRE | Non-Red Flag Warning - Catastrophic Fires | Vegetation Contact | Aggregated | 2041 | 1.4119e-07 | 134.3564 | 1.897e-05 | 2041 | Mitigation | 0.95 | 45 | 0 | esc | 0.00097009 | 1.3696e-10 | 0.00097009 | 1.3696e-10 | 0.0027813 | 7.199e-12 | 0.012777 | 3.357e-09
[120 empty] | 7.3.3.17.5 (Remote Grid) Updates to grid topology to minimize risk of ignition in HFTDs Remote GridWLDFRVegetation ContactAggregated | WLDFR | HFTD - Distribution - Tier 3 - 3QU CoRE ¦ 5QU LoRE | Non-Red Flag Warning - Catastrophic Fires | Vegetation Contact | Aggregated | 2042 | 1.4119e-07 | 134.3564 | 1.897e-05 | 2042 | Mitigation | 0.95 | 45 | 0 | esc | 0.00097009 | 1.3696e-10 | 0.00097009 | 1.3696e-10 | 0.0027813 | 7.199e-12 | 0.012777 | 3.357e-09
[120 empty] | 7.3.3.17.5 (Remote Grid) Updates to grid topology to minimize risk of ignition in HFTDs Remote GridWLDFRVegetation ContactAggregated | WLDFR | HFTD - Distribution - Tier 3 - 3QU CoRE ¦ 5QU LoRE | Non-Red Flag Warning - Catastrophic Fires | Vegetation Contact | Aggregated | 2043 | 1.4119e-07 | 134.3564 | 1.897e-05 | 2043 | Mitigation | 0.95 | 45 | 0 | esc | 0.00097009 | 1.3696e-10 | 0.00097009 | 1.3696e-10 | 0.0027813 | 7.199e-12 | 0.012777 | 3.357e-09
[120 empty] | 7.3.3.17.5 (Remote Grid) Updates to grid topology to minimize risk of ignition in HFTDs Remote GridWLDFRVegetation ContactAggregated | WLDFR | HFTD - Distribution - Tier 3 - 3QU CoRE ¦ 5QU LoRE | Non-Red Flag Warning - Catastrophic Fires | Vegetation Contact | Aggregated | 2044 | 1.4119e-07 | 134.3564 | 1.897e-05 | 2044 | Mitigation | 0.95 | 45 | 0 | esc | 0.00097009 | 1.3696e-10 | 0.00097009 | 1.3696e-10 | 0.0027813 | 7.199e-12 | 0.012777 | 3.357e-09
[120 empty] | 7.3.3.17.5 (Remote Grid) Updates to grid topology to minimize risk of ignition in HFTDs Remote GridWLDFRVegetation ContactAggregated | WLDFR | HFTD - Distribution - Tier 3 - 3QU CoRE ¦ 5QU LoRE | Non-Red Flag Warning - Catastrophic Fires | Vegetation Contact | Aggregated | 2045 | 1.4119e-07 | 134.3564 | 1.897e-05 | 2045 | Mitigation | 0.95 | 45 | 0 | esc | 0.00097009 | 1.3696e-10 | 0.00097009 | 1.3696e-10 | 0.0027813 | 7.199e-12 | 0.012777 | 3.357e-09
[120 empty] | 7.3.3.17.5 (Remote Grid) Updates to grid topology to minimize risk of ignition in HFTDs Remote GridWLDFRVegetation ContactAggregated | WLDFR | HFTD - Distribution - Tier 3 - 3QU CoRE ¦ 5QU LoRE | Non-Red Flag Warning - Catastrophic Fires | Vegetation Contact | Aggregated | 2046 | 1.4119e-07 | 134.3564 | 1.897e-05 | 2046 | Mitigation | 0.95 | 45 | 0 | esc | 0.00097009 | 1.3696e-10 | 0.00097009 | 1.3696e-10 | 0.0027813 | 7.199e-12 | 0 | 0
[120 empty] | 7.3.3.17.5 (Remote Grid) Updates to grid topology to minimize risk of ignition in HFTDs Remote GridWLDFRVegetation ContactAggregated | WLDFR | HFTD - Distribution - Tier 3 - 3QU CoRE ¦ 5QU LoRE | Non-Red Flag Warning - Catastrophic Fires | Vegetation Contact | Aggregated | 2047 | 1.4119e-07 | 134.3564 | 1.897e-05 | 2047 | Mitigation | 0.95 | 45 | 0 | esc | 0.00097009 | 1.3696e-10 | 0.00097009 | 1.3696e-10 | 0.0027813 | 7.199e-12 | 0 | 0
[120 empty] | 7.3.3.17.5 (Remote Grid) Updates to grid topology to minimize risk of ignition in HFTDs Remote GridWLDFRVegetation ContactAggregated | WLDFR | HFTD - Distribution - Tier 3 - 3QU CoRE ¦ 5QU LoRE | Non-Red Flag Warning - Catastrophic Fires | Vegetation Contact | Aggregated | 2048 | 1.4119e-07 | 134.3564 | 1.897e-05 | 2048 | Mitigation | 0.95 | 45 | 0 | esc | 0.00097009 | 1.3696e-10 | 0.00097009 | 1.3696e-10 | 0.0027813 | 7.199e-12 | 0.012705 | 3.6577e-09
[120 empty] | 7.3.3.17.5 (Remote Grid) Updates to grid topology to minimize risk of ignition in HFTDs Remote GridWLDFRVegetation ContactAggregated | WLDFR | HFTD - Distribution - Tier 3 - 3QU CoRE ¦ 5QU LoRE | Non-Red Flag Warning - Catastrophic Fires | Vegetation Contact | Aggregated | 2049 | 1.4119e-07 | 134.3564 | 1.897e-05 | 2049 | Mitigation | 0.95 | 45 | 0 | esc | 0.00097009 | 1.3696e-10 | 0.00097009 | 1.3696e-10 | 0.0027813 | 7.199e-12 | 0.012705 | 3.6577e-09
[120 empty] | 7.3.3.17.5 (Remote Grid) Updates to grid topology to minimize risk of ignition in HFTDs Remote GridWLDFRVegetation ContactAggregated | WLDFR | HFTD - Distribution - Tier 3 - 3QU CoRE ¦ 5QU LoRE | Non-Red Flag Warning - Catastrophic Fires | Vegetation Contact | Aggregated | 2050 | 1.4119e-07 | 134.3564 | 1.897e-05 | 2050 | Mitigation | 0.95 | 45 | 0 | esc | 0.00097009 | 1.3696e-10 | 0.00097009 | 1.3696e-10 | 0.0027813 | 7.199e-12 | 0.012705 | 3.6577e-09
[120 empty] | 7.3.3.17.5 (Remote Grid) Updates to grid topology to minimize risk of ignition in HFTDs Remote GridWLDFRVegetation ContactAggregated | WLDFR | HFTD - Distribution - Tier 3 - 3QU CoRE ¦ 5QU LoRE | Non-Red Flag Warning - Catastrophic Fires | Vegetation Contact | Aggregated | 2051 | 1.4119e-07 | 134.3564 | 1.897e-05 | 2051 | Mitigation | 0.95 | 45 | 0 | esc | 0.00097009 | 1.3696e-10 | 0.00097009 | 1.3696e-10 | 0.0027813 | 7.199e-12 | 0.012705 | 3.6577e-09
[120 empty] | 7.3.3.17.5 (Remote Grid) Updates to grid topology to minimize risk of ignition in HFTDs Remote GridWLDFRVegetation ContactAggregated | WLDFR | HFTD - Distribution - Tier 3 - 3QU CoRE ¦ 5QU LoRE | Non-Red Flag Warning - Catastrophic Fires | Vegetation Contact | Aggregated | 2052 | 1.4119e-07 | 134.3564 | 1.897e-05 | 2052 | Mitigation | 0.95 | 45 | 0 | esc | 0.00097009 | 1.3696e-10 | 0.00097009 | 1.3696e-10 | 0.0027813 | 7.199e-12 | 0.012705 | 3.6577e-09
[120 empty] | 7.3.3.17.5 (Remote Grid) Updates to grid topology to minimize risk of ignition in HFTDs Remote GridWLDFRVegetation ContactAggregated | WLDFR | HFTD - Distribution - Tier 3 - 3QU CoRE ¦ 5QU LoRE | Non-Red Flag Warning - Catastrophic Fires | Vegetation Contact | Aggregated | 2053 | 1.4119e-07 | 134.3564 | 1.897e-05 | 2053 | Mitigation | 0.95 | 45 | 0 | esc | 0.00097009 | 1.3696e-10 | 0.00097009 | 1.3696e-10 | 0.0027813 | 7.199e-12 | 0.012705 | 3.6577e-09
[120 empty] | 7.3.3.17.5 (Remote Grid) Updates to grid topology to minimize risk of ignition in HFTDs Remote GridWLDFRVegetation ContactAggregated | WLDFR | HFTD - Distribution - Tier 3 - 3QU CoRE ¦ 5QU LoRE | Non-Red Flag Warning - Catastrophic Fires | Vegetation Contact | Aggregated | 2054 | 1.4119e-07 | 134.3564 | 1.897e-05 | 2054 | Mitigation | 0.95 | 45 | 0 | esc | 0.00097009 | 1.3696e-10 | 0.00097009 | 1.3696e-10 | 0.0027813 | 7.199e-12 | 0.012705 | 3.6577e-09
[120 empty] | 7.3.3.17.5 (Remote Grid) Updates to grid topology to minimize risk of ignition in HFTDs Remote GridWLDFRVegetation ContactAggregated | WLDFR | HFTD - Distribution - Tier 3 - 3QU CoRE ¦ 5QU LoRE | Non-Red Flag Warning - Catastrophic Fires | Vegetation Contact | Aggregated | 2055 | 1.4119e-07 | 134.3564 | 1.897e-05 | 2055 | Mitigation | 0.95 | 45 | 0 | esc | 0.00097009 | 1.3696e-10 | 0.00097009 | 1.3696e-10 | 0.0027813 | 7.199e-12 | 0.012705 | 3.6577e-09
[120 empty] | 7.3.3.17.5 (Remote Grid) Updates to grid topology to minimize risk of ignition in HFTDs Remote GridWLDFRVegetation ContactAggregated | WLDFR | HFTD - Distribution - Tier 3 - 3QU CoRE ¦ 5QU LoRE | Non-Red Flag Warning - Catastrophic Fires | Vegetation Contact | Aggregated | 2056 | 1.4119e-07 | 134.3564 | 1.897e-05 | 2056 | Mitigation | 0.95 | 45 | 0 | esc | 0.00097009 | 1.3696e-10 | 0.00097009 | 1.3696e-10 | 0.0027813 | 7.199e-12 | 0.012705 | 3.6577e-09
[120 empty] | 7.3.3.17.5 (Remote Grid) Updates to grid topology to minimize risk of ignition in HFTDs Remote GridWLDFRVegetation ContactAggregated | WLDFR | HFTD - Distribution - Tier 3 - 3QU CoRE ¦ 5QU LoRE | Non-Red Flag Warning - Catastrophic Fires | Vegetation Contact | Aggregated | 2057 | 1.4119e-07 | 134.3564 | 1.897e-05 | 2057 | Mitigation | 0.95 | 45 | 0 | esc | 0.00097009 | 1.3696e-10 | 0.00097009 | 1.3696e-10 | 0.0027813 | 7.199e-12 | 0.012705 | 3.6577e-09
[120 empty] | 7.3.3.17.5 (Remote Grid) Updates to grid topology to minimize risk of ignition in HFTDs Remote GridWLDFRVegetation ContactAggregated | WLDFR | HFTD - Distribution - Tier 3 - 3QU CoRE ¦ 5QU LoRE | Non-Red Flag Warning - Catastrophic Fires | Vegetation Contact | Aggregated | 2058 | 1.4119e-07 | 134.3564 | 1.897e-05 | 2058 | Mitigation | 0.95 | 45 | 0 | esc | 0.00097009 | 1.3696e-10 | 0.00097009 | 1.3696e-10 | 0.0027813 | 7.199e-12 | 0.012705 | 3.6577e-09
[120 empty] | 7.3.3.17.5 (Remote Grid) Updates to grid topology to minimize risk of ignition in HFTDs Remote GridWLDFRVegetation ContactAggregated | WLDFR | HFTD - Distribution - Tier 3 - 3QU CoRE ¦ 5QU LoRE | Non-Red Flag Warning - Catastrophic Fires | Vegetation Contact | Aggregated | 2059 | 1.4119e-07 | 134.3564 | 1.897e-05 | 2059 | Mitigation | 0.95 | 45 | 0 | esc | 0.00097009 | 1.3696e-10 | 0.00097009 | 1.3696e-10 | 0.0027813 | 7.199e-12 | 0.012705 | 3.6577e-09
[120 empty] | 7.3.3.17.5 (Remote Grid) Updates to grid topology to minimize risk of ignition in HFTDs Remote GridWLDFRVegetation ContactAggregated | WLDFR | HFTD - Distribution - Tier 3 - 3QU CoRE ¦ 5QU LoRE | Non-Red Flag Warning - Catastrophic Fires | Vegetation Contact | Aggregated | 2060 | 1.4119e-07 | 134.3564 | 1.897e-05 | 2060 | Mitigation | 0.95 | 45 | 0 | esc | 0.00097009 | 1.3696e-10 | 0.00097009 | 1.3696e-10 | 0.0027813 | 7.199e-12 | 0.012705 | 3.6577e-09
[120 empty] | 7.3.3.17.5 (Remote Grid) Updates to grid topology to minimize risk of ignition in HFTDs Remote GridWLDFRVegetation ContactAggregated | WLDFR | HFTD - Distribution - Tier 3 - 3QU CoRE ¦ 5QU LoRE | Non-Red Flag Warning - Catastrophic Fires | Vegetation Contact | Aggregated | 2061 | 1.4119e-07 | 134.3564 | 1.897e-05 | 2061 | Mitigation | 0.95 | 45 | 0 | esc | 0.00097009 | 1.3696e-10 | 0.00097009 | 1.3696e-10 | 0.0027813 | 7.199e-12 | 0.012705 | 3.6577e-09
[120 empty] | 7.3.3.17.5 (Remote Grid) Updates to grid topology to minimize risk of ignition in HFTDs Remote GridWLDFRVegetation ContactAggregated | WLDFR | HFTD - Distribution - Tier 3 - 3QU CoRE ¦ 5QU LoRE | Non-Red Flag Warning - Catastrophic Fires | Vegetation Contact | Aggregated | 2062 | 1.4119e-07 | 134.3564 | 1.897e-05 | 2062 | Mitigation | 0.95 | 45 | 0 | esc | 0.00097009 | 1.3696e-10 | 0.00097009 | 1.3696e-10 | 0.0027813 | 7.199e-12 | 0.012705 | 3.6577e-09
[120 empty] | 7.3.3.17.5 (Remote Grid) Updates to grid topology to minimize risk of ignition in HFTDs Remote GridWLDFRVegetation ContactAggregated | WLDFR | HFTD - Distribution - Tier 3 - 3QU CoRE ¦ 5QU LoRE | Non-Red Flag Warning - Catastrophic Fires | Vegetation Contact | Aggregated | 2063 | 1.4119e-07 | 134.3564 | 1.897e-05 | 2063 | Mitigation | 0.95 | 45 | 0 | esc | 0.00097009 | 1.3696e-10 | 0.00097009 | 1.3696e-10 | 0.0027813 | 7.199e-12 | 0.012705 | 3.6577e-09
[120 empty] | 7.3.3.17.5 (Remote Grid) Updates to grid topology to minimize risk of ignition in HFTDs Remote GridWLDFRVegetation ContactAggregated | WLDFR | HFTD - Distribution - Tier 3 - 3QU CoRE ¦ 5QU LoRE | Non-Red Flag Warning - Catastrophic Fires | Vegetation Contact | Aggregated | 2064 | 1.4119e-07 | 134.3564 | 1.897e-05 | 2064 | Mitigation | 0.95 | 45 | 0 | esc | 0.00097009 | 1.3696e-10 | 0.00097009 | 1.3696e-10 | 0.0027813 | 7.199e-12 | 0.012705 | 3.6577e-09
[120 empty] | 7.3.3.17.5 (Remote Grid) Updates to grid topology to minimize risk of ignition in HFTDs Remote GridWLDFRVegetation ContactAggregated | WLDFR | HFTD - Distribution - Tier 3 - 3QU CoRE ¦ 5QU LoRE | Non-Red Flag Warning - Catastrophic Fires | Vegetation Contact | Aggregated | 2065 | 1.4119e-07 | 134.3564 | 1.897e-05 | 2065 | Mitigation | 0.95 | 45 | 0 | esc | 0.00097009 | 1.3696e-10 | 0.00097009 | 1.3696e-10 | 0.0027813 | 7.199e-12 | 0.012705 | 3.6577e-09
[120 empty] | 7.3.3.17.5 (Remote Grid) Updates to grid topology to minimize risk of ignition in HFTDs Remote GridWLDFRVegetation ContactAggregated | WLDFR | HFTD - Distribution - Tier 3 - 3QU CoRE ¦ 5QU LoRE | Non-Red Flag Warning - Catastrophic Fires | Vegetation Contact | Aggregated | 2066 | 1.4119e-07 | 134.3564 | 1.897e-05 | 2066 | Mitigation | 0.95 | 45 | 0 | esc | 0.00097009 | 1.3696e-10 | 0.00097009 | 1.3696e-10 | 0.0027813 | 7.199e-12 | 0.012705 | 3.6577e-09
[120 empty] | 7.3.3.17.5 (Remote Grid) Updates to grid topology to minimize risk of ignition in HFTDs Remote GridWLDFRVegetation ContactAggregated | WLDFR | HFTD - Distribution - Tier 3 - 3QU CoRE ¦ 5QU LoRE | Non-Red Flag Warning - Catastrophic Fires | Vegetation Contact | Aggregated | 2067 | 1.4119e-07 | 134.3564 | 1.897e-05 | 2067 | Mitigation | 0.95 | 45 | 0 | esc | 0 | 0 | 0.00097009 | 1.3696e-10 | 0.0027813 | 7.199e-12 | 0.012705 | 3.6577e-09
[120 empty] | 7.3.3.17.5 (Remote Grid) Updates to grid topology to minimize risk of ignition in HFTDs Remote GridWLDFRWire-to-wire contactAggregated | WLDFR | HFTD - Distribution - Tier 3 - 3QU CoRE ¦ 5QU LoRE | Non-Red Flag Warning - Catastrophic Fires | Wire-to-wire contact | Aggregated | 2022 | 1.1201e-07 | 134.3564 | 1.505e-05 | 2022 | Mitigation | 0.95 | 45 | 0 | esc | 0.00097009 | 1.0866e-10 | 0 | 0 | 0.0027813 | 7.199e-12 | 0.012705 | 3.6577e-09
[120 empty] | 7.3.3.17.5 (Remote Grid) Updates to grid topology to minimize risk of ignition in HFTDs Remote GridWLDFRWire-to-wire contactAggregated | WLDFR | HFTD - Distribution - Tier 3 - 3QU CoRE ¦ 5QU LoRE | Non-Red Flag Warning - Catastrophic Fires | Wire-to-wire contact | Aggregated | 2023 | 1.1201e-07 | 134.3564 | 1.505e-05 | 2023 | Mitigation | 0.95 | 45 | 0 | esc | 0.00097009 | 1.0866e-10 | 0.00097009 | 1.0866e-10 | 0.0027813 | 7.199e-12 | 0.012705 | 3.6577e-09
[120 empty] | 7.3.3.17.5 (Remote Grid) Updates to grid topology to minimize risk of ignition in HFTDs Remote GridWLDFRWire-to-wire contactAggregated | WLDFR | HFTD - Distribution - Tier 3 - 3QU CoRE ¦ 5QU LoRE | Non-Red Flag Warning - Catastrophic Fires | Wire-to-wire contact | Aggregated | 2024 | 1.1201e-07 | 134.3564 | 1.505e-05 | 2024 | Mitigation | 0.95 | 45 | 0 | esc | 0.00097009 | 1.0866e-10 | 0.00097009 | 1.0866e-10 | 0 | 0 | 0.012705 | 3.6577e-09
[120 empty] | 7.3.3.17.5 (Remote Grid) Updates to grid topology to minimize risk of ignition in HFTDs Remote GridWLDFRWire-to-wire contactAggregated | WLDFR | HFTD - Distribution - Tier 3 - 3QU CoRE ¦ 5QU LoRE | Non-Red Flag Warning - Catastrophic Fires | Wire-to-wire contact | Aggregated | 2025 | 1.1201e-07 | 134.3564 | 1.505e-05 | 2025 | Mitigation | 0.95 | 45 | 0 | esc | 0.00097009 | 1.0866e-10 | 0.00097009 | 1.0866e-10 | 0.0027813 | 1.2306e-11 | 0.012705 | 3.6577e-09
[120 empty] | 7.3.3.17.5 (Remote Grid) Updates to grid topology to minimize risk of ignition in HFTDs Remote GridWLDFRWire-to-wire contactAggregated | WLDFR | HFTD - Distribution - Tier 3 - 3QU CoRE ¦ 5QU LoRE | Non-Red Flag Warning - Catastrophic Fires | Wire-to-wire contact | Aggregated | 2026 | 1.1201e-07 | 134.3564 | 1.505e-05 | 2026 | Mitigation | 0.95 | 45 | 0 | esc | 0.00097009 | 1.0866e-10 | 0.00097009 | 1.0866e-10 | 0.0027813 | 1.2306e-11 | 0.012705 | 3.6577e-09
[120 empty] | 7.3.3.17.5 (Remote Grid) Updates to grid topology to minimize risk of ignition in HFTDs Remote GridWLDFRWire-to-wire contactAggregated | WLDFR | HFTD - Distribution - Tier 3 - 3QU CoRE ¦ 5QU LoRE | Non-Red Flag Warning - Catastrophic Fires | Wire-to-wire contact | Aggregated | 2027 | 1.1201e-07 | 134.3564 | 1.505e-05 | 2027 | Mitigation | 0.95 | 45 | 0 | esc | 0.00097009 | 1.0866e-10 | 0.00097009 | 1.0866e-10 | 0.0027813 | 1.2306e-11 | 0.012705 | 3.6577e-09
[120 empty] | 7.3.3.17.5 (Remote Grid) Updates to grid topology to minimize risk of ignition in HFTDs Remote GridWLDFRWire-to-wire contactAggregated | WLDFR | HFTD - Distribution - Tier 3 - 3QU CoRE ¦ 5QU LoRE | Non-Red Flag Warning - Catastrophic Fires | Wire-to-wire contact | Aggregated | 2028 | 1.1201e-07 | 134.3564 | 1.505e-05 | 2028 | Mitigation | 0.95 | 45 | 0 | esc | 0.00097009 | 1.0866e-10 | 0.00097009 | 1.0866e-10 | 0.0027813 | 1.2306e-11 | 0.012705 | 3.6577e-09
[120 empty] | 7.3.3.17.5 (Remote Grid) Updates to grid topology to minimize risk of ignition in HFTDs Remote GridWLDFRWire-to-wire contactAggregated | WLDFR | HFTD - Distribution - Tier 3 - 3QU CoRE ¦ 5QU LoRE | Non-Red Flag Warning - Catastrophic Fires | Wire-to-wire contact | Aggregated | 2029 | 1.1201e-07 | 134.3564 | 1.505e-05 | 2029 | Mitigation | 0.95 | 45 | 0 | esc | 0.00097009 | 1.0866e-10 | 0.00097009 | 1.0866e-10 | 0.0027813 | 1.2306e-11 | 0.012705 | 3.6577e-09
[120 empty] | 7.3.3.17.5 (Remote Grid) Updates to grid topology to minimize risk of ignition in HFTDs Remote GridWLDFRWire-to-wire contactAggregated | WLDFR | HFTD - Distribution - Tier 3 - 3QU CoRE ¦ 5QU LoRE | Non-Red Flag Warning - Catastrophic Fires | Wire-to-wire contact | Aggregated | 2030 | 1.1201e-07 | 134.3564 | 1.505e-05 | 2030 | Mitigation | 0.95 | 45 | 0 | esc | 0.00097009 | 1.0866e-10 | 0.00097009 | 1.0866e-10 | 0.0027813 | 1.2306e-11 | 0.012705 | 3.6577e-09
[120 empty] | 7.3.3.17.5 (Remote Grid) Updates to grid topology to minimize risk of ignition in HFTDs Remote GridWLDFRWire-to-wire contactAggregated | WLDFR | HFTD - Distribution - Tier 3 - 3QU CoRE ¦ 5QU LoRE | Non-Red Flag Warning - Catastrophic Fires | Wire-to-wire contact | Aggregated | 2031 | 1.1201e-07 | 134.3564 | 1.505e-05 | 2031 | Mitigation | 0.95 | 45 | 0 | esc | 0.00097009 | 1.0866e-10 | 0.00097009 | 1.0866e-10 | 0.0027813 | 1.2306e-11 | 0.012705 | 3.6577e-09
[120 empty] | 7.3.3.17.5 (Remote Grid) Updates to grid topology to minimize risk of ignition in HFTDs Remote GridWLDFRWire-to-wire contactAggregated | WLDFR | HFTD - Distribution - Tier 3 - 3QU CoRE ¦ 5QU LoRE | Non-Red Flag Warning - Catastrophic Fires | Wire-to-wire contact | Aggregated | 2032 | 1.1201e-07 | 134.3564 | 1.505e-05 | 2032 | Mitigation | 0.95 | 45 | 0 | esc | 0.00097009 | 1.0866e-10 | 0.00097009 | 1.0866e-10 | 0.0027813 | 1.2306e-11 | 0 | 0
[120 empty] | 7.3.3.17.5 (Remote Grid) Updates to grid topology to minimize risk of ignition in HFTDs Remote GridWLDFRWire-to-wire contactAggregated | WLDFR | HFTD - Distribution - Tier 3 - 3QU CoRE ¦ 5QU LoRE | Non-Red Flag Warning - Catastrophic Fires | Wire-to-wire contact | Aggregated | 2033 | 1.1201e-07 | 134.3564 | 1.505e-05 | 2033 | Mitigation | 0.95 | 45 | 0 | esc | 0.00097009 | 1.0866e-10 | 0.00097009 | 1.0866e-10 | 0.0027813 | 1.2306e-11 | 0 | 0
[120 empty] | 7.3.3.17.5 (Remote Grid) Updates to grid topology to minimize risk of ignition in HFTDs Remote GridWLDFRWire-to-wire contactAggregated | WLDFR | HFTD - Distribution - Tier 3 - 3QU CoRE ¦ 5QU LoRE | Non-Red Flag Warning - Catastrophic Fires | Wire-to-wire contact | Aggregated | 2034 | 1.1201e-07 | 134.3564 | 1.505e-05 | 2034 | Mitigation | 0.95 | 45 | 0 | esc | 0.00097009 | 1.0866e-10 | 0.00097009 | 1.0866e-10 | 0.0027813 | 1.2306e-11 | 0.01662 | 5.1854e-10
[120 empty] | 7.3.3.17.5 (Remote Grid) Updates to grid topology to minimize risk of ignition in HFTDs Remote GridWLDFRWire-to-wire contactAggregated | WLDFR | HFTD - Distribution - Tier 3 - 3QU CoRE ¦ 5QU LoRE | Non-Red Flag Warning - Catastrophic Fires | Wire-to-wire contact | Aggregated | 2035 | 1.1201e-07 | 134.3564 | 1.505e-05 | 2035 | Mitigation | 0.95 | 45 | 0 | esc | 0.00097009 | 1.0866e-10 | 0.00097009 | 1.0866e-10 | 0.0027813 | 1.2306e-11 | 0.01662 | 5.1854e-10
[120 empty] | 7.3.3.17.5 (Remote Grid) Updates to grid topology to minimize risk of ignition in HFTDs Remote GridWLDFRWire-to-wire contactAggregated | WLDFR | HFTD - Distribution - Tier 3 - 3QU CoRE ¦ 5QU LoRE | Non-Red Flag Warning - Catastrophic Fires | Wire-to-wire contact | Aggregated | 2036 | 1.1201e-07 | 134.3564 | 1.505e-05 | 2036 | Mitigation | 0.95 | 45 | 0 | esc | 0.00097009 | 1.0866e-10 | 0.00097009 | 1.0866e-10 | 0.0027813 | 1.2306e-11 | 0.01662 | 5.1854e-10
[120 empty] | 7.3.3.17.5 (Remote Grid) Updates to grid topology to minimize risk of ignition in HFTDs Remote GridWLDFRWire-to-wire contactAggregated | WLDFR | HFTD - Distribution - Tier 3 - 3QU CoRE ¦ 5QU LoRE | Non-Red Flag Warning - Catastrophic Fires | Wire-to-wire contact | Aggregated | 2037 | 1.1201e-07 | 134.3564 | 1.505e-05 | 2037 | Mitigation | 0.95 | 45 | 0 | esc | 0.00097009 | 1.0866e-10 | 0.00097009 | 1.0866e-10 | 0.0027813 | 1.2306e-11 | 0.01662 | 5.1854e-10
[120 empty] | 7.3.3.17.5 (Remote Grid) Updates to grid topology to minimize risk of ignition in HFTDs Remote GridWLDFRWire-to-wire contactAggregated | WLDFR | HFTD - Distribution - Tier 3 - 3QU CoRE ¦ 5QU LoRE | Non-Red Flag Warning - Catastrophic Fires | Wire-to-wire contact | Aggregated | 2038 | 1.1201e-07 | 134.3564 | 1.505e-05 | 2038 | Mitigation | 0.95 | 45 | 0 | esc | 0.00097009 | 1.0866e-10 | 0.00097009 | 1.0866e-10 | 0.0027813 | 1.2306e-11 | 0.01662 | 5.1854e-10
[120 empty] | 7.3.3.17.5 (Remote Grid) Updates to grid topology to minimize risk of ignition in HFTDs Remote GridWLDFRWire-to-wire contactAggregated | WLDFR | HFTD - Distribution - Tier 3 - 3QU CoRE ¦ 5QU LoRE | Non-Red Flag Warning - Catastrophic Fires | Wire-to-wire contact | Aggregated | 2039 | 1.1201e-07 | 134.3564 | 1.505e-05 | 2039 | Mitigation | 0.95 | 45 | 0 | esc | 0.00097009 | 1.0866e-10 | 0.00097009 | 1.0866e-10 | 0.0027813 | 1.2306e-11 | 0.01662 | 5.1854e-10
[120 empty] | 7.3.3.17.5 (Remote Grid) Updates to grid topology to minimize risk of ignition in HFTDs Remote GridWLDFRWire-to-wire contactAggregated | WLDFR | HFTD - Distribution - Tier 3 - 3QU CoRE ¦ 5QU LoRE | Non-Red Flag Warning - Catastrophic Fires | Wire-to-wire contact | Aggregated | 2040 | 1.1201e-07 | 134.3564 | 1.505e-05 | 2040 | Mitigation | 0.95 | 45 | 0 | esc | 0.00097009 | 1.0866e-10 | 0.00097009 | 1.0866e-10 | 0.0027813 | 1.2306e-11 | 0.01662 | 5.1854e-10
[120 empty] | 7.3.3.17.5 (Remote Grid) Updates to grid topology to minimize risk of ignition in HFTDs Remote GridWLDFRWire-to-wire contactAggregated | WLDFR | HFTD - Distribution - Tier 3 - 3QU CoRE ¦ 5QU LoRE | Non-Red Flag Warning - Catastrophic Fires | Wire-to-wire contact | Aggregated | 2041 | 1.1201e-07 | 134.3564 | 1.505e-05 | 2041 | Mitigation | 0.95 | 45 | 0 | esc | 0.00097009 | 1.0866e-10 | 0.00097009 | 1.0866e-10 | 0.0027813 | 1.2306e-11 | 0.01662 | 5.1854e-10
[120 empty] | 7.3.3.17.5 (Remote Grid) Updates to grid topology to minimize risk of ignition in HFTDs Remote GridWLDFRWire-to-wire contactAggregated | WLDFR | HFTD - Distribution - Tier 3 - 3QU CoRE ¦ 5QU LoRE | Non-Red Flag Warning - Catastrophic Fires | Wire-to-wire contact | Aggregated | 2042 | 1.1201e-07 | 134.3564 | 1.505e-05 | 2042 | Mitigation | 0.95 | 45 | 0 | esc | 0.00097009 | 1.0866e-10 | 0.00097009 | 1.0866e-10 | 0.0027813 | 1.2306e-11 | 0.01662 | 5.1854e-10
[120 empty] | 7.3.3.17.5 (Remote Grid) Updates to grid topology to minimize risk of ignition in HFTDs Remote GridWLDFRWire-to-wire contactAggregated | WLDFR | HFTD - Distribution - Tier 3 - 3QU CoRE ¦ 5QU LoRE | Non-Red Flag Warning - Catastrophic Fires | Wire-to-wire contact | Aggregated | 2043 | 1.1201e-07 | 134.3564 | 1.505e-05 | 2043 | Mitigation | 0.95 | 45 | 0 | esc | 0.00097009 | 1.0866e-10 | 0.00097009 | 1.0866e-10 | 0.0027813 | 1.2306e-11 | 0.01662 | 5.1854e-10
[120 empty] | 7.3.3.17.5 (Remote Grid) Updates to grid topology to minimize risk of ignition in HFTDs Remote GridWLDFRWire-to-wire contactAggregated | WLDFR | HFTD - Distribution - Tier 3 - 3QU CoRE ¦ 5QU LoRE | Non-Red Flag Warning - Catastrophic Fires | Wire-to-wire contact | Aggregated | 2044 | 1.1201e-07 | 134.3564 | 1.505e-05 | 2044 | Mitigation | 0.95 | 45 | 0 | esc | 0.00097009 | 1.0866e-10 | 0.00097009 | 1.0866e-10 | 0.0027813 | 1.2306e-11 | 0.01662 | 5.1854e-10
[120 empty] | 7.3.3.17.5 (Remote Grid) Updates to grid topology to minimize risk of ignition in HFTDs Remote GridWLDFRWire-to-wire contactAggregated | WLDFR | HFTD - Distribution - Tier 3 - 3QU CoRE ¦ 5QU LoRE | Non-Red Flag Warning - Catastrophic Fires | Wire-to-wire contact | Aggregated | 2045 | 1.1201e-07 | 134.3564 | 1.505e-05 | 2045 | Mitigation | 0.95 | 45 | 0 | esc | 0.00097009 | 1.0866e-10 | 0.00097009 | 1.0866e-10 | 0.0027813 | 1.2306e-11 | 0.01662 | 5.1854e-10
[120 empty] | 7.3.3.17.5 (Remote Grid) Updates to grid topology to minimize risk of ignition in HFTDs Remote GridWLDFRWire-to-wire contactAggregated | WLDFR | HFTD - Distribution - Tier 3 - 3QU CoRE ¦ 5QU LoRE | Non-Red Flag Warning - Catastrophic Fires | Wire-to-wire contact | Aggregated | 2046 | 1.1201e-07 | 134.3564 | 1.505e-05 | 2046 | Mitigation | 0.95 | 45 | 0 | esc | 0.00097009 | 1.0866e-10 | 0.00097009 | 1.0866e-10 | 0.0027813 | 1.2306e-11 | 0.01662 | 5.1854e-10
[120 empty] | 7.3.3.17.5 (Remote Grid) Updates to grid topology to minimize risk of ignition in HFTDs Remote GridWLDFRWire-to-wire contactAggregated | WLDFR | HFTD - Distribution - Tier 3 - 3QU CoRE ¦ 5QU LoRE | Non-Red Flag Warning - Catastrophic Fires | Wire-to-wire contact | Aggregated | 2047 | 1.1201e-07 | 134.3564 | 1.505e-05 | 2047 | Mitigation | 0.95 | 45 | 0 | esc | 0.00097009 | 1.0866e-10 | 0.00097009 | 1.0866e-10 | 0.0027813 | 1.2306e-11 | 0.01662 | 5.1854e-10
[120 empty] | 7.3.3.17.5 (Remote Grid) Updates to grid topology to minimize risk of ignition in HFTDs Remote GridWLDFRWire-to-wire contactAggregated | WLDFR | HFTD - Distribution - Tier 3 - 3QU CoRE ¦ 5QU LoRE | Non-Red Flag Warning - Catastrophic Fires | Wire-to-wire contact | Aggregated | 2048 | 1.1201e-07 | 134.3564 | 1.505e-05 | 2048 | Mitigation | 0.95 | 45 | 0 | esc | 0.00097009 | 1.0866e-10 | 0.00097009 | 1.0866e-10 | 0.0027813 | 1.2306e-11 | 0.01662 | 5.1854e-10
[120 empty] | 7.3.3.17.5 (Remote Grid) Updates to grid topology to minimize risk of ignition in HFTDs Remote GridWLDFRWire-to-wire contactAggregated | WLDFR | HFTD - Distribution - Tier 3 - 3QU CoRE ¦ 5QU LoRE | Non-Red Flag Warning - Catastrophic Fires | Wire-to-wire contact | Aggregated | 2049 | 1.1201e-07 | 134.3564 | 1.505e-05 | 2049 | Mitigation | 0.95 | 45 | 0 | esc | 0.00097009 | 1.0866e-10 | 0.00097009 | 1.0866e-10 | 0.0027813 | 1.2306e-11 | 0.01662 | 5.1854e-10
[120 empty] | 7.3.3.17.5 (Remote Grid) Updates to grid topology to minimize risk of ignition in HFTDs Remote GridWLDFRWire-to-wire contactAggregated | WLDFR | HFTD - Distribution - Tier 3 - 3QU CoRE ¦ 5QU LoRE | Non-Red Flag Warning - Catastrophic Fires | Wire-to-wire contact | Aggregated | 2050 | 1.1201e-07 | 134.3564 | 1.505e-05 | 2050 | Mitigation | 0.95 | 45 | 0 | esc | 0.00097009 | 1.0866e-10 | 0.00097009 | 1.0866e-10 | 0.0027813 | 1.2306e-11 | 0.01662 | 5.1854e-10
[120 empty] | 7.3.3.17.5 (Remote Grid) Updates to grid topology to minimize risk of ignition in HFTDs Remote GridWLDFRWire-to-wire contactAggregated | WLDFR | HFTD - Distribution - Tier 3 - 3QU CoRE ¦ 5QU LoRE | Non-Red Flag Warning - Catastrophic Fires | Wire-to-wire contact | Aggregated | 2051 | 1.1201e-07 | 134.3564 | 1.505e-05 | 2051 | Mitigation | 0.95 | 45 | 0 | esc | 0.00097009 | 1.0866e-10 | 0.00097009 | 1.0866e-10 | 0.0027813 | 1.2306e-11 | 0.01662 | 5.1854e-10
[120 empty] | 7.3.3.17.5 (Remote Grid) Updates to grid topology to minimize risk of ignition in HFTDs Remote GridWLDFRWire-to-wire contactAggregated | WLDFR | HFTD - Distribution - Tier 3 - 3QU CoRE ¦ 5QU LoRE | Non-Red Flag Warning - Catastrophic Fires | Wire-to-wire contact | Aggregated | 2052 | 1.1201e-07 | 134.3564 | 1.505e-05 | 2052 | Mitigation | 0.95 | 45 | 0 | esc | 0.00097009 | 1.0866e-10 | 0.00097009 | 1.0866e-10 | 0.0027813 | 1.2306e-11 | 0.01662 | 5.1854e-10
[120 empty] | 7.3.3.17.5 (Remote Grid) Updates to grid topology to minimize risk of ignition in HFTDs Remote GridWLDFRWire-to-wire contactAggregated | WLDFR | HFTD - Distribution - Tier 3 - 3QU CoRE ¦ 5QU LoRE | Non-Red Flag Warning - Catastrophic Fires | Wire-to-wire contact | Aggregated | 2053 | 1.1201e-07 | 134.3564 | 1.505e-05 | 2053 | Mitigation | 0.95 | 45 | 0 | esc | 0.00097009 | 1.0866e-10 | 0.00097009 | 1.0866e-10 | 0.0027813 | 1.2306e-11 | 0.01662 | 5.1854e-10
[120 empty] | 7.3.3.17.5 (Remote Grid) Updates to grid topology to minimize risk of ignition in HFTDs Remote GridWLDFRWire-to-wire contactAggregated | WLDFR | HFTD - Distribution - Tier 3 - 3QU CoRE ¦ 5QU LoRE | Non-Red Flag Warning - Catastrophic Fires | Wire-to-wire contact | Aggregated | 2054 | 1.1201e-07 | 134.3564 | 1.505e-05 | 2054 | Mitigation | 0.95 | 45 | 0 | esc | 0.00097009 | 1.0866e-10 | 0.00097009 | 1.0866e-10 | 0.0027813 | 1.2306e-11 | 0.01662 | 5.1854e-10
[120 empty] | 7.3.3.17.5 (Remote Grid) Updates to grid topology to minimize risk of ignition in HFTDs Remote GridWLDFRWire-to-wire contactAggregated | WLDFR | HFTD - Distribution - Tier 3 - 3QU CoRE ¦ 5QU LoRE | Non-Red Flag Warning - Catastrophic Fires | Wire-to-wire contact | Aggregated | 2055 | 1.1201e-07 | 134.3564 | 1.505e-05 | 2055 | Mitigation | 0.95 | 45 | 0 | esc | 0.00097009 | 1.0866e-10 | 0.00097009 | 1.0866e-10 | 0.0027813 | 1.2306e-11 | 0.01662 | 5.1854e-10
[120 empty] | 7.3.3.17.5 (Remote Grid) Updates to grid topology to minimize risk of ignition in HFTDs Remote GridWLDFRWire-to-wire contactAggregated | WLDFR | HFTD - Distribution - Tier 3 - 3QU CoRE ¦ 5QU LoRE | Non-Red Flag Warning - Catastrophic Fires | Wire-to-wire contact | Aggregated | 2056 | 1.1201e-07 | 134.3564 | 1.505e-05 | 2056 | Mitigation | 0.95 | 45 | 0 | esc | 0.00097009 | 1.0866e-10 | 0.00097009 | 1.0866e-10 | 0.0027813 | 1.2306e-11 | 0.01662 | 5.1854e-10
[120 empty] | 7.3.3.17.5 (Remote Grid) Updates to grid topology to minimize risk of ignition in HFTDs Remote GridWLDFRWire-to-wire contactAggregated | WLDFR | HFTD - Distribution - Tier 3 - 3QU CoRE ¦ 5QU LoRE | Non-Red Flag Warning - Catastrophic Fires | Wire-to-wire contact | Aggregated | 2057 | 1.1201e-07 | 134.3564 | 1.505e-05 | 2057 | Mitigation | 0.95 | 45 | 0 | esc | 0.00097009 | 1.0866e-10 | 0.00097009 | 1.0866e-10 | 0.0027813 | 1.2306e-11 | 0.01662 | 5.1854e-10
[120 empty] | 7.3.3.17.5 (Remote Grid) Updates to grid topology to minimize risk of ignition in HFTDs Remote GridWLDFRWire-to-wire contactAggregated | WLDFR | HFTD - Distribution - Tier 3 - 3QU CoRE ¦ 5QU LoRE | Non-Red Flag Warning - Catastrophic Fires | Wire-to-wire contact | Aggregated | 2058 | 1.1201e-07 | 134.3564 | 1.505e-05 | 2058 | Mitigation | 0.95 | 45 | 0 | esc | 0.00097009 | 1.0866e-10 | 0.00097009 | 1.0866e-10 | 0.0027813 | 1.2306e-11 | 0.01662 | 5.1854e-10
[120 empty] | 7.3.3.17.5 (Remote Grid) Updates to grid topology to minimize risk of ignition in HFTDs Remote GridWLDFRWire-to-wire contactAggregated | WLDFR | HFTD - Distribution - Tier 3 - 3QU CoRE ¦ 5QU LoRE | Non-Red Flag Warning - Catastrophic Fires | Wire-to-wire contact | Aggregated | 2059 | 1.1201e-07 | 134.3564 | 1.505e-05 | 2059 | Mitigation | 0.95 | 45 | 0 | esc | 0.00097009 | 1.0866e-10 | 0.00097009 | 1.0866e-10 | 0.0027813 | 1.2306e-11 | 0.01662 | 5.1854e-10
[120 empty] | 7.3.3.17.5 (Remote Grid) Updates to grid topology to minimize risk of ignition in HFTDs Remote GridWLDFRWire-to-wire contactAggregated | WLDFR | HFTD - Distribution - Tier 3 - 3QU CoRE ¦ 5QU LoRE | Non-Red Flag Warning - Catastrophic Fires | Wire-to-wire contact | Aggregated | 2060 | 1.1201e-07 | 134.3564 | 1.505e-05 | 2060 | Mitigation | 0.95 | 45 | 0 | esc | 0.00097009 | 1.0866e-10 | 0.00097009 | 1.0866e-10 | 0.0027813 | 1.2306e-11 | 0.01662 | 5.1854e-10
[120 empty] | 7.3.3.17.5 (Remote Grid) Updates to grid topology to minimize risk of ignition in HFTDs Remote GridWLDFRWire-to-wire contactAggregated | WLDFR | HFTD - Distribution - Tier 3 - 3QU CoRE ¦ 5QU LoRE | Non-Red Flag Warning - Catastrophic Fires | Wire-to-wire contact | Aggregated | 2061 | 1.1201e-07 | 134.3564 | 1.505e-05 | 2061 | Mitigation | 0.95 | 45 | 0 | esc | 0.00097009 | 1.0866e-10 | 0.00097009 | 1.0866e-10 | 0.0027813 | 1.2306e-11 | 0.01662 | 5.1854e-10
[120 empty] | 7.3.3.17.5 (Remote Grid) Updates to grid topology to minimize risk of ignition in HFTDs Remote GridWLDFRWire-to-wire contactAggregated | WLDFR | HFTD - Distribution - Tier 3 - 3QU CoRE ¦ 5QU LoRE | Non-Red Flag Warning - Catastrophic Fires | Wire-to-wire contact | Aggregated | 2062 | 1.1201e-07 | 134.3564 | 1.505e-05 | 2062 | Mitigation | 0.95 | 45 | 0 | esc | 0.00097009 | 1.0866e-10 | 0.00097009 | 1.0866e-10 | 0.0027813 | 1.2306e-11 | 0.01662 | 5.1854e-10
[120 empty] | 7.3.3.17.5 (Remote Grid) Updates to grid topology to minimize risk of ignition in HFTDs Remote GridWLDFRWire-to-wire contactAggregated | WLDFR | HFTD - Distribution - Tier 3 - 3QU CoRE ¦ 5QU LoRE | Non-Red Flag Warning - Catastrophic Fires | Wire-to-wire contact | Aggregated | 2063 | 1.1201e-07 | 134.3564 | 1.505e-05 | 2063 | Mitigation | 0.95 | 45 | 0 | esc | 0.00097009 | 1.0866e-10 | 0.00097009 | 1.0866e-10 | 0.0027813 | 1.2306e-11 | 0.01662 | 5.1854e-10
[120 empty] | 7.3.3.17.5 (Remote Grid) Updates to grid topology to minimize risk of ignition in HFTDs Remote GridWLDFRWire-to-wire contactAggregated | WLDFR | HFTD - Distribution - Tier 3 - 3QU CoRE ¦ 5QU LoRE | Non-Red Flag Warning - Catastrophic Fires | Wire-to-wire contact | Aggregated | 2064 | 1.1201e-07 | 134.3564 | 1.505e-05 | 2064 | Mitigation | 0.95 | 45 | 0 | esc | 0.00097009 | 1.0866e-10 | 0.00097009 | 1.0866e-10 | 0.0027813 | 1.2306e-11 | 0 | 0
[120 empty] | 7.3.3.17.5 (Remote Grid) Updates to grid topology to minimize risk of ignition in HFTDs Remote GridWLDFRWire-to-wire contactAggregated | WLDFR | HFTD - Distribution - Tier 3 - 3QU CoRE ¦ 5QU LoRE | Non-Red Flag Warning - Catastrophic Fires | Wire-to-wire contact | Aggregated | 2065 | 1.1201e-07 | 134.3564 | 1.505e-05 | 2065 | Mitigation | 0.95 | 45 | 0 | esc | 0.00097009 | 1.0866e-10 | 0.00097009 | 1.0866e-10 | 0.0027813 | 1.2306e-11 | 0 | 0
[120 empty] | 7.3.3.17.5 (Remote Grid) Updates to grid topology to minimize risk of ignition in HFTDs Remote GridWLDFRWire-to-wire contactAggregated | WLDFR | HFTD - Distribution - Tier 3 - 3QU CoRE ¦ 5QU LoRE | Non-Red Flag Warning - Catastrophic Fires | Wire-to-wire contact | Aggregated | 2066 | 1.1201e-07 | 134.3564 | 1.505e-05 | 2066 | Mitigation | 0.95 | 45 | 0 | esc | 0.00097009 | 1.0866e-10 | 0.00097009 | 1.0866e-10 | 0.0027813 | 1.2306e-11 | 0.0080352 | 3.3524e-09
[120 empty] | 7.3.3.17.5 (Remote Grid) Updates to grid topology to minimize risk of ignition in HFTDs Remote GridWLDFRWire-to-wire contactAggregated | WLDFR | HFTD - Distribution - Tier 3 - 3QU CoRE ¦ 5QU LoRE | Non-Red Flag Warning - Catastrophic Fires | Wire-to-wire contact | Aggregated | 2067 | 1.1201e-07 | 134.3564 | 1.505e-05 | 2067 | Mitigation | 0.95 | 45 | 0 | esc | 0 | 0 | 0.00097009 | 1.0866e-10 | 0.0027813 | 1.2306e-11 | 0.0080352 | 3.3524e-09
[120 empty] | 7.3.3.17.5 (Remote Grid) Updates to grid topology to minimize risk of ignition in HFTDs Remote GridWLDFRContact from objectAggregated | WLDFR | HFTD - Distribution - Tier 3 - 3QU CoRE ¦ 5QU LoRE | Non-Red Flag Warning - Destructive Fires | Contact from object | Aggregated | 2022 | 9.4149e-08 | 134.3564 | 1.2649e-05 | 2022 | Mitigation | 0.95 | 45 | 0 | esc | 0.00097009 | 9.1332e-11 | 0 | 0 | 0.0027813 | 1.2306e-11 | 0.0080352 | 3.3524e-09
[120 empty] | 7.3.3.17.5 (Remote Grid) Updates to grid topology to minimize risk of ignition in HFTDs Remote GridWLDFRContact from objectAggregated | WLDFR | HFTD - Distribution - Tier 3 - 3QU CoRE ¦ 5QU LoRE | Non-Red Flag Warning - Destructive Fires | Contact from object | Aggregated | 2023 | 9.4149e-08 | 134.3564 | 1.2649e-05 | 2023 | Mitigation | 0.95 | 45 | 0 | esc | 0.00097009 | 9.1332e-11 | 0.00097009 | 9.1332e-11 | 0.0027813 | 1.2306e-11 | 0.0080352 | 3.3524e-09
[120 empty] | 7.3.3.17.5 (Remote Grid) Updates to grid topology to minimize risk of ignition in HFTDs Remote GridWLDFRContact from objectAggregated | WLDFR | HFTD - Distribution - Tier 3 - 3QU CoRE ¦ 5QU LoRE | Non-Red Flag Warning - Destructive Fires | Contact from object | Aggregated | 2024 | 9.4149e-08 | 134.3564 | 1.2649e-05 | 2024 | Mitigation | 0.95 | 45 | 0 | esc | 0.00097009 | 9.1332e-11 | 0.00097009 | 9.1332e-11 | 0.0027813 | 1.2306e-11 | 0.0080352 | 3.3524e-09
[120 empty] | 7.3.3.17.5 (Remote Grid) Updates to grid topology to minimize risk of ignition in HFTDs Remote GridWLDFRContact from objectAggregated | WLDFR | HFTD - Distribution - Tier 3 - 3QU CoRE ¦ 5QU LoRE | Non-Red Flag Warning - Destructive Fires | Contact from object | Aggregated | 2025 | 9.4149e-08 | 134.3564 | 1.2649e-05 | 2025 | Mitigation | 0.95 | 45 | 0 | esc | 0.00097009 | 9.1332e-11 | 0.00097009 | 9.1332e-11 | 0.0027813 | 1.2306e-11 | 0.0080352 | 3.3524e-09
[120 empty] | 7.3.3.17.5 (Remote Grid) Updates to grid topology to minimize risk of ignition in HFTDs Remote GridWLDFRContact from objectAggregated | WLDFR | HFTD - Distribution - Tier 3 - 3QU CoRE ¦ 5QU LoRE | Non-Red Flag Warning - Destructive Fires | Contact from object | Aggregated | 2026 | 9.4149e-08 | 134.3564 | 1.2649e-05 | 2026 | Mitigation | 0.95 | 45 | 0 | esc | 0.00097009 | 9.1332e-11 | 0.00097009 | 9.1332e-11 | 0.0027813 | 1.2306e-11 | 0.0080352 | 3.3524e-09
[120 empty] | 7.3.3.17.5 (Remote Grid) Updates to grid topology to minimize risk of ignition in HFTDs Remote GridWLDFRContact from objectAggregated | WLDFR | HFTD - Distribution - Tier 3 - 3QU CoRE ¦ 5QU LoRE | Non-Red Flag Warning - Destructive Fires | Contact from object | Aggregated | 2027 | 9.4149e-08 | 134.3564 | 1.2649e-05 | 2027 | Mitigation | 0.95 | 45 | 0 | esc | 0.00097009 | 9.1332e-11 | 0.00097009 | 9.1332e-11 | 0.0027813 | 1.2306e-11 | 0.0080352 | 3.3524e-09
[120 empty] | 7.3.3.17.5 (Remote Grid) Updates to grid topology to minimize risk of ignition in HFTDs Remote GridWLDFRContact from objectAggregated | WLDFR | HFTD - Distribution - Tier 3 - 3QU CoRE ¦ 5QU LoRE | Non-Red Flag Warning - Destructive Fires | Contact from object | Aggregated | 2028 | 9.4149e-08 | 134.3564 | 1.2649e-05 | 2028 | Mitigation | 0.95 | 45 | 0 | esc | 0.00097009 | 9.1332e-11 | 0.00097009 | 9.1332e-11 | 0 | 0 | 0.0080352 | 3.3524e-09
[120 empty] | 7.3.3.17.5 (Remote Grid) Updates to grid topology to minimize risk of ignition in HFTDs Remote GridWLDFRContact from objectAggregated | WLDFR | HFTD - Distribution - Tier 3 - 3QU CoRE ¦ 5QU LoRE | Non-Red Flag Warning - Destructive Fires | Contact from object | Aggregated | 2029 | 9.4149e-08 | 134.3564 | 1.2649e-05 | 2029 | Mitigation | 0.95 | 45 | 0 | esc | 0.00097009 | 9.1332e-11 | 0.00097009 | 9.1332e-11 | 0.0027813 | 7.714e-16 | 0.0080352 | 3.3524e-09
[120 empty] | 7.3.3.17.5 (Remote Grid) Updates to grid topology to minimize risk of ignition in HFTDs Remote GridWLDFRContact from objectAggregated | WLDFR | HFTD - Distribution - Tier 3 - 3QU CoRE ¦ 5QU LoRE | Non-Red Flag Warning - Destructive Fires | Contact from object | Aggregated | 2030 | 9.4149e-08 | 134.3564 | 1.2649e-05 | 2030 | Mitigation | 0.95 | 45 | 0 | esc | 0.00097009 | 9.1332e-11 | 0.00097009 | 9.1332e-11 | 0.0027813 | 7.714e-16 | 0.0080352 | 3.3524e-09
[120 empty] | 7.3.3.17.5 (Remote Grid) Updates to grid topology to minimize risk of ignition in HFTDs Remote GridWLDFRContact from objectAggregated | WLDFR | HFTD - Distribution - Tier 3 - 3QU CoRE ¦ 5QU LoRE | Non-Red Flag Warning - Destructive Fires | Contact from object | Aggregated | 2031 | 9.4149e-08 | 134.3564 | 1.2649e-05 | 2031 | Mitigation | 0.95 | 45 | 0 | esc | 0.00097009 | 9.1332e-11 | 0.00097009 | 9.1332e-11 | 0.0027813 | 7.714e-16 | 0.0080352 | 3.3524e-09
[120 empty] | 7.3.3.17.5 (Remote Grid) Updates to grid topology to minimize risk of ignition in HFTDs Remote GridWLDFRContact from objectAggregated | WLDFR | HFTD - Distribution - Tier 3 - 3QU CoRE ¦ 5QU LoRE | Non-Red Flag Warning - Destructive Fires | Contact from object | Aggregated | 2032 | 9.4149e-08 | 134.3564 | 1.2649e-05 | 2032 | Mitigation | 0.95 | 45 | 0 | esc | 0.00097009 | 9.1332e-11 | 0.00097009 | 9.1332e-11 | 0.0027813 | 7.714e-16 | 0.0080352 | 3.3524e-09
[120 empty] | 7.3.3.17.5 (Remote Grid) Updates to grid topology to minimize risk of ignition in HFTDs Remote GridWLDFRContact from objectAggregated | WLDFR | HFTD - Distribution - Tier 3 - 3QU CoRE ¦ 5QU LoRE | Non-Red Flag Warning - Destructive Fires | Contact from object | Aggregated | 2033 | 9.4149e-08 | 134.3564 | 1.2649e-05 | 2033 | Mitigation | 0.95 | 45 | 0 | esc | 0.00097009 | 9.1332e-11 | 0.00097009 | 9.1332e-11 | 0.0027813 | 7.714e-16 | 0.0080352 | 3.3524e-09
[120 empty] | 7.3.3.17.5 (Remote Grid) Updates to grid topology to minimize risk of ignition in HFTDs Remote GridWLDFRContact from objectAggregated | WLDFR | HFTD - Distribution - Tier 3 - 3QU CoRE ¦ 5QU LoRE | Non-Red Flag Warning - Destructive Fires | Contact from object | Aggregated | 2034 | 9.4149e-08 | 134.3564 | 1.2649e-05 | 2034 | Mitigation | 0.95 | 45 | 0 | esc | 0.00097009 | 9.1332e-11 | 0.00097009 | 9.1332e-11 | 0.0027813 | 7.714e-16 | 0.0080352 | 3.3524e-09
[120 empty] | 7.3.3.17.5 (Remote Grid) Updates to grid topology to minimize risk of ignition in HFTDs Remote GridWLDFRContact from objectAggregated | WLDFR | HFTD - Distribution - Tier 3 - 3QU CoRE ¦ 5QU LoRE | Non-Red Flag Warning - Destructive Fires | Contact from object | Aggregated | 2035 | 9.4149e-08 | 134.3564 | 1.2649e-05 | 2035 | Mitigation | 0.95 | 45 | 0 | esc | 0.00097009 | 9.1332e-11 | 0.00097009 | 9.1332e-11 | 0.0027813 | 7.714e-16 | 0.0080352 | 3.3524e-09
[120 empty] | 7.3.3.17.5 (Remote Grid) Updates to grid topology to minimize risk of ignition in HFTDs Remote GridWLDFRContact from objectAggregated | WLDFR | HFTD - Distribution - Tier 3 - 3QU CoRE ¦ 5QU LoRE | Non-Red Flag Warning - Destructive Fires | Contact from object | Aggregated | 2036 | 9.4149e-08 | 134.3564 | 1.2649e-05 | 2036 | Mitigation | 0.95 | 45 | 0 | esc | 0.00097009 | 9.1332e-11 | 0.00097009 | 9.1332e-11 | 0.0027813 | 7.714e-16 | 0.0080352 | 3.3524e-09
[120 empty] | 7.3.3.17.5 (Remote Grid) Updates to grid topology to minimize risk of ignition in HFTDs Remote GridWLDFRContact from objectAggregated | WLDFR | HFTD - Distribution - Tier 3 - 3QU CoRE ¦ 5QU LoRE | Non-Red Flag Warning - Destructive Fires | Contact from object | Aggregated | 2037 | 9.4149e-08 | 134.3564 | 1.2649e-05 | 2037 | Mitigation | 0.95 | 45 | 0 | esc | 0.00097009 | 9.1332e-11 | 0.00097009 | 9.1332e-11 | 0.0027813 | 7.714e-16 | 0.0080352 | 3.3524e-09
[120 empty] | 7.3.3.17.5 (Remote Grid) Updates to grid topology to minimize risk of ignition in HFTDs Remote GridWLDFRContact from objectAggregated | WLDFR | HFTD - Distribution - Tier 3 - 3QU CoRE ¦ 5QU LoRE | Non-Red Flag Warning - Destructive Fires | Contact from object | Aggregated | 2038 | 9.4149e-08 | 134.3564 | 1.2649e-05 | 2038 | Mitigation | 0.95 | 45 | 0 | esc | 0.00097009 | 9.1332e-11 | 0.00097009 | 9.1332e-11 | 0.0027813 | 7.714e-16 | 0.0080352 | 3.3524e-09
[120 empty] | 7.3.3.17.5 (Remote Grid) Updates to grid topology to minimize risk of ignition in HFTDs Remote GridWLDFRContact from objectAggregated | WLDFR | HFTD - Distribution - Tier 3 - 3QU CoRE ¦ 5QU LoRE | Non-Red Flag Warning - Destructive Fires | Contact from object | Aggregated | 2039 | 9.4149e-08 | 134.3564 | 1.2649e-05 | 2039 | Mitigation | 0.95 | 45 | 0 | esc | 0.00097009 | 9.1332e-11 | 0.00097009 | 9.1332e-11 | 0.0027813 | 7.714e-16 | 0.0080352 | 3.3524e-09
[120 empty] | 7.3.3.17.5 (Remote Grid) Updates to grid topology to minimize risk of ignition in HFTDs Remote GridWLDFRContact from objectAggregated | WLDFR | HFTD - Distribution - Tier 3 - 3QU CoRE ¦ 5QU LoRE | Non-Red Flag Warning - Destructive Fires | Contact from object | Aggregated | 2040 | 9.4149e-08 | 134.3564 | 1.2649e-05 | 2040 | Mitigation | 0.95 | 45 | 0 | esc | 0.00097009 | 9.1332e-11 | 0.00097009 | 9.1332e-11 | 0.0027813 | 7.714e-16 | 0.0080352 | 3.3524e-09
[120 empty] | 7.3.3.17.5 (Remote Grid) Updates to grid topology to minimize risk of ignition in HFTDs Remote GridWLDFRContact from objectAggregated | WLDFR | HFTD - Distribution - Tier 3 - 3QU CoRE ¦ 5QU LoRE | Non-Red Flag Warning - Destructive Fires | Contact from object | Aggregated | 2041 | 9.4149e-08 | 134.3564 | 1.2649e-05 | 2041 | Mitigation | 0.95 | 45 | 0 | esc | 0.00097009 | 9.1332e-11 | 0.00097009 | 9.1332e-11 | 0.0027813 | 7.714e-16 | 0.0080352 | 3.3524e-09
[120 empty] | 7.3.3.17.5 (Remote Grid) Updates to grid topology to minimize risk of ignition in HFTDs Remote GridWLDFRContact from objectAggregated | WLDFR | HFTD - Distribution - Tier 3 - 3QU CoRE ¦ 5QU LoRE | Non-Red Flag Warning - Destructive Fires | Contact from object | Aggregated | 2042 | 9.4149e-08 | 134.3564 | 1.2649e-05 | 2042 | Mitigation | 0.95 | 45 | 0 | esc | 0.00097009 | 9.1332e-11 | 0.00097009 | 9.1332e-11 | 0.0027813 | 7.714e-16 | 0.0080352 | 3.3524e-09
[120 empty] | 7.3.3.17.5 (Remote Grid) Updates to grid topology to minimize risk of ignition in HFTDs Remote GridWLDFRContact from objectAggregated | WLDFR | HFTD - Distribution - Tier 3 - 3QU CoRE ¦ 5QU LoRE | Non-Red Flag Warning - Destructive Fires | Contact from object | Aggregated | 2043 | 9.4149e-08 | 134.3564 | 1.2649e-05 | 2043 | Mitigation | 0.95 | 45 | 0 | esc | 0.00097009 | 9.1332e-11 | 0.00097009 | 9.1332e-11 | 0.0027813 | 7.714e-16 | 0.0080352 | 3.3524e-09
[120 empty] | 7.3.3.17.5 (Remote Grid) Updates to grid topology to minimize risk of ignition in HFTDs Remote GridWLDFRContact from objectAggregated | WLDFR | HFTD - Distribution - Tier 3 - 3QU CoRE ¦ 5QU LoRE | Non-Red Flag Warning - Destructive Fires | Contact from object | Aggregated | 2044 | 9.4149e-08 | 134.3564 | 1.2649e-05 | 2044 | Mitigation | 0.95 | 45 | 0 | esc | 0.00097009 | 9.1332e-11 | 0.00097009 | 9.1332e-11 | 0.0027813 | 7.714e-16 | 0.0080352 | 3.3524e-09
[120 empty] | 7.3.3.17.5 (Remote Grid) Updates to grid topology to minimize risk of ignition in HFTDs Remote GridWLDFRContact from objectAggregated | WLDFR | HFTD - Distribution - Tier 3 - 3QU CoRE ¦ 5QU LoRE | Non-Red Flag Warning - Destructive Fires | Contact from object | Aggregated | 2045 | 9.4149e-08 | 134.3564 | 1.2649e-05 | 2045 | Mitigation | 0.95 | 45 | 0 | esc | 0.00097009 | 9.1332e-11 | 0.00097009 | 9.1332e-11 | 0.0027813 | 7.714e-16 | 0.0080352 | 3.3524e-09
[120 empty] | 7.3.3.17.5 (Remote Grid) Updates to grid topology to minimize risk of ignition in HFTDs Remote GridWLDFRContact from objectAggregated | WLDFR | HFTD - Distribution - Tier 3 - 3QU CoRE ¦ 5QU LoRE | Non-Red Flag Warning - Destructive Fires | Contact from object | Aggregated | 2046 | 9.4149e-08 | 134.3564 | 1.2649e-05 | 2046 | Mitigation | 0.95 | 45 | 0 | esc | 0.00097009 | 9.1332e-11 | 0.00097009 | 9.1332e-11 | 0.0027813 | 7.714e-16 | 0.0080352 | 3.3524e-09
[120 empty] | 7.3.3.17.5 (Remote Grid) Updates to grid topology to minimize risk of ignition in HFTDs Remote GridWLDFRContact from objectAggregated | WLDFR | HFTD - Distribution - Tier 3 - 3QU CoRE ¦ 5QU LoRE | Non-Red Flag Warning - Destructive Fires | Contact from object | Aggregated | 2047 | 9.4149e-08 | 134.3564 | 1.2649e-05 | 2047 | Mitigation | 0.95 | 45 | 0 | esc | 0.00097009 | 9.1332e-11 | 0.00097009 | 9.1332e-11 | 0.0027813 | 7.714e-16 | 0.0080352 | 3.3524e-09
[120 empty] | 7.3.3.17.5 (Remote Grid) Updates to grid topology to minimize risk of ignition in HFTDs Remote GridWLDFRContact from objectAggregated | WLDFR | HFTD - Distribution - Tier 3 - 3QU CoRE ¦ 5QU LoRE | Non-Red Flag Warning - Destructive Fires | Contact from object | Aggregated | 2048 | 9.4149e-08 | 134.3564 | 1.2649e-05 | 2048 | Mitigation | 0.95 | 45 | 0 | esc | 0.00097009 | 9.1332e-11 | 0.00097009 | 9.1332e-11 | 0.0027813 | 7.714e-16 | 0.0080352 | 3.3524e-09
[120 empty] | 7.3.3.17.5 (Remote Grid) Updates to grid topology to minimize risk of ignition in HFTDs Remote GridWLDFRContact from objectAggregated | WLDFR | HFTD - Distribution - Tier 3 - 3QU CoRE ¦ 5QU LoRE | Non-Red Flag Warning - Destructive Fires | Contact from object | Aggregated | 2049 | 9.4149e-08 | 134.3564 | 1.2649e-05 | 2049 | Mitigation | 0.95 | 45 | 0 | esc | 0.00097009 | 9.1332e-11 | 0.00097009 | 9.1332e-11 | 0.0027813 | 7.714e-16 | 0.0080352 | 3.3524e-09
[120 empty] | 7.3.3.17.5 (Remote Grid) Updates to grid topology to minimize risk of ignition in HFTDs Remote GridWLDFRContact from objectAggregated | WLDFR | HFTD - Distribution - Tier 3 - 3QU CoRE ¦ 5QU LoRE | Non-Red Flag Warning - Destructive Fires | Contact from object | Aggregated | 2050 | 9.4149e-08 | 134.3564 | 1.2649e-05 | 2050 | Mitigation | 0.95 | 45 | 0 | esc | 0.00097009 | 9.1332e-11 | 0.00097009 | 9.1332e-11 | 0.0027813 | 7.714e-16 | 0 | 0
[120 empty] | 7.3.3.17.5 (Remote Grid) Updates to grid topology to minimize risk of ignition in HFTDs Remote GridWLDFRContact from objectAggregated | WLDFR | HFTD - Distribution - Tier 3 - 3QU CoRE ¦ 5QU LoRE | Non-Red Flag Warning - Destructive Fires | Contact from object | Aggregated | 2051 | 9.4149e-08 | 134.3564 | 1.2649e-05 | 2051 | Mitigation | 0.95 | 45 | 0 | esc | 0.00097009 | 9.1332e-11 | 0.00097009 | 9.1332e-11 | 0.0027813 | 7.714e-16 | 0 | 0
[120 empty] | 7.3.3.17.5 (Remote Grid) Updates to grid topology to minimize risk of ignition in HFTDs Remote GridWLDFRContact from objectAggregated | WLDFR | HFTD - Distribution - Tier 3 - 3QU CoRE ¦ 5QU LoRE | Non-Red Flag Warning - Destructive Fires | Contact from object | Aggregated | 2052 | 9.4149e-08 | 134.3564 | 1.2649e-05 | 2052 | Mitigation | 0.95 | 45 | 0 | esc | 0.00097009 | 9.1332e-11 | 0.00097009 | 9.1332e-11 | 0.0027813 | 7.714e-16 | 0.010315 | 2.5677e-09
[120 empty] | 7.3.3.17.5 (Remote Grid) Updates to grid topology to minimize risk of ignition in HFTDs Remote GridWLDFRContact from objectAggregated | WLDFR | HFTD - Distribution - Tier 3 - 3QU CoRE ¦ 5QU LoRE | Non-Red Flag Warning - Destructive Fires | Contact from object | Aggregated | 2053 | 9.4149e-08 | 134.3564 | 1.2649e-05 | 2053 | Mitigation | 0.95 | 45 | 0 | esc | 0.00097009 | 9.1332e-11 | 0.00097009 | 9.1332e-11 | 0.0027813 | 7.714e-16 | 0.010315 | 2.5677e-09
[120 empty] | 7.3.3.17.5 (Remote Grid) Updates to grid topology to minimize risk of ignition in HFTDs Remote GridWLDFRContact from objectAggregated | WLDFR | HFTD - Distribution - Tier 3 - 3QU CoRE ¦ 5QU LoRE | Non-Red Flag Warning - Destructive Fires | Contact from object | Aggregated | 2054 | 9.4149e-08 | 134.3564 | 1.2649e-05 | 2054 | Mitigation | 0.95 | 45 | 0 | esc | 0.00097009 | 9.1332e-11 | 0.00097009 | 9.1332e-11 | 0.0027813 | 7.714e-16 | 0.010315 | 2.5677e-09
[120 empty] | 7.3.3.17.5 (Remote Grid) Updates to grid topology to minimize risk of ignition in HFTDs Remote GridWLDFRContact from objectAggregated | WLDFR | HFTD - Distribution - Tier 3 - 3QU CoRE ¦ 5QU LoRE | Non-Red Flag Warning - Destructive Fires | Contact from object | Aggregated | 2055 | 9.4149e-08 | 134.3564 | 1.2649e-05 | 2055 | Mitigation | 0.95 | 45 | 0 | esc | 0.00097009 | 9.1332e-11 | 0.00097009 | 9.1332e-11 | 0.0027813 | 7.714e-16 | 0.010315 | 2.5677e-09
[120 empty] | 7.3.3.17.5 (Remote Grid) Updates to grid topology to minimize risk of ignition in HFTDs Remote GridWLDFRContact from objectAggregated | WLDFR | HFTD - Distribution - Tier 3 - 3QU CoRE ¦ 5QU LoRE | Non-Red Flag Warning - Destructive Fires | Contact from object | Aggregated | 2056 | 9.4149e-08 | 134.3564 | 1.2649e-05 | 2056 | Mitigation | 0.95 | 45 | 0 | esc | 0.00097009 | 9.1332e-11 | 0.00097009 | 9.1332e-11 | 0.0027813 | 7.714e-16 | 0.010315 | 2.5677e-09
[120 empty] | 7.3.3.17.5 (Remote Grid) Updates to grid topology to minimize risk of ignition in HFTDs Remote GridWLDFRContact from objectAggregated | WLDFR | HFTD - Distribution - Tier 3 - 3QU CoRE ¦ 5QU LoRE | Non-Red Flag Warning - Destructive Fires | Contact from object | Aggregated | 2057 | 9.4149e-08 | 134.3564 | 1.2649e-05 | 2057 | Mitigation | 0.95 | 45 | 0 | esc | 0.00097009 | 9.1332e-11 | 0.00097009 | 9.1332e-11 | 0.0027813 | 7.714e-16 | 0.010315 | 2.5677e-09
[120 empty] | 7.3.3.17.5 (Remote Grid) Updates to grid topology to minimize risk of ignition in HFTDs Remote GridWLDFRContact from objectAggregated | WLDFR | HFTD - Distribution - Tier 3 - 3QU CoRE ¦ 5QU LoRE | Non-Red Flag Warning - Destructive Fires | Contact from object | Aggregated | 2058 | 9.4149e-08 | 134.3564 | 1.2649e-05 | 2058 | Mitigation | 0.95 | 45 | 0 | esc | 0.00097009 | 9.1332e-11 | 0.00097009 | 9.1332e-11 | 0.0027813 | 7.714e-16 | 0.010315 | 2.5677e-09
[120 empty] | 7.3.3.17.5 (Remote Grid) Updates to grid topology to minimize risk of ignition in HFTDs Remote GridWLDFRContact from objectAggregated | WLDFR | HFTD - Distribution - Tier 3 - 3QU CoRE ¦ 5QU LoRE | Non-Red Flag Warning - Destructive Fires | Contact from object | Aggregated | 2059 | 9.4149e-08 | 134.3564 | 1.2649e-05 | 2059 | Mitigation | 0.95 | 45 | 0 | esc | 0.00097009 | 9.1332e-11 | 0.00097009 | 9.1332e-11 | 0.0027813 | 7.714e-16 | 0.010315 | 2.5677e-09
[120 empty] | 7.3.3.17.5 (Remote Grid) Updates to grid topology to minimize risk of ignition in HFTDs Remote GridWLDFRContact from objectAggregated | WLDFR | HFTD - Distribution - Tier 3 - 3QU CoRE ¦ 5QU LoRE | Non-Red Flag Warning - Destructive Fires | Contact from object | Aggregated | 2060 | 9.4149e-08 | 134.3564 | 1.2649e-05 | 2060 | Mitigation | 0.95 | 45 | 0 | esc | 0.00097009 | 9.1332e-11 | 0.00097009 | 9.1332e-11 | 0.0027813 | 7.714e-16 | 0.010315 | 2.5677e-09
[120 empty] | 7.3.3.17.5 (Remote Grid) Updates to grid topology to minimize risk of ignition in HFTDs Remote GridWLDFRContact from objectAggregated | WLDFR | HFTD - Distribution - Tier 3 - 3QU CoRE ¦ 5QU LoRE | Non-Red Flag Warning - Destructive Fires | Contact from object | Aggregated | 2061 | 9.4149e-08 | 134.3564 | 1.2649e-05 | 2061 | Mitigation | 0.95 | 45 | 0 | esc | 0.00097009 | 9.1332e-11 | 0.00097009 | 9.1332e-11 | 0.0027813 | 7.714e-16 | 0.010315 | 2.5677e-09
[120 empty] | 7.3.3.17.5 (Remote Grid) Updates to grid topology to minimize risk of ignition in HFTDs Remote GridWLDFRContact from objectAggregated | WLDFR | HFTD - Distribution - Tier 3 - 3QU CoRE ¦ 5QU LoRE | Non-Red Flag Warning - Destructive Fires | Contact from object | Aggregated | 2062 | 9.4149e-08 | 134.3564 | 1.2649e-05 | 2062 | Mitigation | 0.95 | 45 | 0 | esc | 0.00097009 | 9.1332e-11 | 0.00097009 | 9.1332e-11 | 0.0027813 | 7.714e-16 | 0.010315 | 2.5677e-09
[120 empty] | 7.3.3.17.5 (Remote Grid) Updates to grid topology to minimize risk of ignition in HFTDs Remote GridWLDFRContact from objectAggregated | WLDFR | HFTD - Distribution - Tier 3 - 3QU CoRE ¦ 5QU LoRE | Non-Red Flag Warning - Destructive Fires | Contact from object | Aggregated | 2063 | 9.4149e-08 | 134.3564 | 1.2649e-05 | 2063 | Mitigation | 0.95 | 45 | 0 | esc | 0.00097009 | 9.1332e-11 | 0.00097009 | 9.1332e-11 | 0.0027813 | 7.714e-16 | 0.010315 | 2.5677e-09
[120 empty] | 7.3.3.17.5 (Remote Grid) Updates to grid topology to minimize risk of ignition in HFTDs Remote GridWLDFRContact from objectAggregated | WLDFR | HFTD - Distribution - Tier 3 - 3QU CoRE ¦ 5QU LoRE | Non-Red Flag Warning - Destructive Fires | Contact from object | Aggregated | 2064 | 9.4149e-08 | 134.3564 | 1.2649e-05 | 2064 | Mitigation | 0.95 | 45 | 0 | esc | 0.00097009 | 9.1332e-11 | 0.00097009 | 9.1332e-11 | 0.0027813 | 7.714e-16 | 0.010315 | 2.5677e-09
[120 empty] | 7.3.3.17.5 (Remote Grid) Updates to grid topology to minimize risk of ignition in HFTDs Remote GridWLDFRContact from objectAggregated | WLDFR | HFTD - Distribution - Tier 3 - 3QU CoRE ¦ 5QU LoRE | Non-Red Flag Warning - Destructive Fires | Contact from object | Aggregated | 2065 | 9.4149e-08 | 134.3564 | 1.2649e-05 | 2065 | Mitigation | 0.95 | 45 | 0 | esc | 0.00097009 | 9.1332e-11 | 0.00097009 | 9.1332e-11 | 0.0027813 | 7.714e-16 | 0.010315 | 2.5677e-09
[120 empty] | 7.3.3.17.5 (Remote Grid) Updates to grid topology to minimize risk of ignition in HFTDs Remote GridWLDFRContact from objectAggregated | WLDFR | HFTD - Distribution - Tier 3 - 3QU CoRE ¦ 5QU LoRE | Non-Red Flag Warning - Destructive Fires | Contact from object | Aggregated | 2066 | 9.4149e-08 | 134.3564 | 1.2649e-05 | 2066 | Mitigation | 0.95 | 45 | 0 | esc | 0.00097009 | 9.1332e-11 | 0.00097009 | 9.1332e-11 | 0.0027813 | 7.714e-16 | 0.010315 | 2.5677e-09
[120 empty] | 7.3.3.17.5 (Remote Grid) Updates to grid topology to minimize risk of ignition in HFTDs Remote GridWLDFRContact from objectAggregated | WLDFR | HFTD - Distribution - Tier 3 - 3QU CoRE ¦ 5QU LoRE | Non-Red Flag Warning - Destructive Fires | Contact from object | Aggregated | 2067 | 9.4149e-08 | 134.3564 | 1.2649e-05 | 2067 | Mitigation | 0.95 | 45 | 0 | esc | 0 | 0 | 0.00097009 | 9.1332e-11 | 0.0027813 | 7.714e-16 | 0.010315 | 2.5677e-09
[120 empty] | 7.3.3.17.5 (Remote Grid) Updates to grid topology to minimize risk of ignition in HFTDs Remote GridWLDFRContaminationAggregated | WLDFR | HFTD - Distribution - Tier 3 - 3QU CoRE ¦ 5QU LoRE | Non-Red Flag Warning - Destructive Fires | Contamination | Aggregated | 2022 | 3.2723e-09 | 134.3564 | 4.3965e-07 | 2022 | Mitigation | 0.95 | 45 | 0 | esc | 0.00097009 | 3.1744e-12 | 0 | 0 | 0.0027813 | 7.714e-16 | 0.010315 | 2.5677e-09
[120 empty] | 7.3.3.17.5 (Remote Grid) Updates to grid topology to minimize risk of ignition in HFTDs Remote GridWLDFRContaminationAggregated | WLDFR | HFTD - Distribution - Tier 3 - 3QU CoRE ¦ 5QU LoRE | Non-Red Flag Warning - Destructive Fires | Contamination | Aggregated | 2023 | 3.2723e-09 | 134.3564 | 4.3965e-07 | 2023 | Mitigation | 0.95 | 45 | 0 | esc | 0.00097009 | 3.1744e-12 | 0.00097009 | 3.1744e-12 | 0.0027813 | 7.714e-16 | 0.010315 | 2.5677e-09
[120 empty] | 7.3.3.17.5 (Remote Grid) Updates to grid topology to minimize risk of ignition in HFTDs Remote GridWLDFRContaminationAggregated | WLDFR | HFTD - Distribution - Tier 3 - 3QU CoRE ¦ 5QU LoRE | Non-Red Flag Warning - Destructive Fires | Contamination | Aggregated | 2024 | 3.2723e-09 | 134.3564 | 4.3965e-07 | 2024 | Mitigation | 0.95 | 45 | 0 | esc | 0.00097009 | 3.1744e-12 | 0.00097009 | 3.1744e-12 | 0.0027813 | 7.714e-16 | 0.010315 | 2.5677e-09
[120 empty] | 7.3.3.17.5 (Remote Grid) Updates to grid topology to minimize risk of ignition in HFTDs Remote GridWLDFRContaminationAggregated | WLDFR | HFTD - Distribution - Tier 3 - 3QU CoRE ¦ 5QU LoRE | Non-Red Flag Warning - Destructive Fires | Contamination | Aggregated | 2025 | 3.2723e-09 | 134.3564 | 4.3965e-07 | 2025 | Mitigation | 0.95 | 45 | 0 | esc | 0.00097009 | 3.1744e-12 | 0.00097009 | 3.1744e-12 | 0.0027813 | 7.714e-16 | 0.010315 | 2.5677e-09
[120 empty] | 7.3.3.17.5 (Remote Grid) Updates to grid topology to minimize risk of ignition in HFTDs Remote GridWLDFRContaminationAggregated | WLDFR | HFTD - Distribution - Tier 3 - 3QU CoRE ¦ 5QU LoRE | Non-Red Flag Warning - Destructive Fires | Contamination | Aggregated | 2026 | 3.2723e-09 | 134.3564 | 4.3965e-07 | 2026 | Mitigation | 0.95 | 45 | 0 | esc | 0.00097009 | 3.1744e-12 | 0.00097009 | 3.1744e-12 | 0.0027813 | 7.714e-16 | 0.010315 | 2.5677e-09
[120 empty] | 7.3.3.17.5 (Remote Grid) Updates to grid topology to minimize risk of ignition in HFTDs Remote GridWLDFRContaminationAggregated | WLDFR | HFTD - Distribution - Tier 3 - 3QU CoRE ¦ 5QU LoRE | Non-Red Flag Warning - Destructive Fires | Contamination | Aggregated | 2027 | 3.2723e-09 | 134.3564 | 4.3965e-07 | 2027 | Mitigation | 0.95 | 45 | 0 | esc | 0.00097009 | 3.1744e-12 | 0.00097009 | 3.1744e-12 | 0.0027813 | 7.714e-16 | 0.010315 | 2.5677e-09
[120 empty] | 7.3.3.17.5 (Remote Grid) Updates to grid topology to minimize risk of ignition in HFTDs Remote GridWLDFRContaminationAggregated | WLDFR | HFTD - Distribution - Tier 3 - 3QU CoRE ¦ 5QU LoRE | Non-Red Flag Warning - Destructive Fires | Contamination | Aggregated | 2028 | 3.2723e-09 | 134.3564 | 4.3965e-07 | 2028 | Mitigation | 0.95 | 45 | 0 | esc | 0.00097009 | 3.1744e-12 | 0.00097009 | 3.1744e-12 | 0.0027813 | 7.714e-16 | 0.010315 | 2.5677e-09
[120 empty] | 7.3.3.17.5 (Remote Grid) Updates to grid topology to minimize risk of ignition in HFTDs Remote GridWLDFRContaminationAggregated | WLDFR | HFTD - Distribution - Tier 3 - 3QU CoRE ¦ 5QU LoRE | Non-Red Flag Warning - Destructive Fires | Contamination | Aggregated | 2029 | 3.2723e-09 | 134.3564 | 4.3965e-07 | 2029 | Mitigation | 0.95 | 45 | 0 | esc | 0.00097009 | 3.1744e-12 | 0.00097009 | 3.1744e-12 | 0.0027813 | 7.714e-16 | 0.010315 | 2.5677e-09
[120 empty] | 7.3.3.17.5 (Remote Grid) Updates to grid topology to minimize risk of ignition in HFTDs Remote GridWLDFRContaminationAggregated | WLDFR | HFTD - Distribution - Tier 3 - 3QU CoRE ¦ 5QU LoRE | Non-Red Flag Warning - Destructive Fires | Contamination | Aggregated | 2030 | 3.2723e-09 | 134.3564 | 4.3965e-07 | 2030 | Mitigation | 0.95 | 45 | 0 | esc | 0.00097009 | 3.1744e-12 | 0.00097009 | 3.1744e-12 | 0.0027813 | 7.714e-16 | 0.010315 | 2.5677e-09
[120 empty] | 7.3.3.17.5 (Remote Grid) Updates to grid topology to minimize risk of ignition in HFTDs Remote GridWLDFRContaminationAggregated | WLDFR | HFTD - Distribution - Tier 3 - 3QU CoRE ¦ 5QU LoRE | Non-Red Flag Warning - Destructive Fires | Contamination | Aggregated | 2031 | 3.2723e-09 | 134.3564 | 4.3965e-07 | 2031 | Mitigation | 0.95 | 45 | 0 | esc | 0.00097009 | 3.1744e-12 | 0.00097009 | 3.1744e-12 | 0.0027813 | 7.714e-16 | 0.010315 | 2.5677e-09
[120 empty] | 7.3.3.17.5 (Remote Grid) Updates to grid topology to minimize risk of ignition in HFTDs Remote GridWLDFRContaminationAggregated | WLDFR | HFTD - Distribution - Tier 3 - 3QU CoRE ¦ 5QU LoRE | Non-Red Flag Warning - Destructive Fires | Contamination | Aggregated | 2032 | 3.2723e-09 | 134.3564 | 4.3965e-07 | 2032 | Mitigation | 0.95 | 45 | 0 | esc | 0.00097009 | 3.1744e-12 | 0.00097009 | 3.1744e-12 | 0 | 0 | 0.010315 | 2.5677e-09
[120 empty] | 7.3.3.17.5 (Remote Grid) Updates to grid topology to minimize risk of ignition in HFTDs Remote GridWLDFRContaminationAggregated | WLDFR | HFTD - Distribution - Tier 3 - 3QU CoRE ¦ 5QU LoRE | Non-Red Flag Warning - Destructive Fires | Contamination | Aggregated | 2033 | 3.2723e-09 | 134.3564 | 4.3965e-07 | 2033 | Mitigation | 0.95 | 45 | 0 | esc | 0.00097009 | 3.1744e-12 | 0.00097009 | 3.1744e-12 | 0.0027813 | 3.1058e-11 | 0.010315 | 2.5677e-09
[120 empty] | 7.3.3.17.5 (Remote Grid) Updates to grid topology to minimize risk of ignition in HFTDs Remote GridWLDFRContaminationAggregated | WLDFR | HFTD - Distribution - Tier 3 - 3QU CoRE ¦ 5QU LoRE | Non-Red Flag Warning - Destructive Fires | Contamination | Aggregated | 2034 | 3.2723e-09 | 134.3564 | 4.3965e-07 | 2034 | Mitigation | 0.95 | 45 | 0 | esc | 0.00097009 | 3.1744e-12 | 0.00097009 | 3.1744e-12 | 0.0027813 | 3.1058e-11 | 0.010315 | 2.5677e-09
[120 empty] | 7.3.3.17.5 (Remote Grid) Updates to grid topology to minimize risk of ignition in HFTDs Remote GridWLDFRContaminationAggregated | WLDFR | HFTD - Distribution - Tier 3 - 3QU CoRE ¦ 5QU LoRE | Non-Red Flag Warning - Destructive Fires | Contamination | Aggregated | 2035 | 3.2723e-09 | 134.3564 | 4.3965e-07 | 2035 | Mitigation | 0.95 | 45 | 0 | esc | 0.00097009 | 3.1744e-12 | 0.00097009 | 3.1744e-12 | 0.0027813 | 3.1058e-11 | 0.010315 | 2.5677e-09
[120 empty] | 7.3.3.17.5 (Remote Grid) Updates to grid topology to minimize risk of ignition in HFTDs Remote GridWLDFRContaminationAggregated | WLDFR | HFTD - Distribution - Tier 3 - 3QU CoRE ¦ 5QU LoRE | Non-Red Flag Warning - Destructive Fires | Contamination | Aggregated | 2036 | 3.2723e-09 | 134.3564 | 4.3965e-07 | 2036 | Mitigation | 0.95 | 45 | 0 | esc | 0.00097009 | 3.1744e-12 | 0.00097009 | 3.1744e-12 | 0.0027813 | 3.1058e-11 | 0 | 0
[120 empty] | 7.3.3.17.5 (Remote Grid) Updates to grid topology to minimize risk of ignition in HFTDs Remote GridWLDFRContaminationAggregated | WLDFR | HFTD - Distribution - Tier 3 - 3QU CoRE ¦ 5QU LoRE | Non-Red Flag Warning - Destructive Fires | Contamination | Aggregated | 2037 | 3.2723e-09 | 134.3564 | 4.3965e-07 | 2037 | Mitigation | 0.95 | 45 | 0 | esc | 0.00097009 | 3.1744e-12 | 0.00097009 | 3.1744e-12 | 0.0027813 | 3.1058e-11 | 0 | 0
[120 empty] | 7.3.3.17.5 (Remote Grid) Updates to grid topology to minimize risk of ignition in HFTDs Remote GridWLDFRContaminationAggregated | WLDFR | HFTD - Distribution - Tier 3 - 3QU CoRE ¦ 5QU LoRE | Non-Red Flag Warning - Destructive Fires | Contamination | Aggregated | 2038 | 3.2723e-09 | 134.3564 | 4.3965e-07 | 2038 | Mitigation | 0.95 | 45 | 0 | esc | 0.00097009 | 3.1744e-12 | 0.00097009 | 3.1744e-12 | 0.0027813 | 3.1058e-11 | 0.013666 | 2.3732e-09
[120 empty] | 7.3.3.17.5 (Remote Grid) Updates to grid topology to minimize risk of ignition in HFTDs Remote GridWLDFRContaminationAggregated | WLDFR | HFTD - Distribution - Tier 3 - 3QU CoRE ¦ 5QU LoRE | Non-Red Flag Warning - Destructive Fires | Contamination | Aggregated | 2039 | 3.2723e-09 | 134.3564 | 4.3965e-07 | 2039 | Mitigation | 0.95 | 45 | 0 | esc | 0.00097009 | 3.1744e-12 | 0.00097009 | 3.1744e-12 | 0.0027813 | 3.1058e-11 | 0.013666 | 2.3732e-09
[120 empty] | 7.3.3.17.5 (Remote Grid) Updates to grid topology to minimize risk of ignition in HFTDs Remote GridWLDFRContaminationAggregated | WLDFR | HFTD - Distribution - Tier 3 - 3QU CoRE ¦ 5QU LoRE | Non-Red Flag Warning - Destructive Fires | Contamination | Aggregated | 2040 | 3.2723e-09 | 134.3564 | 4.3965e-07 | 2040 | Mitigation | 0.95 | 45 | 0 | esc | 0.00097009 | 3.1744e-12 | 0.00097009 | 3.1744e-12 | 0.0027813 | 3.1058e-11 | 0.013666 | 2.3732e-09
[120 empty] | 7.3.3.17.5 (Remote Grid) Updates to grid topology to minimize risk of ignition in HFTDs Remote GridWLDFRContaminationAggregated | WLDFR | HFTD - Distribution - Tier 3 - 3QU CoRE ¦ 5QU LoRE | Non-Red Flag Warning - Destructive Fires | Contamination | Aggregated | 2041 | 3.2723e-09 | 134.3564 | 4.3965e-07 | 2041 | Mitigation | 0.95 | 45 | 0 | esc | 0.00097009 | 3.1744e-12 | 0.00097009 | 3.1744e-12 | 0.0027813 | 3.1058e-11 | 0.013666 | 2.3732e-09
[120 empty] | 7.3.3.17.5 (Remote Grid) Updates to grid topology to minimize risk of ignition in HFTDs Remote GridWLDFRContaminationAggregated | WLDFR | HFTD - Distribution - Tier 3 - 3QU CoRE ¦ 5QU LoRE | Non-Red Flag Warning - Destructive Fires | Contamination | Aggregated | 2042 | 3.2723e-09 | 134.3564 | 4.3965e-07 | 2042 | Mitigation | 0.95 | 45 | 0 | esc | 0.00097009 | 3.1744e-12 | 0.00097009 | 3.1744e-12 | 0.0027813 | 3.1058e-11 | 0.013666 | 2.3732e-09
[120 empty] | 7.3.3.17.5 (Remote Grid) Updates to grid topology to minimize risk of ignition in HFTDs Remote GridWLDFRContaminationAggregated | WLDFR | HFTD - Distribution - Tier 3 - 3QU CoRE ¦ 5QU LoRE | Non-Red Flag Warning - Destructive Fires | Contamination | Aggregated | 2043 | 3.2723e-09 | 134.3564 | 4.3965e-07 | 2043 | Mitigation | 0.95 | 45 | 0 | esc | 0.00097009 | 3.1744e-12 | 0.00097009 | 3.1744e-12 | 0.0027813 | 3.1058e-11 | 0.013666 | 2.3732e-09
[120 empty] | 7.3.3.17.5 (Remote Grid) Updates to grid topology to minimize risk of ignition in HFTDs Remote GridWLDFRContaminationAggregated | WLDFR | HFTD - Distribution - Tier 3 - 3QU CoRE ¦ 5QU LoRE | Non-Red Flag Warning - Destructive Fires | Contamination | Aggregated | 2044 | 3.2723e-09 | 134.3564 | 4.3965e-07 | 2044 | Mitigation | 0.95 | 45 | 0 | esc | 0.00097009 | 3.1744e-12 | 0.00097009 | 3.1744e-12 | 0.0027813 | 3.1058e-11 | 0.013666 | 2.3732e-09
[120 empty] | 7.3.3.17.5 (Remote Grid) Updates to grid topology to minimize risk of ignition in HFTDs Remote GridWLDFRContaminationAggregated | WLDFR | HFTD - Distribution - Tier 3 - 3QU CoRE ¦ 5QU LoRE | Non-Red Flag Warning - Destructive Fires | Contamination | Aggregated | 2045 | 3.2723e-09 | 134.3564 | 4.3965e-07 | 2045 | Mitigation | 0.95 | 45 | 0 | esc | 0.00097009 | 3.1744e-12 | 0.00097009 | 3.1744e-12 | 0.0027813 | 3.1058e-11 | 0.013666 | 2.3732e-09
[120 empty] | 7.3.3.17.5 (Remote Grid) Updates to grid topology to minimize risk of ignition in HFTDs Remote GridWLDFRContaminationAggregated | WLDFR | HFTD - Distribution - Tier 3 - 3QU CoRE ¦ 5QU LoRE | Non-Red Flag Warning - Destructive Fires | Contamination | Aggregated | 2046 | 3.2723e-09 | 134.3564 | 4.3965e-07 | 2046 | Mitigation | 0.95 | 45 | 0 | esc | 0.00097009 | 3.1744e-12 | 0.00097009 | 3.1744e-12 | 0.0027813 | 3.1058e-11 | 0.013666 | 2.3732e-09
[120 empty] | 7.3.3.17.5 (Remote Grid) Updates to grid topology to minimize risk of ignition in HFTDs Remote GridWLDFRContaminationAggregated | WLDFR | HFTD - Distribution - Tier 3 - 3QU CoRE ¦ 5QU LoRE | Non-Red Flag Warning - Destructive Fires | Contamination | Aggregated | 2047 | 3.2723e-09 | 134.3564 | 4.3965e-07 | 2047 | Mitigation | 0.95 | 45 | 0 | esc | 0.00097009 | 3.1744e-12 | 0.00097009 | 3.1744e-12 | 0.0027813 | 3.1058e-11 | 0.013666 | 2.3732e-09
[120 empty] | 7.3.3.17.5 (Remote Grid) Updates to grid topology to minimize risk of ignition in HFTDs Remote GridWLDFRContaminationAggregated | WLDFR | HFTD - Distribution - Tier 3 - 3QU CoRE ¦ 5QU LoRE | Non-Red Flag Warning - Destructive Fires | Contamination | Aggregated | 2048 | 3.2723e-09 | 134.3564 | 4.3965e-07 | 2048 | Mitigation | 0.95 | 45 | 0 | esc | 0.00097009 | 3.1744e-12 | 0.00097009 | 3.1744e-12 | 0.0027813 | 3.1058e-11 | 0.013666 | 2.3732e-09
[120 empty] | 7.3.3.17.5 (Remote Grid) Updates to grid topology to minimize risk of ignition in HFTDs Remote GridWLDFRContaminationAggregated | WLDFR | HFTD - Distribution - Tier 3 - 3QU CoRE ¦ 5QU LoRE | Non-Red Flag Warning - Destructive Fires | Contamination | Aggregated | 2049 | 3.2723e-09 | 134.3564 | 4.3965e-07 | 2049 | Mitigation | 0.95 | 45 | 0 | esc | 0.00097009 | 3.1744e-12 | 0.00097009 | 3.1744e-12 | 0.0027813 | 3.1058e-11 | 0.013666 | 2.3732e-09
[120 empty] | 7.3.3.17.5 (Remote Grid) Updates to grid topology to minimize risk of ignition in HFTDs Remote GridWLDFRContaminationAggregated | WLDFR | HFTD - Distribution - Tier 3 - 3QU CoRE ¦ 5QU LoRE | Non-Red Flag Warning - Destructive Fires | Contamination | Aggregated | 2050 | 3.2723e-09 | 134.3564 | 4.3965e-07 | 2050 | Mitigation | 0.95 | 45 | 0 | esc | 0.00097009 | 3.1744e-12 | 0.00097009 | 3.1744e-12 | 0.0027813 | 3.1058e-11 | 0.013666 | 2.3732e-09
[120 empty] | 7.3.3.17.5 (Remote Grid) Updates to grid topology to minimize risk of ignition in HFTDs Remote GridWLDFRContaminationAggregated | WLDFR | HFTD - Distribution - Tier 3 - 3QU CoRE ¦ 5QU LoRE | Non-Red Flag Warning - Destructive Fires | Contamination | Aggregated | 2051 | 3.2723e-09 | 134.3564 | 4.3965e-07 | 2051 | Mitigation | 0.95 | 45 | 0 | esc | 0.00097009 | 3.1744e-12 | 0.00097009 | 3.1744e-12 | 0.0027813 | 3.1058e-11 | 0.013666 | 2.3732e-09
[120 empty] | 7.3.3.17.5 (Remote Grid) Updates to grid topology to minimize risk of ignition in HFTDs Remote GridWLDFRContaminationAggregated | WLDFR | HFTD - Distribution - Tier 3 - 3QU CoRE ¦ 5QU LoRE | Non-Red Flag Warning - Destructive Fires | Contamination | Aggregated | 2052 | 3.2723e-09 | 134.3564 | 4.3965e-07 | 2052 | Mitigation | 0.95 | 45 | 0 | esc | 0.00097009 | 3.1744e-12 | 0.00097009 | 3.1744e-12 | 0.0027813 | 3.1058e-11 | 0.013666 | 2.3732e-09
[120 empty] | 7.3.3.17.5 (Remote Grid) Updates to grid topology to minimize risk of ignition in HFTDs Remote GridWLDFRContaminationAggregated | WLDFR | HFTD - Distribution - Tier 3 - 3QU CoRE ¦ 5QU LoRE | Non-Red Flag Warning - Destructive Fires | Contamination | Aggregated | 2053 | 3.2723e-09 | 134.3564 | 4.3965e-07 | 2053 | Mitigation | 0.95 | 45 | 0 | esc | 0.00097009 | 3.1744e-12 | 0.00097009 | 3.1744e-12 | 0.0027813 | 3.1058e-11 | 0.013666 | 2.3732e-09
[120 empty] | 7.3.3.17.5 (Remote Grid) Updates to grid topology to minimize risk of ignition in HFTDs Remote GridWLDFRContaminationAggregated | WLDFR | HFTD - Distribution - Tier 3 - 3QU CoRE ¦ 5QU LoRE | Non-Red Flag Warning - Destructive Fires | Contamination | Aggregated | 2054 | 3.2723e-09 | 134.3564 | 4.3965e-07 | 2054 | Mitigation | 0.95 | 45 | 0 | esc | 0.00097009 | 3.1744e-12 | 0.00097009 | 3.1744e-12 | 0.0027813 | 3.1058e-11 | 0.013666 | 2.3732e-09
[120 empty] | 7.3.3.17.5 (Remote Grid) Updates to grid topology to minimize risk of ignition in HFTDs Remote GridWLDFRContaminationAggregated | WLDFR | HFTD - Distribution - Tier 3 - 3QU CoRE ¦ 5QU LoRE | Non-Red Flag Warning - Destructive Fires | Contamination | Aggregated | 2055 | 3.2723e-09 | 134.3564 | 4.3965e-07 | 2055 | Mitigation | 0.95 | 45 | 0 | esc | 0.00097009 | 3.1744e-12 | 0.00097009 | 3.1744e-12 | 0.0027813 | 3.1058e-11 | 0.013666 | 2.3732e-09
[120 empty] | 7.3.3.17.5 (Remote Grid) Updates to grid topology to minimize risk of ignition in HFTDs Remote GridWLDFRContaminationAggregated | WLDFR | HFTD - Distribution - Tier 3 - 3QU CoRE ¦ 5QU LoRE | Non-Red Flag Warning - Destructive Fires | Contamination | Aggregated | 2056 | 3.2723e-09 | 134.3564 | 4.3965e-07 | 2056 | Mitigation | 0.95 | 45 | 0 | esc | 0.00097009 | 3.1744e-12 | 0.00097009 | 3.1744e-12 | 0.0027813 | 3.1058e-11 | 0.013666 | 2.3732e-09
[120 empty] | 7.3.3.17.5 (Remote Grid) Updates to grid topology to minimize risk of ignition in HFTDs Remote GridWLDFRContaminationAggregated | WLDFR | HFTD - Distribution - Tier 3 - 3QU CoRE ¦ 5QU LoRE | Non-Red Flag Warning - Destructive Fires | Contamination | Aggregated | 2057 | 3.2723e-09 | 134.3564 | 4.3965e-07 | 2057 | Mitigation | 0.95 | 45 | 0 | esc | 0.00097009 | 3.1744e-12 | 0.00097009 | 3.1744e-12 | 0.0027813 | 3.1058e-11 | 0.013666 | 2.3732e-09
[120 empty] | 7.3.3.17.5 (Remote Grid) Updates to grid topology to minimize risk of ignition in HFTDs Remote GridWLDFRContaminationAggregated | WLDFR | HFTD - Distribution - Tier 3 - 3QU CoRE ¦ 5QU LoRE | Non-Red Flag Warning - Destructive Fires | Contamination | Aggregated | 2058 | 3.2723e-09 | 134.3564 | 4.3965e-07 | 2058 | Mitigation | 0.95 | 45 | 0 | esc | 0.00097009 | 3.1744e-12 | 0.00097009 | 3.1744e-12 | 0.0027813 | 3.1058e-11 | 0.013666 | 2.3732e-09
[120 empty] | 7.3.3.17.5 (Remote Grid) Updates to grid topology to minimize risk of ignition in HFTDs Remote GridWLDFRContaminationAggregated | WLDFR | HFTD - Distribution - Tier 3 - 3QU CoRE ¦ 5QU LoRE | Non-Red Flag Warning - Destructive Fires | Contamination | Aggregated | 2059 | 3.2723e-09 | 134.3564 | 4.3965e-07 | 2059 | Mitigation | 0.95 | 45 | 0 | esc | 0.00097009 | 3.1744e-12 | 0.00097009 | 3.1744e-12 | 0.0027813 | 3.1058e-11 | 0.013666 | 2.3732e-09
[120 empty] | 7.3.3.17.5 (Remote Grid) Updates to grid topology to minimize risk of ignition in HFTDs Remote GridWLDFRContaminationAggregated | WLDFR | HFTD - Distribution - Tier 3 - 3QU CoRE ¦ 5QU LoRE | Non-Red Flag Warning - Destructive Fires | Contamination | Aggregated | 2060 | 3.2723e-09 | 134.3564 | 4.3965e-07 | 2060 | Mitigation | 0.95 | 45 | 0 | esc | 0.00097009 | 3.1744e-12 | 0.00097009 | 3.1744e-12 | 0.0027813 | 3.1058e-11 | 0.013666 | 2.3732e-09
[120 empty] | 7.3.3.17.5 (Remote Grid) Updates to grid topology to minimize risk of ignition in HFTDs Remote GridWLDFRContaminationAggregated | WLDFR | HFTD - Distribution - Tier 3 - 3QU CoRE ¦ 5QU LoRE | Non-Red Flag Warning - Destructive Fires | Contamination | Aggregated | 2061 | 3.2723e-09 | 134.3564 | 4.3965e-07 | 2061 | Mitigation | 0.95 | 45 | 0 | esc | 0.00097009 | 3.1744e-12 | 0.00097009 | 3.1744e-12 | 0.0027813 | 3.1058e-11 | 0.013666 | 2.3732e-09
[120 empty] | 7.3.3.17.5 (Remote Grid) Updates to grid topology to minimize risk of ignition in HFTDs Remote GridWLDFRContaminationAggregated | WLDFR | HFTD - Distribution - Tier 3 - 3QU CoRE ¦ 5QU LoRE | Non-Red Flag Warning - Destructive Fires | Contamination | Aggregated | 2062 | 3.2723e-09 | 134.3564 | 4.3965e-07 | 2062 | Mitigation | 0.95 | 45 | 0 | esc | 0.00097009 | 3.1744e-12 | 0.00097009 | 3.1744e-12 | 0.0027813 | 3.1058e-11 | 0.013666 | 2.3732e-09
[120 empty] | 7.3.3.17.5 (Remote Grid) Updates to grid topology to minimize risk of ignition in HFTDs Remote GridWLDFRContaminationAggregated | WLDFR | HFTD - Distribution - Tier 3 - 3QU CoRE ¦ 5QU LoRE | Non-Red Flag Warning - Destructive Fires | Contamination | Aggregated | 2063 | 3.2723e-09 | 134.3564 | 4.3965e-07 | 2063 | Mitigation | 0.95 | 45 | 0 | esc | 0.00097009 | 3.1744e-12 | 0.00097009 | 3.1744e-12 | 0.0027813 | 3.1058e-11 | 0.013666 | 2.3732e-09
[120 empty] | 7.3.3.17.5 (Remote Grid) Updates to grid topology to minimize risk of ignition in HFTDs Remote GridWLDFRContaminationAggregated | WLDFR | HFTD - Distribution - Tier 3 - 3QU CoRE ¦ 5QU LoRE | Non-Red Flag Warning - Destructive Fires | Contamination | Aggregated | 2064 | 3.2723e-09 | 134.3564 | 4.3965e-07 | 2064 | Mitigation | 0.95 | 45 | 0 | esc | 0.00097009 | 3.1744e-12 | 0.00097009 | 3.1744e-12 | 0.0027813 | 3.1058e-11 | 0.013666 | 2.3732e-09
[120 empty] | 7.3.3.17.5 (Remote Grid) Updates to grid topology to minimize risk of ignition in HFTDs Remote GridWLDFRContaminationAggregated | WLDFR | HFTD - Distribution - Tier 3 - 3QU CoRE ¦ 5QU LoRE | Non-Red Flag Warning - Destructive Fires | Contamination | Aggregated | 2065 | 3.2723e-09 | 134.3564 | 4.3965e-07 | 2065 | Mitigation | 0.95 | 45 | 0 | esc | 0.00097009 | 3.1744e-12 | 0.00097009 | 3.1744e-12 | 0.0027813 | 3.1058e-11 | 0.013666 | 2.3732e-09
[120 empty] | 7.3.3.17.5 (Remote Grid) Updates to grid topology to minimize risk of ignition in HFTDs Remote GridWLDFRContaminationAggregated | WLDFR | HFTD - Distribution - Tier 3 - 3QU CoRE ¦ 5QU LoRE | Non-Red Flag Warning - Destructive Fires | Contamination | Aggregated | 2066 | 3.2723e-09 | 134.3564 | 4.3965e-07 | 2066 | Mitigation | 0.95 | 45 | 0 | esc | 0.00097009 | 3.1744e-12 | 0.00097009 | 3.1744e-12 | 0.0027813 | 3.1058e-11 | 0.013666 | 2.3732e-09
[120 empty] | 7.3.3.17.5 (Remote Grid) Updates to grid topology to minimize risk of ignition in HFTDs Remote GridWLDFRContaminationAggregated | WLDFR | HFTD - Distribution - Tier 3 - 3QU CoRE ¦ 5QU LoRE | Non-Red Flag Warning - Destructive Fires | Contamination | Aggregated | 2067 | 3.2723e-09 | 134.3564 | 4.3965e-07 | 2067 | Mitigation | 0.95 | 45 | 0 | esc | 0 | 0 | 0.00097009 | 3.1744e-12 | 0.0027813 | 3.1058e-11 | 0.013666 | 2.3732e-09
[120 empty] | 7.3.3.17.5 (Remote Grid) Updates to grid topology to minimize risk of ignition in HFTDs Remote GridWLDFREquipment / facility failureAggregated | WLDFR | HFTD - Distribution - Tier 3 - 3QU CoRE ¦ 5QU LoRE | Non-Red Flag Warning - Destructive Fires | Equipment / facility failure | Aggregated | 2022 | 5.5179e-08 | 134.3564 | 7.4136e-06 | 2022 | Mitigation | 0.95 | 45 | 0 | esc | 0.00097009 | 5.3528e-11 | 0 | 0 | 0.0027813 | 3.1058e-11 | 0 | 0
[120 empty] | 7.3.3.17.5 (Remote Grid) Updates to grid topology to minimize risk of ignition in HFTDs Remote GridWLDFREquipment / facility failureAggregated | WLDFR | HFTD - Distribution - Tier 3 - 3QU CoRE ¦ 5QU LoRE | Non-Red Flag Warning - Destructive Fires | Equipment / facility failure | Aggregated | 2023 | 5.5179e-08 | 134.3564 | 7.4136e-06 | 2023 | Mitigation | 0.95 | 45 | 0 | esc | 0.00097009 | 5.3528e-11 | 0.00097009 | 5.3528e-11 | 0.0027813 | 3.1058e-11 | 0 | 0
[120 empty] | 7.3.3.17.5 (Remote Grid) Updates to grid topology to minimize risk of ignition in HFTDs Remote GridWLDFREquipment / facility failureAggregated | WLDFR | HFTD - Distribution - Tier 3 - 3QU CoRE ¦ 5QU LoRE | Non-Red Flag Warning - Destructive Fires | Equipment / facility failure | Aggregated | 2024 | 5.5179e-08 | 134.3564 | 7.4136e-06 | 2024 | Mitigation | 0.95 | 45 | 0 | esc | 0.00097009 | 5.3528e-11 | 0.00097009 | 5.3528e-11 | 0.0027813 | 3.1058e-11 | 0.0063316 | 8.7689e-11
[120 empty] | 7.3.3.17.5 (Remote Grid) Updates to grid topology to minimize risk of ignition in HFTDs Remote GridWLDFREquipment / facility failureAggregated | WLDFR | HFTD - Distribution - Tier 3 - 3QU CoRE ¦ 5QU LoRE | Non-Red Flag Warning - Destructive Fires | Equipment / facility failure | Aggregated | 2025 | 5.5179e-08 | 134.3564 | 7.4136e-06 | 2025 | Mitigation | 0.95 | 45 | 0 | esc | 0.00097009 | 5.3528e-11 | 0.00097009 | 5.3528e-11 | 0.0027813 | 3.1058e-11 | 0.0063316 | 8.7689e-11
[120 empty] | 7.3.3.17.5 (Remote Grid) Updates to grid topology to minimize risk of ignition in HFTDs Remote GridWLDFREquipment / facility failureAggregated | WLDFR | HFTD - Distribution - Tier 3 - 3QU CoRE ¦ 5QU LoRE | Non-Red Flag Warning - Destructive Fires | Equipment / facility failure | Aggregated | 2026 | 5.5179e-08 | 134.3564 | 7.4136e-06 | 2026 | Mitigation | 0.95 | 45 | 0 | esc | 0.00097009 | 5.3528e-11 | 0.00097009 | 5.3528e-11 | 0.0027813 | 3.1058e-11 | 0.0063316 | 8.7689e-11
[120 empty] | 7.3.3.17.5 (Remote Grid) Updates to grid topology to minimize risk of ignition in HFTDs Remote GridWLDFREquipment / facility failureAggregated | WLDFR | HFTD - Distribution - Tier 3 - 3QU CoRE ¦ 5QU LoRE | Non-Red Flag Warning - Destructive Fires | Equipment / facility failure | Aggregated | 2027 | 5.5179e-08 | 134.3564 | 7.4136e-06 | 2027 | Mitigation | 0.95 | 45 | 0 | esc | 0.00097009 | 5.3528e-11 | 0.00097009 | 5.3528e-11 | 0.0027813 | 3.1058e-11 | 0.0063316 | 8.7689e-11
[120 empty] | 7.3.3.17.5 (Remote Grid) Updates to grid topology to minimize risk of ignition in HFTDs Remote GridWLDFREquipment / facility failureAggregated | WLDFR | HFTD - Distribution - Tier 3 - 3QU CoRE ¦ 5QU LoRE | Non-Red Flag Warning - Destructive Fires | Equipment / facility failure | Aggregated | 2028 | 5.5179e-08 | 134.3564 | 7.4136e-06 | 2028 | Mitigation | 0.95 | 45 | 0 | esc | 0.00097009 | 5.3528e-11 | 0.00097009 | 5.3528e-11 | 0.0027813 | 3.1058e-11 | 0.0063316 | 8.7689e-11
[120 empty] | 7.3.3.17.5 (Remote Grid) Updates to grid topology to minimize risk of ignition in HFTDs Remote GridWLDFREquipment / facility failureAggregated | WLDFR | HFTD - Distribution - Tier 3 - 3QU CoRE ¦ 5QU LoRE | Non-Red Flag Warning - Destructive Fires | Equipment / facility failure | Aggregated | 2029 | 5.5179e-08 | 134.3564 | 7.4136e-06 | 2029 | Mitigation | 0.95 | 45 | 0 | esc | 0.00097009 | 5.3528e-11 | 0.00097009 | 5.3528e-11 | 0.0027813 | 3.1058e-11 | 0.0063316 | 8.7689e-11
[120 empty] | 7.3.3.17.5 (Remote Grid) Updates to grid topology to minimize risk of ignition in HFTDs Remote GridWLDFREquipment / facility failureAggregated | WLDFR | HFTD - Distribution - Tier 3 - 3QU CoRE ¦ 5QU LoRE | Non-Red Flag Warning - Destructive Fires | Equipment / facility failure | Aggregated | 2030 | 5.5179e-08 | 134.3564 | 7.4136e-06 | 2030 | Mitigation | 0.95 | 45 | 0 | esc | 0.00097009 | 5.3528e-11 | 0.00097009 | 5.3528e-11 | 0.0027813 | 3.1058e-11 | 0.0063316 | 8.7689e-11
[120 empty] | 7.3.3.17.5 (Remote Grid) Updates to grid topology to minimize risk of ignition in HFTDs Remote GridWLDFREquipment / facility failureAggregated | WLDFR | HFTD - Distribution - Tier 3 - 3QU CoRE ¦ 5QU LoRE | Non-Red Flag Warning - Destructive Fires | Equipment / facility failure | Aggregated | 2031 | 5.5179e-08 | 134.3564 | 7.4136e-06 | 2031 | Mitigation | 0.95 | 45 | 0 | esc | 0.00097009 | 5.3528e-11 | 0.00097009 | 5.3528e-11 | 0.0027813 | 3.1058e-11 | 0.0063316 | 8.7689e-11
[120 empty] | 7.3.3.17.5 (Remote Grid) Updates to grid topology to minimize risk of ignition in HFTDs Remote GridWLDFREquipment / facility failureAggregated | WLDFR | HFTD - Distribution - Tier 3 - 3QU CoRE ¦ 5QU LoRE | Non-Red Flag Warning - Destructive Fires | Equipment / facility failure | Aggregated | 2032 | 5.5179e-08 | 134.3564 | 7.4136e-06 | 2032 | Mitigation | 0.95 | 45 | 0 | esc | 0.00097009 | 5.3528e-11 | 0.00097009 | 5.3528e-11 | 0.0027813 | 3.1058e-11 | 0.0063316 | 8.7689e-11
[120 empty] | 7.3.3.17.5 (Remote Grid) Updates to grid topology to minimize risk of ignition in HFTDs Remote GridWLDFREquipment / facility failureAggregated | WLDFR | HFTD - Distribution - Tier 3 - 3QU CoRE ¦ 5QU LoRE | Non-Red Flag Warning - Destructive Fires | Equipment / facility failure | Aggregated | 2033 | 5.5179e-08 | 134.3564 | 7.4136e-06 | 2033 | Mitigation | 0.95 | 45 | 0 | esc | 0.00097009 | 5.3528e-11 | 0.00097009 | 5.3528e-11 | 0.0027813 | 3.1058e-11 | 0.0063316 | 8.7689e-11
[120 empty] | 7.3.3.17.5 (Remote Grid) Updates to grid topology to minimize risk of ignition in HFTDs Remote GridWLDFREquipment / facility failureAggregated | WLDFR | HFTD - Distribution - Tier 3 - 3QU CoRE ¦ 5QU LoRE | Non-Red Flag Warning - Destructive Fires | Equipment / facility failure | Aggregated | 2034 | 5.5179e-08 | 134.3564 | 7.4136e-06 | 2034 | Mitigation | 0.95 | 45 | 0 | esc | 0.00097009 | 5.3528e-11 | 0.00097009 | 5.3528e-11 | 0.0027813 | 3.1058e-11 | 0.0063316 | 8.7689e-11
[120 empty] | 7.3.3.17.5 (Remote Grid) Updates to grid topology to minimize risk of ignition in HFTDs Remote GridWLDFREquipment / facility failureAggregated | WLDFR | HFTD - Distribution - Tier 3 - 3QU CoRE ¦ 5QU LoRE | Non-Red Flag Warning - Destructive Fires | Equipment / facility failure | Aggregated | 2035 | 5.5179e-08 | 134.3564 | 7.4136e-06 | 2035 | Mitigation | 0.95 | 45 | 0 | esc | 0.00097009 | 5.3528e-11 | 0.00097009 | 5.3528e-11 | 0.0027813 | 3.1058e-11 | 0.0063316 | 8.7689e-11
[120 empty] | 7.3.3.17.5 (Remote Grid) Updates to grid topology to minimize risk of ignition in HFTDs Remote GridWLDFREquipment / facility failureAggregated | WLDFR | HFTD - Distribution - Tier 3 - 3QU CoRE ¦ 5QU LoRE | Non-Red Flag Warning - Destructive Fires | Equipment / facility failure | Aggregated | 2036 | 5.5179e-08 | 134.3564 | 7.4136e-06 | 2036 | Mitigation | 0.95 | 45 | 0 | esc | 0.00097009 | 5.3528e-11 | 0.00097009 | 5.3528e-11 | 0 | 0 | 0.0063316 | 8.7689e-11
[120 empty] | 7.3.3.17.5 (Remote Grid) Updates to grid topology to minimize risk of ignition in HFTDs Remote GridWLDFREquipment / facility failureAggregated | WLDFR | HFTD - Distribution - Tier 3 - 3QU CoRE ¦ 5QU LoRE | Non-Red Flag Warning - Destructive Fires | Equipment / facility failure | Aggregated | 2037 | 5.5179e-08 | 134.3564 | 7.4136e-06 | 2037 | Mitigation | 0.95 | 45 | 0 | esc | 0.00097009 | 5.3528e-11 | 0.00097009 | 5.3528e-11 | 0.0027813 | 2.081e-11 | 0.0063316 | 8.7689e-11
[120 empty] | 7.3.3.17.5 (Remote Grid) Updates to grid topology to minimize risk of ignition in HFTDs Remote GridWLDFREquipment / facility failureAggregated | WLDFR | HFTD - Distribution - Tier 3 - 3QU CoRE ¦ 5QU LoRE | Non-Red Flag Warning - Destructive Fires | Equipment / facility failure | Aggregated | 2038 | 5.5179e-08 | 134.3564 | 7.4136e-06 | 2038 | Mitigation | 0.95 | 45 | 0 | esc | 0.00097009 | 5.3528e-11 | 0.00097009 | 5.3528e-11 | 0.0027813 | 2.081e-11 | 0.0063316 | 8.7689e-11
[120 empty] | 7.3.3.17.5 (Remote Grid) Updates to grid topology to minimize risk of ignition in HFTDs Remote GridWLDFREquipment / facility failureAggregated | WLDFR | HFTD - Distribution - Tier 3 - 3QU CoRE ¦ 5QU LoRE | Non-Red Flag Warning - Destructive Fires | Equipment / facility failure | Aggregated | 2039 | 5.5179e-08 | 134.3564 | 7.4136e-06 | 2039 | Mitigation | 0.95 | 45 | 0 | esc | 0.00097009 | 5.3528e-11 | 0.00097009 | 5.3528e-11 | 0.0027813 | 2.081e-11 | 0.0063316 | 8.7689e-11
[120 empty] | 7.3.3.17.5 (Remote Grid) Updates to grid topology to minimize risk of ignition in HFTDs Remote GridWLDFREquipment / facility failureAggregated | WLDFR | HFTD - Distribution - Tier 3 - 3QU CoRE ¦ 5QU LoRE | Non-Red Flag Warning - Destructive Fires | Equipment / facility failure | Aggregated | 2040 | 5.5179e-08 | 134.3564 | 7.4136e-06 | 2040 | Mitigation | 0.95 | 45 | 0 | esc | 0.00097009 | 5.3528e-11 | 0.00097009 | 5.3528e-11 | 0.0027813 | 2.081e-11 | 0.0063316 | 8.7689e-11
[120 empty] | 7.3.3.17.5 (Remote Grid) Updates to grid topology to minimize risk of ignition in HFTDs Remote GridWLDFREquipment / facility failureAggregated | WLDFR | HFTD - Distribution - Tier 3 - 3QU CoRE ¦ 5QU LoRE | Non-Red Flag Warning - Destructive Fires | Equipment / facility failure | Aggregated | 2041 | 5.5179e-08 | 134.3564 | 7.4136e-06 | 2041 | Mitigation | 0.95 | 45 | 0 | esc | 0.00097009 | 5.3528e-11 | 0.00097009 | 5.3528e-11 | 0.0027813 | 2.081e-11 | 0.0063316 | 8.7689e-11
[120 empty] | 7.3.3.17.5 (Remote Grid) Updates to grid topology to minimize risk of ignition in HFTDs Remote GridWLDFREquipment / facility failureAggregated | WLDFR | HFTD - Distribution - Tier 3 - 3QU CoRE ¦ 5QU LoRE | Non-Red Flag Warning - Destructive Fires | Equipment / facility failure | Aggregated | 2042 | 5.5179e-08 | 134.3564 | 7.4136e-06 | 2042 | Mitigation | 0.95 | 45 | 0 | esc | 0.00097009 | 5.3528e-11 | 0.00097009 | 5.3528e-11 | 0.0027813 | 2.081e-11 | 0.0063316 | 8.7689e-11
[120 empty] | 7.3.3.17.5 (Remote Grid) Updates to grid topology to minimize risk of ignition in HFTDs Remote GridWLDFREquipment / facility failureAggregated | WLDFR | HFTD - Distribution - Tier 3 - 3QU CoRE ¦ 5QU LoRE | Non-Red Flag Warning - Destructive Fires | Equipment / facility failure | Aggregated | 2043 | 5.5179e-08 | 134.3564 | 7.4136e-06 | 2043 | Mitigation | 0.95 | 45 | 0 | esc | 0.00097009 | 5.3528e-11 | 0.00097009 | 5.3528e-11 | 0.0027813 | 2.081e-11 | 0.0063316 | 8.7689e-11
[120 empty] | 7.3.3.17.5 (Remote Grid) Updates to grid topology to minimize risk of ignition in HFTDs Remote GridWLDFREquipment / facility failureAggregated | WLDFR | HFTD - Distribution - Tier 3 - 3QU CoRE ¦ 5QU LoRE | Non-Red Flag Warning - Destructive Fires | Equipment / facility failure | Aggregated | 2044 | 5.5179e-08 | 134.3564 | 7.4136e-06 | 2044 | Mitigation | 0.95 | 45 | 0 | esc | 0.00097009 | 5.3528e-11 | 0.00097009 | 5.3528e-11 | 0.0027813 | 2.081e-11 | 0.0063316 | 8.7689e-11
[120 empty] | 7.3.3.17.5 (Remote Grid) Updates to grid topology to minimize risk of ignition in HFTDs Remote GridWLDFREquipment / facility failureAggregated | WLDFR | HFTD - Distribution - Tier 3 - 3QU CoRE ¦ 5QU LoRE | Non-Red Flag Warning - Destructive Fires | Equipment / facility failure | Aggregated | 2045 | 5.5179e-08 | 134.3564 | 7.4136e-06 | 2045 | Mitigation | 0.95 | 45 | 0 | esc | 0.00097009 | 5.3528e-11 | 0.00097009 | 5.3528e-11 | 0.0027813 | 2.081e-11 | 0.0063316 | 8.7689e-11
[120 empty] | 7.3.3.17.5 (Remote Grid) Updates to grid topology to minimize risk of ignition in HFTDs Remote GridWLDFREquipment / facility failureAggregated | WLDFR | HFTD - Distribution - Tier 3 - 3QU CoRE ¦ 5QU LoRE | Non-Red Flag Warning - Destructive Fires | Equipment / facility failure | Aggregated | 2046 | 5.5179e-08 | 134.3564 | 7.4136e-06 | 2046 | Mitigation | 0.95 | 45 | 0 | esc | 0.00097009 | 5.3528e-11 | 0.00097009 | 5.3528e-11 | 0.0027813 | 2.081e-11 | 0.0063316 | 8.7689e-11
[120 empty] | 7.3.3.17.5 (Remote Grid) Updates to grid topology to minimize risk of ignition in HFTDs Remote GridWLDFREquipment / facility failureAggregated | WLDFR | HFTD - Distribution - Tier 3 - 3QU CoRE ¦ 5QU LoRE | Non-Red Flag Warning - Destructive Fires | Equipment / facility failure | Aggregated | 2047 | 5.5179e-08 | 134.3564 | 7.4136e-06 | 2047 | Mitigation | 0.95 | 45 | 0 | esc | 0.00097009 | 5.3528e-11 | 0.00097009 | 5.3528e-11 | 0.0027813 | 2.081e-11 | 0.0063316 | 8.7689e-11
[120 empty] | 7.3.3.17.5 (Remote Grid) Updates to grid topology to minimize risk of ignition in HFTDs Remote GridWLDFREquipment / facility failureAggregated | WLDFR | HFTD - Distribution - Tier 3 - 3QU CoRE ¦ 5QU LoRE | Non-Red Flag Warning - Destructive Fires | Equipment / facility failure | Aggregated | 2048 | 5.5179e-08 | 134.3564 | 7.4136e-06 | 2048 | Mitigation | 0.95 | 45 | 0 | esc | 0.00097009 | 5.3528e-11 | 0.00097009 | 5.3528e-11 | 0.0027813 | 2.081e-11 | 0.0063316 | 8.7689e-11
[120 empty] | 7.3.3.17.5 (Remote Grid) Updates to grid topology to minimize risk of ignition in HFTDs Remote GridWLDFREquipment / facility failureAggregated | WLDFR | HFTD - Distribution - Tier 3 - 3QU CoRE ¦ 5QU LoRE | Non-Red Flag Warning - Destructive Fires | Equipment / facility failure | Aggregated | 2049 | 5.5179e-08 | 134.3564 | 7.4136e-06 | 2049 | Mitigation | 0.95 | 45 | 0 | esc | 0.00097009 | 5.3528e-11 | 0.00097009 | 5.3528e-11 | 0.0027813 | 2.081e-11 | 0.0063316 | 8.7689e-11
[120 empty] | 7.3.3.17.5 (Remote Grid) Updates to grid topology to minimize risk of ignition in HFTDs Remote GridWLDFREquipment / facility failureAggregated | WLDFR | HFTD - Distribution - Tier 3 - 3QU CoRE ¦ 5QU LoRE | Non-Red Flag Warning - Destructive Fires | Equipment / facility failure | Aggregated | 2050 | 5.5179e-08 | 134.3564 | 7.4136e-06 | 2050 | Mitigation | 0.95 | 45 | 0 | esc | 0.00097009 | 5.3528e-11 | 0.00097009 | 5.3528e-11 | 0.0027813 | 2.081e-11 | 0.0063316 | 8.7689e-11
[120 empty] | 7.3.3.17.5 (Remote Grid) Updates to grid topology to minimize risk of ignition in HFTDs Remote GridWLDFREquipment / facility failureAggregated | WLDFR | HFTD - Distribution - Tier 3 - 3QU CoRE ¦ 5QU LoRE | Non-Red Flag Warning - Destructive Fires | Equipment / facility failure | Aggregated | 2051 | 5.5179e-08 | 134.3564 | 7.4136e-06 | 2051 | Mitigation | 0.95 | 45 | 0 | esc | 0.00097009 | 5.3528e-11 | 0.00097009 | 5.3528e-11 | 0.0027813 | 2.081e-11 | 0.0063316 | 8.7689e-11
[120 empty] | 7.3.3.17.5 (Remote Grid) Updates to grid topology to minimize risk of ignition in HFTDs Remote GridWLDFREquipment / facility failureAggregated | WLDFR | HFTD - Distribution - Tier 3 - 3QU CoRE ¦ 5QU LoRE | Non-Red Flag Warning - Destructive Fires | Equipment / facility failure | Aggregated | 2052 | 5.5179e-08 | 134.3564 | 7.4136e-06 | 2052 | Mitigation | 0.95 | 45 | 0 | esc | 0.00097009 | 5.3528e-11 | 0.00097009 | 5.3528e-11 | 0.0027813 | 2.081e-11 | 0.0063316 | 8.7689e-11
[120 empty] | 7.3.3.17.5 (Remote Grid) Updates to grid topology to minimize risk of ignition in HFTDs Remote GridWLDFREquipment / facility failureAggregated | WLDFR | HFTD - Distribution - Tier 3 - 3QU CoRE ¦ 5QU LoRE | Non-Red Flag Warning - Destructive Fires | Equipment / facility failure | Aggregated | 2053 | 5.5179e-08 | 134.3564 | 7.4136e-06 | 2053 | Mitigation | 0.95 | 45 | 0 | esc | 0.00097009 | 5.3528e-11 | 0.00097009 | 5.3528e-11 | 0.0027813 | 2.081e-11 | 0.0063316 | 8.7689e-11
[120 empty] | 7.3.3.17.5 (Remote Grid) Updates to grid topology to minimize risk of ignition in HFTDs Remote GridWLDFREquipment / facility failureAggregated | WLDFR | HFTD - Distribution - Tier 3 - 3QU CoRE ¦ 5QU LoRE | Non-Red Flag Warning - Destructive Fires | Equipment / facility failure | Aggregated | 2054 | 5.5179e-08 | 134.3564 | 7.4136e-06 | 2054 | Mitigation | 0.95 | 45 | 0 | esc | 0.00097009 | 5.3528e-11 | 0.00097009 | 5.3528e-11 | 0.0027813 | 2.081e-11 | 0 | 0
[120 empty] | 7.3.3.17.5 (Remote Grid) Updates to grid topology to minimize risk of ignition in HFTDs Remote GridWLDFREquipment / facility failureAggregated | WLDFR | HFTD - Distribution - Tier 3 - 3QU CoRE ¦ 5QU LoRE | Non-Red Flag Warning - Destructive Fires | Equipment / facility failure | Aggregated | 2055 | 5.5179e-08 | 134.3564 | 7.4136e-06 | 2055 | Mitigation | 0.95 | 45 | 0 | esc | 0.00097009 | 5.3528e-11 | 0.00097009 | 5.3528e-11 | 0.0027813 | 2.081e-11 | 0 | 0
[120 empty] | 7.3.3.17.5 (Remote Grid) Updates to grid topology to minimize risk of ignition in HFTDs Remote GridWLDFREquipment / facility failureAggregated | WLDFR | HFTD - Distribution - Tier 3 - 3QU CoRE ¦ 5QU LoRE | Non-Red Flag Warning - Destructive Fires | Equipment / facility failure | Aggregated | 2056 | 5.5179e-08 | 134.3564 | 7.4136e-06 | 2056 | Mitigation | 0.95 | 45 | 0 | esc | 0.00097009 | 5.3528e-11 | 0.00097009 | 5.3528e-11 | 0.0027813 | 2.081e-11 | 0.012004 | 6.2333e-10
[120 empty] | 7.3.3.17.5 (Remote Grid) Updates to grid topology to minimize risk of ignition in HFTDs Remote GridWLDFREquipment / facility failureAggregated | WLDFR | HFTD - Distribution - Tier 3 - 3QU CoRE ¦ 5QU LoRE | Non-Red Flag Warning - Destructive Fires | Equipment / facility failure | Aggregated | 2057 | 5.5179e-08 | 134.3564 | 7.4136e-06 | 2057 | Mitigation | 0.95 | 45 | 0 | esc | 0.00097009 | 5.3528e-11 | 0.00097009 | 5.3528e-11 | 0.0027813 | 2.081e-11 | 0.012004 | 6.2333e-10
[120 empty] | 7.3.3.17.5 (Remote Grid) Updates to grid topology to minimize risk of ignition in HFTDs Remote GridWLDFREquipment / facility failureAggregated | WLDFR | HFTD - Distribution - Tier 3 - 3QU CoRE ¦ 5QU LoRE | Non-Red Flag Warning - Destructive Fires | Equipment / facility failure | Aggregated | 2058 | 5.5179e-08 | 134.3564 | 7.4136e-06 | 2058 | Mitigation | 0.95 | 45 | 0 | esc | 0.00097009 | 5.3528e-11 | 0.00097009 | 5.3528e-11 | 0.0027813 | 2.081e-11 | 0.012004 | 6.2333e-10
[120 empty] | 7.3.3.17.5 (Remote Grid) Updates to grid topology to minimize risk of ignition in HFTDs Remote GridWLDFREquipment / facility failureAggregated | WLDFR | HFTD - Distribution - Tier 3 - 3QU CoRE ¦ 5QU LoRE | Non-Red Flag Warning - Destructive Fires | Equipment / facility failure | Aggregated | 2059 | 5.5179e-08 | 134.3564 | 7.4136e-06 | 2059 | Mitigation | 0.95 | 45 | 0 | esc | 0.00097009 | 5.3528e-11 | 0.00097009 | 5.3528e-11 | 0.0027813 | 2.081e-11 | 0.012004 | 6.2333e-10
[120 empty] | 7.3.3.17.5 (Remote Grid) Updates to grid topology to minimize risk of ignition in HFTDs Remote GridWLDFREquipment / facility failureAggregated | WLDFR | HFTD - Distribution - Tier 3 - 3QU CoRE ¦ 5QU LoRE | Non-Red Flag Warning - Destructive Fires | Equipment / facility failure | Aggregated | 2060 | 5.5179e-08 | 134.3564 | 7.4136e-06 | 2060 | Mitigation | 0.95 | 45 | 0 | esc | 0.00097009 | 5.3528e-11 | 0.00097009 | 5.3528e-11 | 0.0027813 | 2.081e-11 | 0.012004 | 6.2333e-10
[120 empty] | 7.3.3.17.5 (Remote Grid) Updates to grid topology to minimize risk of ignition in HFTDs Remote GridWLDFREquipment / facility failureAggregated | WLDFR | HFTD - Distribution - Tier 3 - 3QU CoRE ¦ 5QU LoRE | Non-Red Flag Warning - Destructive Fires | Equipment / facility failure | Aggregated | 2061 | 5.5179e-08 | 134.3564 | 7.4136e-06 | 2061 | Mitigation | 0.95 | 45 | 0 | esc | 0.00097009 | 5.3528e-11 | 0.00097009 | 5.3528e-11 | 0.0027813 | 2.081e-11 | 0.012004 | 6.2333e-10
[120 empty] | 7.3.3.17.5 (Remote Grid) Updates to grid topology to minimize risk of ignition in HFTDs Remote GridWLDFREquipment / facility failureAggregated | WLDFR | HFTD - Distribution - Tier 3 - 3QU CoRE ¦ 5QU LoRE | Non-Red Flag Warning - Destructive Fires | Equipment / facility failure | Aggregated | 2062 | 5.5179e-08 | 134.3564 | 7.4136e-06 | 2062 | Mitigation | 0.95 | 45 | 0 | esc | 0.00097009 | 5.3528e-11 | 0.00097009 | 5.3528e-11 | 0.0027813 | 2.081e-11 | 0.012004 | 6.2333e-10
[120 empty] | 7.3.3.17.5 (Remote Grid) Updates to grid topology to minimize risk of ignition in HFTDs Remote GridWLDFREquipment / facility failureAggregated | WLDFR | HFTD - Distribution - Tier 3 - 3QU CoRE ¦ 5QU LoRE | Non-Red Flag Warning - Destructive Fires | Equipment / facility failure | Aggregated | 2063 | 5.5179e-08 | 134.3564 | 7.4136e-06 | 2063 | Mitigation | 0.95 | 45 | 0 | esc | 0.00097009 | 5.3528e-11 | 0.00097009 | 5.3528e-11 | 0.0027813 | 2.081e-11 | 0.012004 | 6.2333e-10
[120 empty] | 7.3.3.17.5 (Remote Grid) Updates to grid topology to minimize risk of ignition in HFTDs Remote GridWLDFREquipment / facility failureAggregated | WLDFR | HFTD - Distribution - Tier 3 - 3QU CoRE ¦ 5QU LoRE | Non-Red Flag Warning - Destructive Fires | Equipment / facility failure | Aggregated | 2064 | 5.5179e-08 | 134.3564 | 7.4136e-06 | 2064 | Mitigation | 0.95 | 45 | 0 | esc | 0.00097009 | 5.3528e-11 | 0.00097009 | 5.3528e-11 | 0.0027813 | 2.081e-11 | 0.012004 | 6.2333e-10
[120 empty] | 7.3.3.17.5 (Remote Grid) Updates to grid topology to minimize risk of ignition in HFTDs Remote GridWLDFREquipment / facility failureAggregated | WLDFR | HFTD - Distribution - Tier 3 - 3QU CoRE ¦ 5QU LoRE | Non-Red Flag Warning - Destructive Fires | Equipment / facility failure | Aggregated | 2065 | 5.5179e-08 | 134.3564 | 7.4136e-06 | 2065 | Mitigation | 0.95 | 45 | 0 | esc | 0.00097009 | 5.3528e-11 | 0.00097009 | 5.3528e-11 | 0.0027813 | 2.081e-11 | 0.012004 | 6.2333e-10
[120 empty] | 7.3.3.17.5 (Remote Grid) Updates to grid topology to minimize risk of ignition in HFTDs Remote GridWLDFREquipment / facility failureAggregated | WLDFR | HFTD - Distribution - Tier 3 - 3QU CoRE ¦ 5QU LoRE | Non-Red Flag Warning - Destructive Fires | Equipment / facility failure | Aggregated | 2066 | 5.5179e-08 | 134.3564 | 7.4136e-06 | 2066 | Mitigation | 0.95 | 45 | 0 | esc | 0.00097009 | 5.3528e-11 | 0.00097009 | 5.3528e-11 | 0.0027813 | 2.081e-11 | 0.012004 | 6.2333e-10
[120 empty] | 7.3.3.17.5 (Remote Grid) Updates to grid topology to minimize risk of ignition in HFTDs Remote GridWLDFREquipment / facility failureAggregated | WLDFR | HFTD - Distribution - Tier 3 - 3QU CoRE ¦ 5QU LoRE | Non-Red Flag Warning - Destructive Fires | Equipment / facility failure | Aggregated | 2067 | 5.5179e-08 | 134.3564 | 7.4136e-06 | 2067 | Mitigation | 0.95 | 45 | 0 | esc | 0 | 0 | 0.00097009 | 5.3528e-11 | 0.0027813 | 2.081e-11 | 0.012004 | 6.2333e-10
[120 empty] | 7.3.3.17.5 (Remote Grid) Updates to grid topology to minimize risk of ignition in HFTDs Remote GridWLDFRVegetation ContactAggregated | WLDFR | HFTD - Distribution - Tier 3 - 3QU CoRE ¦ 5QU LoRE | Non-Red Flag Warning - Destructive Fires | Vegetation Contact | Aggregated | 2022 | 3.7209e-07 | 134.3564 | 4.9993e-05 | 2022 | Mitigation | 0.95 | 45 | 0 | esc | 0.00097009 | 3.6096e-10 | 0 | 0 | 0.0027813 | 2.081e-11 | 0.012004 | 6.2333e-10
[120 empty] | 7.3.3.17.5 (Remote Grid) Updates to grid topology to minimize risk of ignition in HFTDs Remote GridWLDFRVegetation ContactAggregated | WLDFR | HFTD - Distribution - Tier 3 - 3QU CoRE ¦ 5QU LoRE | Non-Red Flag Warning - Destructive Fires | Vegetation Contact | Aggregated | 2023 | 3.7209e-07 | 134.3564 | 4.9993e-05 | 2023 | Mitigation | 0.95 | 45 | 0 | esc | 0.00097009 | 3.6096e-10 | 0.00097009 | 3.6096e-10 | 0.0027813 | 2.081e-11 | 0.012004 | 6.2333e-10
[120 empty] | 7.3.3.17.5 (Remote Grid) Updates to grid topology to minimize risk of ignition in HFTDs Remote GridWLDFRVegetation ContactAggregated | WLDFR | HFTD - Distribution - Tier 3 - 3QU CoRE ¦ 5QU LoRE | Non-Red Flag Warning - Destructive Fires | Vegetation Contact | Aggregated | 2024 | 3.7209e-07 | 134.3564 | 4.9993e-05 | 2024 | Mitigation | 0.95 | 45 | 0 | esc | 0.00097009 | 3.6096e-10 | 0.00097009 | 3.6096e-10 | 0.0027813 | 2.081e-11 | 0.012004 | 6.2333e-10
[120 empty] | 7.3.3.17.5 (Remote Grid) Updates to grid topology to minimize risk of ignition in HFTDs Remote GridWLDFRVegetation ContactAggregated | WLDFR | HFTD - Distribution - Tier 3 - 3QU CoRE ¦ 5QU LoRE | Non-Red Flag Warning - Destructive Fires | Vegetation Contact | Aggregated | 2025 | 3.7209e-07 | 134.3564 | 4.9993e-05 | 2025 | Mitigation | 0.95 | 45 | 0 | esc | 0.00097009 | 3.6096e-10 | 0.00097009 | 3.6096e-10 | 0.0027813 | 2.081e-11 | 0.012004 | 6.2333e-10
[120 empty] | 7.3.3.17.5 (Remote Grid) Updates to grid topology to minimize risk of ignition in HFTDs Remote GridWLDFRVegetation ContactAggregated | WLDFR | HFTD - Distribution - Tier 3 - 3QU CoRE ¦ 5QU LoRE | Non-Red Flag Warning - Destructive Fires | Vegetation Contact | Aggregated | 2026 | 3.7209e-07 | 134.3564 | 4.9993e-05 | 2026 | Mitigation | 0.95 | 45 | 0 | esc | 0.00097009 | 3.6096e-10 | 0.00097009 | 3.6096e-10 | 0.0027813 | 2.081e-11 | 0.012004 | 6.2333e-10
[120 empty] | 7.3.3.17.5 (Remote Grid) Updates to grid topology to minimize risk of ignition in HFTDs Remote GridWLDFRVegetation ContactAggregated | WLDFR | HFTD - Distribution - Tier 3 - 3QU CoRE ¦ 5QU LoRE | Non-Red Flag Warning - Destructive Fires | Vegetation Contact | Aggregated | 2027 | 3.7209e-07 | 134.3564 | 4.9993e-05 | 2027 | Mitigation | 0.95 | 45 | 0 | esc | 0.00097009 | 3.6096e-10 | 0.00097009 | 3.6096e-10 | 0.0027813 | 2.081e-11 | 0.012004 | 6.2333e-10
[120 empty] | 7.3.3.17.5 (Remote Grid) Updates to grid topology to minimize risk of ignition in HFTDs Remote GridWLDFRVegetation ContactAggregated | WLDFR | HFTD - Distribution - Tier 3 - 3QU CoRE ¦ 5QU LoRE | Non-Red Flag Warning - Destructive Fires | Vegetation Contact | Aggregated | 2028 | 3.7209e-07 | 134.3564 | 4.9993e-05 | 2028 | Mitigation | 0.95 | 45 | 0 | esc | 0.00097009 | 3.6096e-10 | 0.00097009 | 3.6096e-10 | 0.0027813 | 2.081e-11 | 0.012004 | 6.2333e-10
[120 empty] | 7.3.3.17.5 (Remote Grid) Updates to grid topology to minimize risk of ignition in HFTDs Remote GridWLDFRVegetation ContactAggregated | WLDFR | HFTD - Distribution - Tier 3 - 3QU CoRE ¦ 5QU LoRE | Non-Red Flag Warning - Destructive Fires | Vegetation Contact | Aggregated | 2029 | 3.7209e-07 | 134.3564 | 4.9993e-05 | 2029 | Mitigation | 0.95 | 45 | 0 | esc | 0.00097009 | 3.6096e-10 | 0.00097009 | 3.6096e-10 | 0.0027813 | 2.081e-11 | 0.012004 | 6.2333e-10
[120 empty] | 7.3.3.17.5 (Remote Grid) Updates to grid topology to minimize risk of ignition in HFTDs Remote GridWLDFRVegetation ContactAggregated | WLDFR | HFTD - Distribution - Tier 3 - 3QU CoRE ¦ 5QU LoRE | Non-Red Flag Warning - Destructive Fires | Vegetation Contact | Aggregated | 2030 | 3.7209e-07 | 134.3564 | 4.9993e-05 | 2030 | Mitigation | 0.95 | 45 | 0 | esc | 0.00097009 | 3.6096e-10 | 0.00097009 | 3.6096e-10 | 0.0027813 | 2.081e-11 | 0.012004 | 6.2333e-10
[120 empty] | 7.3.3.17.5 (Remote Grid) Updates to grid topology to minimize risk of ignition in HFTDs Remote GridWLDFRVegetation ContactAggregated | WLDFR | HFTD - Distribution - Tier 3 - 3QU CoRE ¦ 5QU LoRE | Non-Red Flag Warning - Destructive Fires | Vegetation Contact | Aggregated | 2031 | 3.7209e-07 | 134.3564 | 4.9993e-05 | 2031 | Mitigation | 0.95 | 45 | 0 | esc | 0.00097009 | 3.6096e-10 | 0.00097009 | 3.6096e-10 | 0.0027813 | 2.081e-11 | 0.012004 | 6.2333e-10
[120 empty] | 7.3.3.17.5 (Remote Grid) Updates to grid topology to minimize risk of ignition in HFTDs Remote GridWLDFRVegetation ContactAggregated | WLDFR | HFTD - Distribution - Tier 3 - 3QU CoRE ¦ 5QU LoRE | Non-Red Flag Warning - Destructive Fires | Vegetation Contact | Aggregated | 2032 | 3.7209e-07 | 134.3564 | 4.9993e-05 | 2032 | Mitigation | 0.95 | 45 | 0 | esc | 0.00097009 | 3.6096e-10 | 0.00097009 | 3.6096e-10 | 0.0027813 | 2.081e-11 | 0.012004 | 6.2333e-10
[120 empty] | 7.3.3.17.5 (Remote Grid) Updates to grid topology to minimize risk of ignition in HFTDs Remote GridWLDFRVegetation ContactAggregated | WLDFR | HFTD - Distribution - Tier 3 - 3QU CoRE ¦ 5QU LoRE | Non-Red Flag Warning - Destructive Fires | Vegetation Contact | Aggregated | 2033 | 3.7209e-07 | 134.3564 | 4.9993e-05 | 2033 | Mitigation | 0.95 | 45 | 0 | esc | 0.00097009 | 3.6096e-10 | 0.00097009 | 3.6096e-10 | 0.0027813 | 2.081e-11 | 0.012004 | 6.2333e-10
[120 empty] | 7.3.3.17.5 (Remote Grid) Updates to grid topology to minimize risk of ignition in HFTDs Remote GridWLDFRVegetation ContactAggregated | WLDFR | HFTD - Distribution - Tier 3 - 3QU CoRE ¦ 5QU LoRE | Non-Red Flag Warning - Destructive Fires | Vegetation Contact | Aggregated | 2034 | 3.7209e-07 | 134.3564 | 4.9993e-05 | 2034 | Mitigation | 0.95 | 45 | 0 | esc | 0.00097009 | 3.6096e-10 | 0.00097009 | 3.6096e-10 | 0.0027813 | 2.081e-11 | 0.012004 | 6.2333e-10
[120 empty] | 7.3.3.17.5 (Remote Grid) Updates to grid topology to minimize risk of ignition in HFTDs Remote GridWLDFRVegetation ContactAggregated | WLDFR | HFTD - Distribution - Tier 3 - 3QU CoRE ¦ 5QU LoRE | Non-Red Flag Warning - Destructive Fires | Vegetation Contact | Aggregated | 2035 | 3.7209e-07 | 134.3564 | 4.9993e-05 | 2035 | Mitigation | 0.95 | 45 | 0 | esc | 0.00097009 | 3.6096e-10 | 0.00097009 | 3.6096e-10 | 0.0027813 | 2.081e-11 | 0.012004 | 6.2333e-10
[120 empty] | 7.3.3.17.5 (Remote Grid) Updates to grid topology to minimize risk of ignition in HFTDs Remote GridWLDFRVegetation ContactAggregated | WLDFR | HFTD - Distribution - Tier 3 - 3QU CoRE ¦ 5QU LoRE | Non-Red Flag Warning - Destructive Fires | Vegetation Contact | Aggregated | 2036 | 3.7209e-07 | 134.3564 | 4.9993e-05 | 2036 | Mitigation | 0.95 | 45 | 0 | esc | 0.00097009 | 3.6096e-10 | 0.00097009 | 3.6096e-10 | 0.0027813 | 2.081e-11 | 0.012004 | 6.2333e-10
[120 empty] | 7.3.3.17.5 (Remote Grid) Updates to grid topology to minimize risk of ignition in HFTDs Remote GridWLDFRVegetation ContactAggregated | WLDFR | HFTD - Distribution - Tier 3 - 3QU CoRE ¦ 5QU LoRE | Non-Red Flag Warning - Destructive Fires | Vegetation Contact | Aggregated | 2037 | 3.7209e-07 | 134.3564 | 4.9993e-05 | 2037 | Mitigation | 0.95 | 45 | 0 | esc | 0.00097009 | 3.6096e-10 | 0.00097009 | 3.6096e-10 | 0.0027813 | 2.081e-11 | 0.012004 | 6.2333e-10
[120 empty] | 7.3.3.17.5 (Remote Grid) Updates to grid topology to minimize risk of ignition in HFTDs Remote GridWLDFRVegetation ContactAggregated | WLDFR | HFTD - Distribution - Tier 3 - 3QU CoRE ¦ 5QU LoRE | Non-Red Flag Warning - Destructive Fires | Vegetation Contact | Aggregated | 2038 | 3.7209e-07 | 134.3564 | 4.9993e-05 | 2038 | Mitigation | 0.95 | 45 | 0 | esc | 0.00097009 | 3.6096e-10 | 0.00097009 | 3.6096e-10 | 0.0027813 | 2.081e-11 | 0.012004 | 6.2333e-10
[120 empty] | 7.3.3.17.5 (Remote Grid) Updates to grid topology to minimize risk of ignition in HFTDs Remote GridWLDFRVegetation ContactAggregated | WLDFR | HFTD - Distribution - Tier 3 - 3QU CoRE ¦ 5QU LoRE | Non-Red Flag Warning - Destructive Fires | Vegetation Contact | Aggregated | 2039 | 3.7209e-07 | 134.3564 | 4.9993e-05 | 2039 | Mitigation | 0.95 | 45 | 0 | esc | 0.00097009 | 3.6096e-10 | 0.00097009 | 3.6096e-10 | 0.0027813 | 2.081e-11 | 0.012004 | 6.2333e-10
[120 empty] | 7.3.3.17.5 (Remote Grid) Updates to grid topology to minimize risk of ignition in HFTDs Remote GridWLDFRVegetation ContactAggregated | WLDFR | HFTD - Distribution - Tier 3 - 3QU CoRE ¦ 5QU LoRE | Non-Red Flag Warning - Destructive Fires | Vegetation Contact | Aggregated | 2040 | 3.7209e-07 | 134.3564 | 4.9993e-05 | 2040 | Mitigation | 0.95 | 45 | 0 | esc | 0.00097009 | 3.6096e-10 | 0.00097009 | 3.6096e-10 | 0 | 0 | 0 | 0
[120 empty] | 7.3.3.17.5 (Remote Grid) Updates to grid topology to minimize risk of ignition in HFTDs Remote GridWLDFRVegetation ContactAggregated | WLDFR | HFTD - Distribution - Tier 3 - 3QU CoRE ¦ 5QU LoRE | Non-Red Flag Warning - Destructive Fires | Vegetation Contact | Aggregated | 2041 | 3.7209e-07 | 134.3564 | 4.9993e-05 | 2041 | Mitigation | 0.95 | 45 | 0 | esc | 0.00097009 | 3.6096e-10 | 0.00097009 | 3.6096e-10 | 0.0027813 | 4.9784e-09 | 0 | 0
[120 empty] | 7.3.3.17.5 (Remote Grid) Updates to grid topology to minimize risk of ignition in HFTDs Remote GridWLDFRVegetation ContactAggregated | WLDFR | HFTD - Distribution - Tier 3 - 3QU CoRE ¦ 5QU LoRE | Non-Red Flag Warning - Destructive Fires | Vegetation Contact | Aggregated | 2042 | 3.7209e-07 | 134.3564 | 4.9993e-05 | 2042 | Mitigation | 0.95 | 45 | 0 | esc | 0.00097009 | 3.6096e-10 | 0.00097009 | 3.6096e-10 | 0.0027813 | 4.9784e-09 | 0.010025 | 8.597e-10
[120 empty] | 7.3.3.17.5 (Remote Grid) Updates to grid topology to minimize risk of ignition in HFTDs Remote GridWLDFRVegetation ContactAggregated | WLDFR | HFTD - Distribution - Tier 3 - 3QU CoRE ¦ 5QU LoRE | Non-Red Flag Warning - Destructive Fires | Vegetation Contact | Aggregated | 2043 | 3.7209e-07 | 134.3564 | 4.9993e-05 | 2043 | Mitigation | 0.95 | 45 | 0 | esc | 0.00097009 | 3.6096e-10 | 0.00097009 | 3.6096e-10 | 0.0027813 | 4.9784e-09 | 0.010025 | 8.597e-10
[120 empty] | 7.3.3.17.5 (Remote Grid) Updates to grid topology to minimize risk of ignition in HFTDs Remote GridWLDFRVegetation ContactAggregated | WLDFR | HFTD - Distribution - Tier 3 - 3QU CoRE ¦ 5QU LoRE | Non-Red Flag Warning - Destructive Fires | Vegetation Contact | Aggregated | 2044 | 3.7209e-07 | 134.3564 | 4.9993e-05 | 2044 | Mitigation | 0.95 | 45 | 0 | esc | 0.00097009 | 3.6096e-10 | 0.00097009 | 3.6096e-10 | 0.0027813 | 4.9784e-09 | 0.010025 | 8.597e-10
[120 empty] | 7.3.3.17.5 (Remote Grid) Updates to grid topology to minimize risk of ignition in HFTDs Remote GridWLDFRVegetation ContactAggregated | WLDFR | HFTD - Distribution - Tier 3 - 3QU CoRE ¦ 5QU LoRE | Non-Red Flag Warning - Destructive Fires | Vegetation Contact | Aggregated | 2045 | 3.7209e-07 | 134.3564 | 4.9993e-05 | 2045 | Mitigation | 0.95 | 45 | 0 | esc | 0.00097009 | 3.6096e-10 | 0.00097009 | 3.6096e-10 | 0.0027813 | 4.9784e-09 | 0.010025 | 8.597e-10
[120 empty] | 7.3.3.17.5 (Remote Grid) Updates to grid topology to minimize risk of ignition in HFTDs Remote GridWLDFRVegetation ContactAggregated | WLDFR | HFTD - Distribution - Tier 3 - 3QU CoRE ¦ 5QU LoRE | Non-Red Flag Warning - Destructive Fires | Vegetation Contact | Aggregated | 2046 | 3.7209e-07 | 134.3564 | 4.9993e-05 | 2046 | Mitigation | 0.95 | 45 | 0 | esc | 0.00097009 | 3.6096e-10 | 0.00097009 | 3.6096e-10 | 0.0027813 | 4.9784e-09 | 0.010025 | 8.597e-10
[120 empty] | 7.3.3.17.5 (Remote Grid) Updates to grid topology to minimize risk of ignition in HFTDs Remote GridWLDFRVegetation ContactAggregated | WLDFR | HFTD - Distribution - Tier 3 - 3QU CoRE ¦ 5QU LoRE | Non-Red Flag Warning - Destructive Fires | Vegetation Contact | Aggregated | 2047 | 3.7209e-07 | 134.3564 | 4.9993e-05 | 2047 | Mitigation | 0.95 | 45 | 0 | esc | 0.00097009 | 3.6096e-10 | 0.00097009 | 3.6096e-10 | 0.0027813 | 4.9784e-09 | 0.010025 | 8.597e-10
[120 empty] | 7.3.3.17.5 (Remote Grid) Updates to grid topology to minimize risk of ignition in HFTDs Remote GridWLDFRVegetation ContactAggregated | WLDFR | HFTD - Distribution - Tier 3 - 3QU CoRE ¦ 5QU LoRE | Non-Red Flag Warning - Destructive Fires | Vegetation Contact | Aggregated | 2048 | 3.7209e-07 | 134.3564 | 4.9993e-05 | 2048 | Mitigation | 0.95 | 45 | 0 | esc | 0.00097009 | 3.6096e-10 | 0.00097009 | 3.6096e-10 | 0.0027813 | 4.9784e-09 | 0.010025 | 8.597e-10
[120 empty] | 7.3.3.17.5 (Remote Grid) Updates to grid topology to minimize risk of ignition in HFTDs Remote GridWLDFRVegetation ContactAggregated | WLDFR | HFTD - Distribution - Tier 3 - 3QU CoRE ¦ 5QU LoRE | Non-Red Flag Warning - Destructive Fires | Vegetation Contact | Aggregated | 2049 | 3.7209e-07 | 134.3564 | 4.9993e-05 | 2049 | Mitigation | 0.95 | 45 | 0 | esc | 0.00097009 | 3.6096e-10 | 0.00097009 | 3.6096e-10 | 0.0027813 | 4.9784e-09 | 0.010025 | 8.597e-10
[120 empty] | 7.3.3.17.5 (Remote Grid) Updates to grid topology to minimize risk of ignition in HFTDs Remote GridWLDFRVegetation ContactAggregated | WLDFR | HFTD - Distribution - Tier 3 - 3QU CoRE ¦ 5QU LoRE | Non-Red Flag Warning - Destructive Fires | Vegetation Contact | Aggregated | 2050 | 3.7209e-07 | 134.3564 | 4.9993e-05 | 2050 | Mitigation | 0.95 | 45 | 0 | esc | 0.00097009 | 3.6096e-10 | 0.00097009 | 3.6096e-10 | 0.0027813 | 4.9784e-09 | 0.010025 | 8.597e-10
[120 empty] | 7.3.3.17.5 (Remote Grid) Updates to grid topology to minimize risk of ignition in HFTDs Remote GridWLDFRVegetation ContactAggregated | WLDFR | HFTD - Distribution - Tier 3 - 3QU CoRE ¦ 5QU LoRE | Non-Red Flag Warning - Destructive Fires | Vegetation Contact | Aggregated | 2051 | 3.7209e-07 | 134.3564 | 4.9993e-05 | 2051 | Mitigation | 0.95 | 45 | 0 | esc | 0.00097009 | 3.6096e-10 | 0.00097009 | 3.6096e-10 | 0.0027813 | 4.9784e-09 | 0.010025 | 8.597e-10
[120 empty] | 7.3.3.17.5 (Remote Grid) Updates to grid topology to minimize risk of ignition in HFTDs Remote GridWLDFRVegetation ContactAggregated | WLDFR | HFTD - Distribution - Tier 3 - 3QU CoRE ¦ 5QU LoRE | Non-Red Flag Warning - Destructive Fires | Vegetation Contact | Aggregated | 2052 | 3.7209e-07 | 134.3564 | 4.9993e-05 | 2052 | Mitigation | 0.95 | 45 | 0 | esc | 0.00097009 | 3.6096e-10 | 0.00097009 | 3.6096e-10 | 0.0027813 | 4.9784e-09 | 0.010025 | 8.597e-10
[120 empty] | 7.3.3.17.5 (Remote Grid) Updates to grid topology to minimize risk of ignition in HFTDs Remote GridWLDFRVegetation ContactAggregated | WLDFR | HFTD - Distribution - Tier 3 - 3QU CoRE ¦ 5QU LoRE | Non-Red Flag Warning - Destructive Fires | Vegetation Contact | Aggregated | 2053 | 3.7209e-07 | 134.3564 | 4.9993e-05 | 2053 | Mitigation | 0.95 | 45 | 0 | esc | 0.00097009 | 3.6096e-10 | 0.00097009 | 3.6096e-10 | 0.0027813 | 4.9784e-09 | 0.010025 | 8.597e-10
[120 empty] | 7.3.3.17.5 (Remote Grid) Updates to grid topology to minimize risk of ignition in HFTDs Remote GridWLDFRVegetation ContactAggregated | WLDFR | HFTD - Distribution - Tier 3 - 3QU CoRE ¦ 5QU LoRE | Non-Red Flag Warning - Destructive Fires | Vegetation Contact | Aggregated | 2054 | 3.7209e-07 | 134.3564 | 4.9993e-05 | 2054 | Mitigation | 0.95 | 45 | 0 | esc | 0.00097009 | 3.6096e-10 | 0.00097009 | 3.6096e-10 | 0.0027813 | 4.9784e-09 | 0.010025 | 8.597e-10
[120 empty] | 7.3.3.17.5 (Remote Grid) Updates to grid topology to minimize risk of ignition in HFTDs Remote GridWLDFRVegetation ContactAggregated | WLDFR | HFTD - Distribution - Tier 3 - 3QU CoRE ¦ 5QU LoRE | Non-Red Flag Warning - Destructive Fires | Vegetation Contact | Aggregated | 2055 | 3.7209e-07 | 134.3564 | 4.9993e-05 | 2055 | Mitigation | 0.95 | 45 | 0 | esc | 0.00097009 | 3.6096e-10 | 0.00097009 | 3.6096e-10 | 0.0027813 | 4.9784e-09 | 0.010025 | 8.597e-10
[120 empty] | 7.3.3.17.5 (Remote Grid) Updates to grid topology to minimize risk of ignition in HFTDs Remote GridWLDFRVegetation ContactAggregated | WLDFR | HFTD - Distribution - Tier 3 - 3QU CoRE ¦ 5QU LoRE | Non-Red Flag Warning - Destructive Fires | Vegetation Contact | Aggregated | 2056 | 3.7209e-07 | 134.3564 | 4.9993e-05 | 2056 | Mitigation | 0.95 | 45 | 0 | esc | 0.00097009 | 3.6096e-10 | 0.00097009 | 3.6096e-10 | 0.0027813 | 4.9784e-09 | 0.010025 | 8.597e-10
[120 empty] | 7.3.3.17.5 (Remote Grid) Updates to grid topology to minimize risk of ignition in HFTDs Remote GridWLDFRVegetation ContactAggregated | WLDFR | HFTD - Distribution - Tier 3 - 3QU CoRE ¦ 5QU LoRE | Non-Red Flag Warning - Destructive Fires | Vegetation Contact | Aggregated | 2057 | 3.7209e-07 | 134.3564 | 4.9993e-05 | 2057 | Mitigation | 0.95 | 45 | 0 | esc | 0.00097009 | 3.6096e-10 | 0.00097009 | 3.6096e-10 | 0.0027813 | 4.9784e-09 | 0.010025 | 8.597e-10
[120 empty] | 7.3.3.17.5 (Remote Grid) Updates to grid topology to minimize risk of ignition in HFTDs Remote GridWLDFRVegetation ContactAggregated | WLDFR | HFTD - Distribution - Tier 3 - 3QU CoRE ¦ 5QU LoRE | Non-Red Flag Warning - Destructive Fires | Vegetation Contact | Aggregated | 2058 | 3.7209e-07 | 134.3564 | 4.9993e-05 | 2058 | Mitigation | 0.95 | 45 | 0 | esc | 0.00097009 | 3.6096e-10 | 0.00097009 | 3.6096e-10 | 0.0027813 | 4.9784e-09 | 0.010025 | 8.597e-10
[120 empty] | 7.3.3.17.5 (Remote Grid) Updates to grid topology to minimize risk of ignition in HFTDs Remote GridWLDFRVegetation ContactAggregated | WLDFR | HFTD - Distribution - Tier 3 - 3QU CoRE ¦ 5QU LoRE | Non-Red Flag Warning - Destructive Fires | Vegetation Contact | Aggregated | 2059 | 3.7209e-07 | 134.3564 | 4.9993e-05 | 2059 | Mitigation | 0.95 | 45 | 0 | esc | 0.00097009 | 3.6096e-10 | 0.00097009 | 3.6096e-10 | 0.0027813 | 4.9784e-09 | 0.010025 | 8.597e-10
[120 empty] | 7.3.3.17.5 (Remote Grid) Updates to grid topology to minimize risk of ignition in HFTDs Remote GridWLDFRVegetation ContactAggregated | WLDFR | HFTD - Distribution - Tier 3 - 3QU CoRE ¦ 5QU LoRE | Non-Red Flag Warning - Destructive Fires | Vegetation Contact | Aggregated | 2060 | 3.7209e-07 | 134.3564 | 4.9993e-05 | 2060 | Mitigation | 0.95 | 45 | 0 | esc | 0.00097009 | 3.6096e-10 | 0.00097009 | 3.6096e-10 | 0.0027813 | 4.9784e-09 | 0.010025 | 8.597e-10
[120 empty] | 7.3.3.17.5 (Remote Grid) Updates to grid topology to minimize risk of ignition in HFTDs Remote GridWLDFRVegetation ContactAggregated | WLDFR | HFTD - Distribution - Tier 3 - 3QU CoRE ¦ 5QU LoRE | Non-Red Flag Warning - Destructive Fires | Vegetation Contact | Aggregated | 2061 | 3.7209e-07 | 134.3564 | 4.9993e-05 | 2061 | Mitigation | 0.95 | 45 | 0 | esc | 0.00097009 | 3.6096e-10 | 0.00097009 | 3.6096e-10 | 0.0027813 | 4.9784e-09 | 0.010025 | 8.597e-10
[120 empty] | 7.3.3.17.5 (Remote Grid) Updates to grid topology to minimize risk of ignition in HFTDs Remote GridWLDFRVegetation ContactAggregated | WLDFR | HFTD - Distribution - Tier 3 - 3QU CoRE ¦ 5QU LoRE | Non-Red Flag Warning - Destructive Fires | Vegetation Contact | Aggregated | 2062 | 3.7209e-07 | 134.3564 | 4.9993e-05 | 2062 | Mitigation | 0.95 | 45 | 0 | esc | 0.00097009 | 3.6096e-10 | 0.00097009 | 3.6096e-10 | 0.0027813 | 4.9784e-09 | 0.010025 | 8.597e-10
[120 empty] | 7.3.3.17.5 (Remote Grid) Updates to grid topology to minimize risk of ignition in HFTDs Remote GridWLDFRVegetation ContactAggregated | WLDFR | HFTD - Distribution - Tier 3 - 3QU CoRE ¦ 5QU LoRE | Non-Red Flag Warning - Destructive Fires | Vegetation Contact | Aggregated | 2063 | 3.7209e-07 | 134.3564 | 4.9993e-05 | 2063 | Mitigation | 0.95 | 45 | 0 | esc | 0.00097009 | 3.6096e-10 | 0.00097009 | 3.6096e-10 | 0.0027813 | 4.9784e-09 | 0.010025 | 8.597e-10
[120 empty] | 7.3.3.17.5 (Remote Grid) Updates to grid topology to minimize risk of ignition in HFTDs Remote GridWLDFRVegetation ContactAggregated | WLDFR | HFTD - Distribution - Tier 3 - 3QU CoRE ¦ 5QU LoRE | Non-Red Flag Warning - Destructive Fires | Vegetation Contact | Aggregated | 2064 | 3.7209e-07 | 134.3564 | 4.9993e-05 | 2064 | Mitigation | 0.95 | 45 | 0 | esc | 0.00097009 | 3.6096e-10 | 0.00097009 | 3.6096e-10 | 0.0027813 | 4.9784e-09 | 0.010025 | 8.597e-10
[120 empty] | 7.3.3.17.5 (Remote Grid) Updates to grid topology to minimize risk of ignition in HFTDs Remote GridWLDFRVegetation ContactAggregated | WLDFR | HFTD - Distribution - Tier 3 - 3QU CoRE ¦ 5QU LoRE | Non-Red Flag Warning - Destructive Fires | Vegetation Contact | Aggregated | 2065 | 3.7209e-07 | 134.3564 | 4.9993e-05 | 2065 | Mitigation | 0.95 | 45 | 0 | esc | 0.00097009 | 3.6096e-10 | 0.00097009 | 3.6096e-10 | 0.0027813 | 4.9784e-09 | 0.010025 | 8.597e-10
[120 empty] | 7.3.3.17.5 (Remote Grid) Updates to grid topology to minimize risk of ignition in HFTDs Remote GridWLDFRVegetation ContactAggregated | WLDFR | HFTD - Distribution - Tier 3 - 3QU CoRE ¦ 5QU LoRE | Non-Red Flag Warning - Destructive Fires | Vegetation Contact | Aggregated | 2066 | 3.7209e-07 | 134.3564 | 4.9993e-05 | 2066 | Mitigation | 0.95 | 45 | 0 | esc | 0.00097009 | 3.6096e-10 | 0.00097009 | 3.6096e-10 | 0.0027813 | 4.9784e-09 | 0.010025 | 8.597e-10
[120 empty] | 7.3.3.17.5 (Remote Grid) Updates to grid topology to minimize risk of ignition in HFTDs Remote GridWLDFRVegetation ContactAggregated | WLDFR | HFTD - Distribution - Tier 3 - 3QU CoRE ¦ 5QU LoRE | Non-Red Flag Warning - Destructive Fires | Vegetation Contact | Aggregated | 2067 | 3.7209e-07 | 134.3564 | 4.9993e-05 | 2067 | Mitigation | 0.95 | 45 | 0 | esc | 0 | 0 | 0.00097009 | 3.6096e-10 | 0.0027813 | 4.9784e-09 | 0.010025 | 8.597e-10
[120 empty] | 7.3.3.17.5 (Remote Grid) Updates to grid topology to minimize risk of ignition in HFTDs Remote GridWLDFRWire-to-wire contactAggregated | WLDFR | HFTD - Distribution - Tier 3 - 3QU CoRE ¦ 5QU LoRE | Non-Red Flag Warning - Destructive Fires | Wire-to-wire contact | Aggregated | 2022 | 7.0113e-08 | 134.3564 | 9.4201e-06 | 2022 | Mitigation | 0.95 | 45 | 0 | esc | 0.00097009 | 6.8015e-11 | 0 | 0 | 0.0027813 | 4.9784e-09 | 0.010025 | 8.597e-10
[120 empty] | 7.3.3.17.5 (Remote Grid) Updates to grid topology to minimize risk of ignition in HFTDs Remote GridWLDFRWire-to-wire contactAggregated | WLDFR | HFTD - Distribution - Tier 3 - 3QU CoRE ¦ 5QU LoRE | Non-Red Flag Warning - Destructive Fires | Wire-to-wire contact | Aggregated | 2023 | 7.0113e-08 | 134.3564 | 9.4201e-06 | 2023 | Mitigation | 0.95 | 45 | 0 | esc | 0.00097009 | 6.8015e-11 | 0.00097009 | 6.8015e-11 | 0.0027813 | 4.9784e-09 | 0.010025 | 8.597e-10
[120 empty] | 7.3.3.17.5 (Remote Grid) Updates to grid topology to minimize risk of ignition in HFTDs Remote GridWLDFRWire-to-wire contactAggregated | WLDFR | HFTD - Distribution - Tier 3 - 3QU CoRE ¦ 5QU LoRE | Non-Red Flag Warning - Destructive Fires | Wire-to-wire contact | Aggregated | 2024 | 7.0113e-08 | 134.3564 | 9.4201e-06 | 2024 | Mitigation | 0.95 | 45 | 0 | esc | 0.00097009 | 6.8015e-11 | 0.00097009 | 6.8015e-11 | 0.0027813 | 4.9784e-09 | 0.010025 | 8.597e-10
[120 empty] | 7.3.3.17.5 (Remote Grid) Updates to grid topology to minimize risk of ignition in HFTDs Remote GridWLDFRWire-to-wire contactAggregated | WLDFR | HFTD - Distribution - Tier 3 - 3QU CoRE ¦ 5QU LoRE | Non-Red Flag Warning - Destructive Fires | Wire-to-wire contact | Aggregated | 2025 | 7.0113e-08 | 134.3564 | 9.4201e-06 | 2025 | Mitigation | 0.95 | 45 | 0 | esc | 0.00097009 | 6.8015e-11 | 0.00097009 | 6.8015e-11 | 0.0027813 | 4.9784e-09 | 0.010025 | 8.597e-10
[120 empty] | 7.3.3.17.5 (Remote Grid) Updates to grid topology to minimize risk of ignition in HFTDs Remote GridWLDFRWire-to-wire contactAggregated | WLDFR | HFTD - Distribution - Tier 3 - 3QU CoRE ¦ 5QU LoRE | Non-Red Flag Warning - Destructive Fires | Wire-to-wire contact | Aggregated | 2026 | 7.0113e-08 | 134.3564 | 9.4201e-06 | 2026 | Mitigation | 0.95 | 45 | 0 | esc | 0.00097009 | 6.8015e-11 | 0.00097009 | 6.8015e-11 | 0.0027813 | 4.9784e-09 | 0 | 0
[120 empty] | 7.3.3.17.5 (Remote Grid) Updates to grid topology to minimize risk of ignition in HFTDs Remote GridWLDFRWire-to-wire contactAggregated | WLDFR | HFTD - Distribution - Tier 3 - 3QU CoRE ¦ 5QU LoRE | Non-Red Flag Warning - Destructive Fires | Wire-to-wire contact | Aggregated | 2027 | 7.0113e-08 | 134.3564 | 9.4201e-06 | 2027 | Mitigation | 0.95 | 45 | 0 | esc | 0.00097009 | 6.8015e-11 | 0.00097009 | 6.8015e-11 | 0.0027813 | 4.9784e-09 | 0 | 0
[120 empty] | 7.3.3.17.5 (Remote Grid) Updates to grid topology to minimize risk of ignition in HFTDs Remote GridWLDFRWire-to-wire contactAggregated | WLDFR | HFTD - Distribution - Tier 3 - 3QU CoRE ¦ 5QU LoRE | Non-Red Flag Warning - Destructive Fires | Wire-to-wire contact | Aggregated | 2028 | 7.0113e-08 | 134.3564 | 9.4201e-06 | 2028 | Mitigation | 0.95 | 45 | 0 | esc | 0.00097009 | 6.8015e-11 | 0.00097009 | 6.8015e-11 | 0.0027813 | 4.9784e-09 | 0.0094681 | 3.9244e-09
[120 empty] | 7.3.3.17.5 (Remote Grid) Updates to grid topology to minimize risk of ignition in HFTDs Remote GridWLDFRWire-to-wire contactAggregated | WLDFR | HFTD - Distribution - Tier 3 - 3QU CoRE ¦ 5QU LoRE | Non-Red Flag Warning - Destructive Fires | Wire-to-wire contact | Aggregated | 2029 | 7.0113e-08 | 134.3564 | 9.4201e-06 | 2029 | Mitigation | 0.95 | 45 | 0 | esc | 0.00097009 | 6.8015e-11 | 0.00097009 | 6.8015e-11 | 0.0027813 | 4.9784e-09 | 0.0094681 | 3.9244e-09
[120 empty] | 7.3.3.17.5 (Remote Grid) Updates to grid topology to minimize risk of ignition in HFTDs Remote GridWLDFRWire-to-wire contactAggregated | WLDFR | HFTD - Distribution - Tier 3 - 3QU CoRE ¦ 5QU LoRE | Non-Red Flag Warning - Destructive Fires | Wire-to-wire contact | Aggregated | 2030 | 7.0113e-08 | 134.3564 | 9.4201e-06 | 2030 | Mitigation | 0.95 | 45 | 0 | esc | 0.00097009 | 6.8015e-11 | 0.00097009 | 6.8015e-11 | 0.0027813 | 4.9784e-09 | 0.0094681 | 3.9244e-09
[120 empty] | 7.3.3.17.5 (Remote Grid) Updates to grid topology to minimize risk of ignition in HFTDs Remote GridWLDFRWire-to-wire contactAggregated | WLDFR | HFTD - Distribution - Tier 3 - 3QU CoRE ¦ 5QU LoRE | Non-Red Flag Warning - Destructive Fires | Wire-to-wire contact | Aggregated | 2031 | 7.0113e-08 | 134.3564 | 9.4201e-06 | 2031 | Mitigation | 0.95 | 45 | 0 | esc | 0.00097009 | 6.8015e-11 | 0.00097009 | 6.8015e-11 | 0.0027813 | 4.9784e-09 | 0.0094681 | 3.9244e-09
[120 empty] | 7.3.3.17.5 (Remote Grid) Updates to grid topology to minimize risk of ignition in HFTDs Remote GridWLDFRWire-to-wire contactAggregated | WLDFR | HFTD - Distribution - Tier 3 - 3QU CoRE ¦ 5QU LoRE | Non-Red Flag Warning - Destructive Fires | Wire-to-wire contact | Aggregated | 2032 | 7.0113e-08 | 134.3564 | 9.4201e-06 | 2032 | Mitigation | 0.95 | 45 | 0 | esc | 0.00097009 | 6.8015e-11 | 0.00097009 | 6.8015e-11 | 0.0027813 | 4.9784e-09 | 0.0094681 | 3.9244e-09
[120 empty] | 7.3.3.17.5 (Remote Grid) Updates to grid topology to minimize risk of ignition in HFTDs Remote GridWLDFRWire-to-wire contactAggregated | WLDFR | HFTD - Distribution - Tier 3 - 3QU CoRE ¦ 5QU LoRE | Non-Red Flag Warning - Destructive Fires | Wire-to-wire contact | Aggregated | 2033 | 7.0113e-08 | 134.3564 | 9.4201e-06 | 2033 | Mitigation | 0.95 | 45 | 0 | esc | 0.00097009 | 6.8015e-11 | 0.00097009 | 6.8015e-11 | 0.0027813 | 4.9784e-09 | 0.0094681 | 3.9244e-09
[120 empty] | 7.3.3.17.5 (Remote Grid) Updates to grid topology to minimize risk of ignition in HFTDs Remote GridWLDFRWire-to-wire contactAggregated | WLDFR | HFTD - Distribution - Tier 3 - 3QU CoRE ¦ 5QU LoRE | Non-Red Flag Warning - Destructive Fires | Wire-to-wire contact | Aggregated | 2034 | 7.0113e-08 | 134.3564 | 9.4201e-06 | 2034 | Mitigation | 0.95 | 45 | 0 | esc | 0.00097009 | 6.8015e-11 | 0.00097009 | 6.8015e-11 | 0.0027813 | 4.9784e-09 | 0.0094681 | 3.9244e-09
[120 empty] | 7.3.3.17.5 (Remote Grid) Updates to grid topology to minimize risk of ignition in HFTDs Remote GridWLDFRWire-to-wire contactAggregated | WLDFR | HFTD - Distribution - Tier 3 - 3QU CoRE ¦ 5QU LoRE | Non-Red Flag Warning - Destructive Fires | Wire-to-wire contact | Aggregated | 2035 | 7.0113e-08 | 134.3564 | 9.4201e-06 | 2035 | Mitigation | 0.95 | 45 | 0 | esc | 0.00097009 | 6.8015e-11 | 0.00097009 | 6.8015e-11 | 0.0027813 | 4.9784e-09 | 0.0094681 | 3.9244e-09
[120 empty] | 7.3.3.17.5 (Remote Grid) Updates to grid topology to minimize risk of ignition in HFTDs Remote GridWLDFRWire-to-wire contactAggregated | WLDFR | HFTD - Distribution - Tier 3 - 3QU CoRE ¦ 5QU LoRE | Non-Red Flag Warning - Destructive Fires | Wire-to-wire contact | Aggregated | 2036 | 7.0113e-08 | 134.3564 | 9.4201e-06 | 2036 | Mitigation | 0.95 | 45 | 0 | esc | 0.00097009 | 6.8015e-11 | 0.00097009 | 6.8015e-11 | 0.0027813 | 4.9784e-09 | 0.0094681 | 3.9244e-09
[120 empty] | 7.3.3.17.5 (Remote Grid) Updates to grid topology to minimize risk of ignition in HFTDs Remote GridWLDFRWire-to-wire contactAggregated | WLDFR | HFTD - Distribution - Tier 3 - 3QU CoRE ¦ 5QU LoRE | Non-Red Flag Warning - Destructive Fires | Wire-to-wire contact | Aggregated | 2037 | 7.0113e-08 | 134.3564 | 9.4201e-06 | 2037 | Mitigation | 0.95 | 45 | 0 | esc | 0.00097009 | 6.8015e-11 | 0.00097009 | 6.8015e-11 | 0.0027813 | 4.9784e-09 | 0.0094681 | 3.9244e-09
[120 empty] | 7.3.3.17.5 (Remote Grid) Updates to grid topology to minimize risk of ignition in HFTDs Remote GridWLDFRWire-to-wire contactAggregated | WLDFR | HFTD - Distribution - Tier 3 - 3QU CoRE ¦ 5QU LoRE | Non-Red Flag Warning - Destructive Fires | Wire-to-wire contact | Aggregated | 2038 | 7.0113e-08 | 134.3564 | 9.4201e-06 | 2038 | Mitigation | 0.95 | 45 | 0 | esc | 0.00097009 | 6.8015e-11 | 0.00097009 | 6.8015e-11 | 0.0027813 | 4.9784e-09 | 0.0094681 | 3.9244e-09
[120 empty] | 7.3.3.17.5 (Remote Grid) Updates to grid topology to minimize risk of ignition in HFTDs Remote GridWLDFRWire-to-wire contactAggregated | WLDFR | HFTD - Distribution - Tier 3 - 3QU CoRE ¦ 5QU LoRE | Non-Red Flag Warning - Destructive Fires | Wire-to-wire contact | Aggregated | 2039 | 7.0113e-08 | 134.3564 | 9.4201e-06 | 2039 | Mitigation | 0.95 | 45 | 0 | esc | 0.00097009 | 6.8015e-11 | 0.00097009 | 6.8015e-11 | 0.0027813 | 4.9784e-09 | 0.0094681 | 3.9244e-09
[120 empty] | 7.3.3.17.5 (Remote Grid) Updates to grid topology to minimize risk of ignition in HFTDs Remote GridWLDFRWire-to-wire contactAggregated | WLDFR | HFTD - Distribution - Tier 3 - 3QU CoRE ¦ 5QU LoRE | Non-Red Flag Warning - Destructive Fires | Wire-to-wire contact | Aggregated | 2040 | 7.0113e-08 | 134.3564 | 9.4201e-06 | 2040 | Mitigation | 0.95 | 45 | 0 | esc | 0.00097009 | 6.8015e-11 | 0.00097009 | 6.8015e-11 | 0.0027813 | 4.9784e-09 | 0.0094681 | 3.9244e-09
[120 empty] | 7.3.3.17.5 (Remote Grid) Updates to grid topology to minimize risk of ignition in HFTDs Remote GridWLDFRWire-to-wire contactAggregated | WLDFR | HFTD - Distribution - Tier 3 - 3QU CoRE ¦ 5QU LoRE | Non-Red Flag Warning - Destructive Fires | Wire-to-wire contact | Aggregated | 2041 | 7.0113e-08 | 134.3564 | 9.4201e-06 | 2041 | Mitigation | 0.95 | 45 | 0 | esc | 0.00097009 | 6.8015e-11 | 0.00097009 | 6.8015e-11 | 0.0027813 | 4.9784e-09 | 0.0094681 | 3.9244e-09
[120 empty] | 7.3.3.17.5 (Remote Grid) Updates to grid topology to minimize risk of ignition in HFTDs Remote GridWLDFRWire-to-wire contactAggregated | WLDFR | HFTD - Distribution - Tier 3 - 3QU CoRE ¦ 5QU LoRE | Non-Red Flag Warning - Destructive Fires | Wire-to-wire contact | Aggregated | 2042 | 7.0113e-08 | 134.3564 | 9.4201e-06 | 2042 | Mitigation | 0.95 | 45 | 0 | esc | 0.00097009 | 6.8015e-11 | 0.00097009 | 6.8015e-11 | 0.0027813 | 4.9784e-09 | 0.0094681 | 3.9244e-09
[120 empty] | 7.3.3.17.5 (Remote Grid) Updates to grid topology to minimize risk of ignition in HFTDs Remote GridWLDFRWire-to-wire contactAggregated | WLDFR | HFTD - Distribution - Tier 3 - 3QU CoRE ¦ 5QU LoRE | Non-Red Flag Warning - Destructive Fires | Wire-to-wire contact | Aggregated | 2043 | 7.0113e-08 | 134.3564 | 9.4201e-06 | 2043 | Mitigation | 0.95 | 45 | 0 | esc | 0.00097009 | 6.8015e-11 | 0.00097009 | 6.8015e-11 | 0.0027813 | 4.9784e-09 | 0.0094681 | 3.9244e-09
[120 empty] | 7.3.3.17.5 (Remote Grid) Updates to grid topology to minimize risk of ignition in HFTDs Remote GridWLDFRWire-to-wire contactAggregated | WLDFR | HFTD - Distribution - Tier 3 - 3QU CoRE ¦ 5QU LoRE | Non-Red Flag Warning - Destructive Fires | Wire-to-wire contact | Aggregated | 2044 | 7.0113e-08 | 134.3564 | 9.4201e-06 | 2044 | Mitigation | 0.95 | 45 | 0 | esc | 0.00097009 | 6.8015e-11 | 0.00097009 | 6.8015e-11 | 0 | 0 | 0.0094681 | 3.9244e-09
[120 empty] | 7.3.3.17.5 (Remote Grid) Updates to grid topology to minimize risk of ignition in HFTDs Remote GridWLDFRWire-to-wire contactAggregated | WLDFR | HFTD - Distribution - Tier 3 - 3QU CoRE ¦ 5QU LoRE | Non-Red Flag Warning - Destructive Fires | Wire-to-wire contact | Aggregated | 2045 | 7.0113e-08 | 134.3564 | 9.4201e-06 | 2045 | Mitigation | 0.95 | 45 | 0 | esc | 0.00097009 | 6.8015e-11 | 0.00097009 | 6.8015e-11 | 0.0027813 | 1.6278e-10 | 0.0094681 | 3.9244e-09
[120 empty] | 7.3.3.17.5 (Remote Grid) Updates to grid topology to minimize risk of ignition in HFTDs Remote GridWLDFRWire-to-wire contactAggregated | WLDFR | HFTD - Distribution - Tier 3 - 3QU CoRE ¦ 5QU LoRE | Non-Red Flag Warning - Destructive Fires | Wire-to-wire contact | Aggregated | 2046 | 7.0113e-08 | 134.3564 | 9.4201e-06 | 2046 | Mitigation | 0.95 | 45 | 0 | esc | 0.00097009 | 6.8015e-11 | 0.00097009 | 6.8015e-11 | 0.0027813 | 1.6278e-10 | 0.0094681 | 3.9244e-09
[120 empty] | 7.3.3.17.5 (Remote Grid) Updates to grid topology to minimize risk of ignition in HFTDs Remote GridWLDFRWire-to-wire contactAggregated | WLDFR | HFTD - Distribution - Tier 3 - 3QU CoRE ¦ 5QU LoRE | Non-Red Flag Warning - Destructive Fires | Wire-to-wire contact | Aggregated | 2047 | 7.0113e-08 | 134.3564 | 9.4201e-06 | 2047 | Mitigation | 0.95 | 45 | 0 | esc | 0.00097009 | 6.8015e-11 | 0.00097009 | 6.8015e-11 | 0.0027813 | 1.6278e-10 | 0.0094681 | 3.9244e-09
[120 empty] | 7.3.3.17.5 (Remote Grid) Updates to grid topology to minimize risk of ignition in HFTDs Remote GridWLDFRWire-to-wire contactAggregated | WLDFR | HFTD - Distribution - Tier 3 - 3QU CoRE ¦ 5QU LoRE | Non-Red Flag Warning - Destructive Fires | Wire-to-wire contact | Aggregated | 2048 | 7.0113e-08 | 134.3564 | 9.4201e-06 | 2048 | Mitigation | 0.95 | 45 | 0 | esc | 0.00097009 | 6.8015e-11 | 0.00097009 | 6.8015e-11 | 0.0027813 | 1.6278e-10 | 0.0094681 | 3.9244e-09
[120 empty] | 7.3.3.17.5 (Remote Grid) Updates to grid topology to minimize risk of ignition in HFTDs Remote GridWLDFRWire-to-wire contactAggregated | WLDFR | HFTD - Distribution - Tier 3 - 3QU CoRE ¦ 5QU LoRE | Non-Red Flag Warning - Destructive Fires | Wire-to-wire contact | Aggregated | 2049 | 7.0113e-08 | 134.3564 | 9.4201e-06 | 2049 | Mitigation | 0.95 | 45 | 0 | esc | 0.00097009 | 6.8015e-11 | 0.00097009 | 6.8015e-11 | 0.0027813 | 1.6278e-10 | 0.0094681 | 3.9244e-09
[120 empty] | 7.3.3.17.5 (Remote Grid) Updates to grid topology to minimize risk of ignition in HFTDs Remote GridWLDFRWire-to-wire contactAggregated | WLDFR | HFTD - Distribution - Tier 3 - 3QU CoRE ¦ 5QU LoRE | Non-Red Flag Warning - Destructive Fires | Wire-to-wire contact | Aggregated | 2050 | 7.0113e-08 | 134.3564 | 9.4201e-06 | 2050 | Mitigation | 0.95 | 45 | 0 | esc | 0.00097009 | 6.8015e-11 | 0.00097009 | 6.8015e-11 | 0.0027813 | 1.6278e-10 | 0.0094681 | 3.9244e-09
[120 empty] | 7.3.3.17.5 (Remote Grid) Updates to grid topology to minimize risk of ignition in HFTDs Remote GridWLDFRWire-to-wire contactAggregated | WLDFR | HFTD - Distribution - Tier 3 - 3QU CoRE ¦ 5QU LoRE | Non-Red Flag Warning - Destructive Fires | Wire-to-wire contact | Aggregated | 2051 | 7.0113e-08 | 134.3564 | 9.4201e-06 | 2051 | Mitigation | 0.95 | 45 | 0 | esc | 0.00097009 | 6.8015e-11 | 0.00097009 | 6.8015e-11 | 0.0027813 | 1.6278e-10 | 0.0094681 | 3.9244e-09
[120 empty] | 7.3.3.17.5 (Remote Grid) Updates to grid topology to minimize risk of ignition in HFTDs Remote GridWLDFRWire-to-wire contactAggregated | WLDFR | HFTD - Distribution - Tier 3 - 3QU CoRE ¦ 5QU LoRE | Non-Red Flag Warning - Destructive Fires | Wire-to-wire contact | Aggregated | 2052 | 7.0113e-08 | 134.3564 | 9.4201e-06 | 2052 | Mitigation | 0.95 | 45 | 0 | esc | 0.00097009 | 6.8015e-11 | 0.00097009 | 6.8015e-11 | 0.0027813 | 1.6278e-10 | 0.0094681 | 3.9244e-09
[120 empty] | 7.3.3.17.5 (Remote Grid) Updates to grid topology to minimize risk of ignition in HFTDs Remote GridWLDFRWire-to-wire contactAggregated | WLDFR | HFTD - Distribution - Tier 3 - 3QU CoRE ¦ 5QU LoRE | Non-Red Flag Warning - Destructive Fires | Wire-to-wire contact | Aggregated | 2053 | 7.0113e-08 | 134.3564 | 9.4201e-06 | 2053 | Mitigation | 0.95 | 45 | 0 | esc | 0.00097009 | 6.8015e-11 | 0.00097009 | 6.8015e-11 | 0.0027813 | 1.6278e-10 | 0.0094681 | 3.9244e-09
[120 empty] | 7.3.3.17.5 (Remote Grid) Updates to grid topology to minimize risk of ignition in HFTDs Remote GridWLDFRWire-to-wire contactAggregated | WLDFR | HFTD - Distribution - Tier 3 - 3QU CoRE ¦ 5QU LoRE | Non-Red Flag Warning - Destructive Fires | Wire-to-wire contact | Aggregated | 2054 | 7.0113e-08 | 134.3564 | 9.4201e-06 | 2054 | Mitigation | 0.95 | 45 | 0 | esc | 0.00097009 | 6.8015e-11 | 0.00097009 | 6.8015e-11 | 0.0027813 | 1.6278e-10 | 0.0094681 | 3.9244e-09
[120 empty] | 7.3.3.17.5 (Remote Grid) Updates to grid topology to minimize risk of ignition in HFTDs Remote GridWLDFRWire-to-wire contactAggregated | WLDFR | HFTD - Distribution - Tier 3 - 3QU CoRE ¦ 5QU LoRE | Non-Red Flag Warning - Destructive Fires | Wire-to-wire contact | Aggregated | 2055 | 7.0113e-08 | 134.3564 | 9.4201e-06 | 2055 | Mitigation | 0.95 | 45 | 0 | esc | 0.00097009 | 6.8015e-11 | 0.00097009 | 6.8015e-11 | 0.0027813 | 1.6278e-10 | 0.0094681 | 3.9244e-09
[120 empty] | 7.3.3.17.5 (Remote Grid) Updates to grid topology to minimize risk of ignition in HFTDs Remote GridWLDFRWire-to-wire contactAggregated | WLDFR | HFTD - Distribution - Tier 3 - 3QU CoRE ¦ 5QU LoRE | Non-Red Flag Warning - Destructive Fires | Wire-to-wire contact | Aggregated | 2056 | 7.0113e-08 | 134.3564 | 9.4201e-06 | 2056 | Mitigation | 0.95 | 45 | 0 | esc | 0.00097009 | 6.8015e-11 | 0.00097009 | 6.8015e-11 | 0.0027813 | 1.6278e-10 | 0.0094681 | 3.9244e-09
[120 empty] | 7.3.3.17.5 (Remote Grid) Updates to grid topology to minimize risk of ignition in HFTDs Remote GridWLDFRWire-to-wire contactAggregated | WLDFR | HFTD - Distribution - Tier 3 - 3QU CoRE ¦ 5QU LoRE | Non-Red Flag Warning - Destructive Fires | Wire-to-wire contact | Aggregated | 2057 | 7.0113e-08 | 134.3564 | 9.4201e-06 | 2057 | Mitigation | 0.95 | 45 | 0 | esc | 0.00097009 | 6.8015e-11 | 0.00097009 | 6.8015e-11 | 0.0027813 | 1.6278e-10 | 0.0094681 | 3.9244e-09
[120 empty] | 7.3.3.17.5 (Remote Grid) Updates to grid topology to minimize risk of ignition in HFTDs Remote GridWLDFRWire-to-wire contactAggregated | WLDFR | HFTD - Distribution - Tier 3 - 3QU CoRE ¦ 5QU LoRE | Non-Red Flag Warning - Destructive Fires | Wire-to-wire contact | Aggregated | 2058 | 7.0113e-08 | 134.3564 | 9.4201e-06 | 2058 | Mitigation | 0.95 | 45 | 0 | esc | 0.00097009 | 6.8015e-11 | 0.00097009 | 6.8015e-11 | 0.0027813 | 1.6278e-10 | 0 | 0
[120 empty] | 7.3.3.17.5 (Remote Grid) Updates to grid topology to minimize risk of ignition in HFTDs Remote GridWLDFRWire-to-wire contactAggregated | WLDFR | HFTD - Distribution - Tier 3 - 3QU CoRE ¦ 5QU LoRE | Non-Red Flag Warning - Destructive Fires | Wire-to-wire contact | Aggregated | 2059 | 7.0113e-08 | 134.3564 | 9.4201e-06 | 2059 | Mitigation | 0.95 | 45 | 0 | esc | 0.00097009 | 6.8015e-11 | 0.00097009 | 6.8015e-11 | 0.0027813 | 1.6278e-10 | 0 | 0
[120 empty] | 7.3.3.17.5 (Remote Grid) Updates to grid topology to minimize risk of ignition in HFTDs Remote GridWLDFRWire-to-wire contactAggregated | WLDFR | HFTD - Distribution - Tier 3 - 3QU CoRE ¦ 5QU LoRE | Non-Red Flag Warning - Destructive Fires | Wire-to-wire contact | Aggregated | 2060 | 7.0113e-08 | 134.3564 | 9.4201e-06 | 2060 | Mitigation | 0.95 | 45 | 0 | esc | 0.00097009 | 6.8015e-11 | 0.00097009 | 6.8015e-11 | 0.0027813 | 1.6278e-10 | 0.010598 | 1.2559e-10
[120 empty] | 7.3.3.17.5 (Remote Grid) Updates to grid topology to minimize risk of ignition in HFTDs Remote GridWLDFRWire-to-wire contactAggregated | WLDFR | HFTD - Distribution - Tier 3 - 3QU CoRE ¦ 5QU LoRE | Non-Red Flag Warning - Destructive Fires | Wire-to-wire contact | Aggregated | 2061 | 7.0113e-08 | 134.3564 | 9.4201e-06 | 2061 | Mitigation | 0.95 | 45 | 0 | esc | 0.00097009 | 6.8015e-11 | 0.00097009 | 6.8015e-11 | 0.0027813 | 1.6278e-10 | 0.010598 | 1.2559e-10
[120 empty] | 7.3.3.17.5 (Remote Grid) Updates to grid topology to minimize risk of ignition in HFTDs Remote GridWLDFRWire-to-wire contactAggregated | WLDFR | HFTD - Distribution - Tier 3 - 3QU CoRE ¦ 5QU LoRE | Non-Red Flag Warning - Destructive Fires | Wire-to-wire contact | Aggregated | 2062 | 7.0113e-08 | 134.3564 | 9.4201e-06 | 2062 | Mitigation | 0.95 | 45 | 0 | esc | 0.00097009 | 6.8015e-11 | 0.00097009 | 6.8015e-11 | 0.0027813 | 1.6278e-10 | 0.010598 | 1.2559e-10
[120 empty] | 7.3.3.17.5 (Remote Grid) Updates to grid topology to minimize risk of ignition in HFTDs Remote GridWLDFRWire-to-wire contactAggregated | WLDFR | HFTD - Distribution - Tier 3 - 3QU CoRE ¦ 5QU LoRE | Non-Red Flag Warning - Destructive Fires | Wire-to-wire contact | Aggregated | 2063 | 7.0113e-08 | 134.3564 | 9.4201e-06 | 2063 | Mitigation | 0.95 | 45 | 0 | esc | 0.00097009 | 6.8015e-11 | 0.00097009 | 6.8015e-11 | 0.0027813 | 1.6278e-10 | 0.010598 | 1.2559e-10
[120 empty] | 7.3.3.17.5 (Remote Grid) Updates to grid topology to minimize risk of ignition in HFTDs Remote GridWLDFRWire-to-wire contactAggregated | WLDFR | HFTD - Distribution - Tier 3 - 3QU CoRE ¦ 5QU LoRE | Non-Red Flag Warning - Destructive Fires | Wire-to-wire contact | Aggregated | 2064 | 7.0113e-08 | 134.3564 | 9.4201e-06 | 2064 | Mitigation | 0.95 | 45 | 0 | esc | 0.00097009 | 6.8015e-11 | 0.00097009 | 6.8015e-11 | 0.0027813 | 1.6278e-10 | 0.010598 | 1.2559e-10
[120 empty] | 7.3.3.17.5 (Remote Grid) Updates to grid topology to minimize risk of ignition in HFTDs Remote GridWLDFRWire-to-wire contactAggregated | WLDFR | HFTD - Distribution - Tier 3 - 3QU CoRE ¦ 5QU LoRE | Non-Red Flag Warning - Destructive Fires | Wire-to-wire contact | Aggregated | 2065 | 7.0113e-08 | 134.3564 | 9.4201e-06 | 2065 | Mitigation | 0.95 | 45 | 0 | esc | 0.00097009 | 6.8015e-11 | 0.00097009 | 6.8015e-11 | 0.0027813 | 1.6278e-10 | 0.010598 | 1.2559e-10
[120 empty] | 7.3.3.17.5 (Remote Grid) Updates to grid topology to minimize risk of ignition in HFTDs Remote GridWLDFRWire-to-wire contactAggregated | WLDFR | HFTD - Distribution - Tier 3 - 3QU CoRE ¦ 5QU LoRE | Non-Red Flag Warning - Destructive Fires | Wire-to-wire contact | Aggregated | 2066 | 7.0113e-08 | 134.3564 | 9.4201e-06 | 2066 | Mitigation | 0.95 | 45 | 0 | esc | 0.00097009 | 6.8015e-11 | 0.00097009 | 6.8015e-11 | 0.0027813 | 1.6278e-10 | 0.010598 | 1.2559e-10
[120 empty] | 7.3.3.17.5 (Remote Grid) Updates to grid topology to minimize risk of ignition in HFTDs Remote GridWLDFRWire-to-wire contactAggregated | WLDFR | HFTD - Distribution - Tier 3 - 3QU CoRE ¦ 5QU LoRE | Non-Red Flag Warning - Destructive Fires | Wire-to-wire contact | Aggregated | 2067 | 7.0113e-08 | 134.3564 | 9.4201e-06 | 2067 | Mitigation | 0.95 | 45 | 0 | esc | 0 | 0 | 0.00097009 | 6.8015e-11 | 0.0027813 | 1.6278e-10 | 0.010598 | 1.2559e-10
[120 empty] | 7.3.3.17.5 (Remote Grid) Updates to grid topology to minimize risk of ignition in HFTDs Remote GridWLDFRContact from objectAggregated | WLDFR | HFTD - Distribution - Tier 3 - 3QU CoRE ¦ 5QU LoRE | Non-Red Flag Warning - Large Fires | Contact from object | Aggregated | 2022 | 9.8595e-07 | 134.3564 | 0.00013247 | 2022 | Mitigation | 0.95 | 45 | 0 | esc | 0.00097009 | 9.5646e-10 | 0 | 0 | 0.0027813 | 1.6278e-10 | 0.010598 | 1.2559e-10
[120 empty] | 7.3.3.17.5 (Remote Grid) Updates to grid topology to minimize risk of ignition in HFTDs Remote GridWLDFRContact from objectAggregated | WLDFR | HFTD - Distribution - Tier 3 - 3QU CoRE ¦ 5QU LoRE | Non-Red Flag Warning - Large Fires | Contact from object | Aggregated | 2023 | 9.8595e-07 | 134.3564 | 0.00013247 | 2023 | Mitigation | 0.95 | 45 | 0 | esc | 0.00097009 | 9.5646e-10 | 0.00097009 | 9.5646e-10 | 0.0027813 | 1.6278e-10 | 0.010598 | 1.2559e-10
[120 empty] | 7.3.3.17.5 (Remote Grid) Updates to grid topology to minimize risk of ignition in HFTDs Remote GridWLDFRContact from objectAggregated | WLDFR | HFTD - Distribution - Tier 3 - 3QU CoRE ¦ 5QU LoRE | Non-Red Flag Warning - Large Fires | Contact from object | Aggregated | 2024 | 9.8595e-07 | 134.3564 | 0.00013247 | 2024 | Mitigation | 0.95 | 45 | 0 | esc | 0.00097009 | 9.5646e-10 | 0.00097009 | 9.5646e-10 | 0.0027813 | 1.6278e-10 | 0.010598 | 1.2559e-10
[120 empty] | 7.3.3.17.5 (Remote Grid) Updates to grid topology to minimize risk of ignition in HFTDs Remote GridWLDFRContact from objectAggregated | WLDFR | HFTD - Distribution - Tier 3 - 3QU CoRE ¦ 5QU LoRE | Non-Red Flag Warning - Large Fires | Contact from object | Aggregated | 2025 | 9.8595e-07 | 134.3564 | 0.00013247 | 2025 | Mitigation | 0.95 | 45 | 0 | esc | 0.00097009 | 9.5646e-10 | 0.00097009 | 9.5646e-10 | 0.0027813 | 1.6278e-10 | 0.010598 | 1.2559e-10
[120 empty] | 7.3.3.17.5 (Remote Grid) Updates to grid topology to minimize risk of ignition in HFTDs Remote GridWLDFRContact from objectAggregated | WLDFR | HFTD - Distribution - Tier 3 - 3QU CoRE ¦ 5QU LoRE | Non-Red Flag Warning - Large Fires | Contact from object | Aggregated | 2026 | 9.8595e-07 | 134.3564 | 0.00013247 | 2026 | Mitigation | 0.95 | 45 | 0 | esc | 0.00097009 | 9.5646e-10 | 0.00097009 | 9.5646e-10 | 0.0027813 | 1.6278e-10 | 0.010598 | 1.2559e-10
[120 empty] | 7.3.3.17.5 (Remote Grid) Updates to grid topology to minimize risk of ignition in HFTDs Remote GridWLDFRContact from objectAggregated | WLDFR | HFTD - Distribution - Tier 3 - 3QU CoRE ¦ 5QU LoRE | Non-Red Flag Warning - Large Fires | Contact from object | Aggregated | 2027 | 9.8595e-07 | 134.3564 | 0.00013247 | 2027 | Mitigation | 0.95 | 45 | 0 | esc | 0.00097009 | 9.5646e-10 | 0.00097009 | 9.5646e-10 | 0.0027813 | 1.6278e-10 | 0.010598 | 1.2559e-10
[120 empty] | 7.3.3.17.5 (Remote Grid) Updates to grid topology to minimize risk of ignition in HFTDs Remote GridWLDFRContact from objectAggregated | WLDFR | HFTD - Distribution - Tier 3 - 3QU CoRE ¦ 5QU LoRE | Non-Red Flag Warning - Large Fires | Contact from object | Aggregated | 2028 | 9.8595e-07 | 134.3564 | 0.00013247 | 2028 | Mitigation | 0.95 | 45 | 0 | esc | 0.00097009 | 9.5646e-10 | 0.00097009 | 9.5646e-10 | 0.0027813 | 1.6278e-10 | 0.010598 | 1.2559e-10
[120 empty] | 7.3.3.17.5 (Remote Grid) Updates to grid topology to minimize risk of ignition in HFTDs Remote GridWLDFRContact from objectAggregated | WLDFR | HFTD - Distribution - Tier 3 - 3QU CoRE ¦ 5QU LoRE | Non-Red Flag Warning - Large Fires | Contact from object | Aggregated | 2029 | 9.8595e-07 | 134.3564 | 0.00013247 | 2029 | Mitigation | 0.95 | 45 | 0 | esc | 0.00097009 | 9.5646e-10 | 0.00097009 | 9.5646e-10 | 0.0027813 | 1.6278e-10 | 0.010598 | 1.2559e-10
[120 empty] | 7.3.3.17.5 (Remote Grid) Updates to grid topology to minimize risk of ignition in HFTDs Remote GridWLDFRContact from objectAggregated | WLDFR | HFTD - Distribution - Tier 3 - 3QU CoRE ¦ 5QU LoRE | Non-Red Flag Warning - Large Fires | Contact from object | Aggregated | 2030 | 9.8595e-07 | 134.3564 | 0.00013247 | 2030 | Mitigation | 0.95 | 45 | 0 | esc | 0.00097009 | 9.5646e-10 | 0.00097009 | 9.5646e-10 | 0.0027813 | 1.6278e-10 | 0.010598 | 1.2559e-10
[120 empty] | 7.3.3.17.5 (Remote Grid) Updates to grid topology to minimize risk of ignition in HFTDs Remote GridWLDFRContact from objectAggregated | WLDFR | HFTD - Distribution - Tier 3 - 3QU CoRE ¦ 5QU LoRE | Non-Red Flag Warning - Large Fires | Contact from object | Aggregated | 2031 | 9.8595e-07 | 134.3564 | 0.00013247 | 2031 | Mitigation | 0.95 | 45 | 0 | esc | 0.00097009 | 9.5646e-10 | 0.00097009 | 9.5646e-10 | 0.0027813 | 1.6278e-10 | 0.010598 | 1.2559e-10
[120 empty] | 7.3.3.17.5 (Remote Grid) Updates to grid topology to minimize risk of ignition in HFTDs Remote GridWLDFRContact from objectAggregated | WLDFR | HFTD - Distribution - Tier 3 - 3QU CoRE ¦ 5QU LoRE | Non-Red Flag Warning - Large Fires | Contact from object | Aggregated | 2032 | 9.8595e-07 | 134.3564 | 0.00013247 | 2032 | Mitigation | 0.95 | 45 | 0 | esc | 0.00097009 | 9.5646e-10 | 0.00097009 | 9.5646e-10 | 0.0027813 | 1.6278e-10 | 0.010598 | 1.2559e-10
[120 empty] | 7.3.3.17.5 (Remote Grid) Updates to grid topology to minimize risk of ignition in HFTDs Remote GridWLDFRContact from objectAggregated | WLDFR | HFTD - Distribution - Tier 3 - 3QU CoRE ¦ 5QU LoRE | Non-Red Flag Warning - Large Fires | Contact from object | Aggregated | 2033 | 9.8595e-07 | 134.3564 | 0.00013247 | 2033 | Mitigation | 0.95 | 45 | 0 | esc | 0.00097009 | 9.5646e-10 | 0.00097009 | 9.5646e-10 | 0.0027813 | 1.6278e-10 | 0.010598 | 1.2559e-10
[120 empty] | 7.3.3.17.5 (Remote Grid) Updates to grid topology to minimize risk of ignition in HFTDs Remote GridWLDFRContact from objectAggregated | WLDFR | HFTD - Distribution - Tier 3 - 3QU CoRE ¦ 5QU LoRE | Non-Red Flag Warning - Large Fires | Contact from object | Aggregated | 2034 | 9.8595e-07 | 134.3564 | 0.00013247 | 2034 | Mitigation | 0.95 | 45 | 0 | esc | 0.00097009 | 9.5646e-10 | 0.00097009 | 9.5646e-10 | 0.0027813 | 1.6278e-10 | 0.010598 | 1.2559e-10
[120 empty] | 7.3.3.17.5 (Remote Grid) Updates to grid topology to minimize risk of ignition in HFTDs Remote GridWLDFRContact from objectAggregated | WLDFR | HFTD - Distribution - Tier 3 - 3QU CoRE ¦ 5QU LoRE | Non-Red Flag Warning - Large Fires | Contact from object | Aggregated | 2035 | 9.8595e-07 | 134.3564 | 0.00013247 | 2035 | Mitigation | 0.95 | 45 | 0 | esc | 0.00097009 | 9.5646e-10 | 0.00097009 | 9.5646e-10 | 0.0027813 | 1.6278e-10 | 0.010598 | 1.2559e-10
[120 empty] | 7.3.3.17.5 (Remote Grid) Updates to grid topology to minimize risk of ignition in HFTDs Remote GridWLDFRContact from objectAggregated | WLDFR | HFTD - Distribution - Tier 3 - 3QU CoRE ¦ 5QU LoRE | Non-Red Flag Warning - Large Fires | Contact from object | Aggregated | 2036 | 9.8595e-07 | 134.3564 | 0.00013247 | 2036 | Mitigation | 0.95 | 45 | 0 | esc | 0.00097009 | 9.5646e-10 | 0.00097009 | 9.5646e-10 | 0.0027813 | 1.6278e-10 | 0.010598 | 1.2559e-10
[120 empty] | 7.3.3.17.5 (Remote Grid) Updates to grid topology to minimize risk of ignition in HFTDs Remote GridWLDFRContact from objectAggregated | WLDFR | HFTD - Distribution - Tier 3 - 3QU CoRE ¦ 5QU LoRE | Non-Red Flag Warning - Large Fires | Contact from object | Aggregated | 2037 | 9.8595e-07 | 134.3564 | 0.00013247 | 2037 | Mitigation | 0.95 | 45 | 0 | esc | 0.00097009 | 9.5646e-10 | 0.00097009 | 9.5646e-10 | 0.0027813 | 1.6278e-10 | 0.010598 | 1.2559e-10
[120 empty] | 7.3.3.17.5 (Remote Grid) Updates to grid topology to minimize risk of ignition in HFTDs Remote GridWLDFRContact from objectAggregated | WLDFR | HFTD - Distribution - Tier 3 - 3QU CoRE ¦ 5QU LoRE | Non-Red Flag Warning - Large Fires | Contact from object | Aggregated | 2038 | 9.8595e-07 | 134.3564 | 0.00013247 | 2038 | Mitigation | 0.95 | 45 | 0 | esc | 0.00097009 | 9.5646e-10 | 0.00097009 | 9.5646e-10 | 0.0027813 | 1.6278e-10 | 0.010598 | 1.2559e-10
[120 empty] | 7.3.3.17.5 (Remote Grid) Updates to grid topology to minimize risk of ignition in HFTDs Remote GridWLDFRContact from objectAggregated | WLDFR | HFTD - Distribution - Tier 3 - 3QU CoRE ¦ 5QU LoRE | Non-Red Flag Warning - Large Fires | Contact from object | Aggregated | 2039 | 9.8595e-07 | 134.3564 | 0.00013247 | 2039 | Mitigation | 0.95 | 45 | 0 | esc | 0.00097009 | 9.5646e-10 | 0.00097009 | 9.5646e-10 | 0.0027813 | 1.6278e-10 | 0.010598 | 1.2559e-10
[120 empty] | 7.3.3.17.5 (Remote Grid) Updates to grid topology to minimize risk of ignition in HFTDs Remote GridWLDFRContact from objectAggregated | WLDFR | HFTD - Distribution - Tier 3 - 3QU CoRE ¦ 5QU LoRE | Non-Red Flag Warning - Large Fires | Contact from object | Aggregated | 2040 | 9.8595e-07 | 134.3564 | 0.00013247 | 2040 | Mitigation | 0.95 | 45 | 0 | esc | 0.00097009 | 9.5646e-10 | 0.00097009 | 9.5646e-10 | 0.0027813 | 1.6278e-10 | 0.010598 | 1.2559e-10
[120 empty] | 7.3.3.17.5 (Remote Grid) Updates to grid topology to minimize risk of ignition in HFTDs Remote GridWLDFRContact from objectAggregated | WLDFR | HFTD - Distribution - Tier 3 - 3QU CoRE ¦ 5QU LoRE | Non-Red Flag Warning - Large Fires | Contact from object | Aggregated | 2041 | 9.8595e-07 | 134.3564 | 0.00013247 | 2041 | Mitigation | 0.95 | 45 | 0 | esc | 0.00097009 | 9.5646e-10 | 0.00097009 | 9.5646e-10 | 0.0027813 | 1.6278e-10 | 0.010598 | 1.2559e-10
[120 empty] | 7.3.3.17.5 (Remote Grid) Updates to grid topology to minimize risk of ignition in HFTDs Remote GridWLDFRContact from objectAggregated | WLDFR | HFTD - Distribution - Tier 3 - 3QU CoRE ¦ 5QU LoRE | Non-Red Flag Warning - Large Fires | Contact from object | Aggregated | 2042 | 9.8595e-07 | 134.3564 | 0.00013247 | 2042 | Mitigation | 0.95 | 45 | 0 | esc | 0.00097009 | 9.5646e-10 | 0.00097009 | 9.5646e-10 | 0.0027813 | 1.6278e-10 | 0.010598 | 1.2559e-10
[120 empty] | 7.3.3.17.5 (Remote Grid) Updates to grid topology to minimize risk of ignition in HFTDs Remote GridWLDFRContact from objectAggregated | WLDFR | HFTD - Distribution - Tier 3 - 3QU CoRE ¦ 5QU LoRE | Non-Red Flag Warning - Large Fires | Contact from object | Aggregated | 2043 | 9.8595e-07 | 134.3564 | 0.00013247 | 2043 | Mitigation | 0.95 | 45 | 0 | esc | 0.00097009 | 9.5646e-10 | 0.00097009 | 9.5646e-10 | 0.0027813 | 1.6278e-10 | 0.010598 | 1.2559e-10
[120 empty] | 7.3.3.17.5 (Remote Grid) Updates to grid topology to minimize risk of ignition in HFTDs Remote GridWLDFRContact from objectAggregated | WLDFR | HFTD - Distribution - Tier 3 - 3QU CoRE ¦ 5QU LoRE | Non-Red Flag Warning - Large Fires | Contact from object | Aggregated | 2044 | 9.8595e-07 | 134.3564 | 0.00013247 | 2044 | Mitigation | 0.95 | 45 | 0 | esc | 0.00097009 | 9.5646e-10 | 0.00097009 | 9.5646e-10 | 0.0027813 | 1.6278e-10 | 0 | 0
[120 empty] | 7.3.3.17.5 (Remote Grid) Updates to grid topology to minimize risk of ignition in HFTDs Remote GridWLDFRContact from objectAggregated | WLDFR | HFTD - Distribution - Tier 3 - 3QU CoRE ¦ 5QU LoRE | Non-Red Flag Warning - Large Fires | Contact from object | Aggregated | 2045 | 9.8595e-07 | 134.3564 | 0.00013247 | 2045 | Mitigation | 0.95 | 45 | 0 | esc | 0.00097009 | 9.5646e-10 | 0.00097009 | 9.5646e-10 | 0.0027813 | 1.6278e-10 | 0 | 0
[120 empty] | 7.3.3.17.5 (Remote Grid) Updates to grid topology to minimize risk of ignition in HFTDs Remote GridWLDFRContact from objectAggregated | WLDFR | HFTD - Distribution - Tier 3 - 3QU CoRE ¦ 5QU LoRE | Non-Red Flag Warning - Large Fires | Contact from object | Aggregated | 2046 | 9.8595e-07 | 134.3564 | 0.00013247 | 2046 | Mitigation | 0.95 | 45 | 0 | esc | 0.00097009 | 9.5646e-10 | 0.00097009 | 9.5646e-10 | 0.0027813 | 1.6278e-10 | 0.0087991 | 6.1522e-09
[120 empty] | 7.3.3.17.5 (Remote Grid) Updates to grid topology to minimize risk of ignition in HFTDs Remote GridWLDFRContact from objectAggregated | WLDFR | HFTD - Distribution - Tier 3 - 3QU CoRE ¦ 5QU LoRE | Non-Red Flag Warning - Large Fires | Contact from object | Aggregated | 2047 | 9.8595e-07 | 134.3564 | 0.00013247 | 2047 | Mitigation | 0.95 | 45 | 0 | esc | 0.00097009 | 9.5646e-10 | 0.00097009 | 9.5646e-10 | 0.0027813 | 1.6278e-10 | 0.0087991 | 6.1522e-09
[120 empty] | 7.3.3.17.5 (Remote Grid) Updates to grid topology to minimize risk of ignition in HFTDs Remote GridWLDFRContact from objectAggregated | WLDFR | HFTD - Distribution - Tier 3 - 3QU CoRE ¦ 5QU LoRE | Non-Red Flag Warning - Large Fires | Contact from object | Aggregated | 2048 | 9.8595e-07 | 134.3564 | 0.00013247 | 2048 | Mitigation | 0.95 | 45 | 0 | esc | 0.00097009 | 9.5646e-10 | 0.00097009 | 9.5646e-10 | 0 | 0 | 0.0087991 | 6.1522e-09
[120 empty] | 7.3.3.17.5 (Remote Grid) Updates to grid topology to minimize risk of ignition in HFTDs Remote GridWLDFRContact from objectAggregated | WLDFR | HFTD - Distribution - Tier 3 - 3QU CoRE ¦ 5QU LoRE | Non-Red Flag Warning - Large Fires | Contact from object | Aggregated | 2049 | 9.8595e-07 | 134.3564 | 0.00013247 | 2049 | Mitigation | 0.95 | 45 | 0 | esc | 0.00097009 | 9.5646e-10 | 0.00097009 | 9.5646e-10 | 0.0027813 | 2.1403e-09 | 0.0087991 | 6.1522e-09
[120 empty] | 7.3.3.17.5 (Remote Grid) Updates to grid topology to minimize risk of ignition in HFTDs Remote GridWLDFRContact from objectAggregated | WLDFR | HFTD - Distribution - Tier 3 - 3QU CoRE ¦ 5QU LoRE | Non-Red Flag Warning - Large Fires | Contact from object | Aggregated | 2050 | 9.8595e-07 | 134.3564 | 0.00013247 | 2050 | Mitigation | 0.95 | 45 | 0 | esc | 0.00097009 | 9.5646e-10 | 0.00097009 | 9.5646e-10 | 0.0027813 | 2.1403e-09 | 0.0087991 | 6.1522e-09
[120 empty] | 7.3.3.17.5 (Remote Grid) Updates to grid topology to minimize risk of ignition in HFTDs Remote GridWLDFRContact from objectAggregated | WLDFR | HFTD - Distribution - Tier 3 - 3QU CoRE ¦ 5QU LoRE | Non-Red Flag Warning - Large Fires | Contact from object | Aggregated | 2051 | 9.8595e-07 | 134.3564 | 0.00013247 | 2051 | Mitigation | 0.95 | 45 | 0 | esc | 0.00097009 | 9.5646e-10 | 0.00097009 | 9.5646e-10 | 0.0027813 | 2.1403e-09 | 0.0087991 | 6.1522e-09
[120 empty] | 7.3.3.17.5 (Remote Grid) Updates to grid topology to minimize risk of ignition in HFTDs Remote GridWLDFRContact from objectAggregated | WLDFR | HFTD - Distribution - Tier 3 - 3QU CoRE ¦ 5QU LoRE | Non-Red Flag Warning - Large Fires | Contact from object | Aggregated | 2052 | 9.8595e-07 | 134.3564 | 0.00013247 | 2052 | Mitigation | 0.95 | 45 | 0 | esc | 0.00097009 | 9.5646e-10 | 0.00097009 | 9.5646e-10 | 0.0027813 | 2.1403e-09 | 0.0087991 | 6.1522e-09
[120 empty] | 7.3.3.17.5 (Remote Grid) Updates to grid topology to minimize risk of ignition in HFTDs Remote GridWLDFRContact from objectAggregated | WLDFR | HFTD - Distribution - Tier 3 - 3QU CoRE ¦ 5QU LoRE | Non-Red Flag Warning - Large Fires | Contact from object | Aggregated | 2053 | 9.8595e-07 | 134.3564 | 0.00013247 | 2053 | Mitigation | 0.95 | 45 | 0 | esc | 0.00097009 | 9.5646e-10 | 0.00097009 | 9.5646e-10 | 0.0027813 | 2.1403e-09 | 0.0087991 | 6.1522e-09
[120 empty] | 7.3.3.17.5 (Remote Grid) Updates to grid topology to minimize risk of ignition in HFTDs Remote GridWLDFRContact from objectAggregated | WLDFR | HFTD - Distribution - Tier 3 - 3QU CoRE ¦ 5QU LoRE | Non-Red Flag Warning - Large Fires | Contact from object | Aggregated | 2054 | 9.8595e-07 | 134.3564 | 0.00013247 | 2054 | Mitigation | 0.95 | 45 | 0 | esc | 0.00097009 | 9.5646e-10 | 0.00097009 | 9.5646e-10 | 0.0027813 | 2.1403e-09 | 0.0087991 | 6.1522e-09
[120 empty] | 7.3.3.17.5 (Remote Grid) Updates to grid topology to minimize risk of ignition in HFTDs Remote GridWLDFRContact from objectAggregated | WLDFR | HFTD - Distribution - Tier 3 - 3QU CoRE ¦ 5QU LoRE | Non-Red Flag Warning - Large Fires | Contact from object | Aggregated | 2055 | 9.8595e-07 | 134.3564 | 0.00013247 | 2055 | Mitigation | 0.95 | 45 | 0 | esc | 0.00097009 | 9.5646e-10 | 0.00097009 | 9.5646e-10 | 0.0027813 | 2.1403e-09 | 0.0087991 | 6.1522e-09
[120 empty] | 7.3.3.17.5 (Remote Grid) Updates to grid topology to minimize risk of ignition in HFTDs Remote GridWLDFRContact from objectAggregated | WLDFR | HFTD - Distribution - Tier 3 - 3QU CoRE ¦ 5QU LoRE | Non-Red Flag Warning - Large Fires | Contact from object | Aggregated | 2056 | 9.8595e-07 | 134.3564 | 0.00013247 | 2056 | Mitigation | 0.95 | 45 | 0 | esc | 0.00097009 | 9.5646e-10 | 0.00097009 | 9.5646e-10 | 0.0027813 | 2.1403e-09 | 0.0087991 | 6.1522e-09
[120 empty] | 7.3.3.17.5 (Remote Grid) Updates to grid topology to minimize risk of ignition in HFTDs Remote GridWLDFRContact from objectAggregated | WLDFR | HFTD - Distribution - Tier 3 - 3QU CoRE ¦ 5QU LoRE | Non-Red Flag Warning - Large Fires | Contact from object | Aggregated | 2057 | 9.8595e-07 | 134.3564 | 0.00013247 | 2057 | Mitigation | 0.95 | 45 | 0 | esc | 0.00097009 | 9.5646e-10 | 0.00097009 | 9.5646e-10 | 0.0027813 | 2.1403e-09 | 0.0087991 | 6.1522e-09
[120 empty] | 7.3.3.17.5 (Remote Grid) Updates to grid topology to minimize risk of ignition in HFTDs Remote GridWLDFRContact from objectAggregated | WLDFR | HFTD - Distribution - Tier 3 - 3QU CoRE ¦ 5QU LoRE | Non-Red Flag Warning - Large Fires | Contact from object | Aggregated | 2058 | 9.8595e-07 | 134.3564 | 0.00013247 | 2058 | Mitigation | 0.95 | 45 | 0 | esc | 0.00097009 | 9.5646e-10 | 0.00097009 | 9.5646e-10 | 0.0027813 | 2.1403e-09 | 0.0087991 | 6.1522e-09
[120 empty] | 7.3.3.17.5 (Remote Grid) Updates to grid topology to minimize risk of ignition in HFTDs Remote GridWLDFRContact from objectAggregated | WLDFR | HFTD - Distribution - Tier 3 - 3QU CoRE ¦ 5QU LoRE | Non-Red Flag Warning - Large Fires | Contact from object | Aggregated | 2059 | 9.8595e-07 | 134.3564 | 0.00013247 | 2059 | Mitigation | 0.95 | 45 | 0 | esc | 0.00097009 | 9.5646e-10 | 0.00097009 | 9.5646e-10 | 0.0027813 | 2.1403e-09 | 0.0087991 | 6.1522e-09
[120 empty] | 7.3.3.17.5 (Remote Grid) Updates to grid topology to minimize risk of ignition in HFTDs Remote GridWLDFRContact from objectAggregated | WLDFR | HFTD - Distribution - Tier 3 - 3QU CoRE ¦ 5QU LoRE | Non-Red Flag Warning - Large Fires | Contact from object | Aggregated | 2060 | 9.8595e-07 | 134.3564 | 0.00013247 | 2060 | Mitigation | 0.95 | 45 | 0 | esc | 0.00097009 | 9.5646e-10 | 0.00097009 | 9.5646e-10 | 0.0027813 | 2.1403e-09 | 0.0087991 | 6.1522e-09
[120 empty] | 7.3.3.17.5 (Remote Grid) Updates to grid topology to minimize risk of ignition in HFTDs Remote GridWLDFRContact from objectAggregated | WLDFR | HFTD - Distribution - Tier 3 - 3QU CoRE ¦ 5QU LoRE | Non-Red Flag Warning - Large Fires | Contact from object | Aggregated | 2061 | 9.8595e-07 | 134.3564 | 0.00013247 | 2061 | Mitigation | 0.95 | 45 | 0 | esc | 0.00097009 | 9.5646e-10 | 0.00097009 | 9.5646e-10 | 0.0027813 | 2.1403e-09 | 0.0087991 | 6.1522e-09
[120 empty] | 7.3.3.17.5 (Remote Grid) Updates to grid topology to minimize risk of ignition in HFTDs Remote GridWLDFRContact from objectAggregated | WLDFR | HFTD - Distribution - Tier 3 - 3QU CoRE ¦ 5QU LoRE | Non-Red Flag Warning - Large Fires | Contact from object | Aggregated | 2062 | 9.8595e-07 | 134.3564 | 0.00013247 | 2062 | Mitigation | 0.95 | 45 | 0 | esc | 0.00097009 | 9.5646e-10 | 0.00097009 | 9.5646e-10 | 0.0027813 | 2.1403e-09 | 0.0087991 | 6.1522e-09
[120 empty] | 7.3.3.17.5 (Remote Grid) Updates to grid topology to minimize risk of ignition in HFTDs Remote GridWLDFRContact from objectAggregated | WLDFR | HFTD - Distribution - Tier 3 - 3QU CoRE ¦ 5QU LoRE | Non-Red Flag Warning - Large Fires | Contact from object | Aggregated | 2063 | 9.8595e-07 | 134.3564 | 0.00013247 | 2063 | Mitigation | 0.95 | 45 | 0 | esc | 0.00097009 | 9.5646e-10 | 0.00097009 | 9.5646e-10 | 0.0027813 | 2.1403e-09 | 0.0087991 | 6.1522e-09
[120 empty] | 7.3.3.17.5 (Remote Grid) Updates to grid topology to minimize risk of ignition in HFTDs Remote GridWLDFRContact from objectAggregated | WLDFR | HFTD - Distribution - Tier 3 - 3QU CoRE ¦ 5QU LoRE | Non-Red Flag Warning - Large Fires | Contact from object | Aggregated | 2064 | 9.8595e-07 | 134.3564 | 0.00013247 | 2064 | Mitigation | 0.95 | 45 | 0 | esc | 0.00097009 | 9.5646e-10 | 0.00097009 | 9.5646e-10 | 0.0027813 | 2.1403e-09 | 0.0087991 | 6.1522e-09
[120 empty] | 7.3.3.17.5 (Remote Grid) Updates to grid topology to minimize risk of ignition in HFTDs Remote GridWLDFRContact from objectAggregated | WLDFR | HFTD - Distribution - Tier 3 - 3QU CoRE ¦ 5QU LoRE | Non-Red Flag Warning - Large Fires | Contact from object | Aggregated | 2065 | 9.8595e-07 | 134.3564 | 0.00013247 | 2065 | Mitigation | 0.95 | 45 | 0 | esc | 0.00097009 | 9.5646e-10 | 0.00097009 | 9.5646e-10 | 0.0027813 | 2.1403e-09 | 0.0087991 | 6.1522e-09
[120 empty] | 7.3.3.17.5 (Remote Grid) Updates to grid topology to minimize risk of ignition in HFTDs Remote GridWLDFRContact from objectAggregated | WLDFR | HFTD - Distribution - Tier 3 - 3QU CoRE ¦ 5QU LoRE | Non-Red Flag Warning - Large Fires | Contact from object | Aggregated | 2066 | 9.8595e-07 | 134.3564 | 0.00013247 | 2066 | Mitigation | 0.95 | 45 | 0 | esc | 0.00097009 | 9.5646e-10 | 0.00097009 | 9.5646e-10 | 0.0027813 | 2.1403e-09 | 0.0087991 | 6.1522e-09
[120 empty] | 7.3.3.17.5 (Remote Grid) Updates to grid topology to minimize risk of ignition in HFTDs Remote GridWLDFRContact from objectAggregated | WLDFR | HFTD - Distribution - Tier 3 - 3QU CoRE ¦ 5QU LoRE | Non-Red Flag Warning - Large Fires | Contact from object | Aggregated | 2067 | 9.8595e-07 | 134.3564 | 0.00013247 | 2067 | Mitigation | 0.95 | 45 | 0 | esc | 0 | 0 | 0.00097009 | 9.5646e-10 | 0.0027813 | 2.1403e-09 | 0.0087991 | 6.1522e-09
[120 empty] | 7.3.3.17.5 (Remote Grid) Updates to grid topology to minimize risk of ignition in HFTDs Remote GridWLDFRContaminationAggregated | WLDFR | HFTD - Distribution - Tier 3 - 3QU CoRE ¦ 5QU LoRE | Non-Red Flag Warning - Large Fires | Contamination | Aggregated | 2022 | 3.2461e-08 | 134.3564 | 4.3614e-06 | 2022 | Mitigation | 0.95 | 45 | 0 | esc | 0.00097009 | 3.149e-11 | 0 | 0 | 0.0027813 | 2.1403e-09 | 0.0087991 | 6.1522e-09
[120 empty] | 7.3.3.17.5 (Remote Grid) Updates to grid topology to minimize risk of ignition in HFTDs Remote GridWLDFRContaminationAggregated | WLDFR | HFTD - Distribution - Tier 3 - 3QU CoRE ¦ 5QU LoRE | Non-Red Flag Warning - Large Fires | Contamination | Aggregated | 2023 | 3.2461e-08 | 134.3564 | 4.3614e-06 | 2023 | Mitigation | 0.95 | 45 | 0 | esc | 0.00097009 | 3.149e-11 | 0.00097009 | 3.149e-11 | 0.0027813 | 2.1403e-09 | 0.0087991 | 6.1522e-09
[120 empty] | 7.3.3.17.5 (Remote Grid) Updates to grid topology to minimize risk of ignition in HFTDs Remote GridWLDFRContaminationAggregated | WLDFR | HFTD - Distribution - Tier 3 - 3QU CoRE ¦ 5QU LoRE | Non-Red Flag Warning - Large Fires | Contamination | Aggregated | 2024 | 3.2461e-08 | 134.3564 | 4.3614e-06 | 2024 | Mitigation | 0.95 | 45 | 0 | esc | 0.00097009 | 3.149e-11 | 0.00097009 | 3.149e-11 | 0.0027813 | 2.1403e-09 | 0.0087991 | 6.1522e-09
[120 empty] | 7.3.3.17.5 (Remote Grid) Updates to grid topology to minimize risk of ignition in HFTDs Remote GridWLDFRContaminationAggregated | WLDFR | HFTD - Distribution - Tier 3 - 3QU CoRE ¦ 5QU LoRE | Non-Red Flag Warning - Large Fires | Contamination | Aggregated | 2025 | 3.2461e-08 | 134.3564 | 4.3614e-06 | 2025 | Mitigation | 0.95 | 45 | 0 | esc | 0.00097009 | 3.149e-11 | 0.00097009 | 3.149e-11 | 0.0027813 | 2.1403e-09 | 0.0087991 | 6.1522e-09
[120 empty] | 7.3.3.17.5 (Remote Grid) Updates to grid topology to minimize risk of ignition in HFTDs Remote GridWLDFRContaminationAggregated | WLDFR | HFTD - Distribution - Tier 3 - 3QU CoRE ¦ 5QU LoRE | Non-Red Flag Warning - Large Fires | Contamination | Aggregated | 2026 | 3.2461e-08 | 134.3564 | 4.3614e-06 | 2026 | Mitigation | 0.95 | 45 | 0 | esc | 0.00097009 | 3.149e-11 | 0.00097009 | 3.149e-11 | 0.0027813 | 2.1403e-09 | 0.0087991 | 6.1522e-09
[120 empty] | 7.3.3.17.5 (Remote Grid) Updates to grid topology to minimize risk of ignition in HFTDs Remote GridWLDFRContaminationAggregated | WLDFR | HFTD - Distribution - Tier 3 - 3QU CoRE ¦ 5QU LoRE | Non-Red Flag Warning - Large Fires | Contamination | Aggregated | 2027 | 3.2461e-08 | 134.3564 | 4.3614e-06 | 2027 | Mitigation | 0.95 | 45 | 0 | esc | 0.00097009 | 3.149e-11 | 0.00097009 | 3.149e-11 | 0.0027813 | 2.1403e-09 | 0.0087991 | 6.1522e-09
[120 empty] | 7.3.3.17.5 (Remote Grid) Updates to grid topology to minimize risk of ignition in HFTDs Remote GridWLDFRContaminationAggregated | WLDFR | HFTD - Distribution - Tier 3 - 3QU CoRE ¦ 5QU LoRE | Non-Red Flag Warning - Large Fires | Contamination | Aggregated | 2028 | 3.2461e-08 | 134.3564 | 4.3614e-06 | 2028 | Mitigation | 0.95 | 45 | 0 | esc | 0.00097009 | 3.149e-11 | 0.00097009 | 3.149e-11 | 0.0027813 | 2.1403e-09 | 0.0087991 | 6.1522e-09
[120 empty] | 7.3.3.17.5 (Remote Grid) Updates to grid topology to minimize risk of ignition in HFTDs Remote GridWLDFRContaminationAggregated | WLDFR | HFTD - Distribution - Tier 3 - 3QU CoRE ¦ 5QU LoRE | Non-Red Flag Warning - Large Fires | Contamination | Aggregated | 2029 | 3.2461e-08 | 134.3564 | 4.3614e-06 | 2029 | Mitigation | 0.95 | 45 | 0 | esc | 0.00097009 | 3.149e-11 | 0.00097009 | 3.149e-11 | 0.0027813 | 2.1403e-09 | 0.0087991 | 6.1522e-09
[120 empty] | 7.3.3.17.5 (Remote Grid) Updates to grid topology to minimize risk of ignition in HFTDs Remote GridWLDFRContaminationAggregated | WLDFR | HFTD - Distribution - Tier 3 - 3QU CoRE ¦ 5QU LoRE | Non-Red Flag Warning - Large Fires | Contamination | Aggregated | 2030 | 3.2461e-08 | 134.3564 | 4.3614e-06 | 2030 | Mitigation | 0.95 | 45 | 0 | esc | 0.00097009 | 3.149e-11 | 0.00097009 | 3.149e-11 | 0.0027813 | 2.1403e-09 | 0 | 0
[120 empty] | 7.3.3.17.5 (Remote Grid) Updates to grid topology to minimize risk of ignition in HFTDs Remote GridWLDFRContaminationAggregated | WLDFR | HFTD - Distribution - Tier 3 - 3QU CoRE ¦ 5QU LoRE | Non-Red Flag Warning - Large Fires | Contamination | Aggregated | 2031 | 3.2461e-08 | 134.3564 | 4.3614e-06 | 2031 | Mitigation | 0.95 | 45 | 0 | esc | 0.00097009 | 3.149e-11 | 0.00097009 | 3.149e-11 | 0.0027813 | 2.1403e-09 | 0 | 0
[120 empty] | 7.3.3.17.5 (Remote Grid) Updates to grid topology to minimize risk of ignition in HFTDs Remote GridWLDFRContaminationAggregated | WLDFR | HFTD - Distribution - Tier 3 - 3QU CoRE ¦ 5QU LoRE | Non-Red Flag Warning - Large Fires | Contamination | Aggregated | 2032 | 3.2461e-08 | 134.3564 | 4.3614e-06 | 2032 | Mitigation | 0.95 | 45 | 0 | esc | 0.00097009 | 3.149e-11 | 0.00097009 | 3.149e-11 | 0.0027813 | 2.1403e-09 | 0.00988 | 3.1066e-09
[120 empty] | 7.3.3.17.5 (Remote Grid) Updates to grid topology to minimize risk of ignition in HFTDs Remote GridWLDFRContaminationAggregated | WLDFR | HFTD - Distribution - Tier 3 - 3QU CoRE ¦ 5QU LoRE | Non-Red Flag Warning - Large Fires | Contamination | Aggregated | 2033 | 3.2461e-08 | 134.3564 | 4.3614e-06 | 2033 | Mitigation | 0.95 | 45 | 0 | esc | 0.00097009 | 3.149e-11 | 0.00097009 | 3.149e-11 | 0.0027813 | 2.1403e-09 | 0.00988 | 3.1066e-09
[120 empty] | 7.3.3.17.5 (Remote Grid) Updates to grid topology to minimize risk of ignition in HFTDs Remote GridWLDFRContaminationAggregated | WLDFR | HFTD - Distribution - Tier 3 - 3QU CoRE ¦ 5QU LoRE | Non-Red Flag Warning - Large Fires | Contamination | Aggregated | 2034 | 3.2461e-08 | 134.3564 | 4.3614e-06 | 2034 | Mitigation | 0.95 | 45 | 0 | esc | 0.00097009 | 3.149e-11 | 0.00097009 | 3.149e-11 | 0.0027813 | 2.1403e-09 | 0.00988 | 3.1066e-09
[120 empty] | 7.3.3.17.5 (Remote Grid) Updates to grid topology to minimize risk of ignition in HFTDs Remote GridWLDFRContaminationAggregated | WLDFR | HFTD - Distribution - Tier 3 - 3QU CoRE ¦ 5QU LoRE | Non-Red Flag Warning - Large Fires | Contamination | Aggregated | 2035 | 3.2461e-08 | 134.3564 | 4.3614e-06 | 2035 | Mitigation | 0.95 | 45 | 0 | esc | 0.00097009 | 3.149e-11 | 0.00097009 | 3.149e-11 | 0.0027813 | 2.1403e-09 | 0.00988 | 3.1066e-09
[120 empty] | 7.3.3.17.5 (Remote Grid) Updates to grid topology to minimize risk of ignition in HFTDs Remote GridWLDFRContaminationAggregated | WLDFR | HFTD - Distribution - Tier 3 - 3QU CoRE ¦ 5QU LoRE | Non-Red Flag Warning - Large Fires | Contamination | Aggregated | 2036 | 3.2461e-08 | 134.3564 | 4.3614e-06 | 2036 | Mitigation | 0.95 | 45 | 0 | esc | 0.00097009 | 3.149e-11 | 0.00097009 | 3.149e-11 | 0.0027813 | 2.1403e-09 | 0.00988 | 3.1066e-09
[120 empty] | 7.3.3.17.5 (Remote Grid) Updates to grid topology to minimize risk of ignition in HFTDs Remote GridWLDFRContaminationAggregated | WLDFR | HFTD - Distribution - Tier 3 - 3QU CoRE ¦ 5QU LoRE | Non-Red Flag Warning - Large Fires | Contamination | Aggregated | 2037 | 3.2461e-08 | 134.3564 | 4.3614e-06 | 2037 | Mitigation | 0.95 | 45 | 0 | esc | 0.00097009 | 3.149e-11 | 0.00097009 | 3.149e-11 | 0.0027813 | 2.1403e-09 | 0.00988 | 3.1066e-09
[120 empty] | 7.3.3.17.5 (Remote Grid) Updates to grid topology to minimize risk of ignition in HFTDs Remote GridWLDFRContaminationAggregated | WLDFR | HFTD - Distribution - Tier 3 - 3QU CoRE ¦ 5QU LoRE | Non-Red Flag Warning - Large Fires | Contamination | Aggregated | 2038 | 3.2461e-08 | 134.3564 | 4.3614e-06 | 2038 | Mitigation | 0.95 | 45 | 0 | esc | 0.00097009 | 3.149e-11 | 0.00097009 | 3.149e-11 | 0.0027813 | 2.1403e-09 | 0.00988 | 3.1066e-09
[120 empty] | 7.3.3.17.5 (Remote Grid) Updates to grid topology to minimize risk of ignition in HFTDs Remote GridWLDFRContaminationAggregated | WLDFR | HFTD - Distribution - Tier 3 - 3QU CoRE ¦ 5QU LoRE | Non-Red Flag Warning - Large Fires | Contamination | Aggregated | 2039 | 3.2461e-08 | 134.3564 | 4.3614e-06 | 2039 | Mitigation | 0.95 | 45 | 0 | esc | 0.00097009 | 3.149e-11 | 0.00097009 | 3.149e-11 | 0.0027813 | 2.1403e-09 | 0.00988 | 3.1066e-09
[120 empty] | 7.3.3.17.5 (Remote Grid) Updates to grid topology to minimize risk of ignition in HFTDs Remote GridWLDFRContaminationAggregated | WLDFR | HFTD - Distribution - Tier 3 - 3QU CoRE ¦ 5QU LoRE | Non-Red Flag Warning - Large Fires | Contamination | Aggregated | 2040 | 3.2461e-08 | 134.3564 | 4.3614e-06 | 2040 | Mitigation | 0.95 | 45 | 0 | esc | 0.00097009 | 3.149e-11 | 0.00097009 | 3.149e-11 | 0.0027813 | 2.1403e-09 | 0.00988 | 3.1066e-09
[120 empty] | 7.3.3.17.5 (Remote Grid) Updates to grid topology to minimize risk of ignition in HFTDs Remote GridWLDFRContaminationAggregated | WLDFR | HFTD - Distribution - Tier 3 - 3QU CoRE ¦ 5QU LoRE | Non-Red Flag Warning - Large Fires | Contamination | Aggregated | 2041 | 3.2461e-08 | 134.3564 | 4.3614e-06 | 2041 | Mitigation | 0.95 | 45 | 0 | esc | 0.00097009 | 3.149e-11 | 0.00097009 | 3.149e-11 | 0.0027813 | 2.1403e-09 | 0.00988 | 3.1066e-09
[120 empty] | 7.3.3.17.5 (Remote Grid) Updates to grid topology to minimize risk of ignition in HFTDs Remote GridWLDFRContaminationAggregated | WLDFR | HFTD - Distribution - Tier 3 - 3QU CoRE ¦ 5QU LoRE | Non-Red Flag Warning - Large Fires | Contamination | Aggregated | 2042 | 3.2461e-08 | 134.3564 | 4.3614e-06 | 2042 | Mitigation | 0.95 | 45 | 0 | esc | 0.00097009 | 3.149e-11 | 0.00097009 | 3.149e-11 | 0.0027813 | 2.1403e-09 | 0.00988 | 3.1066e-09
[120 empty] | 7.3.3.17.5 (Remote Grid) Updates to grid topology to minimize risk of ignition in HFTDs Remote GridWLDFRContaminationAggregated | WLDFR | HFTD - Distribution - Tier 3 - 3QU CoRE ¦ 5QU LoRE | Non-Red Flag Warning - Large Fires | Contamination | Aggregated | 2043 | 3.2461e-08 | 134.3564 | 4.3614e-06 | 2043 | Mitigation | 0.95 | 45 | 0 | esc | 0.00097009 | 3.149e-11 | 0.00097009 | 3.149e-11 | 0.0027813 | 2.1403e-09 | 0.00988 | 3.1066e-09
[120 empty] | 7.3.3.17.5 (Remote Grid) Updates to grid topology to minimize risk of ignition in HFTDs Remote GridWLDFRContaminationAggregated | WLDFR | HFTD - Distribution - Tier 3 - 3QU CoRE ¦ 5QU LoRE | Non-Red Flag Warning - Large Fires | Contamination | Aggregated | 2044 | 3.2461e-08 | 134.3564 | 4.3614e-06 | 2044 | Mitigation | 0.95 | 45 | 0 | esc | 0.00097009 | 3.149e-11 | 0.00097009 | 3.149e-11 | 0.0027813 | 2.1403e-09 | 0.00988 | 3.1066e-09
[120 empty] | 7.3.3.17.5 (Remote Grid) Updates to grid topology to minimize risk of ignition in HFTDs Remote GridWLDFRContaminationAggregated | WLDFR | HFTD - Distribution - Tier 3 - 3QU CoRE ¦ 5QU LoRE | Non-Red Flag Warning - Large Fires | Contamination | Aggregated | 2045 | 3.2461e-08 | 134.3564 | 4.3614e-06 | 2045 | Mitigation | 0.95 | 45 | 0 | esc | 0.00097009 | 3.149e-11 | 0.00097009 | 3.149e-11 | 0.0027813 | 2.1403e-09 | 0.00988 | 3.1066e-09
[120 empty] | 7.3.3.17.5 (Remote Grid) Updates to grid topology to minimize risk of ignition in HFTDs Remote GridWLDFRContaminationAggregated | WLDFR | HFTD - Distribution - Tier 3 - 3QU CoRE ¦ 5QU LoRE | Non-Red Flag Warning - Large Fires | Contamination | Aggregated | 2046 | 3.2461e-08 | 134.3564 | 4.3614e-06 | 2046 | Mitigation | 0.95 | 45 | 0 | esc | 0.00097009 | 3.149e-11 | 0.00097009 | 3.149e-11 | 0.0027813 | 2.1403e-09 | 0.00988 | 3.1066e-09
[120 empty] | 7.3.3.17.5 (Remote Grid) Updates to grid topology to minimize risk of ignition in HFTDs Remote GridWLDFRContaminationAggregated | WLDFR | HFTD - Distribution - Tier 3 - 3QU CoRE ¦ 5QU LoRE | Non-Red Flag Warning - Large Fires | Contamination | Aggregated | 2047 | 3.2461e-08 | 134.3564 | 4.3614e-06 | 2047 | Mitigation | 0.95 | 45 | 0 | esc | 0.00097009 | 3.149e-11 | 0.00097009 | 3.149e-11 | 0.0027813 | 2.1403e-09 | 0.00988 | 3.1066e-09
[120 empty] | 7.3.3.17.5 (Remote Grid) Updates to grid topology to minimize risk of ignition in HFTDs Remote GridWLDFRContaminationAggregated | WLDFR | HFTD - Distribution - Tier 3 - 3QU CoRE ¦ 5QU LoRE | Non-Red Flag Warning - Large Fires | Contamination | Aggregated | 2048 | 3.2461e-08 | 134.3564 | 4.3614e-06 | 2048 | Mitigation | 0.95 | 45 | 0 | esc | 0.00097009 | 3.149e-11 | 0.00097009 | 3.149e-11 | 0.0027813 | 2.1403e-09 | 0.00988 | 3.1066e-09
[120 empty] | 7.3.3.17.5 (Remote Grid) Updates to grid topology to minimize risk of ignition in HFTDs Remote GridWLDFRContaminationAggregated | WLDFR | HFTD - Distribution - Tier 3 - 3QU CoRE ¦ 5QU LoRE | Non-Red Flag Warning - Large Fires | Contamination | Aggregated | 2049 | 3.2461e-08 | 134.3564 | 4.3614e-06 | 2049 | Mitigation | 0.95 | 45 | 0 | esc | 0.00097009 | 3.149e-11 | 0.00097009 | 3.149e-11 | 0.0027813 | 2.1403e-09 | 0.00988 | 3.1066e-09
[120 empty] | 7.3.3.17.5 (Remote Grid) Updates to grid topology to minimize risk of ignition in HFTDs Remote GridWLDFRContaminationAggregated | WLDFR | HFTD - Distribution - Tier 3 - 3QU CoRE ¦ 5QU LoRE | Non-Red Flag Warning - Large Fires | Contamination | Aggregated | 2050 | 3.2461e-08 | 134.3564 | 4.3614e-06 | 2050 | Mitigation | 0.95 | 45 | 0 | esc | 0.00097009 | 3.149e-11 | 0.00097009 | 3.149e-11 | 0.0027813 | 2.1403e-09 | 0.00988 | 3.1066e-09
[120 empty] | 7.3.3.17.5 (Remote Grid) Updates to grid topology to minimize risk of ignition in HFTDs Remote GridWLDFRContaminationAggregated | WLDFR | HFTD - Distribution - Tier 3 - 3QU CoRE ¦ 5QU LoRE | Non-Red Flag Warning - Large Fires | Contamination | Aggregated | 2051 | 3.2461e-08 | 134.3564 | 4.3614e-06 | 2051 | Mitigation | 0.95 | 45 | 0 | esc | 0.00097009 | 3.149e-11 | 0.00097009 | 3.149e-11 | 0.0027813 | 2.1403e-09 | 0.00988 | 3.1066e-09
[120 empty] | 7.3.3.17.5 (Remote Grid) Updates to grid topology to minimize risk of ignition in HFTDs Remote GridWLDFRContaminationAggregated | WLDFR | HFTD - Distribution - Tier 3 - 3QU CoRE ¦ 5QU LoRE | Non-Red Flag Warning - Large Fires | Contamination | Aggregated | 2052 | 3.2461e-08 | 134.3564 | 4.3614e-06 | 2052 | Mitigation | 0.95 | 45 | 0 | esc | 0.00097009 | 3.149e-11 | 0.00097009 | 3.149e-11 | 0 | 0 | 0.00988 | 3.1066e-09
[120 empty] | 7.3.3.17.5 (Remote Grid) Updates to grid topology to minimize risk of ignition in HFTDs Remote GridWLDFRContaminationAggregated | WLDFR | HFTD - Distribution - Tier 3 - 3QU CoRE ¦ 5QU LoRE | Non-Red Flag Warning - Large Fires | Contamination | Aggregated | 2053 | 3.2461e-08 | 134.3564 | 4.3614e-06 | 2053 | Mitigation | 0.95 | 45 | 0 | esc | 0.00097009 | 3.149e-11 | 0.00097009 | 3.149e-11 | 0.0027813 | 6.1612e-10 | 0.00988 | 3.1066e-09
[120 empty] | 7.3.3.17.5 (Remote Grid) Updates to grid topology to minimize risk of ignition in HFTDs Remote GridWLDFRContaminationAggregated | WLDFR | HFTD - Distribution - Tier 3 - 3QU CoRE ¦ 5QU LoRE | Non-Red Flag Warning - Large Fires | Contamination | Aggregated | 2054 | 3.2461e-08 | 134.3564 | 4.3614e-06 | 2054 | Mitigation | 0.95 | 45 | 0 | esc | 0.00097009 | 3.149e-11 | 0.00097009 | 3.149e-11 | 0.0027813 | 6.1612e-10 | 0.00988 | 3.1066e-09
[120 empty] | 7.3.3.17.5 (Remote Grid) Updates to grid topology to minimize risk of ignition in HFTDs Remote GridWLDFRContaminationAggregated | WLDFR | HFTD - Distribution - Tier 3 - 3QU CoRE ¦ 5QU LoRE | Non-Red Flag Warning - Large Fires | Contamination | Aggregated | 2055 | 3.2461e-08 | 134.3564 | 4.3614e-06 | 2055 | Mitigation | 0.95 | 45 | 0 | esc | 0.00097009 | 3.149e-11 | 0.00097009 | 3.149e-11 | 0.0027813 | 6.1612e-10 | 0.00988 | 3.1066e-09
[120 empty] | 7.3.3.17.5 (Remote Grid) Updates to grid topology to minimize risk of ignition in HFTDs Remote GridWLDFRContaminationAggregated | WLDFR | HFTD - Distribution - Tier 3 - 3QU CoRE ¦ 5QU LoRE | Non-Red Flag Warning - Large Fires | Contamination | Aggregated | 2056 | 3.2461e-08 | 134.3564 | 4.3614e-06 | 2056 | Mitigation | 0.95 | 45 | 0 | esc | 0.00097009 | 3.149e-11 | 0.00097009 | 3.149e-11 | 0.0027813 | 6.1612e-10 | 0.00988 | 3.1066e-09
[120 empty] | 7.3.3.17.5 (Remote Grid) Updates to grid topology to minimize risk of ignition in HFTDs Remote GridWLDFRContaminationAggregated | WLDFR | HFTD - Distribution - Tier 3 - 3QU CoRE ¦ 5QU LoRE | Non-Red Flag Warning - Large Fires | Contamination | Aggregated | 2057 | 3.2461e-08 | 134.3564 | 4.3614e-06 | 2057 | Mitigation | 0.95 | 45 | 0 | esc | 0.00097009 | 3.149e-11 | 0.00097009 | 3.149e-11 | 0.0027813 | 6.1612e-10 | 0.00988 | 3.1066e-09
[120 empty] | 7.3.3.17.5 (Remote Grid) Updates to grid topology to minimize risk of ignition in HFTDs Remote GridWLDFRContaminationAggregated | WLDFR | HFTD - Distribution - Tier 3 - 3QU CoRE ¦ 5QU LoRE | Non-Red Flag Warning - Large Fires | Contamination | Aggregated | 2058 | 3.2461e-08 | 134.3564 | 4.3614e-06 | 2058 | Mitigation | 0.95 | 45 | 0 | esc | 0.00097009 | 3.149e-11 | 0.00097009 | 3.149e-11 | 0.0027813 | 6.1612e-10 | 0.00988 | 3.1066e-09
[120 empty] | 7.3.3.17.5 (Remote Grid) Updates to grid topology to minimize risk of ignition in HFTDs Remote GridWLDFRContaminationAggregated | WLDFR | HFTD - Distribution - Tier 3 - 3QU CoRE ¦ 5QU LoRE | Non-Red Flag Warning - Large Fires | Contamination | Aggregated | 2059 | 3.2461e-08 | 134.3564 | 4.3614e-06 | 2059 | Mitigation | 0.95 | 45 | 0 | esc | 0.00097009 | 3.149e-11 | 0.00097009 | 3.149e-11 | 0.0027813 | 6.1612e-10 | 0.00988 | 3.1066e-09
[120 empty] | 7.3.3.17.5 (Remote Grid) Updates to grid topology to minimize risk of ignition in HFTDs Remote GridWLDFRContaminationAggregated | WLDFR | HFTD - Distribution - Tier 3 - 3QU CoRE ¦ 5QU LoRE | Non-Red Flag Warning - Large Fires | Contamination | Aggregated | 2060 | 3.2461e-08 | 134.3564 | 4.3614e-06 | 2060 | Mitigation | 0.95 | 45 | 0 | esc | 0.00097009 | 3.149e-11 | 0.00097009 | 3.149e-11 | 0.0027813 | 6.1612e-10 | 0.00988 | 3.1066e-09
[120 empty] | 7.3.3.17.5 (Remote Grid) Updates to grid topology to minimize risk of ignition in HFTDs Remote GridWLDFRContaminationAggregated | WLDFR | HFTD - Distribution - Tier 3 - 3QU CoRE ¦ 5QU LoRE | Non-Red Flag Warning - Large Fires | Contamination | Aggregated | 2061 | 3.2461e-08 | 134.3564 | 4.3614e-06 | 2061 | Mitigation | 0.95 | 45 | 0 | esc | 0.00097009 | 3.149e-11 | 0.00097009 | 3.149e-11 | 0.0027813 | 6.1612e-10 | 0.00988 | 3.1066e-09
[120 empty] | 7.3.3.17.5 (Remote Grid) Updates to grid topology to minimize risk of ignition in HFTDs Remote GridWLDFRContaminationAggregated | WLDFR | HFTD - Distribution - Tier 3 - 3QU CoRE ¦ 5QU LoRE | Non-Red Flag Warning - Large Fires | Contamination | Aggregated | 2062 | 3.2461e-08 | 134.3564 | 4.3614e-06 | 2062 | Mitigation | 0.95 | 45 | 0 | esc | 0.00097009 | 3.149e-11 | 0.00097009 | 3.149e-11 | 0.0027813 | 6.1612e-10 | 0 | 0
[120 empty] | 7.3.3.17.5 (Remote Grid) Updates to grid topology to minimize risk of ignition in HFTDs Remote GridWLDFRContaminationAggregated | WLDFR | HFTD - Distribution - Tier 3 - 3QU CoRE ¦ 5QU LoRE | Non-Red Flag Warning - Large Fires | Contamination | Aggregated | 2063 | 3.2461e-08 | 134.3564 | 4.3614e-06 | 2063 | Mitigation | 0.95 | 45 | 0 | esc | 0.00097009 | 3.149e-11 | 0.00097009 | 3.149e-11 | 0.0027813 | 6.1612e-10 | 0 | 0
[120 empty] | 7.3.3.17.5 (Remote Grid) Updates to grid topology to minimize risk of ignition in HFTDs Remote GridWLDFRContaminationAggregated | WLDFR | HFTD - Distribution - Tier 3 - 3QU CoRE ¦ 5QU LoRE | Non-Red Flag Warning - Large Fires | Contamination | Aggregated | 2064 | 3.2461e-08 | 134.3564 | 4.3614e-06 | 2064 | Mitigation | 0.95 | 45 | 0 | esc | 0.00097009 | 3.149e-11 | 0.00097009 | 3.149e-11 | 0.0027813 | 6.1612e-10 | 0.0085129 | 2.1986e-09
[120 empty] | 7.3.3.17.5 (Remote Grid) Updates to grid topology to minimize risk of ignition in HFTDs Remote GridWLDFRContaminationAggregated | WLDFR | HFTD - Distribution - Tier 3 - 3QU CoRE ¦ 5QU LoRE | Non-Red Flag Warning - Large Fires | Contamination | Aggregated | 2065 | 3.2461e-08 | 134.3564 | 4.3614e-06 | 2065 | Mitigation | 0.95 | 45 | 0 | esc | 0.00097009 | 3.149e-11 | 0.00097009 | 3.149e-11 | 0.0027813 | 6.1612e-10 | 0.0085129 | 2.1986e-09
[120 empty] | 7.3.3.17.5 (Remote Grid) Updates to grid topology to minimize risk of ignition in HFTDs Remote GridWLDFRContaminationAggregated | WLDFR | HFTD - Distribution - Tier 3 - 3QU CoRE ¦ 5QU LoRE | Non-Red Flag Warning - Large Fires | Contamination | Aggregated | 2066 | 3.2461e-08 | 134.3564 | 4.3614e-06 | 2066 | Mitigation | 0.95 | 45 | 0 | esc | 0.00097009 | 3.149e-11 | 0.00097009 | 3.149e-11 | 0.0027813 | 6.1612e-10 | 0.0085129 | 2.1986e-09
[120 empty] | 7.3.3.17.5 (Remote Grid) Updates to grid topology to minimize risk of ignition in HFTDs Remote GridWLDFRContaminationAggregated | WLDFR | HFTD - Distribution - Tier 3 - 3QU CoRE ¦ 5QU LoRE | Non-Red Flag Warning - Large Fires | Contamination | Aggregated | 2067 | 3.2461e-08 | 134.3564 | 4.3614e-06 | 2067 | Mitigation | 0.95 | 45 | 0 | esc | 0 | 0 | 0.00097009 | 3.149e-11 | 0.0027813 | 6.1612e-10 | 0.0085129 | 2.1986e-09
[120 empty] | 7.3.3.17.5 (Remote Grid) Updates to grid topology to minimize risk of ignition in HFTDs Remote GridWLDFREquipment / facility failureAggregated | WLDFR | HFTD - Distribution - Tier 3 - 3QU CoRE ¦ 5QU LoRE | Non-Red Flag Warning - Large Fires | Equipment / facility failure | Aggregated | 2022 | 7.146e-07 | 134.3564 | 9.6011e-05 | 2022 | Mitigation | 0.95 | 45 | 0 | esc | 0.00097009 | 6.9322e-10 | 0 | 0 | 0.0027813 | 6.1612e-10 | 0.0085129 | 2.1986e-09
[120 empty] | 7.3.3.17.5 (Remote Grid) Updates to grid topology to minimize risk of ignition in HFTDs Remote GridWLDFREquipment / facility failureAggregated | WLDFR | HFTD - Distribution - Tier 3 - 3QU CoRE ¦ 5QU LoRE | Non-Red Flag Warning - Large Fires | Equipment / facility failure | Aggregated | 2023 | 7.146e-07 | 134.3564 | 9.6011e-05 | 2023 | Mitigation | 0.95 | 45 | 0 | esc | 0.00097009 | 6.9322e-10 | 0.00097009 | 6.9322e-10 | 0.0027813 | 6.1612e-10 | 0.0085129 | 2.1986e-09
[120 empty] | 7.3.3.17.5 (Remote Grid) Updates to grid topology to minimize risk of ignition in HFTDs Remote GridWLDFREquipment / facility failureAggregated | WLDFR | HFTD - Distribution - Tier 3 - 3QU CoRE ¦ 5QU LoRE | Non-Red Flag Warning - Large Fires | Equipment / facility failure | Aggregated | 2024 | 7.146e-07 | 134.3564 | 9.6011e-05 | 2024 | Mitigation | 0.95 | 45 | 0 | esc | 0.00097009 | 6.9322e-10 | 0.00097009 | 6.9322e-10 | 0.0027813 | 6.1612e-10 | 0.0085129 | 2.1986e-09
[120 empty] | 7.3.3.17.5 (Remote Grid) Updates to grid topology to minimize risk of ignition in HFTDs Remote GridWLDFREquipment / facility failureAggregated | WLDFR | HFTD - Distribution - Tier 3 - 3QU CoRE ¦ 5QU LoRE | Non-Red Flag Warning - Large Fires | Equipment / facility failure | Aggregated | 2025 | 7.146e-07 | 134.3564 | 9.6011e-05 | 2025 | Mitigation | 0.95 | 45 | 0 | esc | 0.00097009 | 6.9322e-10 | 0.00097009 | 6.9322e-10 | 0.0027813 | 6.1612e-10 | 0.0085129 | 2.1986e-09
[120 empty] | 7.3.3.17.5 (Remote Grid) Updates to grid topology to minimize risk of ignition in HFTDs Remote GridWLDFREquipment / facility failureAggregated | WLDFR | HFTD - Distribution - Tier 3 - 3QU CoRE ¦ 5QU LoRE | Non-Red Flag Warning - Large Fires | Equipment / facility failure | Aggregated | 2026 | 7.146e-07 | 134.3564 | 9.6011e-05 | 2026 | Mitigation | 0.95 | 45 | 0 | esc | 0.00097009 | 6.9322e-10 | 0.00097009 | 6.9322e-10 | 0.0027813 | 6.1612e-10 | 0.0085129 | 2.1986e-09
[120 empty] | 7.3.3.17.5 (Remote Grid) Updates to grid topology to minimize risk of ignition in HFTDs Remote GridWLDFREquipment / facility failureAggregated | WLDFR | HFTD - Distribution - Tier 3 - 3QU CoRE ¦ 5QU LoRE | Non-Red Flag Warning - Large Fires | Equipment / facility failure | Aggregated | 2027 | 7.146e-07 | 134.3564 | 9.6011e-05 | 2027 | Mitigation | 0.95 | 45 | 0 | esc | 0.00097009 | 6.9322e-10 | 0.00097009 | 6.9322e-10 | 0.0027813 | 6.1612e-10 | 0.0085129 | 2.1986e-09
[120 empty] | 7.3.3.17.5 (Remote Grid) Updates to grid topology to minimize risk of ignition in HFTDs Remote GridWLDFREquipment / facility failureAggregated | WLDFR | HFTD - Distribution - Tier 3 - 3QU CoRE ¦ 5QU LoRE | Non-Red Flag Warning - Large Fires | Equipment / facility failure | Aggregated | 2028 | 7.146e-07 | 134.3564 | 9.6011e-05 | 2028 | Mitigation | 0.95 | 45 | 0 | esc | 0.00097009 | 6.9322e-10 | 0.00097009 | 6.9322e-10 | 0.0027813 | 6.1612e-10 | 0.0085129 | 2.1986e-09
[120 empty] | 7.3.3.17.5 (Remote Grid) Updates to grid topology to minimize risk of ignition in HFTDs Remote GridWLDFREquipment / facility failureAggregated | WLDFR | HFTD - Distribution - Tier 3 - 3QU CoRE ¦ 5QU LoRE | Non-Red Flag Warning - Large Fires | Equipment / facility failure | Aggregated | 2029 | 7.146e-07 | 134.3564 | 9.6011e-05 | 2029 | Mitigation | 0.95 | 45 | 0 | esc | 0.00097009 | 6.9322e-10 | 0.00097009 | 6.9322e-10 | 0.0027813 | 6.1612e-10 | 0.0085129 | 2.1986e-09
[120 empty] | 7.3.3.17.5 (Remote Grid) Updates to grid topology to minimize risk of ignition in HFTDs Remote GridWLDFREquipment / facility failureAggregated | WLDFR | HFTD - Distribution - Tier 3 - 3QU CoRE ¦ 5QU LoRE | Non-Red Flag Warning - Large Fires | Equipment / facility failure | Aggregated | 2030 | 7.146e-07 | 134.3564 | 9.6011e-05 | 2030 | Mitigation | 0.95 | 45 | 0 | esc | 0.00097009 | 6.9322e-10 | 0.00097009 | 6.9322e-10 | 0.0027813 | 6.1612e-10 | 0.0085129 | 2.1986e-09
[120 empty] | 7.3.3.17.5 (Remote Grid) Updates to grid topology to minimize risk of ignition in HFTDs Remote GridWLDFREquipment / facility failureAggregated | WLDFR | HFTD - Distribution - Tier 3 - 3QU CoRE ¦ 5QU LoRE | Non-Red Flag Warning - Large Fires | Equipment / facility failure | Aggregated | 2031 | 7.146e-07 | 134.3564 | 9.6011e-05 | 2031 | Mitigation | 0.95 | 45 | 0 | esc | 0.00097009 | 6.9322e-10 | 0.00097009 | 6.9322e-10 | 0.0027813 | 6.1612e-10 | 0.0085129 | 2.1986e-09
[120 empty] | 7.3.3.17.5 (Remote Grid) Updates to grid topology to minimize risk of ignition in HFTDs Remote GridWLDFREquipment / facility failureAggregated | WLDFR | HFTD - Distribution - Tier 3 - 3QU CoRE ¦ 5QU LoRE | Non-Red Flag Warning - Large Fires | Equipment / facility failure | Aggregated | 2032 | 7.146e-07 | 134.3564 | 9.6011e-05 | 2032 | Mitigation | 0.95 | 45 | 0 | esc | 0.00097009 | 6.9322e-10 | 0.00097009 | 6.9322e-10 | 0.0027813 | 6.1612e-10 | 0.0085129 | 2.1986e-09
[120 empty] | 7.3.3.17.5 (Remote Grid) Updates to grid topology to minimize risk of ignition in HFTDs Remote GridWLDFREquipment / facility failureAggregated | WLDFR | HFTD - Distribution - Tier 3 - 3QU CoRE ¦ 5QU LoRE | Non-Red Flag Warning - Large Fires | Equipment / facility failure | Aggregated | 2033 | 7.146e-07 | 134.3564 | 9.6011e-05 | 2033 | Mitigation | 0.95 | 45 | 0 | esc | 0.00097009 | 6.9322e-10 | 0.00097009 | 6.9322e-10 | 0.0027813 | 6.1612e-10 | 0.0085129 | 2.1986e-09
[120 empty] | 7.3.3.17.5 (Remote Grid) Updates to grid topology to minimize risk of ignition in HFTDs Remote GridWLDFREquipment / facility failureAggregated | WLDFR | HFTD - Distribution - Tier 3 - 3QU CoRE ¦ 5QU LoRE | Non-Red Flag Warning - Large Fires | Equipment / facility failure | Aggregated | 2034 | 7.146e-07 | 134.3564 | 9.6011e-05 | 2034 | Mitigation | 0.95 | 45 | 0 | esc | 0.00097009 | 6.9322e-10 | 0.00097009 | 6.9322e-10 | 0.0027813 | 6.1612e-10 | 0.0085129 | 2.1986e-09
[120 empty] | 7.3.3.17.5 (Remote Grid) Updates to grid topology to minimize risk of ignition in HFTDs Remote GridWLDFREquipment / facility failureAggregated | WLDFR | HFTD - Distribution - Tier 3 - 3QU CoRE ¦ 5QU LoRE | Non-Red Flag Warning - Large Fires | Equipment / facility failure | Aggregated | 2035 | 7.146e-07 | 134.3564 | 9.6011e-05 | 2035 | Mitigation | 0.95 | 45 | 0 | esc | 0.00097009 | 6.9322e-10 | 0.00097009 | 6.9322e-10 | 0.0027813 | 6.1612e-10 | 0.0085129 | 2.1986e-09
[120 empty] | 7.3.3.17.5 (Remote Grid) Updates to grid topology to minimize risk of ignition in HFTDs Remote GridWLDFREquipment / facility failureAggregated | WLDFR | HFTD - Distribution - Tier 3 - 3QU CoRE ¦ 5QU LoRE | Non-Red Flag Warning - Large Fires | Equipment / facility failure | Aggregated | 2036 | 7.146e-07 | 134.3564 | 9.6011e-05 | 2036 | Mitigation | 0.95 | 45 | 0 | esc | 0.00097009 | 6.9322e-10 | 0.00097009 | 6.9322e-10 | 0.0027813 | 6.1612e-10 | 0.0085129 | 2.1986e-09
[120 empty] | 7.3.3.17.5 (Remote Grid) Updates to grid topology to minimize risk of ignition in HFTDs Remote GridWLDFREquipment / facility failureAggregated | WLDFR | HFTD - Distribution - Tier 3 - 3QU CoRE ¦ 5QU LoRE | Non-Red Flag Warning - Large Fires | Equipment / facility failure | Aggregated | 2037 | 7.146e-07 | 134.3564 | 9.6011e-05 | 2037 | Mitigation | 0.95 | 45 | 0 | esc | 0.00097009 | 6.9322e-10 | 0.00097009 | 6.9322e-10 | 0.0027813 | 6.1612e-10 | 0.0085129 | 2.1986e-09
[120 empty] | 7.3.3.17.5 (Remote Grid) Updates to grid topology to minimize risk of ignition in HFTDs Remote GridWLDFREquipment / facility failureAggregated | WLDFR | HFTD - Distribution - Tier 3 - 3QU CoRE ¦ 5QU LoRE | Non-Red Flag Warning - Large Fires | Equipment / facility failure | Aggregated | 2038 | 7.146e-07 | 134.3564 | 9.6011e-05 | 2038 | Mitigation | 0.95 | 45 | 0 | esc | 0.00097009 | 6.9322e-10 | 0.00097009 | 6.9322e-10 | 0.0027813 | 6.1612e-10 | 0.0085129 | 2.1986e-09
[120 empty] | 7.3.3.17.5 (Remote Grid) Updates to grid topology to minimize risk of ignition in HFTDs Remote GridWLDFREquipment / facility failureAggregated | WLDFR | HFTD - Distribution - Tier 3 - 3QU CoRE ¦ 5QU LoRE | Non-Red Flag Warning - Large Fires | Equipment / facility failure | Aggregated | 2039 | 7.146e-07 | 134.3564 | 9.6011e-05 | 2039 | Mitigation | 0.95 | 45 | 0 | esc | 0.00097009 | 6.9322e-10 | 0.00097009 | 6.9322e-10 | 0.0027813 | 6.1612e-10 | 0.0085129 | 2.1986e-09
[120 empty] | 7.3.3.17.5 (Remote Grid) Updates to grid topology to minimize risk of ignition in HFTDs Remote GridWLDFREquipment / facility failureAggregated | WLDFR | HFTD - Distribution - Tier 3 - 3QU CoRE ¦ 5QU LoRE | Non-Red Flag Warning - Large Fires | Equipment / facility failure | Aggregated | 2040 | 7.146e-07 | 134.3564 | 9.6011e-05 | 2040 | Mitigation | 0.95 | 45 | 0 | esc | 0.00097009 | 6.9322e-10 | 0.00097009 | 6.9322e-10 | 0.0027813 | 6.1612e-10 | 0.0085129 | 2.1986e-09
[120 empty] | 7.3.3.17.5 (Remote Grid) Updates to grid topology to minimize risk of ignition in HFTDs Remote GridWLDFREquipment / facility failureAggregated | WLDFR | HFTD - Distribution - Tier 3 - 3QU CoRE ¦ 5QU LoRE | Non-Red Flag Warning - Large Fires | Equipment / facility failure | Aggregated | 2041 | 7.146e-07 | 134.3564 | 9.6011e-05 | 2041 | Mitigation | 0.95 | 45 | 0 | esc | 0.00097009 | 6.9322e-10 | 0.00097009 | 6.9322e-10 | 0.0027813 | 6.1612e-10 | 0.0085129 | 2.1986e-09
[120 empty] | 7.3.3.17.5 (Remote Grid) Updates to grid topology to minimize risk of ignition in HFTDs Remote GridWLDFREquipment / facility failureAggregated | WLDFR | HFTD - Distribution - Tier 3 - 3QU CoRE ¦ 5QU LoRE | Non-Red Flag Warning - Large Fires | Equipment / facility failure | Aggregated | 2042 | 7.146e-07 | 134.3564 | 9.6011e-05 | 2042 | Mitigation | 0.95 | 45 | 0 | esc | 0.00097009 | 6.9322e-10 | 0.00097009 | 6.9322e-10 | 0.0027813 | 6.1612e-10 | 0.0085129 | 2.1986e-09
[120 empty] | 7.3.3.17.5 (Remote Grid) Updates to grid topology to minimize risk of ignition in HFTDs Remote GridWLDFREquipment / facility failureAggregated | WLDFR | HFTD - Distribution - Tier 3 - 3QU CoRE ¦ 5QU LoRE | Non-Red Flag Warning - Large Fires | Equipment / facility failure | Aggregated | 2043 | 7.146e-07 | 134.3564 | 9.6011e-05 | 2043 | Mitigation | 0.95 | 45 | 0 | esc | 0.00097009 | 6.9322e-10 | 0.00097009 | 6.9322e-10 | 0.0027813 | 6.1612e-10 | 0.0085129 | 2.1986e-09
[120 empty] | 7.3.3.17.5 (Remote Grid) Updates to grid topology to minimize risk of ignition in HFTDs Remote GridWLDFREquipment / facility failureAggregated | WLDFR | HFTD - Distribution - Tier 3 - 3QU CoRE ¦ 5QU LoRE | Non-Red Flag Warning - Large Fires | Equipment / facility failure | Aggregated | 2044 | 7.146e-07 | 134.3564 | 9.6011e-05 | 2044 | Mitigation | 0.95 | 45 | 0 | esc | 0.00097009 | 6.9322e-10 | 0.00097009 | 6.9322e-10 | 0.0027813 | 6.1612e-10 | 0.0085129 | 2.1986e-09
[120 empty] | 7.3.3.17.5 (Remote Grid) Updates to grid topology to minimize risk of ignition in HFTDs Remote GridWLDFREquipment / facility failureAggregated | WLDFR | HFTD - Distribution - Tier 3 - 3QU CoRE ¦ 5QU LoRE | Non-Red Flag Warning - Large Fires | Equipment / facility failure | Aggregated | 2045 | 7.146e-07 | 134.3564 | 9.6011e-05 | 2045 | Mitigation | 0.95 | 45 | 0 | esc | 0.00097009 | 6.9322e-10 | 0.00097009 | 6.9322e-10 | 0.0027813 | 6.1612e-10 | 0.0085129 | 2.1986e-09
[120 empty] | 7.3.3.17.5 (Remote Grid) Updates to grid topology to minimize risk of ignition in HFTDs Remote GridWLDFREquipment / facility failureAggregated | WLDFR | HFTD - Distribution - Tier 3 - 3QU CoRE ¦ 5QU LoRE | Non-Red Flag Warning - Large Fires | Equipment / facility failure | Aggregated | 2046 | 7.146e-07 | 134.3564 | 9.6011e-05 | 2046 | Mitigation | 0.95 | 45 | 0 | esc | 0.00097009 | 6.9322e-10 | 0.00097009 | 6.9322e-10 | 0.0027813 | 6.1612e-10 | 0.0085129 | 2.1986e-09
[120 empty] | 7.3.3.17.5 (Remote Grid) Updates to grid topology to minimize risk of ignition in HFTDs Remote GridWLDFREquipment / facility failureAggregated | WLDFR | HFTD - Distribution - Tier 3 - 3QU CoRE ¦ 5QU LoRE | Non-Red Flag Warning - Large Fires | Equipment / facility failure | Aggregated | 2047 | 7.146e-07 | 134.3564 | 9.6011e-05 | 2047 | Mitigation | 0.95 | 45 | 0 | esc | 0.00097009 | 6.9322e-10 | 0.00097009 | 6.9322e-10 | 0.0027813 | 6.1612e-10 | 0.0085129 | 2.1986e-09
[120 empty] | 7.3.3.17.5 (Remote Grid) Updates to grid topology to minimize risk of ignition in HFTDs Remote GridWLDFREquipment / facility failureAggregated | WLDFR | HFTD - Distribution - Tier 3 - 3QU CoRE ¦ 5QU LoRE | Non-Red Flag Warning - Large Fires | Equipment / facility failure | Aggregated | 2048 | 7.146e-07 | 134.3564 | 9.6011e-05 | 2048 | Mitigation | 0.95 | 45 | 0 | esc | 0.00097009 | 6.9322e-10 | 0.00097009 | 6.9322e-10 | 0.0027813 | 6.1612e-10 | 0 | 0
[120 empty] | 7.3.3.17.5 (Remote Grid) Updates to grid topology to minimize risk of ignition in HFTDs Remote GridWLDFREquipment / facility failureAggregated | WLDFR | HFTD - Distribution - Tier 3 - 3QU CoRE ¦ 5QU LoRE | Non-Red Flag Warning - Large Fires | Equipment / facility failure | Aggregated | 2049 | 7.146e-07 | 134.3564 | 9.6011e-05 | 2049 | Mitigation | 0.95 | 45 | 0 | esc | 0.00097009 | 6.9322e-10 | 0.00097009 | 6.9322e-10 | 0.0027813 | 6.1612e-10 | 0 | 0
[120 empty] | 7.3.3.17.5 (Remote Grid) Updates to grid topology to minimize risk of ignition in HFTDs Remote GridWLDFREquipment / facility failureAggregated | WLDFR | HFTD - Distribution - Tier 3 - 3QU CoRE ¦ 5QU LoRE | Non-Red Flag Warning - Large Fires | Equipment / facility failure | Aggregated | 2050 | 7.146e-07 | 134.3564 | 9.6011e-05 | 2050 | Mitigation | 0.95 | 45 | 0 | esc | 0.00097009 | 6.9322e-10 | 0.00097009 | 6.9322e-10 | 0.0027813 | 6.1612e-10 | 0.0093087 | 9.8453e-09
[120 empty] | 7.3.3.17.5 (Remote Grid) Updates to grid topology to minimize risk of ignition in HFTDs Remote GridWLDFREquipment / facility failureAggregated | WLDFR | HFTD - Distribution - Tier 3 - 3QU CoRE ¦ 5QU LoRE | Non-Red Flag Warning - Large Fires | Equipment / facility failure | Aggregated | 2051 | 7.146e-07 | 134.3564 | 9.6011e-05 | 2051 | Mitigation | 0.95 | 45 | 0 | esc | 0.00097009 | 6.9322e-10 | 0.00097009 | 6.9322e-10 | 0.0027813 | 6.1612e-10 | 0.0093087 | 9.8453e-09
[120 empty] | 7.3.3.17.5 (Remote Grid) Updates to grid topology to minimize risk of ignition in HFTDs Remote GridWLDFREquipment / facility failureAggregated | WLDFR | HFTD - Distribution - Tier 3 - 3QU CoRE ¦ 5QU LoRE | Non-Red Flag Warning - Large Fires | Equipment / facility failure | Aggregated | 2052 | 7.146e-07 | 134.3564 | 9.6011e-05 | 2052 | Mitigation | 0.95 | 45 | 0 | esc | 0.00097009 | 6.9322e-10 | 0.00097009 | 6.9322e-10 | 0.0027813 | 6.1612e-10 | 0.0093087 | 9.8453e-09
[120 empty] | 7.3.3.17.5 (Remote Grid) Updates to grid topology to minimize risk of ignition in HFTDs Remote GridWLDFREquipment / facility failureAggregated | WLDFR | HFTD - Distribution - Tier 3 - 3QU CoRE ¦ 5QU LoRE | Non-Red Flag Warning - Large Fires | Equipment / facility failure | Aggregated | 2053 | 7.146e-07 | 134.3564 | 9.6011e-05 | 2053 | Mitigation | 0.95 | 45 | 0 | esc | 0.00097009 | 6.9322e-10 | 0.00097009 | 6.9322e-10 | 0.0027813 | 6.1612e-10 | 0.0093087 | 9.8453e-09
[120 empty] | 7.3.3.17.5 (Remote Grid) Updates to grid topology to minimize risk of ignition in HFTDs Remote GridWLDFREquipment / facility failureAggregated | WLDFR | HFTD - Distribution - Tier 3 - 3QU CoRE ¦ 5QU LoRE | Non-Red Flag Warning - Large Fires | Equipment / facility failure | Aggregated | 2054 | 7.146e-07 | 134.3564 | 9.6011e-05 | 2054 | Mitigation | 0.95 | 45 | 0 | esc | 0.00097009 | 6.9322e-10 | 0.00097009 | 6.9322e-10 | 0.0027813 | 6.1612e-10 | 0.0093087 | 9.8453e-09
[120 empty] | 7.3.3.17.5 (Remote Grid) Updates to grid topology to minimize risk of ignition in HFTDs Remote GridWLDFREquipment / facility failureAggregated | WLDFR | HFTD - Distribution - Tier 3 - 3QU CoRE ¦ 5QU LoRE | Non-Red Flag Warning - Large Fires | Equipment / facility failure | Aggregated | 2055 | 7.146e-07 | 134.3564 | 9.6011e-05 | 2055 | Mitigation | 0.95 | 45 | 0 | esc | 0.00097009 | 6.9322e-10 | 0.00097009 | 6.9322e-10 | 0.0027813 | 6.1612e-10 | 0.0093087 | 9.8453e-09
[120 empty] | 7.3.3.17.5 (Remote Grid) Updates to grid topology to minimize risk of ignition in HFTDs Remote GridWLDFREquipment / facility failureAggregated | WLDFR | HFTD - Distribution - Tier 3 - 3QU CoRE ¦ 5QU LoRE | Non-Red Flag Warning - Large Fires | Equipment / facility failure | Aggregated | 2056 | 7.146e-07 | 134.3564 | 9.6011e-05 | 2056 | Mitigation | 0.95 | 45 | 0 | esc | 0.00097009 | 6.9322e-10 | 0.00097009 | 6.9322e-10 | 0 | 0 | 0.0093087 | 9.8453e-09
[120 empty] | 7.3.3.17.5 (Remote Grid) Updates to grid topology to minimize risk of ignition in HFTDs Remote GridWLDFREquipment / facility failureAggregated | WLDFR | HFTD - Distribution - Tier 3 - 3QU CoRE ¦ 5QU LoRE | Non-Red Flag Warning - Large Fires | Equipment / facility failure | Aggregated | 2057 | 7.146e-07 | 134.3564 | 9.6011e-05 | 2057 | Mitigation | 0.95 | 45 | 0 | esc | 0.00097009 | 6.9322e-10 | 0.00097009 | 6.9322e-10 | 0.0027813 | 1.4057e-09 | 0.0093087 | 9.8453e-09
[120 empty] | 7.3.3.17.5 (Remote Grid) Updates to grid topology to minimize risk of ignition in HFTDs Remote GridWLDFREquipment / facility failureAggregated | WLDFR | HFTD - Distribution - Tier 3 - 3QU CoRE ¦ 5QU LoRE | Non-Red Flag Warning - Large Fires | Equipment / facility failure | Aggregated | 2058 | 7.146e-07 | 134.3564 | 9.6011e-05 | 2058 | Mitigation | 0.95 | 45 | 0 | esc | 0.00097009 | 6.9322e-10 | 0.00097009 | 6.9322e-10 | 0.0027813 | 1.4057e-09 | 0.0093087 | 9.8453e-09
[120 empty] | 7.3.3.17.5 (Remote Grid) Updates to grid topology to minimize risk of ignition in HFTDs Remote GridWLDFREquipment / facility failureAggregated | WLDFR | HFTD - Distribution - Tier 3 - 3QU CoRE ¦ 5QU LoRE | Non-Red Flag Warning - Large Fires | Equipment / facility failure | Aggregated | 2059 | 7.146e-07 | 134.3564 | 9.6011e-05 | 2059 | Mitigation | 0.95 | 45 | 0 | esc | 0.00097009 | 6.9322e-10 | 0.00097009 | 6.9322e-10 | 0.0027813 | 1.4057e-09 | 0.0093087 | 9.8453e-09
[120 empty] | 7.3.3.17.5 (Remote Grid) Updates to grid topology to minimize risk of ignition in HFTDs Remote GridWLDFREquipment / facility failureAggregated | WLDFR | HFTD - Distribution - Tier 3 - 3QU CoRE ¦ 5QU LoRE | Non-Red Flag Warning - Large Fires | Equipment / facility failure | Aggregated | 2060 | 7.146e-07 | 134.3564 | 9.6011e-05 | 2060 | Mitigation | 0.95 | 45 | 0 | esc | 0.00097009 | 6.9322e-10 | 0.00097009 | 6.9322e-10 | 0.0027813 | 1.4057e-09 | 0.0093087 | 9.8453e-09
[120 empty] | 7.3.3.17.5 (Remote Grid) Updates to grid topology to minimize risk of ignition in HFTDs Remote GridWLDFREquipment / facility failureAggregated | WLDFR | HFTD - Distribution - Tier 3 - 3QU CoRE ¦ 5QU LoRE | Non-Red Flag Warning - Large Fires | Equipment / facility failure | Aggregated | 2061 | 7.146e-07 | 134.3564 | 9.6011e-05 | 2061 | Mitigation | 0.95 | 45 | 0 | esc | 0.00097009 | 6.9322e-10 | 0.00097009 | 6.9322e-10 | 0.0027813 | 1.4057e-09 | 0.0093087 | 9.8453e-09
[120 empty] | 7.3.3.17.5 (Remote Grid) Updates to grid topology to minimize risk of ignition in HFTDs Remote GridWLDFREquipment / facility failureAggregated | WLDFR | HFTD - Distribution - Tier 3 - 3QU CoRE ¦ 5QU LoRE | Non-Red Flag Warning - Large Fires | Equipment / facility failure | Aggregated | 2062 | 7.146e-07 | 134.3564 | 9.6011e-05 | 2062 | Mitigation | 0.95 | 45 | 0 | esc | 0.00097009 | 6.9322e-10 | 0.00097009 | 6.9322e-10 | 0.0027813 | 1.4057e-09 | 0.0093087 | 9.8453e-09
[120 empty] | 7.3.3.17.5 (Remote Grid) Updates to grid topology to minimize risk of ignition in HFTDs Remote GridWLDFREquipment / facility failureAggregated | WLDFR | HFTD - Distribution - Tier 3 - 3QU CoRE ¦ 5QU LoRE | Non-Red Flag Warning - Large Fires | Equipment / facility failure | Aggregated | 2063 | 7.146e-07 | 134.3564 | 9.6011e-05 | 2063 | Mitigation | 0.95 | 45 | 0 | esc | 0.00097009 | 6.9322e-10 | 0.00097009 | 6.9322e-10 | 0.0027813 | 1.4057e-09 | 0.0093087 | 9.8453e-09
[120 empty] | 7.3.3.17.5 (Remote Grid) Updates to grid topology to minimize risk of ignition in HFTDs Remote GridWLDFREquipment / facility failureAggregated | WLDFR | HFTD - Distribution - Tier 3 - 3QU CoRE ¦ 5QU LoRE | Non-Red Flag Warning - Large Fires | Equipment / facility failure | Aggregated | 2064 | 7.146e-07 | 134.3564 | 9.6011e-05 | 2064 | Mitigation | 0.95 | 45 | 0 | esc | 0.00097009 | 6.9322e-10 | 0.00097009 | 6.9322e-10 | 0.0027813 | 1.4057e-09 | 0.0093087 | 9.8453e-09
[120 empty] | 7.3.3.17.5 (Remote Grid) Updates to grid topology to minimize risk of ignition in HFTDs Remote GridWLDFREquipment / facility failureAggregated | WLDFR | HFTD - Distribution - Tier 3 - 3QU CoRE ¦ 5QU LoRE | Non-Red Flag Warning - Large Fires | Equipment / facility failure | Aggregated | 2065 | 7.146e-07 | 134.3564 | 9.6011e-05 | 2065 | Mitigation | 0.95 | 45 | 0 | esc | 0.00097009 | 6.9322e-10 | 0.00097009 | 6.9322e-10 | 0.0027813 | 1.4057e-09 | 0.0093087 | 9.8453e-09
[120 empty] | 7.3.3.17.5 (Remote Grid) Updates to grid topology to minimize risk of ignition in HFTDs Remote GridWLDFREquipment / facility failureAggregated | WLDFR | HFTD - Distribution - Tier 3 - 3QU CoRE ¦ 5QU LoRE | Non-Red Flag Warning - Large Fires | Equipment / facility failure | Aggregated | 2066 | 7.146e-07 | 134.3564 | 9.6011e-05 | 2066 | Mitigation | 0.95 | 45 | 0 | esc | 0.00097009 | 6.9322e-10 | 0.00097009 | 6.9322e-10 | 0.0027813 | 1.4057e-09 | 0.0093087 | 9.8453e-09
[120 empty] | 7.3.3.17.5 (Remote Grid) Updates to grid topology to minimize risk of ignition in HFTDs Remote GridWLDFREquipment / facility failureAggregated | WLDFR | HFTD - Distribution - Tier 3 - 3QU CoRE ¦ 5QU LoRE | Non-Red Flag Warning - Large Fires | Equipment / facility failure | Aggregated | 2067 | 7.146e-07 | 134.3564 | 9.6011e-05 | 2067 | Mitigation | 0.95 | 45 | 0 | esc | 0 | 0 | 0.00097009 | 6.9322e-10 | 0.0027813 | 1.4057e-09 | 0.0093087 | 9.8453e-09
[120 empty] | 7.3.3.17.5 (Remote Grid) Updates to grid topology to minimize risk of ignition in HFTDs Remote GridWLDFRVegetation ContactAggregated | WLDFR | HFTD - Distribution - Tier 3 - 3QU CoRE ¦ 5QU LoRE | Non-Red Flag Warning - Large Fires | Vegetation Contact | Aggregated | 2022 | 5.0038e-06 | 134.3564 | 0.0006723 | 2022 | Mitigation | 0.95 | 45 | 0 | esc | 0.00097009 | 4.8542e-09 | 0 | 0 | 0.0027813 | 1.4057e-09 | 0.0093087 | 9.8453e-09
[120 empty] | 7.3.3.17.5 (Remote Grid) Updates to grid topology to minimize risk of ignition in HFTDs Remote GridWLDFRVegetation ContactAggregated | WLDFR | HFTD - Distribution - Tier 3 - 3QU CoRE ¦ 5QU LoRE | Non-Red Flag Warning - Large Fires | Vegetation Contact | Aggregated | 2023 | 5.0038e-06 | 134.3564 | 0.0006723 | 2023 | Mitigation | 0.95 | 45 | 0 | esc | 0.00097009 | 4.8542e-09 | 0.00097009 | 4.8542e-09 | 0.0027813 | 1.4057e-09 | 0.0093087 | 9.8453e-09
[120 empty] | 7.3.3.17.5 (Remote Grid) Updates to grid topology to minimize risk of ignition in HFTDs Remote GridWLDFRVegetation ContactAggregated | WLDFR | HFTD - Distribution - Tier 3 - 3QU CoRE ¦ 5QU LoRE | Non-Red Flag Warning - Large Fires | Vegetation Contact | Aggregated | 2024 | 5.0038e-06 | 134.3564 | 0.0006723 | 2024 | Mitigation | 0.95 | 45 | 0 | esc | 0.00097009 | 4.8542e-09 | 0.00097009 | 4.8542e-09 | 0.0027813 | 1.4057e-09 | 0.0093087 | 9.8453e-09
[120 empty] | 7.3.3.17.5 (Remote Grid) Updates to grid topology to minimize risk of ignition in HFTDs Remote GridWLDFRVegetation ContactAggregated | WLDFR | HFTD - Distribution - Tier 3 - 3QU CoRE ¦ 5QU LoRE | Non-Red Flag Warning - Large Fires | Vegetation Contact | Aggregated | 2025 | 5.0038e-06 | 134.3564 | 0.0006723 | 2025 | Mitigation | 0.95 | 45 | 0 | esc | 0.00097009 | 4.8542e-09 | 0.00097009 | 4.8542e-09 | 0.0027813 | 1.4057e-09 | 0.0093087 | 9.8453e-09
[120 empty] | 7.3.3.17.5 (Remote Grid) Updates to grid topology to minimize risk of ignition in HFTDs Remote GridWLDFRVegetation ContactAggregated | WLDFR | HFTD - Distribution - Tier 3 - 3QU CoRE ¦ 5QU LoRE | Non-Red Flag Warning - Large Fires | Vegetation Contact | Aggregated | 2026 | 5.0038e-06 | 134.3564 | 0.0006723 | 2026 | Mitigation | 0.95 | 45 | 0 | esc | 0.00097009 | 4.8542e-09 | 0.00097009 | 4.8542e-09 | 0.0027813 | 1.4057e-09 | 0.0093087 | 9.8453e-09
[120 empty] | 7.3.3.17.5 (Remote Grid) Updates to grid topology to minimize risk of ignition in HFTDs Remote GridWLDFRVegetation ContactAggregated | WLDFR | HFTD - Distribution - Tier 3 - 3QU CoRE ¦ 5QU LoRE | Non-Red Flag Warning - Large Fires | Vegetation Contact | Aggregated | 2027 | 5.0038e-06 | 134.3564 | 0.0006723 | 2027 | Mitigation | 0.95 | 45 | 0 | esc | 0.00097009 | 4.8542e-09 | 0.00097009 | 4.8542e-09 | 0.0027813 | 1.4057e-09 | 0.0093087 | 9.8453e-09
[120 empty] | 7.3.3.17.5 (Remote Grid) Updates to grid topology to minimize risk of ignition in HFTDs Remote GridWLDFRVegetation ContactAggregated | WLDFR | HFTD - Distribution - Tier 3 - 3QU CoRE ¦ 5QU LoRE | Non-Red Flag Warning - Large Fires | Vegetation Contact | Aggregated | 2028 | 5.0038e-06 | 134.3564 | 0.0006723 | 2028 | Mitigation | 0.95 | 45 | 0 | esc | 0.00097009 | 4.8542e-09 | 0.00097009 | 4.8542e-09 | 0.0027813 | 1.4057e-09 | 0.0093087 | 9.8453e-09
[120 empty] | 7.3.3.17.5 (Remote Grid) Updates to grid topology to minimize risk of ignition in HFTDs Remote GridWLDFRVegetation ContactAggregated | WLDFR | HFTD - Distribution - Tier 3 - 3QU CoRE ¦ 5QU LoRE | Non-Red Flag Warning - Large Fires | Vegetation Contact | Aggregated | 2029 | 5.0038e-06 | 134.3564 | 0.0006723 | 2029 | Mitigation | 0.95 | 45 | 0 | esc | 0.00097009 | 4.8542e-09 | 0.00097009 | 4.8542e-09 | 0.0027813 | 1.4057e-09 | 0.0093087 | 9.8453e-09
[120 empty] | 7.3.3.17.5 (Remote Grid) Updates to grid topology to minimize risk of ignition in HFTDs Remote GridWLDFRVegetation ContactAggregated | WLDFR | HFTD - Distribution - Tier 3 - 3QU CoRE ¦ 5QU LoRE | Non-Red Flag Warning - Large Fires | Vegetation Contact | Aggregated | 2030 | 5.0038e-06 | 134.3564 | 0.0006723 | 2030 | Mitigation | 0.95 | 45 | 0 | esc | 0.00097009 | 4.8542e-09 | 0.00097009 | 4.8542e-09 | 0.0027813 | 1.4057e-09 | 0.0093087 | 9.8453e-09
[120 empty] | 7.3.3.17.5 (Remote Grid) Updates to grid topology to minimize risk of ignition in HFTDs Remote GridWLDFRVegetation ContactAggregated | WLDFR | HFTD - Distribution - Tier 3 - 3QU CoRE ¦ 5QU LoRE | Non-Red Flag Warning - Large Fires | Vegetation Contact | Aggregated | 2031 | 5.0038e-06 | 134.3564 | 0.0006723 | 2031 | Mitigation | 0.95 | 45 | 0 | esc | 0.00097009 | 4.8542e-09 | 0.00097009 | 4.8542e-09 | 0.0027813 | 1.4057e-09 | 0.0093087 | 9.8453e-09
[120 empty] | 7.3.3.17.5 (Remote Grid) Updates to grid topology to minimize risk of ignition in HFTDs Remote GridWLDFRVegetation ContactAggregated | WLDFR | HFTD - Distribution - Tier 3 - 3QU CoRE ¦ 5QU LoRE | Non-Red Flag Warning - Large Fires | Vegetation Contact | Aggregated | 2032 | 5.0038e-06 | 134.3564 | 0.0006723 | 2032 | Mitigation | 0.95 | 45 | 0 | esc | 0.00097009 | 4.8542e-09 | 0.00097009 | 4.8542e-09 | 0.0027813 | 1.4057e-09 | 0.0093087 | 9.8453e-09
[120 empty] | 7.3.3.17.5 (Remote Grid) Updates to grid topology to minimize risk of ignition in HFTDs Remote GridWLDFRVegetation ContactAggregated | WLDFR | HFTD - Distribution - Tier 3 - 3QU CoRE ¦ 5QU LoRE | Non-Red Flag Warning - Large Fires | Vegetation Contact | Aggregated | 2033 | 5.0038e-06 | 134.3564 | 0.0006723 | 2033 | Mitigation | 0.95 | 45 | 0 | esc | 0.00097009 | 4.8542e-09 | 0.00097009 | 4.8542e-09 | 0.0027813 | 1.4057e-09 | 0.0093087 | 9.8453e-09
[120 empty] | 7.3.3.17.5 (Remote Grid) Updates to grid topology to minimize risk of ignition in HFTDs Remote GridWLDFRVegetation ContactAggregated | WLDFR | HFTD - Distribution - Tier 3 - 3QU CoRE ¦ 5QU LoRE | Non-Red Flag Warning - Large Fires | Vegetation Contact | Aggregated | 2034 | 5.0038e-06 | 134.3564 | 0.0006723 | 2034 | Mitigation | 0.95 | 45 | 0 | esc | 0.00097009 | 4.8542e-09 | 0.00097009 | 4.8542e-09 | 0.0027813 | 1.4057e-09 | 0 | 0
[120 empty] | 7.3.3.17.5 (Remote Grid) Updates to grid topology to minimize risk of ignition in HFTDs Remote GridWLDFRVegetation ContactAggregated | WLDFR | HFTD - Distribution - Tier 3 - 3QU CoRE ¦ 5QU LoRE | Non-Red Flag Warning - Large Fires | Vegetation Contact | Aggregated | 2035 | 5.0038e-06 | 134.3564 | 0.0006723 | 2035 | Mitigation | 0.95 | 45 | 0 | esc | 0.00097009 | 4.8542e-09 | 0.00097009 | 4.8542e-09 | 0.0027813 | 1.4057e-09 | 0 | 0
[120 empty] | 7.3.3.17.5 (Remote Grid) Updates to grid topology to minimize risk of ignition in HFTDs Remote GridWLDFRVegetation ContactAggregated | WLDFR | HFTD - Distribution - Tier 3 - 3QU CoRE ¦ 5QU LoRE | Non-Red Flag Warning - Large Fires | Vegetation Contact | Aggregated | 2036 | 5.0038e-06 | 134.3564 | 0.0006723 | 2036 | Mitigation | 0.95 | 45 | 0 | esc | 0.00097009 | 4.8542e-09 | 0.00097009 | 4.8542e-09 | 0.0027813 | 1.4057e-09 | 0.0083522 | 2.325e-09
[120 empty] | 7.3.3.17.5 (Remote Grid) Updates to grid topology to minimize risk of ignition in HFTDs Remote GridWLDFRVegetation ContactAggregated | WLDFR | HFTD - Distribution - Tier 3 - 3QU CoRE ¦ 5QU LoRE | Non-Red Flag Warning - Large Fires | Vegetation Contact | Aggregated | 2037 | 5.0038e-06 | 134.3564 | 0.0006723 | 2037 | Mitigation | 0.95 | 45 | 0 | esc | 0.00097009 | 4.8542e-09 | 0.00097009 | 4.8542e-09 | 0.0027813 | 1.4057e-09 | 0.0083522 | 2.325e-09
[120 empty] | 7.3.3.17.5 (Remote Grid) Updates to grid topology to minimize risk of ignition in HFTDs Remote GridWLDFRVegetation ContactAggregated | WLDFR | HFTD - Distribution - Tier 3 - 3QU CoRE ¦ 5QU LoRE | Non-Red Flag Warning - Large Fires | Vegetation Contact | Aggregated | 2038 | 5.0038e-06 | 134.3564 | 0.0006723 | 2038 | Mitigation | 0.95 | 45 | 0 | esc | 0.00097009 | 4.8542e-09 | 0.00097009 | 4.8542e-09 | 0.0027813 | 1.4057e-09 | 0.0083522 | 2.325e-09
[120 empty] | 7.3.3.17.5 (Remote Grid) Updates to grid topology to minimize risk of ignition in HFTDs Remote GridWLDFRVegetation ContactAggregated | WLDFR | HFTD - Distribution - Tier 3 - 3QU CoRE ¦ 5QU LoRE | Non-Red Flag Warning - Large Fires | Vegetation Contact | Aggregated | 2039 | 5.0038e-06 | 134.3564 | 0.0006723 | 2039 | Mitigation | 0.95 | 45 | 0 | esc | 0.00097009 | 4.8542e-09 | 0.00097009 | 4.8542e-09 | 0.0027813 | 1.4057e-09 | 0.0083522 | 2.325e-09
[120 empty] | 7.3.3.17.5 (Remote Grid) Updates to grid topology to minimize risk of ignition in HFTDs Remote GridWLDFRVegetation ContactAggregated | WLDFR | HFTD - Distribution - Tier 3 - 3QU CoRE ¦ 5QU LoRE | Non-Red Flag Warning - Large Fires | Vegetation Contact | Aggregated | 2040 | 5.0038e-06 | 134.3564 | 0.0006723 | 2040 | Mitigation | 0.95 | 45 | 0 | esc | 0.00097009 | 4.8542e-09 | 0.00097009 | 4.8542e-09 | 0.0027813 | 1.4057e-09 | 0.0083522 | 2.325e-09
[120 empty] | 7.3.3.17.5 (Remote Grid) Updates to grid topology to minimize risk of ignition in HFTDs Remote GridWLDFRVegetation ContactAggregated | WLDFR | HFTD - Distribution - Tier 3 - 3QU CoRE ¦ 5QU LoRE | Non-Red Flag Warning - Large Fires | Vegetation Contact | Aggregated | 2041 | 5.0038e-06 | 134.3564 | 0.0006723 | 2041 | Mitigation | 0.95 | 45 | 0 | esc | 0.00097009 | 4.8542e-09 | 0.00097009 | 4.8542e-09 | 0.0027813 | 1.4057e-09 | 0.0083522 | 2.325e-09
[120 empty] | 7.3.3.17.5 (Remote Grid) Updates to grid topology to minimize risk of ignition in HFTDs Remote GridWLDFRVegetation ContactAggregated | WLDFR | HFTD - Distribution - Tier 3 - 3QU CoRE ¦ 5QU LoRE | Non-Red Flag Warning - Large Fires | Vegetation Contact | Aggregated | 2042 | 5.0038e-06 | 134.3564 | 0.0006723 | 2042 | Mitigation | 0.95 | 45 | 0 | esc | 0.00097009 | 4.8542e-09 | 0.00097009 | 4.8542e-09 | 0.0027813 | 1.4057e-09 | 0.0083522 | 2.325e-09
[120 empty] | 7.3.3.17.5 (Remote Grid) Updates to grid topology to minimize risk of ignition in HFTDs Remote GridWLDFRVegetation ContactAggregated | WLDFR | HFTD - Distribution - Tier 3 - 3QU CoRE ¦ 5QU LoRE | Non-Red Flag Warning - Large Fires | Vegetation Contact | Aggregated | 2043 | 5.0038e-06 | 134.3564 | 0.0006723 | 2043 | Mitigation | 0.95 | 45 | 0 | esc | 0.00097009 | 4.8542e-09 | 0.00097009 | 4.8542e-09 | 0.0027813 | 1.4057e-09 | 0.0083522 | 2.325e-09
[120 empty] | 7.3.3.17.5 (Remote Grid) Updates to grid topology to minimize risk of ignition in HFTDs Remote GridWLDFRVegetation ContactAggregated | WLDFR | HFTD - Distribution - Tier 3 - 3QU CoRE ¦ 5QU LoRE | Non-Red Flag Warning - Large Fires | Vegetation Contact | Aggregated | 2044 | 5.0038e-06 | 134.3564 | 0.0006723 | 2044 | Mitigation | 0.95 | 45 | 0 | esc | 0.00097009 | 4.8542e-09 | 0.00097009 | 4.8542e-09 | 0.0027813 | 1.4057e-09 | 0.0083522 | 2.325e-09
[120 empty] | 7.3.3.17.5 (Remote Grid) Updates to grid topology to minimize risk of ignition in HFTDs Remote GridWLDFRVegetation ContactAggregated | WLDFR | HFTD - Distribution - Tier 3 - 3QU CoRE ¦ 5QU LoRE | Non-Red Flag Warning - Large Fires | Vegetation Contact | Aggregated | 2045 | 5.0038e-06 | 134.3564 | 0.0006723 | 2045 | Mitigation | 0.95 | 45 | 0 | esc | 0.00097009 | 4.8542e-09 | 0.00097009 | 4.8542e-09 | 0.0027813 | 1.4057e-09 | 0.0083522 | 2.325e-09
[120 empty] | 7.3.3.17.5 (Remote Grid) Updates to grid topology to minimize risk of ignition in HFTDs Remote GridWLDFRVegetation ContactAggregated | WLDFR | HFTD - Distribution - Tier 3 - 3QU CoRE ¦ 5QU LoRE | Non-Red Flag Warning - Large Fires | Vegetation Contact | Aggregated | 2046 | 5.0038e-06 | 134.3564 | 0.0006723 | 2046 | Mitigation | 0.95 | 45 | 0 | esc | 0.00097009 | 4.8542e-09 | 0.00097009 | 4.8542e-09 | 0.0027813 | 1.4057e-09 | 0.0083522 | 2.325e-09
[120 empty] | 7.3.3.17.5 (Remote Grid) Updates to grid topology to minimize risk of ignition in HFTDs Remote GridWLDFRVegetation ContactAggregated | WLDFR | HFTD - Distribution - Tier 3 - 3QU CoRE ¦ 5QU LoRE | Non-Red Flag Warning - Large Fires | Vegetation Contact | Aggregated | 2047 | 5.0038e-06 | 134.3564 | 0.0006723 | 2047 | Mitigation | 0.95 | 45 | 0 | esc | 0.00097009 | 4.8542e-09 | 0.00097009 | 4.8542e-09 | 0.0027813 | 1.4057e-09 | 0.0083522 | 2.325e-09
[120 empty] | 7.3.3.17.5 (Remote Grid) Updates to grid topology to minimize risk of ignition in HFTDs Remote GridWLDFRVegetation ContactAggregated | WLDFR | HFTD - Distribution - Tier 3 - 3QU CoRE ¦ 5QU LoRE | Non-Red Flag Warning - Large Fires | Vegetation Contact | Aggregated | 2048 | 5.0038e-06 | 134.3564 | 0.0006723 | 2048 | Mitigation | 0.95 | 45 | 0 | esc | 0.00097009 | 4.8542e-09 | 0.00097009 | 4.8542e-09 | 0.0027813 | 1.4057e-09 | 0.0083522 | 2.325e-09
[120 empty] | 7.3.3.17.5 (Remote Grid) Updates to grid topology to minimize risk of ignition in HFTDs Remote GridWLDFRVegetation ContactAggregated | WLDFR | HFTD - Distribution - Tier 3 - 3QU CoRE ¦ 5QU LoRE | Non-Red Flag Warning - Large Fires | Vegetation Contact | Aggregated | 2049 | 5.0038e-06 | 134.3564 | 0.0006723 | 2049 | Mitigation | 0.95 | 45 | 0 | esc | 0.00097009 | 4.8542e-09 | 0.00097009 | 4.8542e-09 | 0.0027813 | 1.4057e-09 | 0.0083522 | 2.325e-09
[120 empty] | 7.3.3.17.5 (Remote Grid) Updates to grid topology to minimize risk of ignition in HFTDs Remote GridWLDFRVegetation ContactAggregated | WLDFR | HFTD - Distribution - Tier 3 - 3QU CoRE ¦ 5QU LoRE | Non-Red Flag Warning - Large Fires | Vegetation Contact | Aggregated | 2050 | 5.0038e-06 | 134.3564 | 0.0006723 | 2050 | Mitigation | 0.95 | 45 | 0 | esc | 0.00097009 | 4.8542e-09 | 0.00097009 | 4.8542e-09 | 0.0027813 | 1.4057e-09 | 0.0083522 | 2.325e-09
[120 empty] | 7.3.3.17.5 (Remote Grid) Updates to grid topology to minimize risk of ignition in HFTDs Remote GridWLDFRVegetation ContactAggregated | WLDFR | HFTD - Distribution - Tier 3 - 3QU CoRE ¦ 5QU LoRE | Non-Red Flag Warning - Large Fires | Vegetation Contact | Aggregated | 2051 | 5.0038e-06 | 134.3564 | 0.0006723 | 2051 | Mitigation | 0.95 | 45 | 0 | esc | 0.00097009 | 4.8542e-09 | 0.00097009 | 4.8542e-09 | 0.0027813 | 1.4057e-09 | 0.0083522 | 2.325e-09
[120 empty] | 7.3.3.17.5 (Remote Grid) Updates to grid topology to minimize risk of ignition in HFTDs Remote GridWLDFRVegetation ContactAggregated | WLDFR | HFTD - Distribution - Tier 3 - 3QU CoRE ¦ 5QU LoRE | Non-Red Flag Warning - Large Fires | Vegetation Contact | Aggregated | 2052 | 5.0038e-06 | 134.3564 | 0.0006723 | 2052 | Mitigation | 0.95 | 45 | 0 | esc | 0.00097009 | 4.8542e-09 | 0.00097009 | 4.8542e-09 | 0.0027813 | 1.4057e-09 | 0.0083522 | 2.325e-09
[120 empty] | 7.3.3.17.5 (Remote Grid) Updates to grid topology to minimize risk of ignition in HFTDs Remote GridWLDFRVegetation ContactAggregated | WLDFR | HFTD - Distribution - Tier 3 - 3QU CoRE ¦ 5QU LoRE | Non-Red Flag Warning - Large Fires | Vegetation Contact | Aggregated | 2053 | 5.0038e-06 | 134.3564 | 0.0006723 | 2053 | Mitigation | 0.95 | 45 | 0 | esc | 0.00097009 | 4.8542e-09 | 0.00097009 | 4.8542e-09 | 0.0027813 | 1.4057e-09 | 0.0083522 | 2.325e-09
[120 empty] | 7.3.3.17.5 (Remote Grid) Updates to grid topology to minimize risk of ignition in HFTDs Remote GridWLDFRVegetation ContactAggregated | WLDFR | HFTD - Distribution - Tier 3 - 3QU CoRE ¦ 5QU LoRE | Non-Red Flag Warning - Large Fires | Vegetation Contact | Aggregated | 2054 | 5.0038e-06 | 134.3564 | 0.0006723 | 2054 | Mitigation | 0.95 | 45 | 0 | esc | 0.00097009 | 4.8542e-09 | 0.00097009 | 4.8542e-09 | 0.0027813 | 1.4057e-09 | 0.0083522 | 2.325e-09
[120 empty] | 7.3.3.17.5 (Remote Grid) Updates to grid topology to minimize risk of ignition in HFTDs Remote GridWLDFRVegetation ContactAggregated | WLDFR | HFTD - Distribution - Tier 3 - 3QU CoRE ¦ 5QU LoRE | Non-Red Flag Warning - Large Fires | Vegetation Contact | Aggregated | 2055 | 5.0038e-06 | 134.3564 | 0.0006723 | 2055 | Mitigation | 0.95 | 45 | 0 | esc | 0.00097009 | 4.8542e-09 | 0.00097009 | 4.8542e-09 | 0.0027813 | 1.4057e-09 | 0.0083522 | 2.325e-09
[120 empty] | 7.3.3.17.5 (Remote Grid) Updates to grid topology to minimize risk of ignition in HFTDs Remote GridWLDFRVegetation ContactAggregated | WLDFR | HFTD - Distribution - Tier 3 - 3QU CoRE ¦ 5QU LoRE | Non-Red Flag Warning - Large Fires | Vegetation Contact | Aggregated | 2056 | 5.0038e-06 | 134.3564 | 0.0006723 | 2056 | Mitigation | 0.95 | 45 | 0 | esc | 0.00097009 | 4.8542e-09 | 0.00097009 | 4.8542e-09 | 0.0027813 | 1.4057e-09 | 0.0083522 | 2.325e-09
[120 empty] | 7.3.3.17.5 (Remote Grid) Updates to grid topology to minimize risk of ignition in HFTDs Remote GridWLDFRVegetation ContactAggregated | WLDFR | HFTD - Distribution - Tier 3 - 3QU CoRE ¦ 5QU LoRE | Non-Red Flag Warning - Large Fires | Vegetation Contact | Aggregated | 2057 | 5.0038e-06 | 134.3564 | 0.0006723 | 2057 | Mitigation | 0.95 | 45 | 0 | esc | 0.00097009 | 4.8542e-09 | 0.00097009 | 4.8542e-09 | 0.0027813 | 1.4057e-09 | 0.0083522 | 2.325e-09
[120 empty] | 7.3.3.17.5 (Remote Grid) Updates to grid topology to minimize risk of ignition in HFTDs Remote GridWLDFRVegetation ContactAggregated | WLDFR | HFTD - Distribution - Tier 3 - 3QU CoRE ¦ 5QU LoRE | Non-Red Flag Warning - Large Fires | Vegetation Contact | Aggregated | 2058 | 5.0038e-06 | 134.3564 | 0.0006723 | 2058 | Mitigation | 0.95 | 45 | 0 | esc | 0.00097009 | 4.8542e-09 | 0.00097009 | 4.8542e-09 | 0.0027813 | 1.4057e-09 | 0.0083522 | 2.325e-09
[120 empty] | 7.3.3.17.5 (Remote Grid) Updates to grid topology to minimize risk of ignition in HFTDs Remote GridWLDFRVegetation ContactAggregated | WLDFR | HFTD - Distribution - Tier 3 - 3QU CoRE ¦ 5QU LoRE | Non-Red Flag Warning - Large Fires | Vegetation Contact | Aggregated | 2059 | 5.0038e-06 | 134.3564 | 0.0006723 | 2059 | Mitigation | 0.95 | 45 | 0 | esc | 0.00097009 | 4.8542e-09 | 0.00097009 | 4.8542e-09 | 0.0027813 | 1.4057e-09 | 0.0083522 | 2.325e-09
[120 empty] | 7.3.3.17.5 (Remote Grid) Updates to grid topology to minimize risk of ignition in HFTDs Remote GridWLDFRVegetation ContactAggregated | WLDFR | HFTD - Distribution - Tier 3 - 3QU CoRE ¦ 5QU LoRE | Non-Red Flag Warning - Large Fires | Vegetation Contact | Aggregated | 2060 | 5.0038e-06 | 134.3564 | 0.0006723 | 2060 | Mitigation | 0.95 | 45 | 0 | esc | 0.00097009 | 4.8542e-09 | 0.00097009 | 4.8542e-09 | 0 | 0 | 0.0083522 | 2.325e-09
[120 empty] | 7.3.3.17.5 (Remote Grid) Updates to grid topology to minimize risk of ignition in HFTDs Remote GridWLDFRVegetation ContactAggregated | WLDFR | HFTD - Distribution - Tier 3 - 3QU CoRE ¦ 5QU LoRE | Non-Red Flag Warning - Large Fires | Vegetation Contact | Aggregated | 2061 | 5.0038e-06 | 134.3564 | 0.0006723 | 2061 | Mitigation | 0.95 | 45 | 0 | esc | 0.00097009 | 4.8542e-09 | 0.00097009 | 4.8542e-09 | 0.0027813 | 3.4532e-13 | 0.0083522 | 2.325e-09
[120 empty] | 7.3.3.17.5 (Remote Grid) Updates to grid topology to minimize risk of ignition in HFTDs Remote GridWLDFRVegetation ContactAggregated | WLDFR | HFTD - Distribution - Tier 3 - 3QU CoRE ¦ 5QU LoRE | Non-Red Flag Warning - Large Fires | Vegetation Contact | Aggregated | 2062 | 5.0038e-06 | 134.3564 | 0.0006723 | 2062 | Mitigation | 0.95 | 45 | 0 | esc | 0.00097009 | 4.8542e-09 | 0.00097009 | 4.8542e-09 | 0.0027813 | 3.4532e-13 | 0.0083522 | 2.325e-09
[120 empty] | 7.3.3.17.5 (Remote Grid) Updates to grid topology to minimize risk of ignition in HFTDs Remote GridWLDFRVegetation ContactAggregated | WLDFR | HFTD - Distribution - Tier 3 - 3QU CoRE ¦ 5QU LoRE | Non-Red Flag Warning - Large Fires | Vegetation Contact | Aggregated | 2063 | 5.0038e-06 | 134.3564 | 0.0006723 | 2063 | Mitigation | 0.95 | 45 | 0 | esc | 0.00097009 | 4.8542e-09 | 0.00097009 | 4.8542e-09 | 0.0027813 | 3.4532e-13 | 0.0083522 | 2.325e-09
[120 empty] | 7.3.3.17.5 (Remote Grid) Updates to grid topology to minimize risk of ignition in HFTDs Remote GridWLDFRVegetation ContactAggregated | WLDFR | HFTD - Distribution - Tier 3 - 3QU CoRE ¦ 5QU LoRE | Non-Red Flag Warning - Large Fires | Vegetation Contact | Aggregated | 2064 | 5.0038e-06 | 134.3564 | 0.0006723 | 2064 | Mitigation | 0.95 | 45 | 0 | esc | 0.00097009 | 4.8542e-09 | 0.00097009 | 4.8542e-09 | 0.0027813 | 3.4532e-13 | 0.0083522 | 2.325e-09
[120 empty] | 7.3.3.17.5 (Remote Grid) Updates to grid topology to minimize risk of ignition in HFTDs Remote GridWLDFRVegetation ContactAggregated | WLDFR | HFTD - Distribution - Tier 3 - 3QU CoRE ¦ 5QU LoRE | Non-Red Flag Warning - Large Fires | Vegetation Contact | Aggregated | 2065 | 5.0038e-06 | 134.3564 | 0.0006723 | 2065 | Mitigation | 0.95 | 45 | 0 | esc | 0.00097009 | 4.8542e-09 | 0.00097009 | 4.8542e-09 | 0.0027813 | 3.4532e-13 | 0.0083522 | 2.325e-09
[120 empty] | 7.3.3.17.5 (Remote Grid) Updates to grid topology to minimize risk of ignition in HFTDs Remote GridWLDFRVegetation ContactAggregated | WLDFR | HFTD - Distribution - Tier 3 - 3QU CoRE ¦ 5QU LoRE | Non-Red Flag Warning - Large Fires | Vegetation Contact | Aggregated | 2066 | 5.0038e-06 | 134.3564 | 0.0006723 | 2066 | Mitigation | 0.95 | 45 | 0 | esc | 0.00097009 | 4.8542e-09 | 0.00097009 | 4.8542e-09 | 0.0027813 | 3.4532e-13 | 0 | 0
[120 empty] | 7.3.3.17.5 (Remote Grid) Updates to grid topology to minimize risk of ignition in HFTDs Remote GridWLDFRVegetation ContactAggregated | WLDFR | HFTD - Distribution - Tier 3 - 3QU CoRE ¦ 5QU LoRE | Non-Red Flag Warning - Large Fires | Vegetation Contact | Aggregated | 2067 | 5.0038e-06 | 134.3564 | 0.0006723 | 2067 | Mitigation | 0.95 | 45 | 0 | esc | 0 | 0 | 0.00097009 | 4.8542e-09 | 0.0027813 | 3.4532e-13 | 0 | 0
[120 empty] | 7.3.3.17.5 (Remote Grid) Updates to grid topology to minimize risk of ignition in HFTDs Remote GridWLDFRWire-to-wire contactAggregated | WLDFR | HFTD - Distribution - Tier 3 - 3QU CoRE ¦ 5QU LoRE | Non-Red Flag Warning - Large Fires | Wire-to-wire contact | Aggregated | 2022 | 7.6057e-07 | 134.3564 | 0.00010219 | 2022 | Mitigation | 0.95 | 45 | 0 | esc | 0.00097009 | 7.3781e-10 | 0 | 0 | 0.0027813 | 3.4532e-13 | 0.0092336 | 2.7057e-10
[120 empty] | 7.3.3.17.5 (Remote Grid) Updates to grid topology to minimize risk of ignition in HFTDs Remote GridWLDFRWire-to-wire contactAggregated | WLDFR | HFTD - Distribution - Tier 3 - 3QU CoRE ¦ 5QU LoRE | Non-Red Flag Warning - Large Fires | Wire-to-wire contact | Aggregated | 2023 | 7.6057e-07 | 134.3564 | 0.00010219 | 2023 | Mitigation | 0.95 | 45 | 0 | esc | 0.00097009 | 7.3781e-10 | 0.00097009 | 7.3781e-10 | 0.0027813 | 3.4532e-13 | 0.0092336 | 2.7057e-10
[120 empty] | 7.3.3.17.5 (Remote Grid) Updates to grid topology to minimize risk of ignition in HFTDs Remote GridWLDFRWire-to-wire contactAggregated | WLDFR | HFTD - Distribution - Tier 3 - 3QU CoRE ¦ 5QU LoRE | Non-Red Flag Warning - Large Fires | Wire-to-wire contact | Aggregated | 2024 | 7.6057e-07 | 134.3564 | 0.00010219 | 2024 | Mitigation | 0.95 | 45 | 0 | esc | 0.00097009 | 7.3781e-10 | 0.00097009 | 7.3781e-10 | 0.0027813 | 3.4532e-13 | 0.0092336 | 2.7057e-10
[120 empty] | 7.3.3.17.5 (Remote Grid) Updates to grid topology to minimize risk of ignition in HFTDs Remote GridWLDFRWire-to-wire contactAggregated | WLDFR | HFTD - Distribution - Tier 3 - 3QU CoRE ¦ 5QU LoRE | Non-Red Flag Warning - Large Fires | Wire-to-wire contact | Aggregated | 2025 | 7.6057e-07 | 134.3564 | 0.00010219 | 2025 | Mitigation | 0.95 | 45 | 0 | esc | 0.00097009 | 7.3781e-10 | 0.00097009 | 7.3781e-10 | 0.0027813 | 3.4532e-13 | 0.0092336 | 2.7057e-10
[120 empty] | 7.3.3.17.5 (Remote Grid) Updates to grid topology to minimize risk of ignition in HFTDs Remote GridWLDFRWire-to-wire contactAggregated | WLDFR | HFTD - Distribution - Tier 3 - 3QU CoRE ¦ 5QU LoRE | Non-Red Flag Warning - Large Fires | Wire-to-wire contact | Aggregated | 2026 | 7.6057e-07 | 134.3564 | 0.00010219 | 2026 | Mitigation | 0.95 | 45 | 0 | esc | 0.00097009 | 7.3781e-10 | 0.00097009 | 7.3781e-10 | 0.0027813 | 3.4532e-13 | 0.0092336 | 2.7057e-10
[120 empty] | 7.3.3.17.5 (Remote Grid) Updates to grid topology to minimize risk of ignition in HFTDs Remote GridWLDFRWire-to-wire contactAggregated | WLDFR | HFTD - Distribution - Tier 3 - 3QU CoRE ¦ 5QU LoRE | Non-Red Flag Warning - Large Fires | Wire-to-wire contact | Aggregated | 2027 | 7.6057e-07 | 134.3564 | 0.00010219 | 2027 | Mitigation | 0.95 | 45 | 0 | esc | 0.00097009 | 7.3781e-10 | 0.00097009 | 7.3781e-10 | 0.0027813 | 3.4532e-13 | 0.0092336 | 2.7057e-10
[120 empty] | 7.3.3.17.5 (Remote Grid) Updates to grid topology to minimize risk of ignition in HFTDs Remote GridWLDFRWire-to-wire contactAggregated | WLDFR | HFTD - Distribution - Tier 3 - 3QU CoRE ¦ 5QU LoRE | Non-Red Flag Warning - Large Fires | Wire-to-wire contact | Aggregated | 2028 | 7.6057e-07 | 134.3564 | 0.00010219 | 2028 | Mitigation | 0.95 | 45 | 0 | esc | 0.00097009 | 7.3781e-10 | 0.00097009 | 7.3781e-10 | 0.0027813 | 3.4532e-13 | 0.0092336 | 2.7057e-10
[120 empty] | 7.3.3.17.5 (Remote Grid) Updates to grid topology to minimize risk of ignition in HFTDs Remote GridWLDFRWire-to-wire contactAggregated | WLDFR | HFTD - Distribution - Tier 3 - 3QU CoRE ¦ 5QU LoRE | Non-Red Flag Warning - Large Fires | Wire-to-wire contact | Aggregated | 2029 | 7.6057e-07 | 134.3564 | 0.00010219 | 2029 | Mitigation | 0.95 | 45 | 0 | esc | 0.00097009 | 7.3781e-10 | 0.00097009 | 7.3781e-10 | 0.0027813 | 3.4532e-13 | 0.0092336 | 2.7057e-10
[120 empty] | 7.3.3.17.5 (Remote Grid) Updates to grid topology to minimize risk of ignition in HFTDs Remote GridWLDFRWire-to-wire contactAggregated | WLDFR | HFTD - Distribution - Tier 3 - 3QU CoRE ¦ 5QU LoRE | Non-Red Flag Warning - Large Fires | Wire-to-wire contact | Aggregated | 2030 | 7.6057e-07 | 134.3564 | 0.00010219 | 2030 | Mitigation | 0.95 | 45 | 0 | esc | 0.00097009 | 7.3781e-10 | 0.00097009 | 7.3781e-10 | 0.0027813 | 3.4532e-13 | 0.0092336 | 2.7057e-10
[120 empty] | 7.3.3.17.5 (Remote Grid) Updates to grid topology to minimize risk of ignition in HFTDs Remote GridWLDFRWire-to-wire contactAggregated | WLDFR | HFTD - Distribution - Tier 3 - 3QU CoRE ¦ 5QU LoRE | Non-Red Flag Warning - Large Fires | Wire-to-wire contact | Aggregated | 2031 | 7.6057e-07 | 134.3564 | 0.00010219 | 2031 | Mitigation | 0.95 | 45 | 0 | esc | 0.00097009 | 7.3781e-10 | 0.00097009 | 7.3781e-10 | 0.0027813 | 3.4532e-13 | 0.0092336 | 2.7057e-10
[120 empty] | 7.3.3.17.5 (Remote Grid) Updates to grid topology to minimize risk of ignition in HFTDs Remote GridWLDFRWire-to-wire contactAggregated | WLDFR | HFTD - Distribution - Tier 3 - 3QU CoRE ¦ 5QU LoRE | Non-Red Flag Warning - Large Fires | Wire-to-wire contact | Aggregated | 2032 | 7.6057e-07 | 134.3564 | 0.00010219 | 2032 | Mitigation | 0.95 | 45 | 0 | esc | 0.00097009 | 7.3781e-10 | 0.00097009 | 7.3781e-10 | 0.0027813 | 3.4532e-13 | 0.0092336 | 2.7057e-10
[120 empty] | 7.3.3.17.5 (Remote Grid) Updates to grid topology to minimize risk of ignition in HFTDs Remote GridWLDFRWire-to-wire contactAggregated | WLDFR | HFTD - Distribution - Tier 3 - 3QU CoRE ¦ 5QU LoRE | Non-Red Flag Warning - Large Fires | Wire-to-wire contact | Aggregated | 2033 | 7.6057e-07 | 134.3564 | 0.00010219 | 2033 | Mitigation | 0.95 | 45 | 0 | esc | 0.00097009 | 7.3781e-10 | 0.00097009 | 7.3781e-10 | 0.0027813 | 3.4532e-13 | 0.0092336 | 2.7057e-10
[120 empty] | 7.3.3.17.5 (Remote Grid) Updates to grid topology to minimize risk of ignition in HFTDs Remote GridWLDFRWire-to-wire contactAggregated | WLDFR | HFTD - Distribution - Tier 3 - 3QU CoRE ¦ 5QU LoRE | Non-Red Flag Warning - Large Fires | Wire-to-wire contact | Aggregated | 2034 | 7.6057e-07 | 134.3564 | 0.00010219 | 2034 | Mitigation | 0.95 | 45 | 0 | esc | 0.00097009 | 7.3781e-10 | 0.00097009 | 7.3781e-10 | 0.0027813 | 3.4532e-13 | 0.0092336 | 2.7057e-10
[120 empty] | 7.3.3.17.5 (Remote Grid) Updates to grid topology to minimize risk of ignition in HFTDs Remote GridWLDFRWire-to-wire contactAggregated | WLDFR | HFTD - Distribution - Tier 3 - 3QU CoRE ¦ 5QU LoRE | Non-Red Flag Warning - Large Fires | Wire-to-wire contact | Aggregated | 2035 | 7.6057e-07 | 134.3564 | 0.00010219 | 2035 | Mitigation | 0.95 | 45 | 0 | esc | 0.00097009 | 7.3781e-10 | 0.00097009 | 7.3781e-10 | 0.0027813 | 3.4532e-13 | 0.0092336 | 2.7057e-10
[120 empty] | 7.3.3.17.5 (Remote Grid) Updates to grid topology to minimize risk of ignition in HFTDs Remote GridWLDFRWire-to-wire contactAggregated | WLDFR | HFTD - Distribution - Tier 3 - 3QU CoRE ¦ 5QU LoRE | Non-Red Flag Warning - Large Fires | Wire-to-wire contact | Aggregated | 2036 | 7.6057e-07 | 134.3564 | 0.00010219 | 2036 | Mitigation | 0.95 | 45 | 0 | esc | 0.00097009 | 7.3781e-10 | 0.00097009 | 7.3781e-10 | 0.0027813 | 3.4532e-13 | 0.0092336 | 2.7057e-10
[120 empty] | 7.3.3.17.5 (Remote Grid) Updates to grid topology to minimize risk of ignition in HFTDs Remote GridWLDFRWire-to-wire contactAggregated | WLDFR | HFTD - Distribution - Tier 3 - 3QU CoRE ¦ 5QU LoRE | Non-Red Flag Warning - Large Fires | Wire-to-wire contact | Aggregated | 2037 | 7.6057e-07 | 134.3564 | 0.00010219 | 2037 | Mitigation | 0.95 | 45 | 0 | esc | 0.00097009 | 7.3781e-10 | 0.00097009 | 7.3781e-10 | 0.0027813 | 3.4532e-13 | 0.0092336 | 2.7057e-10
[120 empty] | 7.3.3.17.5 (Remote Grid) Updates to grid topology to minimize risk of ignition in HFTDs Remote GridWLDFRWire-to-wire contactAggregated | WLDFR | HFTD - Distribution - Tier 3 - 3QU CoRE ¦ 5QU LoRE | Non-Red Flag Warning - Large Fires | Wire-to-wire contact | Aggregated | 2038 | 7.6057e-07 | 134.3564 | 0.00010219 | 2038 | Mitigation | 0.95 | 45 | 0 | esc | 0.00097009 | 7.3781e-10 | 0.00097009 | 7.3781e-10 | 0.0027813 | 3.4532e-13 | 0.0092336 | 2.7057e-10
[120 empty] | 7.3.3.17.5 (Remote Grid) Updates to grid topology to minimize risk of ignition in HFTDs Remote GridWLDFRWire-to-wire contactAggregated | WLDFR | HFTD - Distribution - Tier 3 - 3QU CoRE ¦ 5QU LoRE | Non-Red Flag Warning - Large Fires | Wire-to-wire contact | Aggregated | 2039 | 7.6057e-07 | 134.3564 | 0.00010219 | 2039 | Mitigation | 0.95 | 45 | 0 | esc | 0.00097009 | 7.3781e-10 | 0.00097009 | 7.3781e-10 | 0.0027813 | 3.4532e-13 | 0.0092336 | 2.7057e-10
[120 empty] | 7.3.3.17.5 (Remote Grid) Updates to grid topology to minimize risk of ignition in HFTDs Remote GridWLDFRWire-to-wire contactAggregated | WLDFR | HFTD - Distribution - Tier 3 - 3QU CoRE ¦ 5QU LoRE | Non-Red Flag Warning - Large Fires | Wire-to-wire contact | Aggregated | 2040 | 7.6057e-07 | 134.3564 | 0.00010219 | 2040 | Mitigation | 0.95 | 45 | 0 | esc | 0.00097009 | 7.3781e-10 | 0.00097009 | 7.3781e-10 | 0.0027813 | 3.4532e-13 | 0.0092336 | 2.7057e-10
[120 empty] | 7.3.3.17.5 (Remote Grid) Updates to grid topology to minimize risk of ignition in HFTDs Remote GridWLDFRWire-to-wire contactAggregated | WLDFR | HFTD - Distribution - Tier 3 - 3QU CoRE ¦ 5QU LoRE | Non-Red Flag Warning - Large Fires | Wire-to-wire contact | Aggregated | 2041 | 7.6057e-07 | 134.3564 | 0.00010219 | 2041 | Mitigation | 0.95 | 45 | 0 | esc | 0.00097009 | 7.3781e-10 | 0.00097009 | 7.3781e-10 | 0.0027813 | 3.4532e-13 | 0.0092336 | 2.7057e-10
[120 empty] | 7.3.3.17.5 (Remote Grid) Updates to grid topology to minimize risk of ignition in HFTDs Remote GridWLDFRWire-to-wire contactAggregated | WLDFR | HFTD - Distribution - Tier 3 - 3QU CoRE ¦ 5QU LoRE | Non-Red Flag Warning - Large Fires | Wire-to-wire contact | Aggregated | 2042 | 7.6057e-07 | 134.3564 | 0.00010219 | 2042 | Mitigation | 0.95 | 45 | 0 | esc | 0.00097009 | 7.3781e-10 | 0.00097009 | 7.3781e-10 | 0.0027813 | 3.4532e-13 | 0.0092336 | 2.7057e-10
[120 empty] | 7.3.3.17.5 (Remote Grid) Updates to grid topology to minimize risk of ignition in HFTDs Remote GridWLDFRWire-to-wire contactAggregated | WLDFR | HFTD - Distribution - Tier 3 - 3QU CoRE ¦ 5QU LoRE | Non-Red Flag Warning - Large Fires | Wire-to-wire contact | Aggregated | 2043 | 7.6057e-07 | 134.3564 | 0.00010219 | 2043 | Mitigation | 0.95 | 45 | 0 | esc | 0.00097009 | 7.3781e-10 | 0.00097009 | 7.3781e-10 | 0.0027813 | 3.4532e-13 | 0.0092336 | 2.7057e-10
[120 empty] | 7.3.3.17.5 (Remote Grid) Updates to grid topology to minimize risk of ignition in HFTDs Remote GridWLDFRWire-to-wire contactAggregated | WLDFR | HFTD - Distribution - Tier 3 - 3QU CoRE ¦ 5QU LoRE | Non-Red Flag Warning - Large Fires | Wire-to-wire contact | Aggregated | 2044 | 7.6057e-07 | 134.3564 | 0.00010219 | 2044 | Mitigation | 0.95 | 45 | 0 | esc | 0.00097009 | 7.3781e-10 | 0.00097009 | 7.3781e-10 | 0.0027813 | 3.4532e-13 | 0.0092336 | 2.7057e-10
[120 empty] | 7.3.3.17.5 (Remote Grid) Updates to grid topology to minimize risk of ignition in HFTDs Remote GridWLDFRWire-to-wire contactAggregated | WLDFR | HFTD - Distribution - Tier 3 - 3QU CoRE ¦ 5QU LoRE | Non-Red Flag Warning - Large Fires | Wire-to-wire contact | Aggregated | 2045 | 7.6057e-07 | 134.3564 | 0.00010219 | 2045 | Mitigation | 0.95 | 45 | 0 | esc | 0.00097009 | 7.3781e-10 | 0.00097009 | 7.3781e-10 | 0.0027813 | 3.4532e-13 | 0.0092336 | 2.7057e-10
[120 empty] | 7.3.3.17.5 (Remote Grid) Updates to grid topology to minimize risk of ignition in HFTDs Remote GridWLDFRWire-to-wire contactAggregated | WLDFR | HFTD - Distribution - Tier 3 - 3QU CoRE ¦ 5QU LoRE | Non-Red Flag Warning - Large Fires | Wire-to-wire contact | Aggregated | 2046 | 7.6057e-07 | 134.3564 | 0.00010219 | 2046 | Mitigation | 0.95 | 45 | 0 | esc | 0.00097009 | 7.3781e-10 | 0.00097009 | 7.3781e-10 | 0.0027813 | 3.4532e-13 | 0.0092336 | 2.7057e-10
[120 empty] | 7.3.3.17.5 (Remote Grid) Updates to grid topology to minimize risk of ignition in HFTDs Remote GridWLDFRWire-to-wire contactAggregated | WLDFR | HFTD - Distribution - Tier 3 - 3QU CoRE ¦ 5QU LoRE | Non-Red Flag Warning - Large Fires | Wire-to-wire contact | Aggregated | 2047 | 7.6057e-07 | 134.3564 | 0.00010219 | 2047 | Mitigation | 0.95 | 45 | 0 | esc | 0.00097009 | 7.3781e-10 | 0.00097009 | 7.3781e-10 | 0.0027813 | 3.4532e-13 | 0.0092336 | 2.7057e-10
[120 empty] | 7.3.3.17.5 (Remote Grid) Updates to grid topology to minimize risk of ignition in HFTDs Remote GridWLDFRWire-to-wire contactAggregated | WLDFR | HFTD - Distribution - Tier 3 - 3QU CoRE ¦ 5QU LoRE | Non-Red Flag Warning - Large Fires | Wire-to-wire contact | Aggregated | 2048 | 7.6057e-07 | 134.3564 | 0.00010219 | 2048 | Mitigation | 0.95 | 45 | 0 | esc | 0.00097009 | 7.3781e-10 | 0.00097009 | 7.3781e-10 | 0.0027813 | 3.4532e-13 | 0.0092336 | 2.7057e-10
[120 empty] | 7.3.3.17.5 (Remote Grid) Updates to grid topology to minimize risk of ignition in HFTDs Remote GridWLDFRWire-to-wire contactAggregated | WLDFR | HFTD - Distribution - Tier 3 - 3QU CoRE ¦ 5QU LoRE | Non-Red Flag Warning - Large Fires | Wire-to-wire contact | Aggregated | 2049 | 7.6057e-07 | 134.3564 | 0.00010219 | 2049 | Mitigation | 0.95 | 45 | 0 | esc | 0.00097009 | 7.3781e-10 | 0.00097009 | 7.3781e-10 | 0.0027813 | 3.4532e-13 | 0.0092336 | 2.7057e-10
[120 empty] | 7.3.3.17.5 (Remote Grid) Updates to grid topology to minimize risk of ignition in HFTDs Remote GridWLDFRWire-to-wire contactAggregated | WLDFR | HFTD - Distribution - Tier 3 - 3QU CoRE ¦ 5QU LoRE | Non-Red Flag Warning - Large Fires | Wire-to-wire contact | Aggregated | 2050 | 7.6057e-07 | 134.3564 | 0.00010219 | 2050 | Mitigation | 0.95 | 45 | 0 | esc | 0.00097009 | 7.3781e-10 | 0.00097009 | 7.3781e-10 | 0.0027813 | 3.4532e-13 | 0.0092336 | 2.7057e-10
[120 empty] | 7.3.3.17.5 (Remote Grid) Updates to grid topology to minimize risk of ignition in HFTDs Remote GridWLDFRWire-to-wire contactAggregated | WLDFR | HFTD - Distribution - Tier 3 - 3QU CoRE ¦ 5QU LoRE | Non-Red Flag Warning - Large Fires | Wire-to-wire contact | Aggregated | 2051 | 7.6057e-07 | 134.3564 | 0.00010219 | 2051 | Mitigation | 0.95 | 45 | 0 | esc | 0.00097009 | 7.3781e-10 | 0.00097009 | 7.3781e-10 | 0.0027813 | 3.4532e-13 | 0.0092336 | 2.7057e-10
[120 empty] | 7.3.3.17.5 (Remote Grid) Updates to grid topology to minimize risk of ignition in HFTDs Remote GridWLDFRWire-to-wire contactAggregated | WLDFR | HFTD - Distribution - Tier 3 - 3QU CoRE ¦ 5QU LoRE | Non-Red Flag Warning - Large Fires | Wire-to-wire contact | Aggregated | 2052 | 7.6057e-07 | 134.3564 | 0.00010219 | 2052 | Mitigation | 0.95 | 45 | 0 | esc | 0.00097009 | 7.3781e-10 | 0.00097009 | 7.3781e-10 | 0.0027813 | 3.4532e-13 | 0 | 0
[120 empty] | 7.3.3.17.5 (Remote Grid) Updates to grid topology to minimize risk of ignition in HFTDs Remote GridWLDFRWire-to-wire contactAggregated | WLDFR | HFTD - Distribution - Tier 3 - 3QU CoRE ¦ 5QU LoRE | Non-Red Flag Warning - Large Fires | Wire-to-wire contact | Aggregated | 2053 | 7.6057e-07 | 134.3564 | 0.00010219 | 2053 | Mitigation | 0.95 | 45 | 0 | esc | 0.00097009 | 7.3781e-10 | 0.00097009 | 7.3781e-10 | 0.0027813 | 3.4532e-13 | 0 | 0
[120 empty] | 7.3.3.17.5 (Remote Grid) Updates to grid topology to minimize risk of ignition in HFTDs Remote GridWLDFRWire-to-wire contactAggregated | WLDFR | HFTD - Distribution - Tier 3 - 3QU CoRE ¦ 5QU LoRE | Non-Red Flag Warning - Large Fires | Wire-to-wire contact | Aggregated | 2054 | 7.6057e-07 | 134.3564 | 0.00010219 | 2054 | Mitigation | 0.95 | 45 | 0 | esc | 0.00097009 | 7.3781e-10 | 0.00097009 | 7.3781e-10 | 0.0027813 | 3.4532e-13 | 0.0033164 | 4.7399e-09
[120 empty] | 7.3.3.17.5 (Remote Grid) Updates to grid topology to minimize risk of ignition in HFTDs Remote GridWLDFRWire-to-wire contactAggregated | WLDFR | HFTD - Distribution - Tier 3 - 3QU CoRE ¦ 5QU LoRE | Non-Red Flag Warning - Large Fires | Wire-to-wire contact | Aggregated | 2055 | 7.6057e-07 | 134.3564 | 0.00010219 | 2055 | Mitigation | 0.95 | 45 | 0 | esc | 0.00097009 | 7.3781e-10 | 0.00097009 | 7.3781e-10 | 0.0027813 | 3.4532e-13 | 0.0033164 | 4.7399e-09
[120 empty] | 7.3.3.17.5 (Remote Grid) Updates to grid topology to minimize risk of ignition in HFTDs Remote GridWLDFRWire-to-wire contactAggregated | WLDFR | HFTD - Distribution - Tier 3 - 3QU CoRE ¦ 5QU LoRE | Non-Red Flag Warning - Large Fires | Wire-to-wire contact | Aggregated | 2056 | 7.6057e-07 | 134.3564 | 0.00010219 | 2056 | Mitigation | 0.95 | 45 | 0 | esc | 0.00097009 | 7.3781e-10 | 0.00097009 | 7.3781e-10 | 0.0027813 | 3.4532e-13 | 0.0033164 | 4.7399e-09
[120 empty] | 7.3.3.17.5 (Remote Grid) Updates to grid topology to minimize risk of ignition in HFTDs Remote GridWLDFRWire-to-wire contactAggregated | WLDFR | HFTD - Distribution - Tier 3 - 3QU CoRE ¦ 5QU LoRE | Non-Red Flag Warning - Large Fires | Wire-to-wire contact | Aggregated | 2057 | 7.6057e-07 | 134.3564 | 0.00010219 | 2057 | Mitigation | 0.95 | 45 | 0 | esc | 0.00097009 | 7.3781e-10 | 0.00097009 | 7.3781e-10 | 0.0027813 | 3.4532e-13 | 0.0033164 | 4.7399e-09
[120 empty] | 7.3.3.17.5 (Remote Grid) Updates to grid topology to minimize risk of ignition in HFTDs Remote GridWLDFRWire-to-wire contactAggregated | WLDFR | HFTD - Distribution - Tier 3 - 3QU CoRE ¦ 5QU LoRE | Non-Red Flag Warning - Large Fires | Wire-to-wire contact | Aggregated | 2058 | 7.6057e-07 | 134.3564 | 0.00010219 | 2058 | Mitigation | 0.95 | 45 | 0 | esc | 0.00097009 | 7.3781e-10 | 0.00097009 | 7.3781e-10 | 0.0027813 | 3.4532e-13 | 0.0033164 | 4.7399e-09
[120 empty] | 7.3.3.17.5 (Remote Grid) Updates to grid topology to minimize risk of ignition in HFTDs Remote GridWLDFRWire-to-wire contactAggregated | WLDFR | HFTD - Distribution - Tier 3 - 3QU CoRE ¦ 5QU LoRE | Non-Red Flag Warning - Large Fires | Wire-to-wire contact | Aggregated | 2059 | 7.6057e-07 | 134.3564 | 0.00010219 | 2059 | Mitigation | 0.95 | 45 | 0 | esc | 0.00097009 | 7.3781e-10 | 0.00097009 | 7.3781e-10 | 0.0027813 | 3.4532e-13 | 0.0033164 | 4.7399e-09
[120 empty] | 7.3.3.17.5 (Remote Grid) Updates to grid topology to minimize risk of ignition in HFTDs Remote GridWLDFRWire-to-wire contactAggregated | WLDFR | HFTD - Distribution - Tier 3 - 3QU CoRE ¦ 5QU LoRE | Non-Red Flag Warning - Large Fires | Wire-to-wire contact | Aggregated | 2060 | 7.6057e-07 | 134.3564 | 0.00010219 | 2060 | Mitigation | 0.95 | 45 | 0 | esc | 0.00097009 | 7.3781e-10 | 0.00097009 | 7.3781e-10 | 0.0027813 | 3.4532e-13 | 0.0033164 | 4.7399e-09
[120 empty] | 7.3.3.17.5 (Remote Grid) Updates to grid topology to minimize risk of ignition in HFTDs Remote GridWLDFRWire-to-wire contactAggregated | WLDFR | HFTD - Distribution - Tier 3 - 3QU CoRE ¦ 5QU LoRE | Non-Red Flag Warning - Large Fires | Wire-to-wire contact | Aggregated | 2061 | 7.6057e-07 | 134.3564 | 0.00010219 | 2061 | Mitigation | 0.95 | 45 | 0 | esc | 0.00097009 | 7.3781e-10 | 0.00097009 | 7.3781e-10 | 0.0027813 | 3.4532e-13 | 0.0033164 | 4.7399e-09
[120 empty] | 7.3.3.17.5 (Remote Grid) Updates to grid topology to minimize risk of ignition in HFTDs Remote GridWLDFRWire-to-wire contactAggregated | WLDFR | HFTD - Distribution - Tier 3 - 3QU CoRE ¦ 5QU LoRE | Non-Red Flag Warning - Large Fires | Wire-to-wire contact | Aggregated | 2062 | 7.6057e-07 | 134.3564 | 0.00010219 | 2062 | Mitigation | 0.95 | 45 | 0 | esc | 0.00097009 | 7.3781e-10 | 0.00097009 | 7.3781e-10 | 0.0027813 | 3.4532e-13 | 0.0033164 | 4.7399e-09
[120 empty] | 7.3.3.17.5 (Remote Grid) Updates to grid topology to minimize risk of ignition in HFTDs Remote GridWLDFRWire-to-wire contactAggregated | WLDFR | HFTD - Distribution - Tier 3 - 3QU CoRE ¦ 5QU LoRE | Non-Red Flag Warning - Large Fires | Wire-to-wire contact | Aggregated | 2063 | 7.6057e-07 | 134.3564 | 0.00010219 | 2063 | Mitigation | 0.95 | 45 | 0 | esc | 0.00097009 | 7.3781e-10 | 0.00097009 | 7.3781e-10 | 0.0027813 | 3.4532e-13 | 0.0033164 | 4.7399e-09
[120 empty] | 7.3.3.17.5 (Remote Grid) Updates to grid topology to minimize risk of ignition in HFTDs Remote GridWLDFRWire-to-wire contactAggregated | WLDFR | HFTD - Distribution - Tier 3 - 3QU CoRE ¦ 5QU LoRE | Non-Red Flag Warning - Large Fires | Wire-to-wire contact | Aggregated | 2064 | 7.6057e-07 | 134.3564 | 0.00010219 | 2064 | Mitigation | 0.95 | 45 | 0 | esc | 0.00097009 | 7.3781e-10 | 0.00097009 | 7.3781e-10 | 0 | 0 | 0.0033164 | 4.7399e-09
[120 empty] | 7.3.3.17.5 (Remote Grid) Updates to grid topology to minimize risk of ignition in HFTDs Remote GridWLDFRWire-to-wire contactAggregated | WLDFR | HFTD - Distribution - Tier 3 - 3QU CoRE ¦ 5QU LoRE | Non-Red Flag Warning - Large Fires | Wire-to-wire contact | Aggregated | 2065 | 7.6057e-07 | 134.3564 | 0.00010219 | 2065 | Mitigation | 0.95 | 45 | 0 | esc | 0.00097009 | 7.3781e-10 | 0.00097009 | 7.3781e-10 | 0.0027813 | 4.5867e-09 | 0.0033164 | 4.7399e-09
[120 empty] | 7.3.3.17.5 (Remote Grid) Updates to grid topology to minimize risk of ignition in HFTDs Remote GridWLDFRWire-to-wire contactAggregated | WLDFR | HFTD - Distribution - Tier 3 - 3QU CoRE ¦ 5QU LoRE | Non-Red Flag Warning - Large Fires | Wire-to-wire contact | Aggregated | 2066 | 7.6057e-07 | 134.3564 | 0.00010219 | 2066 | Mitigation | 0.95 | 45 | 0 | esc | 0.00097009 | 7.3781e-10 | 0.00097009 | 7.3781e-10 | 0.0027813 | 4.5867e-09 | 0.0033164 | 4.7399e-09
[120 empty] | 7.3.3.17.5 (Remote Grid) Updates to grid topology to minimize risk of ignition in HFTDs Remote GridWLDFRWire-to-wire contactAggregated | WLDFR | HFTD - Distribution - Tier 3 - 3QU CoRE ¦ 5QU LoRE | Non-Red Flag Warning - Large Fires | Wire-to-wire contact | Aggregated | 2067 | 7.6057e-07 | 134.3564 | 0.00010219 | 2067 | Mitigation | 0.95 | 45 | 0 | esc | 0 | 0 | 0.00097009 | 7.3781e-10 | 0.0027813 | 4.5867e-09 | 0.0033164 | 4.7399e-09
[120 empty] | 7.3.3.17.5 (Remote Grid) Updates to grid topology to minimize risk of ignition in HFTDs Remote GridWLDFRContact from objectAggregated | WLDFR | HFTD - Distribution - Tier 3 - 3QU CoRE ¦ 5QU LoRE | Non-Red Flag Warning - Small Fires | Contact from object | Aggregated | 2022 | 0.00018396 | 134.3564 | 0.024716 | 2022 | Mitigation | 0.95 | 45 | 0 | esc | 0.00097009 | 1.7845e-07 | 0 | 0 | 0.0027813 | 4.5867e-09 | 0.0033164 | 4.7399e-09
[120 empty] | 7.3.3.17.5 (Remote Grid) Updates to grid topology to minimize risk of ignition in HFTDs Remote GridWLDFRContact from objectAggregated | WLDFR | HFTD - Distribution - Tier 3 - 3QU CoRE ¦ 5QU LoRE | Non-Red Flag Warning - Small Fires | Contact from object | Aggregated | 2023 | 0.00018396 | 134.3564 | 0.024716 | 2023 | Mitigation | 0.95 | 45 | 0 | esc | 0.00097009 | 1.7845e-07 | 0.00097009 | 1.7845e-07 | 0.0027813 | 4.5867e-09 | 0.0033164 | 4.7399e-09
[120 empty] | 7.3.3.17.5 (Remote Grid) Updates to grid topology to minimize risk of ignition in HFTDs Remote GridWLDFRContact from objectAggregated | WLDFR | HFTD - Distribution - Tier 3 - 3QU CoRE ¦ 5QU LoRE | Non-Red Flag Warning - Small Fires | Contact from object | Aggregated | 2024 | 0.00018396 | 134.3564 | 0.024716 | 2024 | Mitigation | 0.95 | 45 | 0 | esc | 0.00097009 | 1.7845e-07 | 0.00097009 | 1.7845e-07 | 0.0027813 | 4.5867e-09 | 0.0033164 | 4.7399e-09
[120 empty] | 7.3.3.17.5 (Remote Grid) Updates to grid topology to minimize risk of ignition in HFTDs Remote GridWLDFRContact from objectAggregated | WLDFR | HFTD - Distribution - Tier 3 - 3QU CoRE ¦ 5QU LoRE | Non-Red Flag Warning - Small Fires | Contact from object | Aggregated | 2025 | 0.00018396 | 134.3564 | 0.024716 | 2025 | Mitigation | 0.95 | 45 | 0 | esc | 0.00097009 | 1.7845e-07 | 0.00097009 | 1.7845e-07 | 0.0027813 | 4.5867e-09 | 0.0033164 | 4.7399e-09
[120 empty] | 7.3.3.17.5 (Remote Grid) Updates to grid topology to minimize risk of ignition in HFTDs Remote GridWLDFRContact from objectAggregated | WLDFR | HFTD - Distribution - Tier 3 - 3QU CoRE ¦ 5QU LoRE | Non-Red Flag Warning - Small Fires | Contact from object | Aggregated | 2026 | 0.00018396 | 134.3564 | 0.024716 | 2026 | Mitigation | 0.95 | 45 | 0 | esc | 0.00097009 | 1.7845e-07 | 0.00097009 | 1.7845e-07 | 0.0027813 | 4.5867e-09 | 0.0033164 | 4.7399e-09
[120 empty] | 7.3.3.17.5 (Remote Grid) Updates to grid topology to minimize risk of ignition in HFTDs Remote GridWLDFRContact from objectAggregated | WLDFR | HFTD - Distribution - Tier 3 - 3QU CoRE ¦ 5QU LoRE | Non-Red Flag Warning - Small Fires | Contact from object | Aggregated | 2027 | 0.00018396 | 134.3564 | 0.024716 | 2027 | Mitigation | 0.95 | 45 | 0 | esc | 0.00097009 | 1.7845e-07 | 0.00097009 | 1.7845e-07 | 0.0027813 | 4.5867e-09 | 0.0033164 | 4.7399e-09
[120 empty] | 7.3.3.17.5 (Remote Grid) Updates to grid topology to minimize risk of ignition in HFTDs Remote GridWLDFRContact from objectAggregated | WLDFR | HFTD - Distribution - Tier 3 - 3QU CoRE ¦ 5QU LoRE | Non-Red Flag Warning - Small Fires | Contact from object | Aggregated | 2028 | 0.00018396 | 134.3564 | 0.024716 | 2028 | Mitigation | 0.95 | 45 | 0 | esc | 0.00097009 | 1.7845e-07 | 0.00097009 | 1.7845e-07 | 0.0027813 | 4.5867e-09 | 0.0033164 | 4.7399e-09
[120 empty] | 7.3.3.17.5 (Remote Grid) Updates to grid topology to minimize risk of ignition in HFTDs Remote GridWLDFRContact from objectAggregated | WLDFR | HFTD - Distribution - Tier 3 - 3QU CoRE ¦ 5QU LoRE | Non-Red Flag Warning - Small Fires | Contact from object | Aggregated | 2029 | 0.00018396 | 134.3564 | 0.024716 | 2029 | Mitigation | 0.95 | 45 | 0 | esc | 0.00097009 | 1.7845e-07 | 0.00097009 | 1.7845e-07 | 0.0027813 | 4.5867e-09 | 0.0033164 | 4.7399e-09
[120 empty] | 7.3.3.17.5 (Remote Grid) Updates to grid topology to minimize risk of ignition in HFTDs Remote GridWLDFRContact from objectAggregated | WLDFR | HFTD - Distribution - Tier 3 - 3QU CoRE ¦ 5QU LoRE | Non-Red Flag Warning - Small Fires | Contact from object | Aggregated | 2030 | 0.00018396 | 134.3564 | 0.024716 | 2030 | Mitigation | 0.95 | 45 | 0 | esc | 0.00097009 | 1.7845e-07 | 0.00097009 | 1.7845e-07 | 0.0027813 | 4.5867e-09 | 0.0033164 | 4.7399e-09
[120 empty] | 7.3.3.17.5 (Remote Grid) Updates to grid topology to minimize risk of ignition in HFTDs Remote GridWLDFRContact from objectAggregated | WLDFR | HFTD - Distribution - Tier 3 - 3QU CoRE ¦ 5QU LoRE | Non-Red Flag Warning - Small Fires | Contact from object | Aggregated | 2031 | 0.00018396 | 134.3564 | 0.024716 | 2031 | Mitigation | 0.95 | 45 | 0 | esc | 0.00097009 | 1.7845e-07 | 0.00097009 | 1.7845e-07 | 0.0027813 | 4.5867e-09 | 0.0033164 | 4.7399e-09
[120 empty] | 7.3.3.17.5 (Remote Grid) Updates to grid topology to minimize risk of ignition in HFTDs Remote GridWLDFRContact from objectAggregated | WLDFR | HFTD - Distribution - Tier 3 - 3QU CoRE ¦ 5QU LoRE | Non-Red Flag Warning - Small Fires | Contact from object | Aggregated | 2032 | 0.00018396 | 134.3564 | 0.024716 | 2032 | Mitigation | 0.95 | 45 | 0 | esc | 0.00097009 | 1.7845e-07 | 0.00097009 | 1.7845e-07 | 0.0027813 | 4.5867e-09 | 0.0033164 | 4.7399e-09
[120 empty] | 7.3.3.17.5 (Remote Grid) Updates to grid topology to minimize risk of ignition in HFTDs Remote GridWLDFRContact from objectAggregated | WLDFR | HFTD - Distribution - Tier 3 - 3QU CoRE ¦ 5QU LoRE | Non-Red Flag Warning - Small Fires | Contact from object | Aggregated | 2033 | 0.00018396 | 134.3564 | 0.024716 | 2033 | Mitigation | 0.95 | 45 | 0 | esc | 0.00097009 | 1.7845e-07 | 0.00097009 | 1.7845e-07 | 0.0027813 | 4.5867e-09 | 0.0033164 | 4.7399e-09
[120 empty] | 7.3.3.17.5 (Remote Grid) Updates to grid topology to minimize risk of ignition in HFTDs Remote GridWLDFRContact from objectAggregated | WLDFR | HFTD - Distribution - Tier 3 - 3QU CoRE ¦ 5QU LoRE | Non-Red Flag Warning - Small Fires | Contact from object | Aggregated | 2034 | 0.00018396 | 134.3564 | 0.024716 | 2034 | Mitigation | 0.95 | 45 | 0 | esc | 0.00097009 | 1.7845e-07 | 0.00097009 | 1.7845e-07 | 0.0027813 | 4.5867e-09 | 0.0033164 | 4.7399e-09
[120 empty] | 7.3.3.17.5 (Remote Grid) Updates to grid topology to minimize risk of ignition in HFTDs Remote GridWLDFRContact from objectAggregated | WLDFR | HFTD - Distribution - Tier 3 - 3QU CoRE ¦ 5QU LoRE | Non-Red Flag Warning - Small Fires | Contact from object | Aggregated | 2035 | 0.00018396 | 134.3564 | 0.024716 | 2035 | Mitigation | 0.95 | 45 | 0 | esc | 0.00097009 | 1.7845e-07 | 0.00097009 | 1.7845e-07 | 0.0027813 | 4.5867e-09 | 0.0033164 | 4.7399e-09
[120 empty] | 7.3.3.17.5 (Remote Grid) Updates to grid topology to minimize risk of ignition in HFTDs Remote GridWLDFRContact from objectAggregated | WLDFR | HFTD - Distribution - Tier 3 - 3QU CoRE ¦ 5QU LoRE | Non-Red Flag Warning - Small Fires | Contact from object | Aggregated | 2036 | 0.00018396 | 134.3564 | 0.024716 | 2036 | Mitigation | 0.95 | 45 | 0 | esc | 0.00097009 | 1.7845e-07 | 0.00097009 | 1.7845e-07 | 0.0027813 | 4.5867e-09 | 0.0033164 | 4.7399e-09
[120 empty] | 7.3.3.17.5 (Remote Grid) Updates to grid topology to minimize risk of ignition in HFTDs Remote GridWLDFRContact from objectAggregated | WLDFR | HFTD - Distribution - Tier 3 - 3QU CoRE ¦ 5QU LoRE | Non-Red Flag Warning - Small Fires | Contact from object | Aggregated | 2037 | 0.00018396 | 134.3564 | 0.024716 | 2037 | Mitigation | 0.95 | 45 | 0 | esc | 0.00097009 | 1.7845e-07 | 0.00097009 | 1.7845e-07 | 0.0027813 | 4.5867e-09 | 0.0033164 | 4.7399e-09
[120 empty] | 7.3.3.17.5 (Remote Grid) Updates to grid topology to minimize risk of ignition in HFTDs Remote GridWLDFRContact from objectAggregated | WLDFR | HFTD - Distribution - Tier 3 - 3QU CoRE ¦ 5QU LoRE | Non-Red Flag Warning - Small Fires | Contact from object | Aggregated | 2038 | 0.00018396 | 134.3564 | 0.024716 | 2038 | Mitigation | 0.95 | 45 | 0 | esc | 0.00097009 | 1.7845e-07 | 0.00097009 | 1.7845e-07 | 0.0027813 | 4.5867e-09 | 0 | 0
[120 empty] | 7.3.3.17.5 (Remote Grid) Updates to grid topology to minimize risk of ignition in HFTDs Remote GridWLDFRContact from objectAggregated | WLDFR | HFTD - Distribution - Tier 3 - 3QU CoRE ¦ 5QU LoRE | Non-Red Flag Warning - Small Fires | Contact from object | Aggregated | 2039 | 0.00018396 | 134.3564 | 0.024716 | 2039 | Mitigation | 0.95 | 45 | 0 | esc | 0.00097009 | 1.7845e-07 | 0.00097009 | 1.7845e-07 | 0.0027813 | 4.5867e-09 | 0 | 0
[120 empty] | 7.3.3.17.5 (Remote Grid) Updates to grid topology to minimize risk of ignition in HFTDs Remote GridWLDFRContact from objectAggregated | WLDFR | HFTD - Distribution - Tier 3 - 3QU CoRE ¦ 5QU LoRE | Non-Red Flag Warning - Small Fires | Contact from object | Aggregated | 2040 | 0.00018396 | 134.3564 | 0.024716 | 2040 | Mitigation | 0.95 | 45 | 0 | esc | 0.00097009 | 1.7845e-07 | 0.00097009 | 1.7845e-07 | 0.0027813 | 4.5867e-09 | 0.013543 | 2.9049e-09
[120 empty] | 7.3.3.17.5 (Remote Grid) Updates to grid topology to minimize risk of ignition in HFTDs Remote GridWLDFRContact from objectAggregated | WLDFR | HFTD - Distribution - Tier 3 - 3QU CoRE ¦ 5QU LoRE | Non-Red Flag Warning - Small Fires | Contact from object | Aggregated | 2041 | 0.00018396 | 134.3564 | 0.024716 | 2041 | Mitigation | 0.95 | 45 | 0 | esc | 0.00097009 | 1.7845e-07 | 0.00097009 | 1.7845e-07 | 0.0027813 | 4.5867e-09 | 0.013543 | 2.9049e-09
[120 empty] | 7.3.3.17.5 (Remote Grid) Updates to grid topology to minimize risk of ignition in HFTDs Remote GridWLDFRContact from objectAggregated | WLDFR | HFTD - Distribution - Tier 3 - 3QU CoRE ¦ 5QU LoRE | Non-Red Flag Warning - Small Fires | Contact from object | Aggregated | 2042 | 0.00018396 | 134.3564 | 0.024716 | 2042 | Mitigation | 0.95 | 45 | 0 | esc | 0.00097009 | 1.7845e-07 | 0.00097009 | 1.7845e-07 | 0.0027813 | 4.5867e-09 | 0.013543 | 2.9049e-09
[120 empty] | 7.3.3.17.5 (Remote Grid) Updates to grid topology to minimize risk of ignition in HFTDs Remote GridWLDFRContact from objectAggregated | WLDFR | HFTD - Distribution - Tier 3 - 3QU CoRE ¦ 5QU LoRE | Non-Red Flag Warning - Small Fires | Contact from object | Aggregated | 2043 | 0.00018396 | 134.3564 | 0.024716 | 2043 | Mitigation | 0.95 | 45 | 0 | esc | 0.00097009 | 1.7845e-07 | 0.00097009 | 1.7845e-07 | 0.0027813 | 4.5867e-09 | 0.013543 | 2.9049e-09
[120 empty] | 7.3.3.17.5 (Remote Grid) Updates to grid topology to minimize risk of ignition in HFTDs Remote GridWLDFRContact from objectAggregated | WLDFR | HFTD - Distribution - Tier 3 - 3QU CoRE ¦ 5QU LoRE | Non-Red Flag Warning - Small Fires | Contact from object | Aggregated | 2044 | 0.00018396 | 134.3564 | 0.024716 | 2044 | Mitigation | 0.95 | 45 | 0 | esc | 0.00097009 | 1.7845e-07 | 0.00097009 | 1.7845e-07 | 0.0027813 | 4.5867e-09 | 0.013543 | 2.9049e-09
[120 empty] | 7.3.3.17.5 (Remote Grid) Updates to grid topology to minimize risk of ignition in HFTDs Remote GridWLDFRContact from objectAggregated | WLDFR | HFTD - Distribution - Tier 3 - 3QU CoRE ¦ 5QU LoRE | Non-Red Flag Warning - Small Fires | Contact from object | Aggregated | 2045 | 0.00018396 | 134.3564 | 0.024716 | 2045 | Mitigation | 0.95 | 45 | 0 | esc | 0.00097009 | 1.7845e-07 | 0.00097009 | 1.7845e-07 | 0.0027813 | 4.5867e-09 | 0.013543 | 2.9049e-09
[120 empty] | 7.3.3.17.5 (Remote Grid) Updates to grid topology to minimize risk of ignition in HFTDs Remote GridWLDFRContact from objectAggregated | WLDFR | HFTD - Distribution - Tier 3 - 3QU CoRE ¦ 5QU LoRE | Non-Red Flag Warning - Small Fires | Contact from object | Aggregated | 2046 | 0.00018396 | 134.3564 | 0.024716 | 2046 | Mitigation | 0.95 | 45 | 0 | esc | 0.00097009 | 1.7845e-07 | 0.00097009 | 1.7845e-07 | 0.0027813 | 4.5867e-09 | 0.013543 | 2.9049e-09
[120 empty] | 7.3.3.17.5 (Remote Grid) Updates to grid topology to minimize risk of ignition in HFTDs Remote GridWLDFRContact from objectAggregated | WLDFR | HFTD - Distribution - Tier 3 - 3QU CoRE ¦ 5QU LoRE | Non-Red Flag Warning - Small Fires | Contact from object | Aggregated | 2047 | 0.00018396 | 134.3564 | 0.024716 | 2047 | Mitigation | 0.95 | 45 | 0 | esc | 0.00097009 | 1.7845e-07 | 0.00097009 | 1.7845e-07 | 0.0027813 | 4.5867e-09 | 0.013543 | 2.9049e-09
[120 empty] | 7.3.3.17.5 (Remote Grid) Updates to grid topology to minimize risk of ignition in HFTDs Remote GridWLDFRContact from objectAggregated | WLDFR | HFTD - Distribution - Tier 3 - 3QU CoRE ¦ 5QU LoRE | Non-Red Flag Warning - Small Fires | Contact from object | Aggregated | 2048 | 0.00018396 | 134.3564 | 0.024716 | 2048 | Mitigation | 0.95 | 45 | 0 | esc | 0.00097009 | 1.7845e-07 | 0.00097009 | 1.7845e-07 | 0.0027813 | 4.5867e-09 | 0.013543 | 2.9049e-09
[120 empty] | 7.3.3.17.5 (Remote Grid) Updates to grid topology to minimize risk of ignition in HFTDs Remote GridWLDFRContact from objectAggregated | WLDFR | HFTD - Distribution - Tier 3 - 3QU CoRE ¦ 5QU LoRE | Non-Red Flag Warning - Small Fires | Contact from object | Aggregated | 2049 | 0.00018396 | 134.3564 | 0.024716 | 2049 | Mitigation | 0.95 | 45 | 0 | esc | 0.00097009 | 1.7845e-07 | 0.00097009 | 1.7845e-07 | 0.0027813 | 4.5867e-09 | 0.013543 | 2.9049e-09
[120 empty] | 7.3.3.17.5 (Remote Grid) Updates to grid topology to minimize risk of ignition in HFTDs Remote GridWLDFRContact from objectAggregated | WLDFR | HFTD - Distribution - Tier 3 - 3QU CoRE ¦ 5QU LoRE | Non-Red Flag Warning - Small Fires | Contact from object | Aggregated | 2050 | 0.00018396 | 134.3564 | 0.024716 | 2050 | Mitigation | 0.95 | 45 | 0 | esc | 0.00097009 | 1.7845e-07 | 0.00097009 | 1.7845e-07 | 0.0027813 | 4.5867e-09 | 0.013543 | 2.9049e-09
[120 empty] | 7.3.3.17.5 (Remote Grid) Updates to grid topology to minimize risk of ignition in HFTDs Remote GridWLDFRContact from objectAggregated | WLDFR | HFTD - Distribution - Tier 3 - 3QU CoRE ¦ 5QU LoRE | Non-Red Flag Warning - Small Fires | Contact from object | Aggregated | 2051 | 0.00018396 | 134.3564 | 0.024716 | 2051 | Mitigation | 0.95 | 45 | 0 | esc | 0.00097009 | 1.7845e-07 | 0.00097009 | 1.7845e-07 | 0.0027813 | 4.5867e-09 | 0.013543 | 2.9049e-09
[120 empty] | 7.3.3.17.5 (Remote Grid) Updates to grid topology to minimize risk of ignition in HFTDs Remote GridWLDFRContact from objectAggregated | WLDFR | HFTD - Distribution - Tier 3 - 3QU CoRE ¦ 5QU LoRE | Non-Red Flag Warning - Small Fires | Contact from object | Aggregated | 2052 | 0.00018396 | 134.3564 | 0.024716 | 2052 | Mitigation | 0.95 | 45 | 0 | esc | 0.00097009 | 1.7845e-07 | 0.00097009 | 1.7845e-07 | 0.0027813 | 4.5867e-09 | 0.013543 | 2.9049e-09
[120 empty] | 7.3.3.17.5 (Remote Grid) Updates to grid topology to minimize risk of ignition in HFTDs Remote GridWLDFRContact from objectAggregated | WLDFR | HFTD - Distribution - Tier 3 - 3QU CoRE ¦ 5QU LoRE | Non-Red Flag Warning - Small Fires | Contact from object | Aggregated | 2053 | 0.00018396 | 134.3564 | 0.024716 | 2053 | Mitigation | 0.95 | 45 | 0 | esc | 0.00097009 | 1.7845e-07 | 0.00097009 | 1.7845e-07 | 0.0027813 | 4.5867e-09 | 0.013543 | 2.9049e-09
[120 empty] | 7.3.3.17.5 (Remote Grid) Updates to grid topology to minimize risk of ignition in HFTDs Remote GridWLDFRContact from objectAggregated | WLDFR | HFTD - Distribution - Tier 3 - 3QU CoRE ¦ 5QU LoRE | Non-Red Flag Warning - Small Fires | Contact from object | Aggregated | 2054 | 0.00018396 | 134.3564 | 0.024716 | 2054 | Mitigation | 0.95 | 45 | 0 | esc | 0.00097009 | 1.7845e-07 | 0.00097009 | 1.7845e-07 | 0.0027813 | 4.5867e-09 | 0.013543 | 2.9049e-09
[120 empty] | 7.3.3.17.5 (Remote Grid) Updates to grid topology to minimize risk of ignition in HFTDs Remote GridWLDFRContact from objectAggregated | WLDFR | HFTD - Distribution - Tier 3 - 3QU CoRE ¦ 5QU LoRE | Non-Red Flag Warning - Small Fires | Contact from object | Aggregated | 2055 | 0.00018396 | 134.3564 | 0.024716 | 2055 | Mitigation | 0.95 | 45 | 0 | esc | 0.00097009 | 1.7845e-07 | 0.00097009 | 1.7845e-07 | 0.0027813 | 4.5867e-09 | 0.013543 | 2.9049e-09
[120 empty] | 7.3.3.17.5 (Remote Grid) Updates to grid topology to minimize risk of ignition in HFTDs Remote GridWLDFRContact from objectAggregated | WLDFR | HFTD - Distribution - Tier 3 - 3QU CoRE ¦ 5QU LoRE | Non-Red Flag Warning - Small Fires | Contact from object | Aggregated | 2056 | 0.00018396 | 134.3564 | 0.024716 | 2056 | Mitigation | 0.95 | 45 | 0 | esc | 0.00097009 | 1.7845e-07 | 0.00097009 | 1.7845e-07 | 0.0027813 | 4.5867e-09 | 0.013543 | 2.9049e-09
[120 empty] | 7.3.3.17.5 (Remote Grid) Updates to grid topology to minimize risk of ignition in HFTDs Remote GridWLDFRContact from objectAggregated | WLDFR | HFTD - Distribution - Tier 3 - 3QU CoRE ¦ 5QU LoRE | Non-Red Flag Warning - Small Fires | Contact from object | Aggregated | 2057 | 0.00018396 | 134.3564 | 0.024716 | 2057 | Mitigation | 0.95 | 45 | 0 | esc | 0.00097009 | 1.7845e-07 | 0.00097009 | 1.7845e-07 | 0.0027813 | 4.5867e-09 | 0.013543 | 2.9049e-09
[120 empty] | 7.3.3.17.5 (Remote Grid) Updates to grid topology to minimize risk of ignition in HFTDs Remote GridWLDFRContact from objectAggregated | WLDFR | HFTD - Distribution - Tier 3 - 3QU CoRE ¦ 5QU LoRE | Non-Red Flag Warning - Small Fires | Contact from object | Aggregated | 2058 | 0.00018396 | 134.3564 | 0.024716 | 2058 | Mitigation | 0.95 | 45 | 0 | esc | 0.00097009 | 1.7845e-07 | 0.00097009 | 1.7845e-07 | 0.0027813 | 4.5867e-09 | 0.013543 | 2.9049e-09
[120 empty] | 7.3.3.17.5 (Remote Grid) Updates to grid topology to minimize risk of ignition in HFTDs Remote GridWLDFRContact from objectAggregated | WLDFR | HFTD - Distribution - Tier 3 - 3QU CoRE ¦ 5QU LoRE | Non-Red Flag Warning - Small Fires | Contact from object | Aggregated | 2059 | 0.00018396 | 134.3564 | 0.024716 | 2059 | Mitigation | 0.95 | 45 | 0 | esc | 0.00097009 | 1.7845e-07 | 0.00097009 | 1.7845e-07 | 0.0027813 | 4.5867e-09 | 0.013543 | 2.9049e-09
[120 empty] | 7.3.3.17.5 (Remote Grid) Updates to grid topology to minimize risk of ignition in HFTDs Remote GridWLDFRContact from objectAggregated | WLDFR | HFTD - Distribution - Tier 3 - 3QU CoRE ¦ 5QU LoRE | Non-Red Flag Warning - Small Fires | Contact from object | Aggregated | 2060 | 0.00018396 | 134.3564 | 0.024716 | 2060 | Mitigation | 0.95 | 45 | 0 | esc | 0.00097009 | 1.7845e-07 | 0.00097009 | 1.7845e-07 | 0.0027813 | 4.5867e-09 | 0.013543 | 2.9049e-09
[120 empty] | 7.3.3.17.5 (Remote Grid) Updates to grid topology to minimize risk of ignition in HFTDs Remote GridWLDFRContact from objectAggregated | WLDFR | HFTD - Distribution - Tier 3 - 3QU CoRE ¦ 5QU LoRE | Non-Red Flag Warning - Small Fires | Contact from object | Aggregated | 2061 | 0.00018396 | 134.3564 | 0.024716 | 2061 | Mitigation | 0.95 | 45 | 0 | esc | 0.00097009 | 1.7845e-07 | 0.00097009 | 1.7845e-07 | 0.0027813 | 4.5867e-09 | 0.013543 | 2.9049e-09
[120 empty] | 7.3.3.17.5 (Remote Grid) Updates to grid topology to minimize risk of ignition in HFTDs Remote GridWLDFRContact from objectAggregated | WLDFR | HFTD - Distribution - Tier 3 - 3QU CoRE ¦ 5QU LoRE | Non-Red Flag Warning - Small Fires | Contact from object | Aggregated | 2062 | 0.00018396 | 134.3564 | 0.024716 | 2062 | Mitigation | 0.95 | 45 | 0 | esc | 0.00097009 | 1.7845e-07 | 0.00097009 | 1.7845e-07 | 0.0027813 | 4.5867e-09 | 0.013543 | 2.9049e-09
[120 empty] | 7.3.3.17.5 (Remote Grid) Updates to grid topology to minimize risk of ignition in HFTDs Remote GridWLDFRContact from objectAggregated | WLDFR | HFTD - Distribution - Tier 3 - 3QU CoRE ¦ 5QU LoRE | Non-Red Flag Warning - Small Fires | Contact from object | Aggregated | 2063 | 0.00018396 | 134.3564 | 0.024716 | 2063 | Mitigation | 0.95 | 45 | 0 | esc | 0.00097009 | 1.7845e-07 | 0.00097009 | 1.7845e-07 | 0.0027813 | 4.5867e-09 | 0.013543 | 2.9049e-09
[120 empty] | 7.3.3.17.5 (Remote Grid) Updates to grid topology to minimize risk of ignition in HFTDs Remote GridWLDFRContact from objectAggregated | WLDFR | HFTD - Distribution - Tier 3 - 3QU CoRE ¦ 5QU LoRE | Non-Red Flag Warning - Small Fires | Contact from object | Aggregated | 2064 | 0.00018396 | 134.3564 | 0.024716 | 2064 | Mitigation | 0.95 | 45 | 0 | esc | 0.00097009 | 1.7845e-07 | 0.00097009 | 1.7845e-07 | 0.0027813 | 4.5867e-09 | 0.013543 | 2.9049e-09
[120 empty] | 7.3.3.17.5 (Remote Grid) Updates to grid topology to minimize risk of ignition in HFTDs Remote GridWLDFRContact from objectAggregated | WLDFR | HFTD - Distribution - Tier 3 - 3QU CoRE ¦ 5QU LoRE | Non-Red Flag Warning - Small Fires | Contact from object | Aggregated | 2065 | 0.00018396 | 134.3564 | 0.024716 | 2065 | Mitigation | 0.95 | 45 | 0 | esc | 0.00097009 | 1.7845e-07 | 0.00097009 | 1.7845e-07 | 0.0027813 | 4.5867e-09 | 0.013543 | 2.9049e-09
[120 empty] | 7.3.3.17.5 (Remote Grid) Updates to grid topology to minimize risk of ignition in HFTDs Remote GridWLDFRContact from objectAggregated | WLDFR | HFTD - Distribution - Tier 3 - 3QU CoRE ¦ 5QU LoRE | Non-Red Flag Warning - Small Fires | Contact from object | Aggregated | 2066 | 0.00018396 | 134.3564 | 0.024716 | 2066 | Mitigation | 0.95 | 45 | 0 | esc | 0.00097009 | 1.7845e-07 | 0.00097009 | 1.7845e-07 | 0.0027813 | 4.5867e-09 | 0.013543 | 2.9049e-09
[120 empty] | 7.3.3.17.5 (Remote Grid) Updates to grid topology to minimize risk of ignition in HFTDs Remote GridWLDFRContact from objectAggregated | WLDFR | HFTD - Distribution - Tier 3 - 3QU CoRE ¦ 5QU LoRE | Non-Red Flag Warning - Small Fires | Contact from object | Aggregated | 2067 | 0.00018396 | 134.3564 | 0.024716 | 2067 | Mitigation | 0.95 | 45 | 0 | esc | 0 | 0 | 0.00097009 | 1.7845e-07 | 0.0027813 | 4.5867e-09 | 0.013543 | 2.9049e-09
[120 empty] | 7.3.3.17.5 (Remote Grid) Updates to grid topology to minimize risk of ignition in HFTDs Remote GridWLDFRContaminationAggregated | WLDFR | HFTD - Distribution - Tier 3 - 3QU CoRE ¦ 5QU LoRE | Non-Red Flag Warning - Small Fires | Contamination | Aggregated | 2022 | 7.4152e-06 | 134.3564 | 0.00099628 | 2022 | Mitigation | 0.95 | 45 | 0 | esc | 0.00097009 | 7.1933e-09 | 0 | 0 | 0 | 0 | 0.013543 | 2.9049e-09
[120 empty] | 7.3.3.17.5 (Remote Grid) Updates to grid topology to minimize risk of ignition in HFTDs Remote GridWLDFRContaminationAggregated | WLDFR | HFTD - Distribution - Tier 3 - 3QU CoRE ¦ 5QU LoRE | Non-Red Flag Warning - Small Fires | Contamination | Aggregated | 2023 | 7.4152e-06 | 134.3564 | 0.00099628 | 2023 | Mitigation | 0.95 | 45 | 0 | esc | 0.00097009 | 7.1933e-09 | 0.00097009 | 7.1933e-09 | 0.0027813 | 1.8811e-09 | 0.013543 | 2.9049e-09
[120 empty] | 7.3.3.17.5 (Remote Grid) Updates to grid topology to minimize risk of ignition in HFTDs Remote GridWLDFRContaminationAggregated | WLDFR | HFTD - Distribution - Tier 3 - 3QU CoRE ¦ 5QU LoRE | Non-Red Flag Warning - Small Fires | Contamination | Aggregated | 2024 | 7.4152e-06 | 134.3564 | 0.00099628 | 2024 | Mitigation | 0.95 | 45 | 0 | esc | 0.00097009 | 7.1933e-09 | 0.00097009 | 7.1933e-09 | 0.0027813 | 1.8811e-09 | 0 | 0
[120 empty] | 7.3.3.17.5 (Remote Grid) Updates to grid topology to minimize risk of ignition in HFTDs Remote GridWLDFRContaminationAggregated | WLDFR | HFTD - Distribution - Tier 3 - 3QU CoRE ¦ 5QU LoRE | Non-Red Flag Warning - Small Fires | Contamination | Aggregated | 2025 | 7.4152e-06 | 134.3564 | 0.00099628 | 2025 | Mitigation | 0.95 | 45 | 0 | esc | 0.00097009 | 7.1933e-09 | 0.00097009 | 7.1933e-09 | 0.0027813 | 1.8811e-09 | 0 | 0
[120 empty] | 7.3.3.17.5 (Remote Grid) Updates to grid topology to minimize risk of ignition in HFTDs Remote GridWLDFRContaminationAggregated | WLDFR | HFTD - Distribution - Tier 3 - 3QU CoRE ¦ 5QU LoRE | Non-Red Flag Warning - Small Fires | Contamination | Aggregated | 2026 | 7.4152e-06 | 134.3564 | 0.00099628 | 2026 | Mitigation | 0.95 | 45 | 0 | esc | 0.00097009 | 7.1933e-09 | 0.00097009 | 7.1933e-09 | 0.0027813 | 1.8811e-09 | 0.0013359 | 8.7477e-10
[120 empty] | 7.3.3.17.5 (Remote Grid) Updates to grid topology to minimize risk of ignition in HFTDs Remote GridWLDFRContaminationAggregated | WLDFR | HFTD - Distribution - Tier 3 - 3QU CoRE ¦ 5QU LoRE | Non-Red Flag Warning - Small Fires | Contamination | Aggregated | 2027 | 7.4152e-06 | 134.3564 | 0.00099628 | 2027 | Mitigation | 0.95 | 45 | 0 | esc | 0.00097009 | 7.1933e-09 | 0.00097009 | 7.1933e-09 | 0.0027813 | 1.8811e-09 | 0.0013359 | 8.7477e-10
[120 empty] | 7.3.3.17.5 (Remote Grid) Updates to grid topology to minimize risk of ignition in HFTDs Remote GridWLDFRContaminationAggregated | WLDFR | HFTD - Distribution - Tier 3 - 3QU CoRE ¦ 5QU LoRE | Non-Red Flag Warning - Small Fires | Contamination | Aggregated | 2028 | 7.4152e-06 | 134.3564 | 0.00099628 | 2028 | Mitigation | 0.95 | 45 | 0 | esc | 0.00097009 | 7.1933e-09 | 0.00097009 | 7.1933e-09 | 0.0027813 | 1.8811e-09 | 0.0013359 | 8.7477e-10
[120 empty] | 7.3.3.17.5 (Remote Grid) Updates to grid topology to minimize risk of ignition in HFTDs Remote GridWLDFRContaminationAggregated | WLDFR | HFTD - Distribution - Tier 3 - 3QU CoRE ¦ 5QU LoRE | Non-Red Flag Warning - Small Fires | Contamination | Aggregated | 2029 | 7.4152e-06 | 134.3564 | 0.00099628 | 2029 | Mitigation | 0.95 | 45 | 0 | esc | 0.00097009 | 7.1933e-09 | 0.00097009 | 7.1933e-09 | 0.0027813 | 1.8811e-09 | 0.0013359 | 8.7477e-10
[120 empty] | 7.3.3.17.5 (Remote Grid) Updates to grid topology to minimize risk of ignition in HFTDs Remote GridWLDFRContaminationAggregated | WLDFR | HFTD - Distribution - Tier 3 - 3QU CoRE ¦ 5QU LoRE | Non-Red Flag Warning - Small Fires | Contamination | Aggregated | 2030 | 7.4152e-06 | 134.3564 | 0.00099628 | 2030 | Mitigation | 0.95 | 45 | 0 | esc | 0.00097009 | 7.1933e-09 | 0.00097009 | 7.1933e-09 | 0.0027813 | 1.8811e-09 | 0.0013359 | 8.7477e-10
[120 empty] | 7.3.3.17.5 (Remote Grid) Updates to grid topology to minimize risk of ignition in HFTDs Remote GridWLDFRContaminationAggregated | WLDFR | HFTD - Distribution - Tier 3 - 3QU CoRE ¦ 5QU LoRE | Non-Red Flag Warning - Small Fires | Contamination | Aggregated | 2031 | 7.4152e-06 | 134.3564 | 0.00099628 | 2031 | Mitigation | 0.95 | 45 | 0 | esc | 0.00097009 | 7.1933e-09 | 0.00097009 | 7.1933e-09 | 0.0027813 | 1.8811e-09 | 0.0013359 | 8.7477e-10
[120 empty] | 7.3.3.17.5 (Remote Grid) Updates to grid topology to minimize risk of ignition in HFTDs Remote GridWLDFRContaminationAggregated | WLDFR | HFTD - Distribution - Tier 3 - 3QU CoRE ¦ 5QU LoRE | Non-Red Flag Warning - Small Fires | Contamination | Aggregated | 2032 | 7.4152e-06 | 134.3564 | 0.00099628 | 2032 | Mitigation | 0.95 | 45 | 0 | esc | 0.00097009 | 7.1933e-09 | 0.00097009 | 7.1933e-09 | 0.0027813 | 1.8811e-09 | 0.0013359 | 8.7477e-10
[120 empty] | 7.3.3.17.5 (Remote Grid) Updates to grid topology to minimize risk of ignition in HFTDs Remote GridWLDFRContaminationAggregated | WLDFR | HFTD - Distribution - Tier 3 - 3QU CoRE ¦ 5QU LoRE | Non-Red Flag Warning - Small Fires | Contamination | Aggregated | 2033 | 7.4152e-06 | 134.3564 | 0.00099628 | 2033 | Mitigation | 0.95 | 45 | 0 | esc | 0.00097009 | 7.1933e-09 | 0.00097009 | 7.1933e-09 | 0.0027813 | 1.8811e-09 | 0.0013359 | 8.7477e-10
[120 empty] | 7.3.3.17.5 (Remote Grid) Updates to grid topology to minimize risk of ignition in HFTDs Remote GridWLDFRContaminationAggregated | WLDFR | HFTD - Distribution - Tier 3 - 3QU CoRE ¦ 5QU LoRE | Non-Red Flag Warning - Small Fires | Contamination | Aggregated | 2034 | 7.4152e-06 | 134.3564 | 0.00099628 | 2034 | Mitigation | 0.95 | 45 | 0 | esc | 0.00097009 | 7.1933e-09 | 0.00097009 | 7.1933e-09 | 0.0027813 | 1.8811e-09 | 0.0013359 | 8.7477e-10
[120 empty] | 7.3.3.17.5 (Remote Grid) Updates to grid topology to minimize risk of ignition in HFTDs Remote GridWLDFRContaminationAggregated | WLDFR | HFTD - Distribution - Tier 3 - 3QU CoRE ¦ 5QU LoRE | Non-Red Flag Warning - Small Fires | Contamination | Aggregated | 2035 | 7.4152e-06 | 134.3564 | 0.00099628 | 2035 | Mitigation | 0.95 | 45 | 0 | esc | 0.00097009 | 7.1933e-09 | 0.00097009 | 7.1933e-09 | 0.0027813 | 1.8811e-09 | 0.0013359 | 8.7477e-10
[120 empty] | 7.3.3.17.5 (Remote Grid) Updates to grid topology to minimize risk of ignition in HFTDs Remote GridWLDFRContaminationAggregated | WLDFR | HFTD - Distribution - Tier 3 - 3QU CoRE ¦ 5QU LoRE | Non-Red Flag Warning - Small Fires | Contamination | Aggregated | 2036 | 7.4152e-06 | 134.3564 | 0.00099628 | 2036 | Mitigation | 0.95 | 45 | 0 | esc | 0.00097009 | 7.1933e-09 | 0.00097009 | 7.1933e-09 | 0.0027813 | 1.8811e-09 | 0.0013359 | 8.7477e-10
[120 empty] | 7.3.3.17.5 (Remote Grid) Updates to grid topology to minimize risk of ignition in HFTDs Remote GridWLDFRContaminationAggregated | WLDFR | HFTD - Distribution - Tier 3 - 3QU CoRE ¦ 5QU LoRE | Non-Red Flag Warning - Small Fires | Contamination | Aggregated | 2037 | 7.4152e-06 | 134.3564 | 0.00099628 | 2037 | Mitigation | 0.95 | 45 | 0 | esc | 0.00097009 | 7.1933e-09 | 0.00097009 | 7.1933e-09 | 0.0027813 | 1.8811e-09 | 0.0013359 | 8.7477e-10
[120 empty] | 7.3.3.17.5 (Remote Grid) Updates to grid topology to minimize risk of ignition in HFTDs Remote GridWLDFRContaminationAggregated | WLDFR | HFTD - Distribution - Tier 3 - 3QU CoRE ¦ 5QU LoRE | Non-Red Flag Warning - Small Fires | Contamination | Aggregated | 2038 | 7.4152e-06 | 134.3564 | 0.00099628 | 2038 | Mitigation | 0.95 | 45 | 0 | esc | 0.00097009 | 7.1933e-09 | 0.00097009 | 7.1933e-09 | 0.0027813 | 1.8811e-09 | 0.0013359 | 8.7477e-10
[120 empty] | 7.3.3.17.5 (Remote Grid) Updates to grid topology to minimize risk of ignition in HFTDs Remote GridWLDFRContaminationAggregated | WLDFR | HFTD - Distribution - Tier 3 - 3QU CoRE ¦ 5QU LoRE | Non-Red Flag Warning - Small Fires | Contamination | Aggregated | 2039 | 7.4152e-06 | 134.3564 | 0.00099628 | 2039 | Mitigation | 0.95 | 45 | 0 | esc | 0.00097009 | 7.1933e-09 | 0.00097009 | 7.1933e-09 | 0.0027813 | 1.8811e-09 | 0.0013359 | 8.7477e-10
[120 empty] | 7.3.3.17.5 (Remote Grid) Updates to grid topology to minimize risk of ignition in HFTDs Remote GridWLDFRContaminationAggregated | WLDFR | HFTD - Distribution - Tier 3 - 3QU CoRE ¦ 5QU LoRE | Non-Red Flag Warning - Small Fires | Contamination | Aggregated | 2040 | 7.4152e-06 | 134.3564 | 0.00099628 | 2040 | Mitigation | 0.95 | 45 | 0 | esc | 0.00097009 | 7.1933e-09 | 0.00097009 | 7.1933e-09 | 0.0027813 | 1.8811e-09 | 0.0013359 | 8.7477e-10
[120 empty] | 7.3.3.17.5 (Remote Grid) Updates to grid topology to minimize risk of ignition in HFTDs Remote GridWLDFRContaminationAggregated | WLDFR | HFTD - Distribution - Tier 3 - 3QU CoRE ¦ 5QU LoRE | Non-Red Flag Warning - Small Fires | Contamination | Aggregated | 2041 | 7.4152e-06 | 134.3564 | 0.00099628 | 2041 | Mitigation | 0.95 | 45 | 0 | esc | 0.00097009 | 7.1933e-09 | 0.00097009 | 7.1933e-09 | 0.0027813 | 1.8811e-09 | 0.0013359 | 8.7477e-10
[120 empty] | 7.3.3.17.5 (Remote Grid) Updates to grid topology to minimize risk of ignition in HFTDs Remote GridWLDFRContaminationAggregated | WLDFR | HFTD - Distribution - Tier 3 - 3QU CoRE ¦ 5QU LoRE | Non-Red Flag Warning - Small Fires | Contamination | Aggregated | 2042 | 7.4152e-06 | 134.3564 | 0.00099628 | 2042 | Mitigation | 0.95 | 45 | 0 | esc | 0.00097009 | 7.1933e-09 | 0.00097009 | 7.1933e-09 | 0.0027813 | 1.8811e-09 | 0.0013359 | 8.7477e-10
[120 empty] | 7.3.3.17.5 (Remote Grid) Updates to grid topology to minimize risk of ignition in HFTDs Remote GridWLDFRContaminationAggregated | WLDFR | HFTD - Distribution - Tier 3 - 3QU CoRE ¦ 5QU LoRE | Non-Red Flag Warning - Small Fires | Contamination | Aggregated | 2043 | 7.4152e-06 | 134.3564 | 0.00099628 | 2043 | Mitigation | 0.95 | 45 | 0 | esc | 0.00097009 | 7.1933e-09 | 0.00097009 | 7.1933e-09 | 0.0027813 | 1.8811e-09 | 0.0013359 | 8.7477e-10
[120 empty] | 7.3.3.17.5 (Remote Grid) Updates to grid topology to minimize risk of ignition in HFTDs Remote GridWLDFRContaminationAggregated | WLDFR | HFTD - Distribution - Tier 3 - 3QU CoRE ¦ 5QU LoRE | Non-Red Flag Warning - Small Fires | Contamination | Aggregated | 2044 | 7.4152e-06 | 134.3564 | 0.00099628 | 2044 | Mitigation | 0.95 | 45 | 0 | esc | 0.00097009 | 7.1933e-09 | 0.00097009 | 7.1933e-09 | 0.0027813 | 1.8811e-09 | 0.0013359 | 8.7477e-10
[120 empty] | 7.3.3.17.5 (Remote Grid) Updates to grid topology to minimize risk of ignition in HFTDs Remote GridWLDFRContaminationAggregated | WLDFR | HFTD - Distribution - Tier 3 - 3QU CoRE ¦ 5QU LoRE | Non-Red Flag Warning - Small Fires | Contamination | Aggregated | 2045 | 7.4152e-06 | 134.3564 | 0.00099628 | 2045 | Mitigation | 0.95 | 45 | 0 | esc | 0.00097009 | 7.1933e-09 | 0.00097009 | 7.1933e-09 | 0.0027813 | 1.8811e-09 | 0.0013359 | 8.7477e-10
[120 empty] | 7.3.3.17.5 (Remote Grid) Updates to grid topology to minimize risk of ignition in HFTDs Remote GridWLDFRContaminationAggregated | WLDFR | HFTD - Distribution - Tier 3 - 3QU CoRE ¦ 5QU LoRE | Non-Red Flag Warning - Small Fires | Contamination | Aggregated | 2046 | 7.4152e-06 | 134.3564 | 0.00099628 | 2046 | Mitigation | 0.95 | 45 | 0 | esc | 0.00097009 | 7.1933e-09 | 0.00097009 | 7.1933e-09 | 0.0027813 | 1.8811e-09 | 0.0013359 | 8.7477e-10
[120 empty] | 7.3.3.17.5 (Remote Grid) Updates to grid topology to minimize risk of ignition in HFTDs Remote GridWLDFRContaminationAggregated | WLDFR | HFTD - Distribution - Tier 3 - 3QU CoRE ¦ 5QU LoRE | Non-Red Flag Warning - Small Fires | Contamination | Aggregated | 2047 | 7.4152e-06 | 134.3564 | 0.00099628 | 2047 | Mitigation | 0.95 | 45 | 0 | esc | 0.00097009 | 7.1933e-09 | 0.00097009 | 7.1933e-09 | 0.0027813 | 1.8811e-09 | 0.0013359 | 8.7477e-10
[120 empty] | 7.3.3.17.5 (Remote Grid) Updates to grid topology to minimize risk of ignition in HFTDs Remote GridWLDFRContaminationAggregated | WLDFR | HFTD - Distribution - Tier 3 - 3QU CoRE ¦ 5QU LoRE | Non-Red Flag Warning - Small Fires | Contamination | Aggregated | 2048 | 7.4152e-06 | 134.3564 | 0.00099628 | 2048 | Mitigation | 0.95 | 45 | 0 | esc | 0.00097009 | 7.1933e-09 | 0.00097009 | 7.1933e-09 | 0.0027813 | 1.8811e-09 | 0.0013359 | 8.7477e-10
[120 empty] | 7.3.3.17.5 (Remote Grid) Updates to grid topology to minimize risk of ignition in HFTDs Remote GridWLDFRContaminationAggregated | WLDFR | HFTD - Distribution - Tier 3 - 3QU CoRE ¦ 5QU LoRE | Non-Red Flag Warning - Small Fires | Contamination | Aggregated | 2049 | 7.4152e-06 | 134.3564 | 0.00099628 | 2049 | Mitigation | 0.95 | 45 | 0 | esc | 0.00097009 | 7.1933e-09 | 0.00097009 | 7.1933e-09 | 0.0027813 | 1.8811e-09 | 0.0013359 | 8.7477e-10
[120 empty] | 7.3.3.17.5 (Remote Grid) Updates to grid topology to minimize risk of ignition in HFTDs Remote GridWLDFRContaminationAggregated | WLDFR | HFTD - Distribution - Tier 3 - 3QU CoRE ¦ 5QU LoRE | Non-Red Flag Warning - Small Fires | Contamination | Aggregated | 2050 | 7.4152e-06 | 134.3564 | 0.00099628 | 2050 | Mitigation | 0.95 | 45 | 0 | esc | 0.00097009 | 7.1933e-09 | 0.00097009 | 7.1933e-09 | 0.0027813 | 1.8811e-09 | 0.0013359 | 8.7477e-10
[120 empty] | 7.3.3.17.5 (Remote Grid) Updates to grid topology to minimize risk of ignition in HFTDs Remote GridWLDFRContaminationAggregated | WLDFR | HFTD - Distribution - Tier 3 - 3QU CoRE ¦ 5QU LoRE | Non-Red Flag Warning - Small Fires | Contamination | Aggregated | 2051 | 7.4152e-06 | 134.3564 | 0.00099628 | 2051 | Mitigation | 0.95 | 45 | 0 | esc | 0.00097009 | 7.1933e-09 | 0.00097009 | 7.1933e-09 | 0.0027813 | 1.8811e-09 | 0.0013359 | 8.7477e-10
[120 empty] | 7.3.3.17.5 (Remote Grid) Updates to grid topology to minimize risk of ignition in HFTDs Remote GridWLDFRContaminationAggregated | WLDFR | HFTD - Distribution - Tier 3 - 3QU CoRE ¦ 5QU LoRE | Non-Red Flag Warning - Small Fires | Contamination | Aggregated | 2052 | 7.4152e-06 | 134.3564 | 0.00099628 | 2052 | Mitigation | 0.95 | 45 | 0 | esc | 0.00097009 | 7.1933e-09 | 0.00097009 | 7.1933e-09 | 0.0027813 | 1.8811e-09 | 0.0013359 | 8.7477e-10
[120 empty] | 7.3.3.17.5 (Remote Grid) Updates to grid topology to minimize risk of ignition in HFTDs Remote GridWLDFRContaminationAggregated | WLDFR | HFTD - Distribution - Tier 3 - 3QU CoRE ¦ 5QU LoRE | Non-Red Flag Warning - Small Fires | Contamination | Aggregated | 2053 | 7.4152e-06 | 134.3564 | 0.00099628 | 2053 | Mitigation | 0.95 | 45 | 0 | esc | 0.00097009 | 7.1933e-09 | 0.00097009 | 7.1933e-09 | 0.0027813 | 1.8811e-09 | 0.0013359 | 8.7477e-10
[120 empty] | 7.3.3.17.5 (Remote Grid) Updates to grid topology to minimize risk of ignition in HFTDs Remote GridWLDFRContaminationAggregated | WLDFR | HFTD - Distribution - Tier 3 - 3QU CoRE ¦ 5QU LoRE | Non-Red Flag Warning - Small Fires | Contamination | Aggregated | 2054 | 7.4152e-06 | 134.3564 | 0.00099628 | 2054 | Mitigation | 0.95 | 45 | 0 | esc | 0.00097009 | 7.1933e-09 | 0.00097009 | 7.1933e-09 | 0.0027813 | 1.8811e-09 | 0.0013359 | 8.7477e-10
[120 empty] | 7.3.3.17.5 (Remote Grid) Updates to grid topology to minimize risk of ignition in HFTDs Remote GridWLDFRContaminationAggregated | WLDFR | HFTD - Distribution - Tier 3 - 3QU CoRE ¦ 5QU LoRE | Non-Red Flag Warning - Small Fires | Contamination | Aggregated | 2055 | 7.4152e-06 | 134.3564 | 0.00099628 | 2055 | Mitigation | 0.95 | 45 | 0 | esc | 0.00097009 | 7.1933e-09 | 0.00097009 | 7.1933e-09 | 0.0027813 | 1.8811e-09 | 0.0013359 | 8.7477e-10
[120 empty] | 7.3.3.17.5 (Remote Grid) Updates to grid topology to minimize risk of ignition in HFTDs Remote GridWLDFRContaminationAggregated | WLDFR | HFTD - Distribution - Tier 3 - 3QU CoRE ¦ 5QU LoRE | Non-Red Flag Warning - Small Fires | Contamination | Aggregated | 2056 | 7.4152e-06 | 134.3564 | 0.00099628 | 2056 | Mitigation | 0.95 | 45 | 0 | esc | 0.00097009 | 7.1933e-09 | 0.00097009 | 7.1933e-09 | 0.0027813 | 1.8811e-09 | 0 | 0
[120 empty] | 7.3.3.17.5 (Remote Grid) Updates to grid topology to minimize risk of ignition in HFTDs Remote GridWLDFRContaminationAggregated | WLDFR | HFTD - Distribution - Tier 3 - 3QU CoRE ¦ 5QU LoRE | Non-Red Flag Warning - Small Fires | Contamination | Aggregated | 2057 | 7.4152e-06 | 134.3564 | 0.00099628 | 2057 | Mitigation | 0.95 | 45 | 0 | esc | 0.00097009 | 7.1933e-09 | 0.00097009 | 7.1933e-09 | 0.0027813 | 1.8811e-09 | 0 | 0
[120 empty] | 7.3.3.17.5 (Remote Grid) Updates to grid topology to minimize risk of ignition in HFTDs Remote GridWLDFRContaminationAggregated | WLDFR | HFTD - Distribution - Tier 3 - 3QU CoRE ¦ 5QU LoRE | Non-Red Flag Warning - Small Fires | Contamination | Aggregated | 2058 | 7.4152e-06 | 134.3564 | 0.00099628 | 2058 | Mitigation | 0.95 | 45 | 0 | esc | 0.00097009 | 7.1933e-09 | 0.00097009 | 7.1933e-09 | 0.0027813 | 1.8811e-09 | 0.0093813 | 6.7814e-08
[120 empty] | 7.3.3.17.5 (Remote Grid) Updates to grid topology to minimize risk of ignition in HFTDs Remote GridWLDFRContaminationAggregated | WLDFR | HFTD - Distribution - Tier 3 - 3QU CoRE ¦ 5QU LoRE | Non-Red Flag Warning - Small Fires | Contamination | Aggregated | 2059 | 7.4152e-06 | 134.3564 | 0.00099628 | 2059 | Mitigation | 0.95 | 45 | 0 | esc | 0.00097009 | 7.1933e-09 | 0.00097009 | 7.1933e-09 | 0.0027813 | 1.8811e-09 | 0.0093813 | 6.7814e-08
[120 empty] | 7.3.3.17.5 (Remote Grid) Updates to grid topology to minimize risk of ignition in HFTDs Remote GridWLDFRContaminationAggregated | WLDFR | HFTD - Distribution - Tier 3 - 3QU CoRE ¦ 5QU LoRE | Non-Red Flag Warning - Small Fires | Contamination | Aggregated | 2060 | 7.4152e-06 | 134.3564 | 0.00099628 | 2060 | Mitigation | 0.95 | 45 | 0 | esc | 0.00097009 | 7.1933e-09 | 0.00097009 | 7.1933e-09 | 0.0027813 | 1.8811e-09 | 0.0093813 | 6.7814e-08
[120 empty] | 7.3.3.17.5 (Remote Grid) Updates to grid topology to minimize risk of ignition in HFTDs Remote GridWLDFRContaminationAggregated | WLDFR | HFTD - Distribution - Tier 3 - 3QU CoRE ¦ 5QU LoRE | Non-Red Flag Warning - Small Fires | Contamination | Aggregated | 2061 | 7.4152e-06 | 134.3564 | 0.00099628 | 2061 | Mitigation | 0.95 | 45 | 0 | esc | 0.00097009 | 7.1933e-09 | 0.00097009 | 7.1933e-09 | 0.0027813 | 1.8811e-09 | 0.0093813 | 6.7814e-08
[120 empty] | 7.3.3.17.5 (Remote Grid) Updates to grid topology to minimize risk of ignition in HFTDs Remote GridWLDFRContaminationAggregated | WLDFR | HFTD - Distribution - Tier 3 - 3QU CoRE ¦ 5QU LoRE | Non-Red Flag Warning - Small Fires | Contamination | Aggregated | 2062 | 7.4152e-06 | 134.3564 | 0.00099628 | 2062 | Mitigation | 0.95 | 45 | 0 | esc | 0.00097009 | 7.1933e-09 | 0.00097009 | 7.1933e-09 | 0.0027813 | 1.8811e-09 | 0.0093813 | 6.7814e-08
[120 empty] | 7.3.3.17.5 (Remote Grid) Updates to grid topology to minimize risk of ignition in HFTDs Remote GridWLDFRContaminationAggregated | WLDFR | HFTD - Distribution - Tier 3 - 3QU CoRE ¦ 5QU LoRE | Non-Red Flag Warning - Small Fires | Contamination | Aggregated | 2063 | 7.4152e-06 | 134.3564 | 0.00099628 | 2063 | Mitigation | 0.95 | 45 | 0 | esc | 0.00097009 | 7.1933e-09 | 0.00097009 | 7.1933e-09 | 0.0027813 | 1.8811e-09 | 0.0093813 | 6.7814e-08
[120 empty] | 7.3.3.17.5 (Remote Grid) Updates to grid topology to minimize risk of ignition in HFTDs Remote GridWLDFRContaminationAggregated | WLDFR | HFTD - Distribution - Tier 3 - 3QU CoRE ¦ 5QU LoRE | Non-Red Flag Warning - Small Fires | Contamination | Aggregated | 2064 | 7.4152e-06 | 134.3564 | 0.00099628 | 2064 | Mitigation | 0.95 | 45 | 0 | esc | 0.00097009 | 7.1933e-09 | 0.00097009 | 7.1933e-09 | 0.0027813 | 1.8811e-09 | 0.0093813 | 6.7814e-08
[120 empty] | 7.3.3.17.5 (Remote Grid) Updates to grid topology to minimize risk of ignition in HFTDs Remote GridWLDFRContaminationAggregated | WLDFR | HFTD - Distribution - Tier 3 - 3QU CoRE ¦ 5QU LoRE | Non-Red Flag Warning - Small Fires | Contamination | Aggregated | 2065 | 7.4152e-06 | 134.3564 | 0.00099628 | 2065 | Mitigation | 0.95 | 45 | 0 | esc | 0.00097009 | 7.1933e-09 | 0.00097009 | 7.1933e-09 | 0.0027813 | 1.8811e-09 | 0.0093813 | 6.7814e-08
[120 empty] | 7.3.3.17.5 (Remote Grid) Updates to grid topology to minimize risk of ignition in HFTDs Remote GridWLDFRContaminationAggregated | WLDFR | HFTD - Distribution - Tier 3 - 3QU CoRE ¦ 5QU LoRE | Non-Red Flag Warning - Small Fires | Contamination | Aggregated | 2066 | 7.4152e-06 | 134.3564 | 0.00099628 | 2066 | Mitigation | 0.95 | 45 | 0 | esc | 0.00097009 | 7.1933e-09 | 0.00097009 | 7.1933e-09 | 0.0027813 | 1.8811e-09 | 0.0093813 | 6.7814e-08
[120 empty] | 7.3.3.17.5 (Remote Grid) Updates to grid topology to minimize risk of ignition in HFTDs Remote GridWLDFRContaminationAggregated | WLDFR | HFTD - Distribution - Tier 3 - 3QU CoRE ¦ 5QU LoRE | Non-Red Flag Warning - Small Fires | Contamination | Aggregated | 2067 | 7.4152e-06 | 134.3564 | 0.00099628 | 2067 | Mitigation | 0.95 | 45 | 0 | esc | 0 | 0 | 0.00097009 | 7.1933e-09 | 0.0027813 | 1.8811e-09 | 0.0093813 | 6.7814e-08
[120 empty] | 7.3.3.17.5 (Remote Grid) Updates to grid topology to minimize risk of ignition in HFTDs Remote GridWLDFREquipment / facility failureAggregated | WLDFR | HFTD - Distribution - Tier 3 - 3QU CoRE ¦ 5QU LoRE | Non-Red Flag Warning - Small Fires | Equipment / facility failure | Aggregated | 2022 | 0.00036338 | 134.3564 | 0.048822 | 2022 | Mitigation | 0.95 | 45 | 0 | esc | 0.00097009 | 3.5251e-07 | 0 | 0 | 0.0027813 | 1.8811e-09 | 0.0093813 | 6.7814e-08
[120 empty] | 7.3.3.17.5 (Remote Grid) Updates to grid topology to minimize risk of ignition in HFTDs Remote GridWLDFREquipment / facility failureAggregated | WLDFR | HFTD - Distribution - Tier 3 - 3QU CoRE ¦ 5QU LoRE | Non-Red Flag Warning - Small Fires | Equipment / facility failure | Aggregated | 2023 | 0.00036338 | 134.3564 | 0.048822 | 2023 | Mitigation | 0.95 | 45 | 0 | esc | 0.00097009 | 3.5251e-07 | 0.00097009 | 3.5251e-07 | 0.0027813 | 1.8811e-09 | 0.0093813 | 6.7814e-08
[120 empty] | 7.3.3.17.5 (Remote Grid) Updates to grid topology to minimize risk of ignition in HFTDs Remote GridWLDFREquipment / facility failureAggregated | WLDFR | HFTD - Distribution - Tier 3 - 3QU CoRE ¦ 5QU LoRE | Non-Red Flag Warning - Small Fires | Equipment / facility failure | Aggregated | 2024 | 0.00036338 | 134.3564 | 0.048822 | 2024 | Mitigation | 0.95 | 45 | 0 | esc | 0.00097009 | 3.5251e-07 | 0.00097009 | 3.5251e-07 | 0.0027813 | 1.8811e-09 | 0.0093813 | 6.7814e-08
[120 empty] | 7.3.3.17.5 (Remote Grid) Updates to grid topology to minimize risk of ignition in HFTDs Remote GridWLDFREquipment / facility failureAggregated | WLDFR | HFTD - Distribution - Tier 3 - 3QU CoRE ¦ 5QU LoRE | Non-Red Flag Warning - Small Fires | Equipment / facility failure | Aggregated | 2025 | 0.00036338 | 134.3564 | 0.048822 | 2025 | Mitigation | 0.95 | 45 | 0 | esc | 0.00097009 | 3.5251e-07 | 0.00097009 | 3.5251e-07 | 0.0027813 | 1.8811e-09 | 0.0093813 | 6.7814e-08
[120 empty] | 7.3.3.17.5 (Remote Grid) Updates to grid topology to minimize risk of ignition in HFTDs Remote GridWLDFREquipment / facility failureAggregated | WLDFR | HFTD - Distribution - Tier 3 - 3QU CoRE ¦ 5QU LoRE | Non-Red Flag Warning - Small Fires | Equipment / facility failure | Aggregated | 2026 | 0.00036338 | 134.3564 | 0.048822 | 2026 | Mitigation | 0.95 | 45 | 0 | esc | 0.00097009 | 3.5251e-07 | 0.00097009 | 3.5251e-07 | 0 | 0 | 0.0093813 | 6.7814e-08
[120 empty] | 7.3.3.17.5 (Remote Grid) Updates to grid topology to minimize risk of ignition in HFTDs Remote GridWLDFREquipment / facility failureAggregated | WLDFR | HFTD - Distribution - Tier 3 - 3QU CoRE ¦ 5QU LoRE | Non-Red Flag Warning - Small Fires | Equipment / facility failure | Aggregated | 2027 | 0.00036338 | 134.3564 | 0.048822 | 2027 | Mitigation | 0.95 | 45 | 0 | esc | 0.00097009 | 3.5251e-07 | 0.00097009 | 3.5251e-07 | 0.0027813 | 1.2124e-06 | 0.0093813 | 6.7814e-08
[120 empty] | 7.3.3.17.5 (Remote Grid) Updates to grid topology to minimize risk of ignition in HFTDs Remote GridWLDFREquipment / facility failureAggregated | WLDFR | HFTD - Distribution - Tier 3 - 3QU CoRE ¦ 5QU LoRE | Non-Red Flag Warning - Small Fires | Equipment / facility failure | Aggregated | 2028 | 0.00036338 | 134.3564 | 0.048822 | 2028 | Mitigation | 0.95 | 45 | 0 | esc | 0.00097009 | 3.5251e-07 | 0.00097009 | 3.5251e-07 | 0.0027813 | 1.2124e-06 | 0.0093813 | 6.7814e-08
[120 empty] | 7.3.3.17.5 (Remote Grid) Updates to grid topology to minimize risk of ignition in HFTDs Remote GridWLDFREquipment / facility failureAggregated | WLDFR | HFTD - Distribution - Tier 3 - 3QU CoRE ¦ 5QU LoRE | Non-Red Flag Warning - Small Fires | Equipment / facility failure | Aggregated | 2029 | 0.00036338 | 134.3564 | 0.048822 | 2029 | Mitigation | 0.95 | 45 | 0 | esc | 0.00097009 | 3.5251e-07 | 0.00097009 | 3.5251e-07 | 0.0027813 | 1.2124e-06 | 0.0093813 | 6.7814e-08
[120 empty] | 7.3.3.17.5 (Remote Grid) Updates to grid topology to minimize risk of ignition in HFTDs Remote GridWLDFREquipment / facility failureAggregated | WLDFR | HFTD - Distribution - Tier 3 - 3QU CoRE ¦ 5QU LoRE | Non-Red Flag Warning - Small Fires | Equipment / facility failure | Aggregated | 2030 | 0.00036338 | 134.3564 | 0.048822 | 2030 | Mitigation | 0.95 | 45 | 0 | esc | 0.00097009 | 3.5251e-07 | 0.00097009 | 3.5251e-07 | 0.0027813 | 1.2124e-06 | 0.0093813 | 6.7814e-08
[120 empty] | 7.3.3.17.5 (Remote Grid) Updates to grid topology to minimize risk of ignition in HFTDs Remote GridWLDFREquipment / facility failureAggregated | WLDFR | HFTD - Distribution - Tier 3 - 3QU CoRE ¦ 5QU LoRE | Non-Red Flag Warning - Small Fires | Equipment / facility failure | Aggregated | 2031 | 0.00036338 | 134.3564 | 0.048822 | 2031 | Mitigation | 0.95 | 45 | 0 | esc | 0.00097009 | 3.5251e-07 | 0.00097009 | 3.5251e-07 | 0.0027813 | 1.2124e-06 | 0.0093813 | 6.7814e-08
[120 empty] | 7.3.3.17.5 (Remote Grid) Updates to grid topology to minimize risk of ignition in HFTDs Remote GridWLDFREquipment / facility failureAggregated | WLDFR | HFTD - Distribution - Tier 3 - 3QU CoRE ¦ 5QU LoRE | Non-Red Flag Warning - Small Fires | Equipment / facility failure | Aggregated | 2032 | 0.00036338 | 134.3564 | 0.048822 | 2032 | Mitigation | 0.95 | 45 | 0 | esc | 0.00097009 | 3.5251e-07 | 0.00097009 | 3.5251e-07 | 0.0027813 | 1.2124e-06 | 0.0093813 | 6.7814e-08
[120 empty] | 7.3.3.17.5 (Remote Grid) Updates to grid topology to minimize risk of ignition in HFTDs Remote GridWLDFREquipment / facility failureAggregated | WLDFR | HFTD - Distribution - Tier 3 - 3QU CoRE ¦ 5QU LoRE | Non-Red Flag Warning - Small Fires | Equipment / facility failure | Aggregated | 2033 | 0.00036338 | 134.3564 | 0.048822 | 2033 | Mitigation | 0.95 | 45 | 0 | esc | 0.00097009 | 3.5251e-07 | 0.00097009 | 3.5251e-07 | 0.0027813 | 1.2124e-06 | 0.0093813 | 6.7814e-08
[120 empty] | 7.3.3.17.5 (Remote Grid) Updates to grid topology to minimize risk of ignition in HFTDs Remote GridWLDFREquipment / facility failureAggregated | WLDFR | HFTD - Distribution - Tier 3 - 3QU CoRE ¦ 5QU LoRE | Non-Red Flag Warning - Small Fires | Equipment / facility failure | Aggregated | 2034 | 0.00036338 | 134.3564 | 0.048822 | 2034 | Mitigation | 0.95 | 45 | 0 | esc | 0.00097009 | 3.5251e-07 | 0.00097009 | 3.5251e-07 | 0.0027813 | 1.2124e-06 | 0.0093813 | 6.7814e-08
[120 empty] | 7.3.3.17.5 (Remote Grid) Updates to grid topology to minimize risk of ignition in HFTDs Remote GridWLDFREquipment / facility failureAggregated | WLDFR | HFTD - Distribution - Tier 3 - 3QU CoRE ¦ 5QU LoRE | Non-Red Flag Warning - Small Fires | Equipment / facility failure | Aggregated | 2035 | 0.00036338 | 134.3564 | 0.048822 | 2035 | Mitigation | 0.95 | 45 | 0 | esc | 0.00097009 | 3.5251e-07 | 0.00097009 | 3.5251e-07 | 0.0027813 | 1.2124e-06 | 0.0093813 | 6.7814e-08
[120 empty] | 7.3.3.17.5 (Remote Grid) Updates to grid topology to minimize risk of ignition in HFTDs Remote GridWLDFREquipment / facility failureAggregated | WLDFR | HFTD - Distribution - Tier 3 - 3QU CoRE ¦ 5QU LoRE | Non-Red Flag Warning - Small Fires | Equipment / facility failure | Aggregated | 2036 | 0.00036338 | 134.3564 | 0.048822 | 2036 | Mitigation | 0.95 | 45 | 0 | esc | 0.00097009 | 3.5251e-07 | 0.00097009 | 3.5251e-07 | 0.0027813 | 1.2124e-06 | 0.0093813 | 6.7814e-08
[120 empty] | 7.3.3.17.5 (Remote Grid) Updates to grid topology to minimize risk of ignition in HFTDs Remote GridWLDFREquipment / facility failureAggregated | WLDFR | HFTD - Distribution - Tier 3 - 3QU CoRE ¦ 5QU LoRE | Non-Red Flag Warning - Small Fires | Equipment / facility failure | Aggregated | 2037 | 0.00036338 | 134.3564 | 0.048822 | 2037 | Mitigation | 0.95 | 45 | 0 | esc | 0.00097009 | 3.5251e-07 | 0.00097009 | 3.5251e-07 | 0.0027813 | 1.2124e-06 | 0.0093813 | 6.7814e-08
[120 empty] | 7.3.3.17.5 (Remote Grid) Updates to grid topology to minimize risk of ignition in HFTDs Remote GridWLDFREquipment / facility failureAggregated | WLDFR | HFTD - Distribution - Tier 3 - 3QU CoRE ¦ 5QU LoRE | Non-Red Flag Warning - Small Fires | Equipment / facility failure | Aggregated | 2038 | 0.00036338 | 134.3564 | 0.048822 | 2038 | Mitigation | 0.95 | 45 | 0 | esc | 0.00097009 | 3.5251e-07 | 0.00097009 | 3.5251e-07 | 0.0027813 | 1.2124e-06 | 0.0093813 | 6.7814e-08
[120 empty] | 7.3.3.17.5 (Remote Grid) Updates to grid topology to minimize risk of ignition in HFTDs Remote GridWLDFREquipment / facility failureAggregated | WLDFR | HFTD - Distribution - Tier 3 - 3QU CoRE ¦ 5QU LoRE | Non-Red Flag Warning - Small Fires | Equipment / facility failure | Aggregated | 2039 | 0.00036338 | 134.3564 | 0.048822 | 2039 | Mitigation | 0.95 | 45 | 0 | esc | 0.00097009 | 3.5251e-07 | 0.00097009 | 3.5251e-07 | 0.0027813 | 1.2124e-06 | 0.0093813 | 6.7814e-08
[120 empty] | 7.3.3.17.5 (Remote Grid) Updates to grid topology to minimize risk of ignition in HFTDs Remote GridWLDFREquipment / facility failureAggregated | WLDFR | HFTD - Distribution - Tier 3 - 3QU CoRE ¦ 5QU LoRE | Non-Red Flag Warning - Small Fires | Equipment / facility failure | Aggregated | 2040 | 0.00036338 | 134.3564 | 0.048822 | 2040 | Mitigation | 0.95 | 45 | 0 | esc | 0.00097009 | 3.5251e-07 | 0.00097009 | 3.5251e-07 | 0.0027813 | 1.2124e-06 | 0.0093813 | 6.7814e-08
[120 empty] | 7.3.3.17.5 (Remote Grid) Updates to grid topology to minimize risk of ignition in HFTDs Remote GridWLDFREquipment / facility failureAggregated | WLDFR | HFTD - Distribution - Tier 3 - 3QU CoRE ¦ 5QU LoRE | Non-Red Flag Warning - Small Fires | Equipment / facility failure | Aggregated | 2041 | 0.00036338 | 134.3564 | 0.048822 | 2041 | Mitigation | 0.95 | 45 | 0 | esc | 0.00097009 | 3.5251e-07 | 0.00097009 | 3.5251e-07 | 0.0027813 | 1.2124e-06 | 0.0093813 | 6.7814e-08
[120 empty] | 7.3.3.17.5 (Remote Grid) Updates to grid topology to minimize risk of ignition in HFTDs Remote GridWLDFREquipment / facility failureAggregated | WLDFR | HFTD - Distribution - Tier 3 - 3QU CoRE ¦ 5QU LoRE | Non-Red Flag Warning - Small Fires | Equipment / facility failure | Aggregated | 2042 | 0.00036338 | 134.3564 | 0.048822 | 2042 | Mitigation | 0.95 | 45 | 0 | esc | 0.00097009 | 3.5251e-07 | 0.00097009 | 3.5251e-07 | 0.0027813 | 1.2124e-06 | 0 | 0
[120 empty] | 7.3.3.17.5 (Remote Grid) Updates to grid topology to minimize risk of ignition in HFTDs Remote GridWLDFREquipment / facility failureAggregated | WLDFR | HFTD - Distribution - Tier 3 - 3QU CoRE ¦ 5QU LoRE | Non-Red Flag Warning - Small Fires | Equipment / facility failure | Aggregated | 2043 | 0.00036338 | 134.3564 | 0.048822 | 2043 | Mitigation | 0.95 | 45 | 0 | esc | 0.00097009 | 3.5251e-07 | 0.00097009 | 3.5251e-07 | 0.0027813 | 1.2124e-06 | 0 | 0
[120 empty] | 7.3.3.17.5 (Remote Grid) Updates to grid topology to minimize risk of ignition in HFTDs Remote GridWLDFREquipment / facility failureAggregated | WLDFR | HFTD - Distribution - Tier 3 - 3QU CoRE ¦ 5QU LoRE | Non-Red Flag Warning - Small Fires | Equipment / facility failure | Aggregated | 2044 | 0.00036338 | 134.3564 | 0.048822 | 2044 | Mitigation | 0.95 | 45 | 0 | esc | 0.00097009 | 3.5251e-07 | 0.00097009 | 3.5251e-07 | 0.0027813 | 1.2124e-06 | 0.014004 | 2.7772e-08
[120 empty] | 7.3.3.17.5 (Remote Grid) Updates to grid topology to minimize risk of ignition in HFTDs Remote GridWLDFREquipment / facility failureAggregated | WLDFR | HFTD - Distribution - Tier 3 - 3QU CoRE ¦ 5QU LoRE | Non-Red Flag Warning - Small Fires | Equipment / facility failure | Aggregated | 2045 | 0.00036338 | 134.3564 | 0.048822 | 2045 | Mitigation | 0.95 | 45 | 0 | esc | 0.00097009 | 3.5251e-07 | 0.00097009 | 3.5251e-07 | 0.0027813 | 1.2124e-06 | 0.014004 | 2.7772e-08
[120 empty] | 7.3.3.17.5 (Remote Grid) Updates to grid topology to minimize risk of ignition in HFTDs Remote GridWLDFREquipment / facility failureAggregated | WLDFR | HFTD - Distribution - Tier 3 - 3QU CoRE ¦ 5QU LoRE | Non-Red Flag Warning - Small Fires | Equipment / facility failure | Aggregated | 2046 | 0.00036338 | 134.3564 | 0.048822 | 2046 | Mitigation | 0.95 | 45 | 0 | esc | 0.00097009 | 3.5251e-07 | 0.00097009 | 3.5251e-07 | 0.0027813 | 1.2124e-06 | 0.014004 | 2.7772e-08
[120 empty] | 7.3.3.17.5 (Remote Grid) Updates to grid topology to minimize risk of ignition in HFTDs Remote GridWLDFREquipment / facility failureAggregated | WLDFR | HFTD - Distribution - Tier 3 - 3QU CoRE ¦ 5QU LoRE | Non-Red Flag Warning - Small Fires | Equipment / facility failure | Aggregated | 2047 | 0.00036338 | 134.3564 | 0.048822 | 2047 | Mitigation | 0.95 | 45 | 0 | esc | 0.00097009 | 3.5251e-07 | 0.00097009 | 3.5251e-07 | 0.0027813 | 1.2124e-06 | 0.014004 | 2.7772e-08
[120 empty] | 7.3.3.17.5 (Remote Grid) Updates to grid topology to minimize risk of ignition in HFTDs Remote GridWLDFREquipment / facility failureAggregated | WLDFR | HFTD - Distribution - Tier 3 - 3QU CoRE ¦ 5QU LoRE | Non-Red Flag Warning - Small Fires | Equipment / facility failure | Aggregated | 2048 | 0.00036338 | 134.3564 | 0.048822 | 2048 | Mitigation | 0.95 | 45 | 0 | esc | 0.00097009 | 3.5251e-07 | 0.00097009 | 3.5251e-07 | 0.0027813 | 1.2124e-06 | 0.014004 | 2.7772e-08
[120 empty] | 7.3.3.17.5 (Remote Grid) Updates to grid topology to minimize risk of ignition in HFTDs Remote GridWLDFREquipment / facility failureAggregated | WLDFR | HFTD - Distribution - Tier 3 - 3QU CoRE ¦ 5QU LoRE | Non-Red Flag Warning - Small Fires | Equipment / facility failure | Aggregated | 2049 | 0.00036338 | 134.3564 | 0.048822 | 2049 | Mitigation | 0.95 | 45 | 0 | esc | 0.00097009 | 3.5251e-07 | 0.00097009 | 3.5251e-07 | 0.0027813 | 1.2124e-06 | 0.014004 | 2.7772e-08
[120 empty] | 7.3.3.17.5 (Remote Grid) Updates to grid topology to minimize risk of ignition in HFTDs Remote GridWLDFREquipment / facility failureAggregated | WLDFR | HFTD - Distribution - Tier 3 - 3QU CoRE ¦ 5QU LoRE | Non-Red Flag Warning - Small Fires | Equipment / facility failure | Aggregated | 2050 | 0.00036338 | 134.3564 | 0.048822 | 2050 | Mitigation | 0.95 | 45 | 0 | esc | 0.00097009 | 3.5251e-07 | 0.00097009 | 3.5251e-07 | 0.0027813 | 1.2124e-06 | 0.014004 | 2.7772e-08
[120 empty] | 7.3.3.17.5 (Remote Grid) Updates to grid topology to minimize risk of ignition in HFTDs Remote GridWLDFREquipment / facility failureAggregated | WLDFR | HFTD - Distribution - Tier 3 - 3QU CoRE ¦ 5QU LoRE | Non-Red Flag Warning - Small Fires | Equipment / facility failure | Aggregated | 2051 | 0.00036338 | 134.3564 | 0.048822 | 2051 | Mitigation | 0.95 | 45 | 0 | esc | 0.00097009 | 3.5251e-07 | 0.00097009 | 3.5251e-07 | 0.0027813 | 1.2124e-06 | 0.014004 | 2.7772e-08
[120 empty] | 7.3.3.17.5 (Remote Grid) Updates to grid topology to minimize risk of ignition in HFTDs Remote GridWLDFREquipment / facility failureAggregated | WLDFR | HFTD - Distribution - Tier 3 - 3QU CoRE ¦ 5QU LoRE | Non-Red Flag Warning - Small Fires | Equipment / facility failure | Aggregated | 2052 | 0.00036338 | 134.3564 | 0.048822 | 2052 | Mitigation | 0.95 | 45 | 0 | esc | 0.00097009 | 3.5251e-07 | 0.00097009 | 3.5251e-07 | 0.0027813 | 1.2124e-06 | 0.014004 | 2.7772e-08
[120 empty] | 7.3.3.17.5 (Remote Grid) Updates to grid topology to minimize risk of ignition in HFTDs Remote GridWLDFREquipment / facility failureAggregated | WLDFR | HFTD - Distribution - Tier 3 - 3QU CoRE ¦ 5QU LoRE | Non-Red Flag Warning - Small Fires | Equipment / facility failure | Aggregated | 2053 | 0.00036338 | 134.3564 | 0.048822 | 2053 | Mitigation | 0.95 | 45 | 0 | esc | 0.00097009 | 3.5251e-07 | 0.00097009 | 3.5251e-07 | 0.0027813 | 1.2124e-06 | 0.014004 | 2.7772e-08
[120 empty] | 7.3.3.17.5 (Remote Grid) Updates to grid topology to minimize risk of ignition in HFTDs Remote GridWLDFREquipment / facility failureAggregated | WLDFR | HFTD - Distribution - Tier 3 - 3QU CoRE ¦ 5QU LoRE | Non-Red Flag Warning - Small Fires | Equipment / facility failure | Aggregated | 2054 | 0.00036338 | 134.3564 | 0.048822 | 2054 | Mitigation | 0.95 | 45 | 0 | esc | 0.00097009 | 3.5251e-07 | 0.00097009 | 3.5251e-07 | 0.0027813 | 1.2124e-06 | 0.014004 | 2.7772e-08
[120 empty] | 7.3.3.17.5 (Remote Grid) Updates to grid topology to minimize risk of ignition in HFTDs Remote GridWLDFREquipment / facility failureAggregated | WLDFR | HFTD - Distribution - Tier 3 - 3QU CoRE ¦ 5QU LoRE | Non-Red Flag Warning - Small Fires | Equipment / facility failure | Aggregated | 2055 | 0.00036338 | 134.3564 | 0.048822 | 2055 | Mitigation | 0.95 | 45 | 0 | esc | 0.00097009 | 3.5251e-07 | 0.00097009 | 3.5251e-07 | 0.0027813 | 1.2124e-06 | 0.014004 | 2.7772e-08
[120 empty] | 7.3.3.17.5 (Remote Grid) Updates to grid topology to minimize risk of ignition in HFTDs Remote GridWLDFREquipment / facility failureAggregated | WLDFR | HFTD - Distribution - Tier 3 - 3QU CoRE ¦ 5QU LoRE | Non-Red Flag Warning - Small Fires | Equipment / facility failure | Aggregated | 2056 | 0.00036338 | 134.3564 | 0.048822 | 2056 | Mitigation | 0.95 | 45 | 0 | esc | 0.00097009 | 3.5251e-07 | 0.00097009 | 3.5251e-07 | 0.0027813 | 1.2124e-06 | 0.014004 | 2.7772e-08
[120 empty] | 7.3.3.17.5 (Remote Grid) Updates to grid topology to minimize risk of ignition in HFTDs Remote GridWLDFREquipment / facility failureAggregated | WLDFR | HFTD - Distribution - Tier 3 - 3QU CoRE ¦ 5QU LoRE | Non-Red Flag Warning - Small Fires | Equipment / facility failure | Aggregated | 2057 | 0.00036338 | 134.3564 | 0.048822 | 2057 | Mitigation | 0.95 | 45 | 0 | esc | 0.00097009 | 3.5251e-07 | 0.00097009 | 3.5251e-07 | 0.0027813 | 1.2124e-06 | 0.014004 | 2.7772e-08
[120 empty] | 7.3.3.17.5 (Remote Grid) Updates to grid topology to minimize risk of ignition in HFTDs Remote GridWLDFREquipment / facility failureAggregated | WLDFR | HFTD - Distribution - Tier 3 - 3QU CoRE ¦ 5QU LoRE | Non-Red Flag Warning - Small Fires | Equipment / facility failure | Aggregated | 2058 | 0.00036338 | 134.3564 | 0.048822 | 2058 | Mitigation | 0.95 | 45 | 0 | esc | 0.00097009 | 3.5251e-07 | 0.00097009 | 3.5251e-07 | 0.0027813 | 1.2124e-06 | 0.014004 | 2.7772e-08
[120 empty] | 7.3.3.17.5 (Remote Grid) Updates to grid topology to minimize risk of ignition in HFTDs Remote GridWLDFREquipment / facility failureAggregated | WLDFR | HFTD - Distribution - Tier 3 - 3QU CoRE ¦ 5QU LoRE | Non-Red Flag Warning - Small Fires | Equipment / facility failure | Aggregated | 2059 | 0.00036338 | 134.3564 | 0.048822 | 2059 | Mitigation | 0.95 | 45 | 0 | esc | 0.00097009 | 3.5251e-07 | 0.00097009 | 3.5251e-07 | 0.0027813 | 1.2124e-06 | 0.014004 | 2.7772e-08
[120 empty] | 7.3.3.17.5 (Remote Grid) Updates to grid topology to minimize risk of ignition in HFTDs Remote GridWLDFREquipment / facility failureAggregated | WLDFR | HFTD - Distribution - Tier 3 - 3QU CoRE ¦ 5QU LoRE | Non-Red Flag Warning - Small Fires | Equipment / facility failure | Aggregated | 2060 | 0.00036338 | 134.3564 | 0.048822 | 2060 | Mitigation | 0.95 | 45 | 0 | esc | 0.00097009 | 3.5251e-07 | 0.00097009 | 3.5251e-07 | 0.0027813 | 1.2124e-06 | 0.014004 | 2.7772e-08
[120 empty] | 7.3.3.17.5 (Remote Grid) Updates to grid topology to minimize risk of ignition in HFTDs Remote GridWLDFREquipment / facility failureAggregated | WLDFR | HFTD - Distribution - Tier 3 - 3QU CoRE ¦ 5QU LoRE | Non-Red Flag Warning - Small Fires | Equipment / facility failure | Aggregated | 2061 | 0.00036338 | 134.3564 | 0.048822 | 2061 | Mitigation | 0.95 | 45 | 0 | esc | 0.00097009 | 3.5251e-07 | 0.00097009 | 3.5251e-07 | 0.0027813 | 1.2124e-06 | 0.014004 | 2.7772e-08
[120 empty] | 7.3.3.17.5 (Remote Grid) Updates to grid topology to minimize risk of ignition in HFTDs Remote GridWLDFREquipment / facility failureAggregated | WLDFR | HFTD - Distribution - Tier 3 - 3QU CoRE ¦ 5QU LoRE | Non-Red Flag Warning - Small Fires | Equipment / facility failure | Aggregated | 2062 | 0.00036338 | 134.3564 | 0.048822 | 2062 | Mitigation | 0.95 | 45 | 0 | esc | 0.00097009 | 3.5251e-07 | 0.00097009 | 3.5251e-07 | 0.0027813 | 1.2124e-06 | 0.014004 | 2.7772e-08
[120 empty] | 7.3.3.17.5 (Remote Grid) Updates to grid topology to minimize risk of ignition in HFTDs Remote GridWLDFREquipment / facility failureAggregated | WLDFR | HFTD - Distribution - Tier 3 - 3QU CoRE ¦ 5QU LoRE | Non-Red Flag Warning - Small Fires | Equipment / facility failure | Aggregated | 2063 | 0.00036338 | 134.3564 | 0.048822 | 2063 | Mitigation | 0.95 | 45 | 0 | esc | 0.00097009 | 3.5251e-07 | 0.00097009 | 3.5251e-07 | 0.0027813 | 1.2124e-06 | 0.014004 | 2.7772e-08
[120 empty] | 7.3.3.17.5 (Remote Grid) Updates to grid topology to minimize risk of ignition in HFTDs Remote GridWLDFREquipment / facility failureAggregated | WLDFR | HFTD - Distribution - Tier 3 - 3QU CoRE ¦ 5QU LoRE | Non-Red Flag Warning - Small Fires | Equipment / facility failure | Aggregated | 2064 | 0.00036338 | 134.3564 | 0.048822 | 2064 | Mitigation | 0.95 | 45 | 0 | esc | 0.00097009 | 3.5251e-07 | 0.00097009 | 3.5251e-07 | 0.0027813 | 1.2124e-06 | 0.014004 | 2.7772e-08
[120 empty] | 7.3.3.17.5 (Remote Grid) Updates to grid topology to minimize risk of ignition in HFTDs Remote GridWLDFREquipment / facility failureAggregated | WLDFR | HFTD - Distribution - Tier 3 - 3QU CoRE ¦ 5QU LoRE | Non-Red Flag Warning - Small Fires | Equipment / facility failure | Aggregated | 2065 | 0.00036338 | 134.3564 | 0.048822 | 2065 | Mitigation | 0.95 | 45 | 0 | esc | 0.00097009 | 3.5251e-07 | 0.00097009 | 3.5251e-07 | 0.0027813 | 1.2124e-06 | 0.014004 | 2.7772e-08
[120 empty] | 7.3.3.17.5 (Remote Grid) Updates to grid topology to minimize risk of ignition in HFTDs Remote GridWLDFREquipment / facility failureAggregated | WLDFR | HFTD - Distribution - Tier 3 - 3QU CoRE ¦ 5QU LoRE | Non-Red Flag Warning - Small Fires | Equipment / facility failure | Aggregated | 2066 | 0.00036338 | 134.3564 | 0.048822 | 2066 | Mitigation | 0.95 | 45 | 0 | esc | 0.00097009 | 3.5251e-07 | 0.00097009 | 3.5251e-07 | 0.0027813 | 1.2124e-06 | 0.014004 | 2.7772e-08
[120 empty] | 7.3.3.17.5 (Remote Grid) Updates to grid topology to minimize risk of ignition in HFTDs Remote GridWLDFREquipment / facility failureAggregated | WLDFR | HFTD - Distribution - Tier 3 - 3QU CoRE ¦ 5QU LoRE | Non-Red Flag Warning - Small Fires | Equipment / facility failure | Aggregated | 2067 | 0.00036338 | 134.3564 | 0.048822 | 2067 | Mitigation | 0.95 | 45 | 0 | esc | 0 | 0 | 0.00097009 | 3.5251e-07 | 0.0027813 | 1.2124e-06 | 0.014004 | 2.7772e-08
[120 empty] | 7.3.3.17.5 (Remote Grid) Updates to grid topology to minimize risk of ignition in HFTDs Remote GridWLDFRVegetation ContactAggregated | WLDFR | HFTD - Distribution - Tier 3 - 3QU CoRE ¦ 5QU LoRE | Non-Red Flag Warning - Small Fires | Vegetation Contact | Aggregated | 2022 | 0.0014785 | 134.3564 | 0.19864 | 2022 | Mitigation | 0.95 | 45 | 0 | esc | 0.00097009 | 1.4342e-06 | 0 | 0 | 0.0027813 | 1.2124e-06 | 0.014004 | 2.7772e-08
[120 empty] | 7.3.3.17.5 (Remote Grid) Updates to grid topology to minimize risk of ignition in HFTDs Remote GridWLDFRVegetation ContactAggregated | WLDFR | HFTD - Distribution - Tier 3 - 3QU CoRE ¦ 5QU LoRE | Non-Red Flag Warning - Small Fires | Vegetation Contact | Aggregated | 2023 | 0.0014785 | 134.3564 | 0.19864 | 2023 | Mitigation | 0.95 | 45 | 0 | esc | 0.00097009 | 1.4342e-06 | 0.00097009 | 1.4342e-06 | 0.0027813 | 1.2124e-06 | 0.014004 | 2.7772e-08
[120 empty] | 7.3.3.17.5 (Remote Grid) Updates to grid topology to minimize risk of ignition in HFTDs Remote GridWLDFRVegetation ContactAggregated | WLDFR | HFTD - Distribution - Tier 3 - 3QU CoRE ¦ 5QU LoRE | Non-Red Flag Warning - Small Fires | Vegetation Contact | Aggregated | 2024 | 0.0014785 | 134.3564 | 0.19864 | 2024 | Mitigation | 0.95 | 45 | 0 | esc | 0.00097009 | 1.4342e-06 | 0.00097009 | 1.4342e-06 | 0.0027813 | 1.2124e-06 | 0.014004 | 2.7772e-08
[120 empty] | 7.3.3.17.5 (Remote Grid) Updates to grid topology to minimize risk of ignition in HFTDs Remote GridWLDFRVegetation ContactAggregated | WLDFR | HFTD - Distribution - Tier 3 - 3QU CoRE ¦ 5QU LoRE | Non-Red Flag Warning - Small Fires | Vegetation Contact | Aggregated | 2025 | 0.0014785 | 134.3564 | 0.19864 | 2025 | Mitigation | 0.95 | 45 | 0 | esc | 0.00097009 | 1.4342e-06 | 0.00097009 | 1.4342e-06 | 0.0027813 | 1.2124e-06 | 0.014004 | 2.7772e-08
[120 empty] | 7.3.3.17.5 (Remote Grid) Updates to grid topology to minimize risk of ignition in HFTDs Remote GridWLDFRVegetation ContactAggregated | WLDFR | HFTD - Distribution - Tier 3 - 3QU CoRE ¦ 5QU LoRE | Non-Red Flag Warning - Small Fires | Vegetation Contact | Aggregated | 2026 | 0.0014785 | 134.3564 | 0.19864 | 2026 | Mitigation | 0.95 | 45 | 0 | esc | 0.00097009 | 1.4342e-06 | 0.00097009 | 1.4342e-06 | 0.0027813 | 1.2124e-06 | 0.014004 | 2.7772e-08
[120 empty] | 7.3.3.17.5 (Remote Grid) Updates to grid topology to minimize risk of ignition in HFTDs Remote GridWLDFRVegetation ContactAggregated | WLDFR | HFTD - Distribution - Tier 3 - 3QU CoRE ¦ 5QU LoRE | Non-Red Flag Warning - Small Fires | Vegetation Contact | Aggregated | 2027 | 0.0014785 | 134.3564 | 0.19864 | 2027 | Mitigation | 0.95 | 45 | 0 | esc | 0.00097009 | 1.4342e-06 | 0.00097009 | 1.4342e-06 | 0.0027813 | 1.2124e-06 | 0.014004 | 2.7772e-08
[120 empty] | 7.3.3.17.5 (Remote Grid) Updates to grid topology to minimize risk of ignition in HFTDs Remote GridWLDFRVegetation ContactAggregated | WLDFR | HFTD - Distribution - Tier 3 - 3QU CoRE ¦ 5QU LoRE | Non-Red Flag Warning - Small Fires | Vegetation Contact | Aggregated | 2028 | 0.0014785 | 134.3564 | 0.19864 | 2028 | Mitigation | 0.95 | 45 | 0 | esc | 0.00097009 | 1.4342e-06 | 0.00097009 | 1.4342e-06 | 0.0027813 | 1.2124e-06 | 0 | 0
[120 empty] | 7.3.3.17.5 (Remote Grid) Updates to grid topology to minimize risk of ignition in HFTDs Remote GridWLDFRVegetation ContactAggregated | WLDFR | HFTD - Distribution - Tier 3 - 3QU CoRE ¦ 5QU LoRE | Non-Red Flag Warning - Small Fires | Vegetation Contact | Aggregated | 2029 | 0.0014785 | 134.3564 | 0.19864 | 2029 | Mitigation | 0.95 | 45 | 0 | esc | 0.00097009 | 1.4342e-06 | 0.00097009 | 1.4342e-06 | 0.0027813 | 1.2124e-06 | 0 | 0
[120 empty] | 7.3.3.17.5 (Remote Grid) Updates to grid topology to minimize risk of ignition in HFTDs Remote GridWLDFRVegetation ContactAggregated | WLDFR | HFTD - Distribution - Tier 3 - 3QU CoRE ¦ 5QU LoRE | Non-Red Flag Warning - Small Fires | Vegetation Contact | Aggregated | 2030 | 0.0014785 | 134.3564 | 0.19864 | 2030 | Mitigation | 0.95 | 45 | 0 | esc | 0.00097009 | 1.4342e-06 | 0.00097009 | 1.4342e-06 | 0 | 0 | 0.012777 | 2.3225e-08
[120 empty] | 7.3.3.17.5 (Remote Grid) Updates to grid topology to minimize risk of ignition in HFTDs Remote GridWLDFRVegetation ContactAggregated | WLDFR | HFTD - Distribution - Tier 3 - 3QU CoRE ¦ 5QU LoRE | Non-Red Flag Warning - Small Fires | Vegetation Contact | Aggregated | 2031 | 0.0014785 | 134.3564 | 0.19864 | 2031 | Mitigation | 0.95 | 45 | 0 | esc | 0.00097009 | 1.4342e-06 | 0.00097009 | 1.4342e-06 | 0.0027813 | 4.2206e-08 | 0.012777 | 2.3225e-08
[120 empty] | 7.3.3.17.5 (Remote Grid) Updates to grid topology to minimize risk of ignition in HFTDs Remote GridWLDFRVegetation ContactAggregated | WLDFR | HFTD - Distribution - Tier 3 - 3QU CoRE ¦ 5QU LoRE | Non-Red Flag Warning - Small Fires | Vegetation Contact | Aggregated | 2032 | 0.0014785 | 134.3564 | 0.19864 | 2032 | Mitigation | 0.95 | 45 | 0 | esc | 0.00097009 | 1.4342e-06 | 0.00097009 | 1.4342e-06 | 0.0027813 | 4.2206e-08 | 0.012777 | 2.3225e-08
[120 empty] | 7.3.3.17.5 (Remote Grid) Updates to grid topology to minimize risk of ignition in HFTDs Remote GridWLDFRVegetation ContactAggregated | WLDFR | HFTD - Distribution - Tier 3 - 3QU CoRE ¦ 5QU LoRE | Non-Red Flag Warning - Small Fires | Vegetation Contact | Aggregated | 2033 | 0.0014785 | 134.3564 | 0.19864 | 2033 | Mitigation | 0.95 | 45 | 0 | esc | 0.00097009 | 1.4342e-06 | 0.00097009 | 1.4342e-06 | 0.0027813 | 4.2206e-08 | 0.012777 | 2.3225e-08
[120 empty] | 7.3.3.17.5 (Remote Grid) Updates to grid topology to minimize risk of ignition in HFTDs Remote GridWLDFRVegetation ContactAggregated | WLDFR | HFTD - Distribution - Tier 3 - 3QU CoRE ¦ 5QU LoRE | Non-Red Flag Warning - Small Fires | Vegetation Contact | Aggregated | 2034 | 0.0014785 | 134.3564 | 0.19864 | 2034 | Mitigation | 0.95 | 45 | 0 | esc | 0.00097009 | 1.4342e-06 | 0.00097009 | 1.4342e-06 | 0.0027813 | 4.2206e-08 | 0.012777 | 2.3225e-08
[120 empty] | 7.3.3.17.5 (Remote Grid) Updates to grid topology to minimize risk of ignition in HFTDs Remote GridWLDFRVegetation ContactAggregated | WLDFR | HFTD - Distribution - Tier 3 - 3QU CoRE ¦ 5QU LoRE | Non-Red Flag Warning - Small Fires | Vegetation Contact | Aggregated | 2035 | 0.0014785 | 134.3564 | 0.19864 | 2035 | Mitigation | 0.95 | 45 | 0 | esc | 0.00097009 | 1.4342e-06 | 0.00097009 | 1.4342e-06 | 0.0027813 | 4.2206e-08 | 0.012777 | 2.3225e-08
[120 empty] | 7.3.3.17.5 (Remote Grid) Updates to grid topology to minimize risk of ignition in HFTDs Remote GridWLDFRVegetation ContactAggregated | WLDFR | HFTD - Distribution - Tier 3 - 3QU CoRE ¦ 5QU LoRE | Non-Red Flag Warning - Small Fires | Vegetation Contact | Aggregated | 2036 | 0.0014785 | 134.3564 | 0.19864 | 2036 | Mitigation | 0.95 | 45 | 0 | esc | 0.00097009 | 1.4342e-06 | 0.00097009 | 1.4342e-06 | 0.0027813 | 4.2206e-08 | 0.012777 | 2.3225e-08
[120 empty] | 7.3.3.17.5 (Remote Grid) Updates to grid topology to minimize risk of ignition in HFTDs Remote GridWLDFRVegetation ContactAggregated | WLDFR | HFTD - Distribution - Tier 3 - 3QU CoRE ¦ 5QU LoRE | Non-Red Flag Warning - Small Fires | Vegetation Contact | Aggregated | 2037 | 0.0014785 | 134.3564 | 0.19864 | 2037 | Mitigation | 0.95 | 45 | 0 | esc | 0.00097009 | 1.4342e-06 | 0.00097009 | 1.4342e-06 | 0.0027813 | 4.2206e-08 | 0.012777 | 2.3225e-08
[120 empty] | 7.3.3.17.5 (Remote Grid) Updates to grid topology to minimize risk of ignition in HFTDs Remote GridWLDFRVegetation ContactAggregated | WLDFR | HFTD - Distribution - Tier 3 - 3QU CoRE ¦ 5QU LoRE | Non-Red Flag Warning - Small Fires | Vegetation Contact | Aggregated | 2038 | 0.0014785 | 134.3564 | 0.19864 | 2038 | Mitigation | 0.95 | 45 | 0 | esc | 0.00097009 | 1.4342e-06 | 0.00097009 | 1.4342e-06 | 0.0027813 | 4.2206e-08 | 0.012777 | 2.3225e-08
[120 empty] | 7.3.3.17.5 (Remote Grid) Updates to grid topology to minimize risk of ignition in HFTDs Remote GridWLDFRVegetation ContactAggregated | WLDFR | HFTD - Distribution - Tier 3 - 3QU CoRE ¦ 5QU LoRE | Non-Red Flag Warning - Small Fires | Vegetation Contact | Aggregated | 2039 | 0.0014785 | 134.3564 | 0.19864 | 2039 | Mitigation | 0.95 | 45 | 0 | esc | 0.00097009 | 1.4342e-06 | 0.00097009 | 1.4342e-06 | 0.0027813 | 4.2206e-08 | 0.012777 | 2.3225e-08
[120 empty] | 7.3.3.17.5 (Remote Grid) Updates to grid topology to minimize risk of ignition in HFTDs Remote GridWLDFRVegetation ContactAggregated | WLDFR | HFTD - Distribution - Tier 3 - 3QU CoRE ¦ 5QU LoRE | Non-Red Flag Warning - Small Fires | Vegetation Contact | Aggregated | 2040 | 0.0014785 | 134.3564 | 0.19864 | 2040 | Mitigation | 0.95 | 45 | 0 | esc | 0.00097009 | 1.4342e-06 | 0.00097009 | 1.4342e-06 | 0.0027813 | 4.2206e-08 | 0.012777 | 2.3225e-08
[120 empty] | 7.3.3.17.5 (Remote Grid) Updates to grid topology to minimize risk of ignition in HFTDs Remote GridWLDFRVegetation ContactAggregated | WLDFR | HFTD - Distribution - Tier 3 - 3QU CoRE ¦ 5QU LoRE | Non-Red Flag Warning - Small Fires | Vegetation Contact | Aggregated | 2041 | 0.0014785 | 134.3564 | 0.19864 | 2041 | Mitigation | 0.95 | 45 | 0 | esc | 0.00097009 | 1.4342e-06 | 0.00097009 | 1.4342e-06 | 0.0027813 | 4.2206e-08 | 0.012777 | 2.3225e-08
[120 empty] | 7.3.3.17.5 (Remote Grid) Updates to grid topology to minimize risk of ignition in HFTDs Remote GridWLDFRVegetation ContactAggregated | WLDFR | HFTD - Distribution - Tier 3 - 3QU CoRE ¦ 5QU LoRE | Non-Red Flag Warning - Small Fires | Vegetation Contact | Aggregated | 2042 | 0.0014785 | 134.3564 | 0.19864 | 2042 | Mitigation | 0.95 | 45 | 0 | esc | 0.00097009 | 1.4342e-06 | 0.00097009 | 1.4342e-06 | 0.0027813 | 4.2206e-08 | 0.012777 | 2.3225e-08
[120 empty] | 7.3.3.17.5 (Remote Grid) Updates to grid topology to minimize risk of ignition in HFTDs Remote GridWLDFRVegetation ContactAggregated | WLDFR | HFTD - Distribution - Tier 3 - 3QU CoRE ¦ 5QU LoRE | Non-Red Flag Warning - Small Fires | Vegetation Contact | Aggregated | 2043 | 0.0014785 | 134.3564 | 0.19864 | 2043 | Mitigation | 0.95 | 45 | 0 | esc | 0.00097009 | 1.4342e-06 | 0.00097009 | 1.4342e-06 | 0.0027813 | 4.2206e-08 | 0.012777 | 2.3225e-08
[120 empty] | 7.3.3.17.5 (Remote Grid) Updates to grid topology to minimize risk of ignition in HFTDs Remote GridWLDFRVegetation ContactAggregated | WLDFR | HFTD - Distribution - Tier 3 - 3QU CoRE ¦ 5QU LoRE | Non-Red Flag Warning - Small Fires | Vegetation Contact | Aggregated | 2044 | 0.0014785 | 134.3564 | 0.19864 | 2044 | Mitigation | 0.95 | 45 | 0 | esc | 0.00097009 | 1.4342e-06 | 0.00097009 | 1.4342e-06 | 0.0027813 | 4.2206e-08 | 0.012777 | 2.3225e-08
[120 empty] | 7.3.3.17.5 (Remote Grid) Updates to grid topology to minimize risk of ignition in HFTDs Remote GridWLDFRVegetation ContactAggregated | WLDFR | HFTD - Distribution - Tier 3 - 3QU CoRE ¦ 5QU LoRE | Non-Red Flag Warning - Small Fires | Vegetation Contact | Aggregated | 2045 | 0.0014785 | 134.3564 | 0.19864 | 2045 | Mitigation | 0.95 | 45 | 0 | esc | 0.00097009 | 1.4342e-06 | 0.00097009 | 1.4342e-06 | 0.0027813 | 4.2206e-08 | 0.012777 | 2.3225e-08
[120 empty] | 7.3.3.17.5 (Remote Grid) Updates to grid topology to minimize risk of ignition in HFTDs Remote GridWLDFRVegetation ContactAggregated | WLDFR | HFTD - Distribution - Tier 3 - 3QU CoRE ¦ 5QU LoRE | Non-Red Flag Warning - Small Fires | Vegetation Contact | Aggregated | 2046 | 0.0014785 | 134.3564 | 0.19864 | 2046 | Mitigation | 0.95 | 45 | 0 | esc | 0.00097009 | 1.4342e-06 | 0.00097009 | 1.4342e-06 | 0.0027813 | 4.2206e-08 | 0.012777 | 2.3225e-08
[120 empty] | 7.3.3.17.5 (Remote Grid) Updates to grid topology to minimize risk of ignition in HFTDs Remote GridWLDFRVegetation ContactAggregated | WLDFR | HFTD - Distribution - Tier 3 - 3QU CoRE ¦ 5QU LoRE | Non-Red Flag Warning - Small Fires | Vegetation Contact | Aggregated | 2047 | 0.0014785 | 134.3564 | 0.19864 | 2047 | Mitigation | 0.95 | 45 | 0 | esc | 0.00097009 | 1.4342e-06 | 0.00097009 | 1.4342e-06 | 0.0027813 | 4.2206e-08 | 0.012777 | 2.3225e-08
[120 empty] | 7.3.3.17.5 (Remote Grid) Updates to grid topology to minimize risk of ignition in HFTDs Remote GridWLDFRVegetation ContactAggregated | WLDFR | HFTD - Distribution - Tier 3 - 3QU CoRE ¦ 5QU LoRE | Non-Red Flag Warning - Small Fires | Vegetation Contact | Aggregated | 2048 | 0.0014785 | 134.3564 | 0.19864 | 2048 | Mitigation | 0.95 | 45 | 0 | esc | 0.00097009 | 1.4342e-06 | 0.00097009 | 1.4342e-06 | 0.0027813 | 4.2206e-08 | 0.012777 | 2.3225e-08
[120 empty] | 7.3.3.17.5 (Remote Grid) Updates to grid topology to minimize risk of ignition in HFTDs Remote GridWLDFRVegetation ContactAggregated | WLDFR | HFTD - Distribution - Tier 3 - 3QU CoRE ¦ 5QU LoRE | Non-Red Flag Warning - Small Fires | Vegetation Contact | Aggregated | 2049 | 0.0014785 | 134.3564 | 0.19864 | 2049 | Mitigation | 0.95 | 45 | 0 | esc | 0.00097009 | 1.4342e-06 | 0.00097009 | 1.4342e-06 | 0.0027813 | 4.2206e-08 | 0.012777 | 2.3225e-08
[120 empty] | 7.3.3.17.5 (Remote Grid) Updates to grid topology to minimize risk of ignition in HFTDs Remote GridWLDFRVegetation ContactAggregated | WLDFR | HFTD - Distribution - Tier 3 - 3QU CoRE ¦ 5QU LoRE | Non-Red Flag Warning - Small Fires | Vegetation Contact | Aggregated | 2050 | 0.0014785 | 134.3564 | 0.19864 | 2050 | Mitigation | 0.95 | 45 | 0 | esc | 0.00097009 | 1.4342e-06 | 0.00097009 | 1.4342e-06 | 0.0027813 | 4.2206e-08 | 0.012777 | 2.3225e-08
[120 empty] | 7.3.3.17.5 (Remote Grid) Updates to grid topology to minimize risk of ignition in HFTDs Remote GridWLDFRVegetation ContactAggregated | WLDFR | HFTD - Distribution - Tier 3 - 3QU CoRE ¦ 5QU LoRE | Non-Red Flag Warning - Small Fires | Vegetation Contact | Aggregated | 2051 | 0.0014785 | 134.3564 | 0.19864 | 2051 | Mitigation | 0.95 | 45 | 0 | esc | 0.00097009 | 1.4342e-06 | 0.00097009 | 1.4342e-06 | 0.0027813 | 4.2206e-08 | 0.012777 | 2.3225e-08
[120 empty] | 7.3.3.17.5 (Remote Grid) Updates to grid topology to minimize risk of ignition in HFTDs Remote GridWLDFRVegetation ContactAggregated | WLDFR | HFTD - Distribution - Tier 3 - 3QU CoRE ¦ 5QU LoRE | Non-Red Flag Warning - Small Fires | Vegetation Contact | Aggregated | 2052 | 0.0014785 | 134.3564 | 0.19864 | 2052 | Mitigation | 0.95 | 45 | 0 | esc | 0.00097009 | 1.4342e-06 | 0.00097009 | 1.4342e-06 | 0.0027813 | 4.2206e-08 | 0.012777 | 2.3225e-08
[120 empty] | 7.3.3.17.5 (Remote Grid) Updates to grid topology to minimize risk of ignition in HFTDs Remote GridWLDFRVegetation ContactAggregated | WLDFR | HFTD - Distribution - Tier 3 - 3QU CoRE ¦ 5QU LoRE | Non-Red Flag Warning - Small Fires | Vegetation Contact | Aggregated | 2053 | 0.0014785 | 134.3564 | 0.19864 | 2053 | Mitigation | 0.95 | 45 | 0 | esc | 0.00097009 | 1.4342e-06 | 0.00097009 | 1.4342e-06 | 0.0027813 | 4.2206e-08 | 0.012777 | 2.3225e-08
[120 empty] | 7.3.3.17.5 (Remote Grid) Updates to grid topology to minimize risk of ignition in HFTDs Remote GridWLDFRVegetation ContactAggregated | WLDFR | HFTD - Distribution - Tier 3 - 3QU CoRE ¦ 5QU LoRE | Non-Red Flag Warning - Small Fires | Vegetation Contact | Aggregated | 2054 | 0.0014785 | 134.3564 | 0.19864 | 2054 | Mitigation | 0.95 | 45 | 0 | esc | 0.00097009 | 1.4342e-06 | 0.00097009 | 1.4342e-06 | 0.0027813 | 4.2206e-08 | 0.012777 | 2.3225e-08
[120 empty] | 7.3.3.17.5 (Remote Grid) Updates to grid topology to minimize risk of ignition in HFTDs Remote GridWLDFRVegetation ContactAggregated | WLDFR | HFTD - Distribution - Tier 3 - 3QU CoRE ¦ 5QU LoRE | Non-Red Flag Warning - Small Fires | Vegetation Contact | Aggregated | 2055 | 0.0014785 | 134.3564 | 0.19864 | 2055 | Mitigation | 0.95 | 45 | 0 | esc | 0.00097009 | 1.4342e-06 | 0.00097009 | 1.4342e-06 | 0.0027813 | 4.2206e-08 | 0.012777 | 2.3225e-08
[120 empty] | 7.3.3.17.5 (Remote Grid) Updates to grid topology to minimize risk of ignition in HFTDs Remote GridWLDFRVegetation ContactAggregated | WLDFR | HFTD - Distribution - Tier 3 - 3QU CoRE ¦ 5QU LoRE | Non-Red Flag Warning - Small Fires | Vegetation Contact | Aggregated | 2056 | 0.0014785 | 134.3564 | 0.19864 | 2056 | Mitigation | 0.95 | 45 | 0 | esc | 0.00097009 | 1.4342e-06 | 0.00097009 | 1.4342e-06 | 0.0027813 | 4.2206e-08 | 0.012777 | 2.3225e-08
[120 empty] | 7.3.3.17.5 (Remote Grid) Updates to grid topology to minimize risk of ignition in HFTDs Remote GridWLDFRVegetation ContactAggregated | WLDFR | HFTD - Distribution - Tier 3 - 3QU CoRE ¦ 5QU LoRE | Non-Red Flag Warning - Small Fires | Vegetation Contact | Aggregated | 2057 | 0.0014785 | 134.3564 | 0.19864 | 2057 | Mitigation | 0.95 | 45 | 0 | esc | 0.00097009 | 1.4342e-06 | 0.00097009 | 1.4342e-06 | 0.0027813 | 4.2206e-08 | 0.012777 | 2.3225e-08
[120 empty] | 7.3.3.17.5 (Remote Grid) Updates to grid topology to minimize risk of ignition in HFTDs Remote GridWLDFRVegetation ContactAggregated | WLDFR | HFTD - Distribution - Tier 3 - 3QU CoRE ¦ 5QU LoRE | Non-Red Flag Warning - Small Fires | Vegetation Contact | Aggregated | 2058 | 0.0014785 | 134.3564 | 0.19864 | 2058 | Mitigation | 0.95 | 45 | 0 | esc | 0.00097009 | 1.4342e-06 | 0.00097009 | 1.4342e-06 | 0.0027813 | 4.2206e-08 | 0.012777 | 2.3225e-08
[120 empty] | 7.3.3.17.5 (Remote Grid) Updates to grid topology to minimize risk of ignition in HFTDs Remote GridWLDFRVegetation ContactAggregated | WLDFR | HFTD - Distribution - Tier 3 - 3QU CoRE ¦ 5QU LoRE | Non-Red Flag Warning - Small Fires | Vegetation Contact | Aggregated | 2059 | 0.0014785 | 134.3564 | 0.19864 | 2059 | Mitigation | 0.95 | 45 | 0 | esc | 0.00097009 | 1.4342e-06 | 0.00097009 | 1.4342e-06 | 0.0027813 | 4.2206e-08 | 0.012777 | 2.3225e-08
[120 empty] | 7.3.3.17.5 (Remote Grid) Updates to grid topology to minimize risk of ignition in HFTDs Remote GridWLDFRVegetation ContactAggregated | WLDFR | HFTD - Distribution - Tier 3 - 3QU CoRE ¦ 5QU LoRE | Non-Red Flag Warning - Small Fires | Vegetation Contact | Aggregated | 2060 | 0.0014785 | 134.3564 | 0.19864 | 2060 | Mitigation | 0.95 | 45 | 0 | esc | 0.00097009 | 1.4342e-06 | 0.00097009 | 1.4342e-06 | 0.0027813 | 4.2206e-08 | 0 | 0
[120 empty] | 7.3.3.17.5 (Remote Grid) Updates to grid topology to minimize risk of ignition in HFTDs Remote GridWLDFRVegetation ContactAggregated | WLDFR | HFTD - Distribution - Tier 3 - 3QU CoRE ¦ 5QU LoRE | Non-Red Flag Warning - Small Fires | Vegetation Contact | Aggregated | 2061 | 0.0014785 | 134.3564 | 0.19864 | 2061 | Mitigation | 0.95 | 45 | 0 | esc | 0.00097009 | 1.4342e-06 | 0.00097009 | 1.4342e-06 | 0.0027813 | 4.2206e-08 | 0 | 0
[120 empty] | 7.3.3.17.5 (Remote Grid) Updates to grid topology to minimize risk of ignition in HFTDs Remote GridWLDFRVegetation ContactAggregated | WLDFR | HFTD - Distribution - Tier 3 - 3QU CoRE ¦ 5QU LoRE | Non-Red Flag Warning - Small Fires | Vegetation Contact | Aggregated | 2062 | 0.0014785 | 134.3564 | 0.19864 | 2062 | Mitigation | 0.95 | 45 | 0 | esc | 0.00097009 | 1.4342e-06 | 0.00097009 | 1.4342e-06 | 0.0027813 | 4.2206e-08 | 0.012705 | 2.4179e-08
[120 empty] | 7.3.3.17.5 (Remote Grid) Updates to grid topology to minimize risk of ignition in HFTDs Remote GridWLDFRVegetation ContactAggregated | WLDFR | HFTD - Distribution - Tier 3 - 3QU CoRE ¦ 5QU LoRE | Non-Red Flag Warning - Small Fires | Vegetation Contact | Aggregated | 2063 | 0.0014785 | 134.3564 | 0.19864 | 2063 | Mitigation | 0.95 | 45 | 0 | esc | 0.00097009 | 1.4342e-06 | 0.00097009 | 1.4342e-06 | 0.0027813 | 4.2206e-08 | 0.012705 | 2.4179e-08
[120 empty] | 7.3.3.17.5 (Remote Grid) Updates to grid topology to minimize risk of ignition in HFTDs Remote GridWLDFRVegetation ContactAggregated | WLDFR | HFTD - Distribution - Tier 3 - 3QU CoRE ¦ 5QU LoRE | Non-Red Flag Warning - Small Fires | Vegetation Contact | Aggregated | 2064 | 0.0014785 | 134.3564 | 0.19864 | 2064 | Mitigation | 0.95 | 45 | 0 | esc | 0.00097009 | 1.4342e-06 | 0.00097009 | 1.4342e-06 | 0.0027813 | 4.2206e-08 | 0.012705 | 2.4179e-08
[120 empty] | 7.3.3.17.5 (Remote Grid) Updates to grid topology to minimize risk of ignition in HFTDs Remote GridWLDFRVegetation ContactAggregated | WLDFR | HFTD - Distribution - Tier 3 - 3QU CoRE ¦ 5QU LoRE | Non-Red Flag Warning - Small Fires | Vegetation Contact | Aggregated | 2065 | 0.0014785 | 134.3564 | 0.19864 | 2065 | Mitigation | 0.95 | 45 | 0 | esc | 0.00097009 | 1.4342e-06 | 0.00097009 | 1.4342e-06 | 0.0027813 | 4.2206e-08 | 0.012705 | 2.4179e-08
[120 empty] | 7.3.3.17.5 (Remote Grid) Updates to grid topology to minimize risk of ignition in HFTDs Remote GridWLDFRVegetation ContactAggregated | WLDFR | HFTD - Distribution - Tier 3 - 3QU CoRE ¦ 5QU LoRE | Non-Red Flag Warning - Small Fires | Vegetation Contact | Aggregated | 2066 | 0.0014785 | 134.3564 | 0.19864 | 2066 | Mitigation | 0.95 | 45 | 0 | esc | 0.00097009 | 1.4342e-06 | 0.00097009 | 1.4342e-06 | 0.0027813 | 4.2206e-08 | 0.012705 | 2.4179e-08
[120 empty] | 7.3.3.17.5 (Remote Grid) Updates to grid topology to minimize risk of ignition in HFTDs Remote GridWLDFRVegetation ContactAggregated | WLDFR | HFTD - Distribution - Tier 3 - 3QU CoRE ¦ 5QU LoRE | Non-Red Flag Warning - Small Fires | Vegetation Contact | Aggregated | 2067 | 0.0014785 | 134.3564 | 0.19864 | 2067 | Mitigation | 0.95 | 45 | 0 | esc | 0 | 0 | 0.00097009 | 1.4342e-06 | 0.0027813 | 4.2206e-08 | 0.012705 | 2.4179e-08
[120 empty] | 7.3.3.17.5 (Remote Grid) Updates to grid topology to minimize risk of ignition in HFTDs Remote GridWLDFRWire-to-wire contactAggregated | WLDFR | HFTD - Distribution - Tier 3 - 3QU CoRE ¦ 5QU LoRE | Non-Red Flag Warning - Small Fires | Wire-to-wire contact | Aggregated | 2022 | 8.4429e-05 | 134.3564 | 0.011344 | 2022 | Mitigation | 0.95 | 45 | 0 | esc | 0.00097009 | 8.1903e-08 | 0 | 0 | 0.0027813 | 4.2206e-08 | 0.012705 | 2.4179e-08
[120 empty] | 7.3.3.17.5 (Remote Grid) Updates to grid topology to minimize risk of ignition in HFTDs Remote GridWLDFRWire-to-wire contactAggregated | WLDFR | HFTD - Distribution - Tier 3 - 3QU CoRE ¦ 5QU LoRE | Non-Red Flag Warning - Small Fires | Wire-to-wire contact | Aggregated | 2023 | 8.4429e-05 | 134.3564 | 0.011344 | 2023 | Mitigation | 0.95 | 45 | 0 | esc | 0.00097009 | 8.1903e-08 | 0.00097009 | 8.1903e-08 | 0.0027813 | 4.2206e-08 | 0.012705 | 2.4179e-08
[120 empty] | 7.3.3.17.5 (Remote Grid) Updates to grid topology to minimize risk of ignition in HFTDs Remote GridWLDFRWire-to-wire contactAggregated | WLDFR | HFTD - Distribution - Tier 3 - 3QU CoRE ¦ 5QU LoRE | Non-Red Flag Warning - Small Fires | Wire-to-wire contact | Aggregated | 2024 | 8.4429e-05 | 134.3564 | 0.011344 | 2024 | Mitigation | 0.95 | 45 | 0 | esc | 0.00097009 | 8.1903e-08 | 0.00097009 | 8.1903e-08 | 0.0027813 | 4.2206e-08 | 0.012705 | 2.4179e-08
[120 empty] | 7.3.3.17.5 (Remote Grid) Updates to grid topology to minimize risk of ignition in HFTDs Remote GridWLDFRWire-to-wire contactAggregated | WLDFR | HFTD - Distribution - Tier 3 - 3QU CoRE ¦ 5QU LoRE | Non-Red Flag Warning - Small Fires | Wire-to-wire contact | Aggregated | 2025 | 8.4429e-05 | 134.3564 | 0.011344 | 2025 | Mitigation | 0.95 | 45 | 0 | esc | 0.00097009 | 8.1903e-08 | 0.00097009 | 8.1903e-08 | 0.0027813 | 4.2206e-08 | 0.012705 | 2.4179e-08
[120 empty] | 7.3.3.17.5 (Remote Grid) Updates to grid topology to minimize risk of ignition in HFTDs Remote GridWLDFRWire-to-wire contactAggregated | WLDFR | HFTD - Distribution - Tier 3 - 3QU CoRE ¦ 5QU LoRE | Non-Red Flag Warning - Small Fires | Wire-to-wire contact | Aggregated | 2026 | 8.4429e-05 | 134.3564 | 0.011344 | 2026 | Mitigation | 0.95 | 45 | 0 | esc | 0.00097009 | 8.1903e-08 | 0.00097009 | 8.1903e-08 | 0.0027813 | 4.2206e-08 | 0.012705 | 2.4179e-08
[120 empty] | 7.3.3.17.5 (Remote Grid) Updates to grid topology to minimize risk of ignition in HFTDs Remote GridWLDFRWire-to-wire contactAggregated | WLDFR | HFTD - Distribution - Tier 3 - 3QU CoRE ¦ 5QU LoRE | Non-Red Flag Warning - Small Fires | Wire-to-wire contact | Aggregated | 2027 | 8.4429e-05 | 134.3564 | 0.011344 | 2027 | Mitigation | 0.95 | 45 | 0 | esc | 0.00097009 | 8.1903e-08 | 0.00097009 | 8.1903e-08 | 0.0027813 | 4.2206e-08 | 0.012705 | 2.4179e-08
[120 empty] | 7.3.3.17.5 (Remote Grid) Updates to grid topology to minimize risk of ignition in HFTDs Remote GridWLDFRWire-to-wire contactAggregated | WLDFR | HFTD - Distribution - Tier 3 - 3QU CoRE ¦ 5QU LoRE | Non-Red Flag Warning - Small Fires | Wire-to-wire contact | Aggregated | 2028 | 8.4429e-05 | 134.3564 | 0.011344 | 2028 | Mitigation | 0.95 | 45 | 0 | esc | 0.00097009 | 8.1903e-08 | 0.00097009 | 8.1903e-08 | 0.0027813 | 4.2206e-08 | 0.012705 | 2.4179e-08
[120 empty] | 7.3.3.17.5 (Remote Grid) Updates to grid topology to minimize risk of ignition in HFTDs Remote GridWLDFRWire-to-wire contactAggregated | WLDFR | HFTD - Distribution - Tier 3 - 3QU CoRE ¦ 5QU LoRE | Non-Red Flag Warning - Small Fires | Wire-to-wire contact | Aggregated | 2029 | 8.4429e-05 | 134.3564 | 0.011344 | 2029 | Mitigation | 0.95 | 45 | 0 | esc | 0.00097009 | 8.1903e-08 | 0.00097009 | 8.1903e-08 | 0.0027813 | 4.2206e-08 | 0.012705 | 2.4179e-08
[120 empty] | 7.3.3.17.5 (Remote Grid) Updates to grid topology to minimize risk of ignition in HFTDs Remote GridWLDFRWire-to-wire contactAggregated | WLDFR | HFTD - Distribution - Tier 3 - 3QU CoRE ¦ 5QU LoRE | Non-Red Flag Warning - Small Fires | Wire-to-wire contact | Aggregated | 2030 | 8.4429e-05 | 134.3564 | 0.011344 | 2030 | Mitigation | 0.95 | 45 | 0 | esc | 0.00097009 | 8.1903e-08 | 0.00097009 | 8.1903e-08 | 0.0027813 | 4.2206e-08 | 0.012705 | 2.4179e-08
[120 empty] | 7.3.3.17.5 (Remote Grid) Updates to grid topology to minimize risk of ignition in HFTDs Remote GridWLDFRWire-to-wire contactAggregated | WLDFR | HFTD - Distribution - Tier 3 - 3QU CoRE ¦ 5QU LoRE | Non-Red Flag Warning - Small Fires | Wire-to-wire contact | Aggregated | 2031 | 8.4429e-05 | 134.3564 | 0.011344 | 2031 | Mitigation | 0.95 | 45 | 0 | esc | 0.00097009 | 8.1903e-08 | 0.00097009 | 8.1903e-08 | 0.0027813 | 4.2206e-08 | 0.012705 | 2.4179e-08
[120 empty] | 7.3.3.17.5 (Remote Grid) Updates to grid topology to minimize risk of ignition in HFTDs Remote GridWLDFRWire-to-wire contactAggregated | WLDFR | HFTD - Distribution - Tier 3 - 3QU CoRE ¦ 5QU LoRE | Non-Red Flag Warning - Small Fires | Wire-to-wire contact | Aggregated | 2032 | 8.4429e-05 | 134.3564 | 0.011344 | 2032 | Mitigation | 0.95 | 45 | 0 | esc | 0.00097009 | 8.1903e-08 | 0.00097009 | 8.1903e-08 | 0.0027813 | 4.2206e-08 | 0.012705 | 2.4179e-08
[120 empty] | 7.3.3.17.5 (Remote Grid) Updates to grid topology to minimize risk of ignition in HFTDs Remote GridWLDFRWire-to-wire contactAggregated | WLDFR | HFTD - Distribution - Tier 3 - 3QU CoRE ¦ 5QU LoRE | Non-Red Flag Warning - Small Fires | Wire-to-wire contact | Aggregated | 2033 | 8.4429e-05 | 134.3564 | 0.011344 | 2033 | Mitigation | 0.95 | 45 | 0 | esc | 0.00097009 | 8.1903e-08 | 0.00097009 | 8.1903e-08 | 0.0027813 | 4.2206e-08 | 0.012705 | 2.4179e-08
[120 empty] | 7.3.3.17.5 (Remote Grid) Updates to grid topology to minimize risk of ignition in HFTDs Remote GridWLDFRWire-to-wire contactAggregated | WLDFR | HFTD - Distribution - Tier 3 - 3QU CoRE ¦ 5QU LoRE | Non-Red Flag Warning - Small Fires | Wire-to-wire contact | Aggregated | 2034 | 8.4429e-05 | 134.3564 | 0.011344 | 2034 | Mitigation | 0.95 | 45 | 0 | esc | 0.00097009 | 8.1903e-08 | 0.00097009 | 8.1903e-08 | 0 | 0 | 0.012705 | 2.4179e-08
[120 empty] | 7.3.3.17.5 (Remote Grid) Updates to grid topology to minimize risk of ignition in HFTDs Remote GridWLDFRWire-to-wire contactAggregated | WLDFR | HFTD - Distribution - Tier 3 - 3QU CoRE ¦ 5QU LoRE | Non-Red Flag Warning - Small Fires | Wire-to-wire contact | Aggregated | 2035 | 8.4429e-05 | 134.3564 | 0.011344 | 2035 | Mitigation | 0.95 | 45 | 0 | esc | 0.00097009 | 8.1903e-08 | 0.00097009 | 8.1903e-08 | 0.0027813 | 1.6485e-06 | 0.012705 | 2.4179e-08
[120 empty] | 7.3.3.17.5 (Remote Grid) Updates to grid topology to minimize risk of ignition in HFTDs Remote GridWLDFRWire-to-wire contactAggregated | WLDFR | HFTD - Distribution - Tier 3 - 3QU CoRE ¦ 5QU LoRE | Non-Red Flag Warning - Small Fires | Wire-to-wire contact | Aggregated | 2036 | 8.4429e-05 | 134.3564 | 0.011344 | 2036 | Mitigation | 0.95 | 45 | 0 | esc | 0.00097009 | 8.1903e-08 | 0.00097009 | 8.1903e-08 | 0.0027813 | 1.6485e-06 | 0.012705 | 2.4179e-08
[120 empty] | 7.3.3.17.5 (Remote Grid) Updates to grid topology to minimize risk of ignition in HFTDs Remote GridWLDFRWire-to-wire contactAggregated | WLDFR | HFTD - Distribution - Tier 3 - 3QU CoRE ¦ 5QU LoRE | Non-Red Flag Warning - Small Fires | Wire-to-wire contact | Aggregated | 2037 | 8.4429e-05 | 134.3564 | 0.011344 | 2037 | Mitigation | 0.95 | 45 | 0 | esc | 0.00097009 | 8.1903e-08 | 0.00097009 | 8.1903e-08 | 0.0027813 | 1.6485e-06 | 0.012705 | 2.4179e-08
[120 empty] | 7.3.3.17.5 (Remote Grid) Updates to grid topology to minimize risk of ignition in HFTDs Remote GridWLDFRWire-to-wire contactAggregated | WLDFR | HFTD - Distribution - Tier 3 - 3QU CoRE ¦ 5QU LoRE | Non-Red Flag Warning - Small Fires | Wire-to-wire contact | Aggregated | 2038 | 8.4429e-05 | 134.3564 | 0.011344 | 2038 | Mitigation | 0.95 | 45 | 0 | esc | 0.00097009 | 8.1903e-08 | 0.00097009 | 8.1903e-08 | 0.0027813 | 1.6485e-06 | 0.012705 | 2.4179e-08
[120 empty] | 7.3.3.17.5 (Remote Grid) Updates to grid topology to minimize risk of ignition in HFTDs Remote GridWLDFRWire-to-wire contactAggregated | WLDFR | HFTD - Distribution - Tier 3 - 3QU CoRE ¦ 5QU LoRE | Non-Red Flag Warning - Small Fires | Wire-to-wire contact | Aggregated | 2039 | 8.4429e-05 | 134.3564 | 0.011344 | 2039 | Mitigation | 0.95 | 45 | 0 | esc | 0.00097009 | 8.1903e-08 | 0.00097009 | 8.1903e-08 | 0.0027813 | 1.6485e-06 | 0.012705 | 2.4179e-08
[120 empty] | 7.3.3.17.5 (Remote Grid) Updates to grid topology to minimize risk of ignition in HFTDs Remote GridWLDFRWire-to-wire contactAggregated | WLDFR | HFTD - Distribution - Tier 3 - 3QU CoRE ¦ 5QU LoRE | Non-Red Flag Warning - Small Fires | Wire-to-wire contact | Aggregated | 2040 | 8.4429e-05 | 134.3564 | 0.011344 | 2040 | Mitigation | 0.95 | 45 | 0 | esc | 0.00097009 | 8.1903e-08 | 0.00097009 | 8.1903e-08 | 0.0027813 | 1.6485e-06 | 0.012705 | 2.4179e-08
[120 empty] | 7.3.3.17.5 (Remote Grid) Updates to grid topology to minimize risk of ignition in HFTDs Remote GridWLDFRWire-to-wire contactAggregated | WLDFR | HFTD - Distribution - Tier 3 - 3QU CoRE ¦ 5QU LoRE | Non-Red Flag Warning - Small Fires | Wire-to-wire contact | Aggregated | 2041 | 8.4429e-05 | 134.3564 | 0.011344 | 2041 | Mitigation | 0.95 | 45 | 0 | esc | 0.00097009 | 8.1903e-08 | 0.00097009 | 8.1903e-08 | 0.0027813 | 1.6485e-06 | 0.012705 | 2.4179e-08
[120 empty] | 7.3.3.17.5 (Remote Grid) Updates to grid topology to minimize risk of ignition in HFTDs Remote GridWLDFRWire-to-wire contactAggregated | WLDFR | HFTD - Distribution - Tier 3 - 3QU CoRE ¦ 5QU LoRE | Non-Red Flag Warning - Small Fires | Wire-to-wire contact | Aggregated | 2042 | 8.4429e-05 | 134.3564 | 0.011344 | 2042 | Mitigation | 0.95 | 45 | 0 | esc | 0.00097009 | 8.1903e-08 | 0.00097009 | 8.1903e-08 | 0.0027813 | 1.6485e-06 | 0.012705 | 2.4179e-08
[120 empty] | 7.3.3.17.5 (Remote Grid) Updates to grid topology to minimize risk of ignition in HFTDs Remote GridWLDFRWire-to-wire contactAggregated | WLDFR | HFTD - Distribution - Tier 3 - 3QU CoRE ¦ 5QU LoRE | Non-Red Flag Warning - Small Fires | Wire-to-wire contact | Aggregated | 2043 | 8.4429e-05 | 134.3564 | 0.011344 | 2043 | Mitigation | 0.95 | 45 | 0 | esc | 0.00097009 | 8.1903e-08 | 0.00097009 | 8.1903e-08 | 0.0027813 | 1.6485e-06 | 0.012705 | 2.4179e-08
[120 empty] | 7.3.3.17.5 (Remote Grid) Updates to grid topology to minimize risk of ignition in HFTDs Remote GridWLDFRWire-to-wire contactAggregated | WLDFR | HFTD - Distribution - Tier 3 - 3QU CoRE ¦ 5QU LoRE | Non-Red Flag Warning - Small Fires | Wire-to-wire contact | Aggregated | 2044 | 8.4429e-05 | 134.3564 | 0.011344 | 2044 | Mitigation | 0.95 | 45 | 0 | esc | 0.00097009 | 8.1903e-08 | 0.00097009 | 8.1903e-08 | 0.0027813 | 1.6485e-06 | 0.012705 | 2.4179e-08
[120 empty] | 7.3.3.17.5 (Remote Grid) Updates to grid topology to minimize risk of ignition in HFTDs Remote GridWLDFRWire-to-wire contactAggregated | WLDFR | HFTD - Distribution - Tier 3 - 3QU CoRE ¦ 5QU LoRE | Non-Red Flag Warning - Small Fires | Wire-to-wire contact | Aggregated | 2045 | 8.4429e-05 | 134.3564 | 0.011344 | 2045 | Mitigation | 0.95 | 45 | 0 | esc | 0.00097009 | 8.1903e-08 | 0.00097009 | 8.1903e-08 | 0.0027813 | 1.6485e-06 | 0.012705 | 2.4179e-08
[120 empty] | 7.3.3.17.5 (Remote Grid) Updates to grid topology to minimize risk of ignition in HFTDs Remote GridWLDFRWire-to-wire contactAggregated | WLDFR | HFTD - Distribution - Tier 3 - 3QU CoRE ¦ 5QU LoRE | Non-Red Flag Warning - Small Fires | Wire-to-wire contact | Aggregated | 2046 | 8.4429e-05 | 134.3564 | 0.011344 | 2046 | Mitigation | 0.95 | 45 | 0 | esc | 0.00097009 | 8.1903e-08 | 0.00097009 | 8.1903e-08 | 0.0027813 | 1.6485e-06 | 0 | 0
[120 empty] | 7.3.3.17.5 (Remote Grid) Updates to grid topology to minimize risk of ignition in HFTDs Remote GridWLDFRWire-to-wire contactAggregated | WLDFR | HFTD - Distribution - Tier 3 - 3QU CoRE ¦ 5QU LoRE | Non-Red Flag Warning - Small Fires | Wire-to-wire contact | Aggregated | 2047 | 8.4429e-05 | 134.3564 | 0.011344 | 2047 | Mitigation | 0.95 | 45 | 0 | esc | 0.00097009 | 8.1903e-08 | 0.00097009 | 8.1903e-08 | 0.0027813 | 1.6485e-06 | 0 | 0
[120 empty] | 7.3.3.17.5 (Remote Grid) Updates to grid topology to minimize risk of ignition in HFTDs Remote GridWLDFRWire-to-wire contactAggregated | WLDFR | HFTD - Distribution - Tier 3 - 3QU CoRE ¦ 5QU LoRE | Non-Red Flag Warning - Small Fires | Wire-to-wire contact | Aggregated | 2048 | 8.4429e-05 | 134.3564 | 0.011344 | 2048 | Mitigation | 0.95 | 45 | 0 | esc | 0.00097009 | 8.1903e-08 | 0.00097009 | 8.1903e-08 | 0.0027813 | 1.6485e-06 | 0.01662 | 2.9034e-09
[120 empty] | 7.3.3.17.5 (Remote Grid) Updates to grid topology to minimize risk of ignition in HFTDs Remote GridWLDFRWire-to-wire contactAggregated | WLDFR | HFTD - Distribution - Tier 3 - 3QU CoRE ¦ 5QU LoRE | Non-Red Flag Warning - Small Fires | Wire-to-wire contact | Aggregated | 2049 | 8.4429e-05 | 134.3564 | 0.011344 | 2049 | Mitigation | 0.95 | 45 | 0 | esc | 0.00097009 | 8.1903e-08 | 0.00097009 | 8.1903e-08 | 0.0027813 | 1.6485e-06 | 0.01662 | 2.9034e-09
[120 empty] | 7.3.3.17.5 (Remote Grid) Updates to grid topology to minimize risk of ignition in HFTDs Remote GridWLDFRWire-to-wire contactAggregated | WLDFR | HFTD - Distribution - Tier 3 - 3QU CoRE ¦ 5QU LoRE | Non-Red Flag Warning - Small Fires | Wire-to-wire contact | Aggregated | 2050 | 8.4429e-05 | 134.3564 | 0.011344 | 2050 | Mitigation | 0.95 | 45 | 0 | esc | 0.00097009 | 8.1903e-08 | 0.00097009 | 8.1903e-08 | 0.0027813 | 1.6485e-06 | 0.01662 | 2.9034e-09
[120 empty] | 7.3.3.17.5 (Remote Grid) Updates to grid topology to minimize risk of ignition in HFTDs Remote GridWLDFRWire-to-wire contactAggregated | WLDFR | HFTD - Distribution - Tier 3 - 3QU CoRE ¦ 5QU LoRE | Non-Red Flag Warning - Small Fires | Wire-to-wire contact | Aggregated | 2051 | 8.4429e-05 | 134.3564 | 0.011344 | 2051 | Mitigation | 0.95 | 45 | 0 | esc | 0.00097009 | 8.1903e-08 | 0.00097009 | 8.1903e-08 | 0.0027813 | 1.6485e-06 | 0.01662 | 2.9034e-09
[120 empty] | 7.3.3.17.5 (Remote Grid) Updates to grid topology to minimize risk of ignition in HFTDs Remote GridWLDFRWire-to-wire contactAggregated | WLDFR | HFTD - Distribution - Tier 3 - 3QU CoRE ¦ 5QU LoRE | Non-Red Flag Warning - Small Fires | Wire-to-wire contact | Aggregated | 2052 | 8.4429e-05 | 134.3564 | 0.011344 | 2052 | Mitigation | 0.95 | 45 | 0 | esc | 0.00097009 | 8.1903e-08 | 0.00097009 | 8.1903e-08 | 0.0027813 | 1.6485e-06 | 0.01662 | 2.9034e-09
[120 empty] | 7.3.3.17.5 (Remote Grid) Updates to grid topology to minimize risk of ignition in HFTDs Remote GridWLDFRWire-to-wire contactAggregated | WLDFR | HFTD - Distribution - Tier 3 - 3QU CoRE ¦ 5QU LoRE | Non-Red Flag Warning - Small Fires | Wire-to-wire contact | Aggregated | 2053 | 8.4429e-05 | 134.3564 | 0.011344 | 2053 | Mitigation | 0.95 | 45 | 0 | esc | 0.00097009 | 8.1903e-08 | 0.00097009 | 8.1903e-08 | 0.0027813 | 1.6485e-06 | 0.01662 | 2.9034e-09
[120 empty] | 7.3.3.17.5 (Remote Grid) Updates to grid topology to minimize risk of ignition in HFTDs Remote GridWLDFRWire-to-wire contactAggregated | WLDFR | HFTD - Distribution - Tier 3 - 3QU CoRE ¦ 5QU LoRE | Non-Red Flag Warning - Small Fires | Wire-to-wire contact | Aggregated | 2054 | 8.4429e-05 | 134.3564 | 0.011344 | 2054 | Mitigation | 0.95 | 45 | 0 | esc | 0.00097009 | 8.1903e-08 | 0.00097009 | 8.1903e-08 | 0.0027813 | 1.6485e-06 | 0.01662 | 2.9034e-09
[120 empty] | 7.3.3.17.5 (Remote Grid) Updates to grid topology to minimize risk of ignition in HFTDs Remote GridWLDFRWire-to-wire contactAggregated | WLDFR | HFTD - Distribution - Tier 3 - 3QU CoRE ¦ 5QU LoRE | Non-Red Flag Warning - Small Fires | Wire-to-wire contact | Aggregated | 2055 | 8.4429e-05 | 134.3564 | 0.011344 | 2055 | Mitigation | 0.95 | 45 | 0 | esc | 0.00097009 | 8.1903e-08 | 0.00097009 | 8.1903e-08 | 0.0027813 | 1.6485e-06 | 0.01662 | 2.9034e-09
[120 empty] | 7.3.3.17.5 (Remote Grid) Updates to grid topology to minimize risk of ignition in HFTDs Remote GridWLDFRWire-to-wire contactAggregated | WLDFR | HFTD - Distribution - Tier 3 - 3QU CoRE ¦ 5QU LoRE | Non-Red Flag Warning - Small Fires | Wire-to-wire contact | Aggregated | 2056 | 8.4429e-05 | 134.3564 | 0.011344 | 2056 | Mitigation | 0.95 | 45 | 0 | esc | 0.00097009 | 8.1903e-08 | 0.00097009 | 8.1903e-08 | 0.0027813 | 1.6485e-06 | 0.01662 | 2.9034e-09
[120 empty] | 7.3.3.17.5 (Remote Grid) Updates to grid topology to minimize risk of ignition in HFTDs Remote GridWLDFRWire-to-wire contactAggregated | WLDFR | HFTD - Distribution - Tier 3 - 3QU CoRE ¦ 5QU LoRE | Non-Red Flag Warning - Small Fires | Wire-to-wire contact | Aggregated | 2057 | 8.4429e-05 | 134.3564 | 0.011344 | 2057 | Mitigation | 0.95 | 45 | 0 | esc | 0.00097009 | 8.1903e-08 | 0.00097009 | 8.1903e-08 | 0.0027813 | 1.6485e-06 | 0.01662 | 2.9034e-09
[120 empty] | 7.3.3.17.5 (Remote Grid) Updates to grid topology to minimize risk of ignition in HFTDs Remote GridWLDFRWire-to-wire contactAggregated | WLDFR | HFTD - Distribution - Tier 3 - 3QU CoRE ¦ 5QU LoRE | Non-Red Flag Warning - Small Fires | Wire-to-wire contact | Aggregated | 2058 | 8.4429e-05 | 134.3564 | 0.011344 | 2058 | Mitigation | 0.95 | 45 | 0 | esc | 0.00097009 | 8.1903e-08 | 0.00097009 | 8.1903e-08 | 0.0027813 | 1.6485e-06 | 0.01662 | 2.9034e-09
[120 empty] | 7.3.3.17.5 (Remote Grid) Updates to grid topology to minimize risk of ignition in HFTDs Remote GridWLDFRWire-to-wire contactAggregated | WLDFR | HFTD - Distribution - Tier 3 - 3QU CoRE ¦ 5QU LoRE | Non-Red Flag Warning - Small Fires | Wire-to-wire contact | Aggregated | 2059 | 8.4429e-05 | 134.3564 | 0.011344 | 2059 | Mitigation | 0.95 | 45 | 0 | esc | 0.00097009 | 8.1903e-08 | 0.00097009 | 8.1903e-08 | 0.0027813 | 1.6485e-06 | 0.01662 | 2.9034e-09
[120 empty] | 7.3.3.17.5 (Remote Grid) Updates to grid topology to minimize risk of ignition in HFTDs Remote GridWLDFRWire-to-wire contactAggregated | WLDFR | HFTD - Distribution - Tier 3 - 3QU CoRE ¦ 5QU LoRE | Non-Red Flag Warning - Small Fires | Wire-to-wire contact | Aggregated | 2060 | 8.4429e-05 | 134.3564 | 0.011344 | 2060 | Mitigation | 0.95 | 45 | 0 | esc | 0.00097009 | 8.1903e-08 | 0.00097009 | 8.1903e-08 | 0.0027813 | 1.6485e-06 | 0.01662 | 2.9034e-09
[120 empty] | 7.3.3.17.5 (Remote Grid) Updates to grid topology to minimize risk of ignition in HFTDs Remote GridWLDFRWire-to-wire contactAggregated | WLDFR | HFTD - Distribution - Tier 3 - 3QU CoRE ¦ 5QU LoRE | Non-Red Flag Warning - Small Fires | Wire-to-wire contact | Aggregated | 2061 | 8.4429e-05 | 134.3564 | 0.011344 | 2061 | Mitigation | 0.95 | 45 | 0 | esc | 0.00097009 | 8.1903e-08 | 0.00097009 | 8.1903e-08 | 0.0027813 | 1.6485e-06 | 0.01662 | 2.9034e-09
[120 empty] | 7.3.3.17.5 (Remote Grid) Updates to grid topology to minimize risk of ignition in HFTDs Remote GridWLDFRWire-to-wire contactAggregated | WLDFR | HFTD - Distribution - Tier 3 - 3QU CoRE ¦ 5QU LoRE | Non-Red Flag Warning - Small Fires | Wire-to-wire contact | Aggregated | 2062 | 8.4429e-05 | 134.3564 | 0.011344 | 2062 | Mitigation | 0.95 | 45 | 0 | esc | 0.00097009 | 8.1903e-08 | 0.00097009 | 8.1903e-08 | 0.0027813 | 1.6485e-06 | 0.01662 | 2.9034e-09
[120 empty] | 7.3.3.17.5 (Remote Grid) Updates to grid topology to minimize risk of ignition in HFTDs Remote GridWLDFRWire-to-wire contactAggregated | WLDFR | HFTD - Distribution - Tier 3 - 3QU CoRE ¦ 5QU LoRE | Non-Red Flag Warning - Small Fires | Wire-to-wire contact | Aggregated | 2063 | 8.4429e-05 | 134.3564 | 0.011344 | 2063 | Mitigation | 0.95 | 45 | 0 | esc | 0.00097009 | 8.1903e-08 | 0.00097009 | 8.1903e-08 | 0.0027813 | 1.6485e-06 | 0.01662 | 2.9034e-09
[120 empty] | 7.3.3.17.5 (Remote Grid) Updates to grid topology to minimize risk of ignition in HFTDs Remote GridWLDFRWire-to-wire contactAggregated | WLDFR | HFTD - Distribution - Tier 3 - 3QU CoRE ¦ 5QU LoRE | Non-Red Flag Warning - Small Fires | Wire-to-wire contact | Aggregated | 2064 | 8.4429e-05 | 134.3564 | 0.011344 | 2064 | Mitigation | 0.95 | 45 | 0 | esc | 0.00097009 | 8.1903e-08 | 0.00097009 | 8.1903e-08 | 0.0027813 | 1.6485e-06 | 0.01662 | 2.9034e-09
[120 empty] | 7.3.3.17.5 (Remote Grid) Updates to grid topology to minimize risk of ignition in HFTDs Remote GridWLDFRWire-to-wire contactAggregated | WLDFR | HFTD - Distribution - Tier 3 - 3QU CoRE ¦ 5QU LoRE | Non-Red Flag Warning - Small Fires | Wire-to-wire contact | Aggregated | 2065 | 8.4429e-05 | 134.3564 | 0.011344 | 2065 | Mitigation | 0.95 | 45 | 0 | esc | 0.00097009 | 8.1903e-08 | 0.00097009 | 8.1903e-08 | 0.0027813 | 1.6485e-06 | 0.01662 | 2.9034e-09
[120 empty] | 7.3.3.17.5 (Remote Grid) Updates to grid topology to minimize risk of ignition in HFTDs Remote GridWLDFRWire-to-wire contactAggregated | WLDFR | HFTD - Distribution - Tier 3 - 3QU CoRE ¦ 5QU LoRE | Non-Red Flag Warning - Small Fires | Wire-to-wire contact | Aggregated | 2066 | 8.4429e-05 | 134.3564 | 0.011344 | 2066 | Mitigation | 0.95 | 45 | 0 | esc | 0.00097009 | 8.1903e-08 | 0.00097009 | 8.1903e-08 | 0.0027813 | 1.6485e-06 | 0.01662 | 2.9034e-09
[120 empty] | 7.3.3.17.5 (Remote Grid) Updates to grid topology to minimize risk of ignition in HFTDs Remote GridWLDFRWire-to-wire contactAggregated | WLDFR | HFTD - Distribution - Tier 3 - 3QU CoRE ¦ 5QU LoRE | Non-Red Flag Warning - Small Fires | Wire-to-wire contact | Aggregated | 2067 | 8.4429e-05 | 134.3564 | 0.011344 | 2067 | Mitigation | 0.95 | 45 | 0 | esc | 0 | 0 | 0.00097009 | 8.1903e-08 | 0.0027813 | 1.6485e-06 | 0.01662 | 2.9034e-09
[120 empty] | 7.3.3.17.5 (Remote Grid) Updates to grid topology to minimize risk of ignition in HFTDs Remote GridWLDFREquipment / facility failureAggregated | WLDFR | HFTD - Distribution - Tier 3 - 3QU CoRE ¦ 5QU LoRE | Red Flag Warning - Catastrophic Fires | Equipment / facility failure | Aggregated | 2022 | 2.7603e-06 | 134.3564 | 0.00037087 | 2022 | Mitigation | 0.95 | 45 | 0 | esc | 0.00097009 | 2.6778e-09 | 0 | 0 | 0.0027813 | 1.6485e-06 | 0.01662 | 2.9034e-09
[120 empty] | 7.3.3.17.5 (Remote Grid) Updates to grid topology to minimize risk of ignition in HFTDs Remote GridWLDFREquipment / facility failureAggregated | WLDFR | HFTD - Distribution - Tier 3 - 3QU CoRE ¦ 5QU LoRE | Red Flag Warning - Catastrophic Fires | Equipment / facility failure | Aggregated | 2023 | 2.7603e-06 | 134.3564 | 0.00037087 | 2023 | Mitigation | 0.95 | 45 | 0 | esc | 0.00097009 | 2.6778e-09 | 0.00097009 | 2.6778e-09 | 0.0027813 | 1.6485e-06 | 0.01662 | 2.9034e-09
[120 empty] | 7.3.3.17.5 (Remote Grid) Updates to grid topology to minimize risk of ignition in HFTDs Remote GridWLDFREquipment / facility failureAggregated | WLDFR | HFTD - Distribution - Tier 3 - 3QU CoRE ¦ 5QU LoRE | Red Flag Warning - Catastrophic Fires | Equipment / facility failure | Aggregated | 2024 | 2.7603e-06 | 134.3564 | 0.00037087 | 2024 | Mitigation | 0.95 | 45 | 0 | esc | 0.00097009 | 2.6778e-09 | 0.00097009 | 2.6778e-09 | 0.0027813 | 1.6485e-06 | 0.01662 | 2.9034e-09
[120 empty] | 7.3.3.17.5 (Remote Grid) Updates to grid topology to minimize risk of ignition in HFTDs Remote GridWLDFREquipment / facility failureAggregated | WLDFR | HFTD - Distribution - Tier 3 - 3QU CoRE ¦ 5QU LoRE | Red Flag Warning - Catastrophic Fires | Equipment / facility failure | Aggregated | 2025 | 2.7603e-06 | 134.3564 | 0.00037087 | 2025 | Mitigation | 0.95 | 45 | 0 | esc | 0.00097009 | 2.6778e-09 | 0.00097009 | 2.6778e-09 | 0.0027813 | 1.6485e-06 | 0.01662 | 2.9034e-09
[120 empty] | 7.3.3.17.5 (Remote Grid) Updates to grid topology to minimize risk of ignition in HFTDs Remote GridWLDFREquipment / facility failureAggregated | WLDFR | HFTD - Distribution - Tier 3 - 3QU CoRE ¦ 5QU LoRE | Red Flag Warning - Catastrophic Fires | Equipment / facility failure | Aggregated | 2026 | 2.7603e-06 | 134.3564 | 0.00037087 | 2026 | Mitigation | 0.95 | 45 | 0 | esc | 0.00097009 | 2.6778e-09 | 0.00097009 | 2.6778e-09 | 0.0027813 | 1.6485e-06 | 0.01662 | 2.9034e-09
[120 empty] | 7.3.3.17.5 (Remote Grid) Updates to grid topology to minimize risk of ignition in HFTDs Remote GridWLDFREquipment / facility failureAggregated | WLDFR | HFTD - Distribution - Tier 3 - 3QU CoRE ¦ 5QU LoRE | Red Flag Warning - Catastrophic Fires | Equipment / facility failure | Aggregated | 2027 | 2.7603e-06 | 134.3564 | 0.00037087 | 2027 | Mitigation | 0.95 | 45 | 0 | esc | 0.00097009 | 2.6778e-09 | 0.00097009 | 2.6778e-09 | 0.0027813 | 1.6485e-06 | 0.01662 | 2.9034e-09
[120 empty] | 7.3.3.17.5 (Remote Grid) Updates to grid topology to minimize risk of ignition in HFTDs Remote GridWLDFREquipment / facility failureAggregated | WLDFR | HFTD - Distribution - Tier 3 - 3QU CoRE ¦ 5QU LoRE | Red Flag Warning - Catastrophic Fires | Equipment / facility failure | Aggregated | 2028 | 2.7603e-06 | 134.3564 | 0.00037087 | 2028 | Mitigation | 0.95 | 45 | 0 | esc | 0.00097009 | 2.6778e-09 | 0.00097009 | 2.6778e-09 | 0.0027813 | 1.6485e-06 | 0.01662 | 2.9034e-09
[120 empty] | 7.3.3.17.5 (Remote Grid) Updates to grid topology to minimize risk of ignition in HFTDs Remote GridWLDFREquipment / facility failureAggregated | WLDFR | HFTD - Distribution - Tier 3 - 3QU CoRE ¦ 5QU LoRE | Red Flag Warning - Catastrophic Fires | Equipment / facility failure | Aggregated | 2029 | 2.7603e-06 | 134.3564 | 0.00037087 | 2029 | Mitigation | 0.95 | 45 | 0 | esc | 0.00097009 | 2.6778e-09 | 0.00097009 | 2.6778e-09 | 0.0027813 | 1.6485e-06 | 0.01662 | 2.9034e-09
[120 empty] | 7.3.3.17.5 (Remote Grid) Updates to grid topology to minimize risk of ignition in HFTDs Remote GridWLDFREquipment / facility failureAggregated | WLDFR | HFTD - Distribution - Tier 3 - 3QU CoRE ¦ 5QU LoRE | Red Flag Warning - Catastrophic Fires | Equipment / facility failure | Aggregated | 2030 | 2.7603e-06 | 134.3564 | 0.00037087 | 2030 | Mitigation | 0.95 | 45 | 0 | esc | 0.00097009 | 2.6778e-09 | 0.00097009 | 2.6778e-09 | 0.0027813 | 1.6485e-06 | 0.01662 | 2.9034e-09
[120 empty] | 7.3.3.17.5 (Remote Grid) Updates to grid topology to minimize risk of ignition in HFTDs Remote GridWLDFREquipment / facility failureAggregated | WLDFR | HFTD - Distribution - Tier 3 - 3QU CoRE ¦ 5QU LoRE | Red Flag Warning - Catastrophic Fires | Equipment / facility failure | Aggregated | 2031 | 2.7603e-06 | 134.3564 | 0.00037087 | 2031 | Mitigation | 0.95 | 45 | 0 | esc | 0.00097009 | 2.6778e-09 | 0.00097009 | 2.6778e-09 | 0.0027813 | 1.6485e-06 | 0.01662 | 2.9034e-09
[120 empty] | 7.3.3.17.5 (Remote Grid) Updates to grid topology to minimize risk of ignition in HFTDs Remote GridWLDFREquipment / facility failureAggregated | WLDFR | HFTD - Distribution - Tier 3 - 3QU CoRE ¦ 5QU LoRE | Red Flag Warning - Catastrophic Fires | Equipment / facility failure | Aggregated | 2032 | 2.7603e-06 | 134.3564 | 0.00037087 | 2032 | Mitigation | 0.95 | 45 | 0 | esc | 0.00097009 | 2.6778e-09 | 0.00097009 | 2.6778e-09 | 0.0027813 | 1.6485e-06 | 0 | 0
[120 empty] | 7.3.3.17.5 (Remote Grid) Updates to grid topology to minimize risk of ignition in HFTDs Remote GridWLDFREquipment / facility failureAggregated | WLDFR | HFTD - Distribution - Tier 3 - 3QU CoRE ¦ 5QU LoRE | Red Flag Warning - Catastrophic Fires | Equipment / facility failure | Aggregated | 2033 | 2.7603e-06 | 134.3564 | 0.00037087 | 2033 | Mitigation | 0.95 | 45 | 0 | esc | 0.00097009 | 2.6778e-09 | 0.00097009 | 2.6778e-09 | 0.0027813 | 1.6485e-06 | 0 | 0
[120 empty] | 7.3.3.17.5 (Remote Grid) Updates to grid topology to minimize risk of ignition in HFTDs Remote GridWLDFREquipment / facility failureAggregated | WLDFR | HFTD - Distribution - Tier 3 - 3QU CoRE ¦ 5QU LoRE | Red Flag Warning - Catastrophic Fires | Equipment / facility failure | Aggregated | 2034 | 2.7603e-06 | 134.3564 | 0.00037087 | 2034 | Mitigation | 0.95 | 45 | 0 | esc | 0.00097009 | 2.6778e-09 | 0.00097009 | 2.6778e-09 | 0.0027813 | 1.6485e-06 | 0.0080352 | 2.0943e-08
[120 empty] | 7.3.3.17.5 (Remote Grid) Updates to grid topology to minimize risk of ignition in HFTDs Remote GridWLDFREquipment / facility failureAggregated | WLDFR | HFTD - Distribution - Tier 3 - 3QU CoRE ¦ 5QU LoRE | Red Flag Warning - Catastrophic Fires | Equipment / facility failure | Aggregated | 2035 | 2.7603e-06 | 134.3564 | 0.00037087 | 2035 | Mitigation | 0.95 | 45 | 0 | esc | 0.00097009 | 2.6778e-09 | 0.00097009 | 2.6778e-09 | 0.0027813 | 1.6485e-06 | 0.0080352 | 2.0943e-08
[120 empty] | 7.3.3.17.5 (Remote Grid) Updates to grid topology to minimize risk of ignition in HFTDs Remote GridWLDFREquipment / facility failureAggregated | WLDFR | HFTD - Distribution - Tier 3 - 3QU CoRE ¦ 5QU LoRE | Red Flag Warning - Catastrophic Fires | Equipment / facility failure | Aggregated | 2036 | 2.7603e-06 | 134.3564 | 0.00037087 | 2036 | Mitigation | 0.95 | 45 | 0 | esc | 0.00097009 | 2.6778e-09 | 0.00097009 | 2.6778e-09 | 0.0027813 | 1.6485e-06 | 0.0080352 | 2.0943e-08
[120 empty] | 7.3.3.17.5 (Remote Grid) Updates to grid topology to minimize risk of ignition in HFTDs Remote GridWLDFREquipment / facility failureAggregated | WLDFR | HFTD - Distribution - Tier 3 - 3QU CoRE ¦ 5QU LoRE | Red Flag Warning - Catastrophic Fires | Equipment / facility failure | Aggregated | 2037 | 2.7603e-06 | 134.3564 | 0.00037087 | 2037 | Mitigation | 0.95 | 45 | 0 | esc | 0.00097009 | 2.6778e-09 | 0.00097009 | 2.6778e-09 | 0.0027813 | 1.6485e-06 | 0.0080352 | 2.0943e-08
[120 empty] | 7.3.3.17.5 (Remote Grid) Updates to grid topology to minimize risk of ignition in HFTDs Remote GridWLDFREquipment / facility failureAggregated | WLDFR | HFTD - Distribution - Tier 3 - 3QU CoRE ¦ 5QU LoRE | Red Flag Warning - Catastrophic Fires | Equipment / facility failure | Aggregated | 2038 | 2.7603e-06 | 134.3564 | 0.00037087 | 2038 | Mitigation | 0.95 | 45 | 0 | esc | 0.00097009 | 2.6778e-09 | 0.00097009 | 2.6778e-09 | 0 | 0 | 0.0080352 | 2.0943e-08
[120 empty] | 7.3.3.17.5 (Remote Grid) Updates to grid topology to minimize risk of ignition in HFTDs Remote GridWLDFREquipment / facility failureAggregated | WLDFR | HFTD - Distribution - Tier 3 - 3QU CoRE ¦ 5QU LoRE | Red Flag Warning - Catastrophic Fires | Equipment / facility failure | Aggregated | 2039 | 2.7603e-06 | 134.3564 | 0.00037087 | 2039 | Mitigation | 0.95 | 45 | 0 | esc | 0.00097009 | 2.6778e-09 | 0.00097009 | 2.6778e-09 | 0.0027813 | 1.4092e-07 | 0.0080352 | 2.0943e-08
[120 empty] | 7.3.3.17.5 (Remote Grid) Updates to grid topology to minimize risk of ignition in HFTDs Remote GridWLDFREquipment / facility failureAggregated | WLDFR | HFTD - Distribution - Tier 3 - 3QU CoRE ¦ 5QU LoRE | Red Flag Warning - Catastrophic Fires | Equipment / facility failure | Aggregated | 2040 | 2.7603e-06 | 134.3564 | 0.00037087 | 2040 | Mitigation | 0.95 | 45 | 0 | esc | 0.00097009 | 2.6778e-09 | 0.00097009 | 2.6778e-09 | 0.0027813 | 1.4092e-07 | 0.0080352 | 2.0943e-08
[120 empty] | 7.3.3.17.5 (Remote Grid) Updates to grid topology to minimize risk of ignition in HFTDs Remote GridWLDFREquipment / facility failureAggregated | WLDFR | HFTD - Distribution - Tier 3 - 3QU CoRE ¦ 5QU LoRE | Red Flag Warning - Catastrophic Fires | Equipment / facility failure | Aggregated | 2041 | 2.7603e-06 | 134.3564 | 0.00037087 | 2041 | Mitigation | 0.95 | 45 | 0 | esc | 0.00097009 | 2.6778e-09 | 0.00097009 | 2.6778e-09 | 0.0027813 | 1.4092e-07 | 0.0080352 | 2.0943e-08
[120 empty] | 7.3.3.17.5 (Remote Grid) Updates to grid topology to minimize risk of ignition in HFTDs Remote GridWLDFREquipment / facility failureAggregated | WLDFR | HFTD - Distribution - Tier 3 - 3QU CoRE ¦ 5QU LoRE | Red Flag Warning - Catastrophic Fires | Equipment / facility failure | Aggregated | 2042 | 2.7603e-06 | 134.3564 | 0.00037087 | 2042 | Mitigation | 0.95 | 45 | 0 | esc | 0.00097009 | 2.6778e-09 | 0.00097009 | 2.6778e-09 | 0.0027813 | 1.4092e-07 | 0.0080352 | 2.0943e-08
[120 empty] | 7.3.3.17.5 (Remote Grid) Updates to grid topology to minimize risk of ignition in HFTDs Remote GridWLDFREquipment / facility failureAggregated | WLDFR | HFTD - Distribution - Tier 3 - 3QU CoRE ¦ 5QU LoRE | Red Flag Warning - Catastrophic Fires | Equipment / facility failure | Aggregated | 2043 | 2.7603e-06 | 134.3564 | 0.00037087 | 2043 | Mitigation | 0.95 | 45 | 0 | esc | 0.00097009 | 2.6778e-09 | 0.00097009 | 2.6778e-09 | 0.0027813 | 1.4092e-07 | 0.0080352 | 2.0943e-08
[120 empty] | 7.3.3.17.5 (Remote Grid) Updates to grid topology to minimize risk of ignition in HFTDs Remote GridWLDFREquipment / facility failureAggregated | WLDFR | HFTD - Distribution - Tier 3 - 3QU CoRE ¦ 5QU LoRE | Red Flag Warning - Catastrophic Fires | Equipment / facility failure | Aggregated | 2044 | 2.7603e-06 | 134.3564 | 0.00037087 | 2044 | Mitigation | 0.95 | 45 | 0 | esc | 0.00097009 | 2.6778e-09 | 0.00097009 | 2.6778e-09 | 0.0027813 | 1.4092e-07 | 0.0080352 | 2.0943e-08
[120 empty] | 7.3.3.17.5 (Remote Grid) Updates to grid topology to minimize risk of ignition in HFTDs Remote GridWLDFREquipment / facility failureAggregated | WLDFR | HFTD - Distribution - Tier 3 - 3QU CoRE ¦ 5QU LoRE | Red Flag Warning - Catastrophic Fires | Equipment / facility failure | Aggregated | 2045 | 2.7603e-06 | 134.3564 | 0.00037087 | 2045 | Mitigation | 0.95 | 45 | 0 | esc | 0.00097009 | 2.6778e-09 | 0.00097009 | 2.6778e-09 | 0.0027813 | 1.4092e-07 | 0.0080352 | 2.0943e-08
[120 empty] | 7.3.3.17.5 (Remote Grid) Updates to grid topology to minimize risk of ignition in HFTDs Remote GridWLDFREquipment / facility failureAggregated | WLDFR | HFTD - Distribution - Tier 3 - 3QU CoRE ¦ 5QU LoRE | Red Flag Warning - Catastrophic Fires | Equipment / facility failure | Aggregated | 2046 | 2.7603e-06 | 134.3564 | 0.00037087 | 2046 | Mitigation | 0.95 | 45 | 0 | esc | 0.00097009 | 2.6778e-09 | 0.00097009 | 2.6778e-09 | 0.0027813 | 1.4092e-07 | 0.0080352 | 2.0943e-08
[120 empty] | 7.3.3.17.5 (Remote Grid) Updates to grid topology to minimize risk of ignition in HFTDs Remote GridWLDFREquipment / facility failureAggregated | WLDFR | HFTD - Distribution - Tier 3 - 3QU CoRE ¦ 5QU LoRE | Red Flag Warning - Catastrophic Fires | Equipment / facility failure | Aggregated | 2047 | 2.7603e-06 | 134.3564 | 0.00037087 | 2047 | Mitigation | 0.95 | 45 | 0 | esc | 0.00097009 | 2.6778e-09 | 0.00097009 | 2.6778e-09 | 0.0027813 | 1.4092e-07 | 0.0080352 | 2.0943e-08
[120 empty] | 7.3.3.17.5 (Remote Grid) Updates to grid topology to minimize risk of ignition in HFTDs Remote GridWLDFREquipment / facility failureAggregated | WLDFR | HFTD - Distribution - Tier 3 - 3QU CoRE ¦ 5QU LoRE | Red Flag Warning - Catastrophic Fires | Equipment / facility failure | Aggregated | 2048 | 2.7603e-06 | 134.3564 | 0.00037087 | 2048 | Mitigation | 0.95 | 45 | 0 | esc | 0.00097009 | 2.6778e-09 | 0.00097009 | 2.6778e-09 | 0.0027813 | 1.4092e-07 | 0.0080352 | 2.0943e-08
[120 empty] | 7.3.3.17.5 (Remote Grid) Updates to grid topology to minimize risk of ignition in HFTDs Remote GridWLDFREquipment / facility failureAggregated | WLDFR | HFTD - Distribution - Tier 3 - 3QU CoRE ¦ 5QU LoRE | Red Flag Warning - Catastrophic Fires | Equipment / facility failure | Aggregated | 2049 | 2.7603e-06 | 134.3564 | 0.00037087 | 2049 | Mitigation | 0.95 | 45 | 0 | esc | 0.00097009 | 2.6778e-09 | 0.00097009 | 2.6778e-09 | 0.0027813 | 1.4092e-07 | 0.0080352 | 2.0943e-08
[120 empty] | 7.3.3.17.5 (Remote Grid) Updates to grid topology to minimize risk of ignition in HFTDs Remote GridWLDFREquipment / facility failureAggregated | WLDFR | HFTD - Distribution - Tier 3 - 3QU CoRE ¦ 5QU LoRE | Red Flag Warning - Catastrophic Fires | Equipment / facility failure | Aggregated | 2050 | 2.7603e-06 | 134.3564 | 0.00037087 | 2050 | Mitigation | 0.95 | 45 | 0 | esc | 0.00097009 | 2.6778e-09 | 0.00097009 | 2.6778e-09 | 0.0027813 | 1.4092e-07 | 0.0080352 | 2.0943e-08
[120 empty] | 7.3.3.17.5 (Remote Grid) Updates to grid topology to minimize risk of ignition in HFTDs Remote GridWLDFREquipment / facility failureAggregated | WLDFR | HFTD - Distribution - Tier 3 - 3QU CoRE ¦ 5QU LoRE | Red Flag Warning - Catastrophic Fires | Equipment / facility failure | Aggregated | 2051 | 2.7603e-06 | 134.3564 | 0.00037087 | 2051 | Mitigation | 0.95 | 45 | 0 | esc | 0.00097009 | 2.6778e-09 | 0.00097009 | 2.6778e-09 | 0.0027813 | 1.4092e-07 | 0.0080352 | 2.0943e-08
[120 empty] | 7.3.3.17.5 (Remote Grid) Updates to grid topology to minimize risk of ignition in HFTDs Remote GridWLDFREquipment / facility failureAggregated | WLDFR | HFTD - Distribution - Tier 3 - 3QU CoRE ¦ 5QU LoRE | Red Flag Warning - Catastrophic Fires | Equipment / facility failure | Aggregated | 2052 | 2.7603e-06 | 134.3564 | 0.00037087 | 2052 | Mitigation | 0.95 | 45 | 0 | esc | 0.00097009 | 2.6778e-09 | 0.00097009 | 2.6778e-09 | 0.0027813 | 1.4092e-07 | 0.0080352 | 2.0943e-08
[120 empty] | 7.3.3.17.5 (Remote Grid) Updates to grid topology to minimize risk of ignition in HFTDs Remote GridWLDFREquipment / facility failureAggregated | WLDFR | HFTD - Distribution - Tier 3 - 3QU CoRE ¦ 5QU LoRE | Red Flag Warning - Catastrophic Fires | Equipment / facility failure | Aggregated | 2053 | 2.7603e-06 | 134.3564 | 0.00037087 | 2053 | Mitigation | 0.95 | 45 | 0 | esc | 0.00097009 | 2.6778e-09 | 0.00097009 | 2.6778e-09 | 0.0027813 | 1.4092e-07 | 0.0080352 | 2.0943e-08
[120 empty] | 7.3.3.17.5 (Remote Grid) Updates to grid topology to minimize risk of ignition in HFTDs Remote GridWLDFREquipment / facility failureAggregated | WLDFR | HFTD - Distribution - Tier 3 - 3QU CoRE ¦ 5QU LoRE | Red Flag Warning - Catastrophic Fires | Equipment / facility failure | Aggregated | 2054 | 2.7603e-06 | 134.3564 | 0.00037087 | 2054 | Mitigation | 0.95 | 45 | 0 | esc | 0.00097009 | 2.6778e-09 | 0.00097009 | 2.6778e-09 | 0.0027813 | 1.4092e-07 | 0.0080352 | 2.0943e-08
[120 empty] | 7.3.3.17.5 (Remote Grid) Updates to grid topology to minimize risk of ignition in HFTDs Remote GridWLDFREquipment / facility failureAggregated | WLDFR | HFTD - Distribution - Tier 3 - 3QU CoRE ¦ 5QU LoRE | Red Flag Warning - Catastrophic Fires | Equipment / facility failure | Aggregated | 2055 | 2.7603e-06 | 134.3564 | 0.00037087 | 2055 | Mitigation | 0.95 | 45 | 0 | esc | 0.00097009 | 2.6778e-09 | 0.00097009 | 2.6778e-09 | 0.0027813 | 1.4092e-07 | 0.0080352 | 2.0943e-08
[120 empty] | 7.3.3.17.5 (Remote Grid) Updates to grid topology to minimize risk of ignition in HFTDs Remote GridWLDFREquipment / facility failureAggregated | WLDFR | HFTD - Distribution - Tier 3 - 3QU CoRE ¦ 5QU LoRE | Red Flag Warning - Catastrophic Fires | Equipment / facility failure | Aggregated | 2056 | 2.7603e-06 | 134.3564 | 0.00037087 | 2056 | Mitigation | 0.95 | 45 | 0 | esc | 0.00097009 | 2.6778e-09 | 0.00097009 | 2.6778e-09 | 0.0027813 | 1.4092e-07 | 0.0080352 | 2.0943e-08
[120 empty] | 7.3.3.17.5 (Remote Grid) Updates to grid topology to minimize risk of ignition in HFTDs Remote GridWLDFREquipment / facility failureAggregated | WLDFR | HFTD - Distribution - Tier 3 - 3QU CoRE ¦ 5QU LoRE | Red Flag Warning - Catastrophic Fires | Equipment / facility failure | Aggregated | 2057 | 2.7603e-06 | 134.3564 | 0.00037087 | 2057 | Mitigation | 0.95 | 45 | 0 | esc | 0.00097009 | 2.6778e-09 | 0.00097009 | 2.6778e-09 | 0.0027813 | 1.4092e-07 | 0.0080352 | 2.0943e-08
[120 empty] | 7.3.3.17.5 (Remote Grid) Updates to grid topology to minimize risk of ignition in HFTDs Remote GridWLDFREquipment / facility failureAggregated | WLDFR | HFTD - Distribution - Tier 3 - 3QU CoRE ¦ 5QU LoRE | Red Flag Warning - Catastrophic Fires | Equipment / facility failure | Aggregated | 2058 | 2.7603e-06 | 134.3564 | 0.00037087 | 2058 | Mitigation | 0.95 | 45 | 0 | esc | 0.00097009 | 2.6778e-09 | 0.00097009 | 2.6778e-09 | 0.0027813 | 1.4092e-07 | 0.0080352 | 2.0943e-08
[120 empty] | 7.3.3.17.5 (Remote Grid) Updates to grid topology to minimize risk of ignition in HFTDs Remote GridWLDFREquipment / facility failureAggregated | WLDFR | HFTD - Distribution - Tier 3 - 3QU CoRE ¦ 5QU LoRE | Red Flag Warning - Catastrophic Fires | Equipment / facility failure | Aggregated | 2059 | 2.7603e-06 | 134.3564 | 0.00037087 | 2059 | Mitigation | 0.95 | 45 | 0 | esc | 0.00097009 | 2.6778e-09 | 0.00097009 | 2.6778e-09 | 0.0027813 | 1.4092e-07 | 0.0080352 | 2.0943e-08
[120 empty] | 7.3.3.17.5 (Remote Grid) Updates to grid topology to minimize risk of ignition in HFTDs Remote GridWLDFREquipment / facility failureAggregated | WLDFR | HFTD - Distribution - Tier 3 - 3QU CoRE ¦ 5QU LoRE | Red Flag Warning - Catastrophic Fires | Equipment / facility failure | Aggregated | 2060 | 2.7603e-06 | 134.3564 | 0.00037087 | 2060 | Mitigation | 0.95 | 45 | 0 | esc | 0.00097009 | 2.6778e-09 | 0.00097009 | 2.6778e-09 | 0.0027813 | 1.4092e-07 | 0.0080352 | 2.0943e-08
[120 empty] | 7.3.3.17.5 (Remote Grid) Updates to grid topology to minimize risk of ignition in HFTDs Remote GridWLDFREquipment / facility failureAggregated | WLDFR | HFTD - Distribution - Tier 3 - 3QU CoRE ¦ 5QU LoRE | Red Flag Warning - Catastrophic Fires | Equipment / facility failure | Aggregated | 2061 | 2.7603e-06 | 134.3564 | 0.00037087 | 2061 | Mitigation | 0.95 | 45 | 0 | esc | 0.00097009 | 2.6778e-09 | 0.00097009 | 2.6778e-09 | 0.0027813 | 1.4092e-07 | 0.0080352 | 2.0943e-08
[120 empty] | 7.3.3.17.5 (Remote Grid) Updates to grid topology to minimize risk of ignition in HFTDs Remote GridWLDFREquipment / facility failureAggregated | WLDFR | HFTD - Distribution - Tier 3 - 3QU CoRE ¦ 5QU LoRE | Red Flag Warning - Catastrophic Fires | Equipment / facility failure | Aggregated | 2062 | 2.7603e-06 | 134.3564 | 0.00037087 | 2062 | Mitigation | 0.95 | 45 | 0 | esc | 0.00097009 | 2.6778e-09 | 0.00097009 | 2.6778e-09 | 0.0027813 | 1.4092e-07 | 0.0080352 | 2.0943e-08
[120 empty] | 7.3.3.17.5 (Remote Grid) Updates to grid topology to minimize risk of ignition in HFTDs Remote GridWLDFREquipment / facility failureAggregated | WLDFR | HFTD - Distribution - Tier 3 - 3QU CoRE ¦ 5QU LoRE | Red Flag Warning - Catastrophic Fires | Equipment / facility failure | Aggregated | 2063 | 2.7603e-06 | 134.3564 | 0.00037087 | 2063 | Mitigation | 0.95 | 45 | 0 | esc | 0.00097009 | 2.6778e-09 | 0.00097009 | 2.6778e-09 | 0.0027813 | 1.4092e-07 | 0.0080352 | 2.0943e-08
[120 empty] | 7.3.3.17.5 (Remote Grid) Updates to grid topology to minimize risk of ignition in HFTDs Remote GridWLDFREquipment / facility failureAggregated | WLDFR | HFTD - Distribution - Tier 3 - 3QU CoRE ¦ 5QU LoRE | Red Flag Warning - Catastrophic Fires | Equipment / facility failure | Aggregated | 2064 | 2.7603e-06 | 134.3564 | 0.00037087 | 2064 | Mitigation | 0.95 | 45 | 0 | esc | 0.00097009 | 2.6778e-09 | 0.00097009 | 2.6778e-09 | 0.0027813 | 1.4092e-07 | 0 | 0
[120 empty] | 7.3.3.17.5 (Remote Grid) Updates to grid topology to minimize risk of ignition in HFTDs Remote GridWLDFREquipment / facility failureAggregated | WLDFR | HFTD - Distribution - Tier 3 - 3QU CoRE ¦ 5QU LoRE | Red Flag Warning - Catastrophic Fires | Equipment / facility failure | Aggregated | 2065 | 2.7603e-06 | 134.3564 | 0.00037087 | 2065 | Mitigation | 0.95 | 45 | 0 | esc | 0.00097009 | 2.6778e-09 | 0.00097009 | 2.6778e-09 | 0.0027813 | 1.4092e-07 | 0 | 0
[120 empty] | 7.3.3.17.5 (Remote Grid) Updates to grid topology to minimize risk of ignition in HFTDs Remote GridWLDFREquipment / facility failureAggregated | WLDFR | HFTD - Distribution - Tier 3 - 3QU CoRE ¦ 5QU LoRE | Red Flag Warning - Catastrophic Fires | Equipment / facility failure | Aggregated | 2066 | 2.7603e-06 | 134.3564 | 0.00037087 | 2066 | Mitigation | 0.95 | 45 | 0 | esc | 0.00097009 | 2.6778e-09 | 0.00097009 | 2.6778e-09 | 0.0027813 | 1.4092e-07 | 0.010315 | 1.5839e-08
[120 empty] | 7.3.3.17.5 (Remote Grid) Updates to grid topology to minimize risk of ignition in HFTDs Remote GridWLDFREquipment / facility failureAggregated | WLDFR | HFTD - Distribution - Tier 3 - 3QU CoRE ¦ 5QU LoRE | Red Flag Warning - Catastrophic Fires | Equipment / facility failure | Aggregated | 2067 | 2.7603e-06 | 134.3564 | 0.00037087 | 2067 | Mitigation | 0.95 | 45 | 0 | esc | 0 | 0 | 0.00097009 | 2.6778e-09 | 0.0027813 | 1.4092e-07 | 0.010315 | 1.5839e-08
[120 empty] | 7.3.3.17.5 (Remote Grid) Updates to grid topology to minimize risk of ignition in HFTDs Remote GridWLDFRVegetation ContactAggregated | WLDFR | HFTD - Distribution - Tier 3 - 3QU CoRE ¦ 5QU LoRE | Red Flag Warning - Catastrophic Fires | Vegetation Contact | Aggregated | 2022 | 1.159e-05 | 134.3564 | 0.0015572 | 2022 | Mitigation | 0.95 | 45 | 0 | esc | 0.00097009 | 1.1243e-08 | 0 | 0 | 0.0027813 | 1.4092e-07 | 0.010315 | 1.5839e-08
[120 empty] | 7.3.3.17.5 (Remote Grid) Updates to grid topology to minimize risk of ignition in HFTDs Remote GridWLDFRVegetation ContactAggregated | WLDFR | HFTD - Distribution - Tier 3 - 3QU CoRE ¦ 5QU LoRE | Red Flag Warning - Catastrophic Fires | Vegetation Contact | Aggregated | 2023 | 1.159e-05 | 134.3564 | 0.0015572 | 2023 | Mitigation | 0.95 | 45 | 0 | esc | 0.00097009 | 1.1243e-08 | 0.00097009 | 1.1243e-08 | 0.0027813 | 1.4092e-07 | 0.010315 | 1.5839e-08
[120 empty] | 7.3.3.17.5 (Remote Grid) Updates to grid topology to minimize risk of ignition in HFTDs Remote GridWLDFRVegetation ContactAggregated | WLDFR | HFTD - Distribution - Tier 3 - 3QU CoRE ¦ 5QU LoRE | Red Flag Warning - Catastrophic Fires | Vegetation Contact | Aggregated | 2024 | 1.159e-05 | 134.3564 | 0.0015572 | 2024 | Mitigation | 0.95 | 45 | 0 | esc | 0.00097009 | 1.1243e-08 | 0.00097009 | 1.1243e-08 | 0.0027813 | 1.4092e-07 | 0.010315 | 1.5839e-08
[120 empty] | 7.3.3.17.5 (Remote Grid) Updates to grid topology to minimize risk of ignition in HFTDs Remote GridWLDFRVegetation ContactAggregated | WLDFR | HFTD - Distribution - Tier 3 - 3QU CoRE ¦ 5QU LoRE | Red Flag Warning - Catastrophic Fires | Vegetation Contact | Aggregated | 2025 | 1.159e-05 | 134.3564 | 0.0015572 | 2025 | Mitigation | 0.95 | 45 | 0 | esc | 0.00097009 | 1.1243e-08 | 0.00097009 | 1.1243e-08 | 0.0027813 | 1.4092e-07 | 0.010315 | 1.5839e-08
[120 empty] | 7.3.3.17.5 (Remote Grid) Updates to grid topology to minimize risk of ignition in HFTDs Remote GridWLDFRVegetation ContactAggregated | WLDFR | HFTD - Distribution - Tier 3 - 3QU CoRE ¦ 5QU LoRE | Red Flag Warning - Catastrophic Fires | Vegetation Contact | Aggregated | 2026 | 1.159e-05 | 134.3564 | 0.0015572 | 2026 | Mitigation | 0.95 | 45 | 0 | esc | 0.00097009 | 1.1243e-08 | 0.00097009 | 1.1243e-08 | 0.0027813 | 1.4092e-07 | 0.010315 | 1.5839e-08
[120 empty] | 7.3.3.17.5 (Remote Grid) Updates to grid topology to minimize risk of ignition in HFTDs Remote GridWLDFRVegetation ContactAggregated | WLDFR | HFTD - Distribution - Tier 3 - 3QU CoRE ¦ 5QU LoRE | Red Flag Warning - Catastrophic Fires | Vegetation Contact | Aggregated | 2027 | 1.159e-05 | 134.3564 | 0.0015572 | 2027 | Mitigation | 0.95 | 45 | 0 | esc | 0.00097009 | 1.1243e-08 | 0.00097009 | 1.1243e-08 | 0.0027813 | 1.4092e-07 | 0.010315 | 1.5839e-08
[120 empty] | 7.3.3.17.5 (Remote Grid) Updates to grid topology to minimize risk of ignition in HFTDs Remote GridWLDFRVegetation ContactAggregated | WLDFR | HFTD - Distribution - Tier 3 - 3QU CoRE ¦ 5QU LoRE | Red Flag Warning - Catastrophic Fires | Vegetation Contact | Aggregated | 2028 | 1.159e-05 | 134.3564 | 0.0015572 | 2028 | Mitigation | 0.95 | 45 | 0 | esc | 0.00097009 | 1.1243e-08 | 0.00097009 | 1.1243e-08 | 0.0027813 | 1.4092e-07 | 0.010315 | 1.5839e-08
[120 empty] | 7.3.3.17.5 (Remote Grid) Updates to grid topology to minimize risk of ignition in HFTDs Remote GridWLDFRVegetation ContactAggregated | WLDFR | HFTD - Distribution - Tier 3 - 3QU CoRE ¦ 5QU LoRE | Red Flag Warning - Catastrophic Fires | Vegetation Contact | Aggregated | 2029 | 1.159e-05 | 134.3564 | 0.0015572 | 2029 | Mitigation | 0.95 | 45 | 0 | esc | 0.00097009 | 1.1243e-08 | 0.00097009 | 1.1243e-08 | 0.0027813 | 1.4092e-07 | 0.010315 | 1.5839e-08
[120 empty] | 7.3.3.17.5 (Remote Grid) Updates to grid topology to minimize risk of ignition in HFTDs Remote GridWLDFRVegetation ContactAggregated | WLDFR | HFTD - Distribution - Tier 3 - 3QU CoRE ¦ 5QU LoRE | Red Flag Warning - Catastrophic Fires | Vegetation Contact | Aggregated | 2030 | 1.159e-05 | 134.3564 | 0.0015572 | 2030 | Mitigation | 0.95 | 45 | 0 | esc | 0.00097009 | 1.1243e-08 | 0.00097009 | 1.1243e-08 | 0.0027813 | 1.4092e-07 | 0.010315 | 1.5839e-08
[120 empty] | 7.3.3.17.5 (Remote Grid) Updates to grid topology to minimize risk of ignition in HFTDs Remote GridWLDFRVegetation ContactAggregated | WLDFR | HFTD - Distribution - Tier 3 - 3QU CoRE ¦ 5QU LoRE | Red Flag Warning - Catastrophic Fires | Vegetation Contact | Aggregated | 2031 | 1.159e-05 | 134.3564 | 0.0015572 | 2031 | Mitigation | 0.95 | 45 | 0 | esc | 0.00097009 | 1.1243e-08 | 0.00097009 | 1.1243e-08 | 0.0027813 | 1.4092e-07 | 0.010315 | 1.5839e-08
[120 empty] | 7.3.3.17.5 (Remote Grid) Updates to grid topology to minimize risk of ignition in HFTDs Remote GridWLDFRVegetation ContactAggregated | WLDFR | HFTD - Distribution - Tier 3 - 3QU CoRE ¦ 5QU LoRE | Red Flag Warning - Catastrophic Fires | Vegetation Contact | Aggregated | 2032 | 1.159e-05 | 134.3564 | 0.0015572 | 2032 | Mitigation | 0.95 | 45 | 0 | esc | 0.00097009 | 1.1243e-08 | 0.00097009 | 1.1243e-08 | 0.0027813 | 1.4092e-07 | 0.010315 | 1.5839e-08
[120 empty] | 7.3.3.17.5 (Remote Grid) Updates to grid topology to minimize risk of ignition in HFTDs Remote GridWLDFRVegetation ContactAggregated | WLDFR | HFTD - Distribution - Tier 3 - 3QU CoRE ¦ 5QU LoRE | Red Flag Warning - Catastrophic Fires | Vegetation Contact | Aggregated | 2033 | 1.159e-05 | 134.3564 | 0.0015572 | 2033 | Mitigation | 0.95 | 45 | 0 | esc | 0.00097009 | 1.1243e-08 | 0.00097009 | 1.1243e-08 | 0.0027813 | 1.4092e-07 | 0.010315 | 1.5839e-08
[120 empty] | 7.3.3.17.5 (Remote Grid) Updates to grid topology to minimize risk of ignition in HFTDs Remote GridWLDFRVegetation ContactAggregated | WLDFR | HFTD - Distribution - Tier 3 - 3QU CoRE ¦ 5QU LoRE | Red Flag Warning - Catastrophic Fires | Vegetation Contact | Aggregated | 2034 | 1.159e-05 | 134.3564 | 0.0015572 | 2034 | Mitigation | 0.95 | 45 | 0 | esc | 0.00097009 | 1.1243e-08 | 0.00097009 | 1.1243e-08 | 0.0027813 | 1.4092e-07 | 0.010315 | 1.5839e-08
[120 empty] | 7.3.3.17.5 (Remote Grid) Updates to grid topology to minimize risk of ignition in HFTDs Remote GridWLDFRVegetation ContactAggregated | WLDFR | HFTD - Distribution - Tier 3 - 3QU CoRE ¦ 5QU LoRE | Red Flag Warning - Catastrophic Fires | Vegetation Contact | Aggregated | 2035 | 1.159e-05 | 134.3564 | 0.0015572 | 2035 | Mitigation | 0.95 | 45 | 0 | esc | 0.00097009 | 1.1243e-08 | 0.00097009 | 1.1243e-08 | 0.0027813 | 1.4092e-07 | 0.010315 | 1.5839e-08
[120 empty] | 7.3.3.17.5 (Remote Grid) Updates to grid topology to minimize risk of ignition in HFTDs Remote GridWLDFRVegetation ContactAggregated | WLDFR | HFTD - Distribution - Tier 3 - 3QU CoRE ¦ 5QU LoRE | Red Flag Warning - Catastrophic Fires | Vegetation Contact | Aggregated | 2036 | 1.159e-05 | 134.3564 | 0.0015572 | 2036 | Mitigation | 0.95 | 45 | 0 | esc | 0.00097009 | 1.1243e-08 | 0.00097009 | 1.1243e-08 | 0.0027813 | 1.4092e-07 | 0.010315 | 1.5839e-08
[120 empty] | 7.3.3.17.5 (Remote Grid) Updates to grid topology to minimize risk of ignition in HFTDs Remote GridWLDFRVegetation ContactAggregated | WLDFR | HFTD - Distribution - Tier 3 - 3QU CoRE ¦ 5QU LoRE | Red Flag Warning - Catastrophic Fires | Vegetation Contact | Aggregated | 2037 | 1.159e-05 | 134.3564 | 0.0015572 | 2037 | Mitigation | 0.95 | 45 | 0 | esc | 0.00097009 | 1.1243e-08 | 0.00097009 | 1.1243e-08 | 0.0027813 | 1.4092e-07 | 0.010315 | 1.5839e-08
[120 empty] | 7.3.3.17.5 (Remote Grid) Updates to grid topology to minimize risk of ignition in HFTDs Remote GridWLDFRVegetation ContactAggregated | WLDFR | HFTD - Distribution - Tier 3 - 3QU CoRE ¦ 5QU LoRE | Red Flag Warning - Catastrophic Fires | Vegetation Contact | Aggregated | 2038 | 1.159e-05 | 134.3564 | 0.0015572 | 2038 | Mitigation | 0.95 | 45 | 0 | esc | 0.00097009 | 1.1243e-08 | 0.00097009 | 1.1243e-08 | 0.0027813 | 1.4092e-07 | 0.010315 | 1.5839e-08
[120 empty] | 7.3.3.17.5 (Remote Grid) Updates to grid topology to minimize risk of ignition in HFTDs Remote GridWLDFRVegetation ContactAggregated | WLDFR | HFTD - Distribution - Tier 3 - 3QU CoRE ¦ 5QU LoRE | Red Flag Warning - Catastrophic Fires | Vegetation Contact | Aggregated | 2039 | 1.159e-05 | 134.3564 | 0.0015572 | 2039 | Mitigation | 0.95 | 45 | 0 | esc | 0.00097009 | 1.1243e-08 | 0.00097009 | 1.1243e-08 | 0.0027813 | 1.4092e-07 | 0.010315 | 1.5839e-08
[120 empty] | 7.3.3.17.5 (Remote Grid) Updates to grid topology to minimize risk of ignition in HFTDs Remote GridWLDFRVegetation ContactAggregated | WLDFR | HFTD - Distribution - Tier 3 - 3QU CoRE ¦ 5QU LoRE | Red Flag Warning - Catastrophic Fires | Vegetation Contact | Aggregated | 2040 | 1.159e-05 | 134.3564 | 0.0015572 | 2040 | Mitigation | 0.95 | 45 | 0 | esc | 0.00097009 | 1.1243e-08 | 0.00097009 | 1.1243e-08 | 0.0027813 | 1.4092e-07 | 0.010315 | 1.5839e-08
[120 empty] | 7.3.3.17.5 (Remote Grid) Updates to grid topology to minimize risk of ignition in HFTDs Remote GridWLDFRVegetation ContactAggregated | WLDFR | HFTD - Distribution - Tier 3 - 3QU CoRE ¦ 5QU LoRE | Red Flag Warning - Catastrophic Fires | Vegetation Contact | Aggregated | 2041 | 1.159e-05 | 134.3564 | 0.0015572 | 2041 | Mitigation | 0.95 | 45 | 0 | esc | 0.00097009 | 1.1243e-08 | 0.00097009 | 1.1243e-08 | 0.0027813 | 1.4092e-07 | 0.010315 | 1.5839e-08
[120 empty] | 7.3.3.17.5 (Remote Grid) Updates to grid topology to minimize risk of ignition in HFTDs Remote GridWLDFRVegetation ContactAggregated | WLDFR | HFTD - Distribution - Tier 3 - 3QU CoRE ¦ 5QU LoRE | Red Flag Warning - Catastrophic Fires | Vegetation Contact | Aggregated | 2042 | 1.159e-05 | 134.3564 | 0.0015572 | 2042 | Mitigation | 0.95 | 45 | 0 | esc | 0.00097009 | 1.1243e-08 | 0.00097009 | 1.1243e-08 | 0 | 0 | 0.010315 | 1.5839e-08
[120 empty] | 7.3.3.17.5 (Remote Grid) Updates to grid topology to minimize risk of ignition in HFTDs Remote GridWLDFRVegetation ContactAggregated | WLDFR | HFTD - Distribution - Tier 3 - 3QU CoRE ¦ 5QU LoRE | Red Flag Warning - Catastrophic Fires | Vegetation Contact | Aggregated | 2043 | 1.159e-05 | 134.3564 | 0.0015572 | 2043 | Mitigation | 0.95 | 45 | 0 | esc | 0.00097009 | 1.1243e-08 | 0.00097009 | 1.1243e-08 | 0.0027813 | 3.4409e-07 | 0.010315 | 1.5839e-08
[120 empty] | 7.3.3.17.5 (Remote Grid) Updates to grid topology to minimize risk of ignition in HFTDs Remote GridWLDFRVegetation ContactAggregated | WLDFR | HFTD - Distribution - Tier 3 - 3QU CoRE ¦ 5QU LoRE | Red Flag Warning - Catastrophic Fires | Vegetation Contact | Aggregated | 2044 | 1.159e-05 | 134.3564 | 0.0015572 | 2044 | Mitigation | 0.95 | 45 | 0 | esc | 0.00097009 | 1.1243e-08 | 0.00097009 | 1.1243e-08 | 0.0027813 | 3.4409e-07 | 0.010315 | 1.5839e-08
[120 empty] | 7.3.3.17.5 (Remote Grid) Updates to grid topology to minimize risk of ignition in HFTDs Remote GridWLDFRVegetation ContactAggregated | WLDFR | HFTD - Distribution - Tier 3 - 3QU CoRE ¦ 5QU LoRE | Red Flag Warning - Catastrophic Fires | Vegetation Contact | Aggregated | 2045 | 1.159e-05 | 134.3564 | 0.0015572 | 2045 | Mitigation | 0.95 | 45 | 0 | esc | 0.00097009 | 1.1243e-08 | 0.00097009 | 1.1243e-08 | 0.0027813 | 3.4409e-07 | 0.010315 | 1.5839e-08
[120 empty] | 7.3.3.17.5 (Remote Grid) Updates to grid topology to minimize risk of ignition in HFTDs Remote GridWLDFRVegetation ContactAggregated | WLDFR | HFTD - Distribution - Tier 3 - 3QU CoRE ¦ 5QU LoRE | Red Flag Warning - Catastrophic Fires | Vegetation Contact | Aggregated | 2046 | 1.159e-05 | 134.3564 | 0.0015572 | 2046 | Mitigation | 0.95 | 45 | 0 | esc | 0.00097009 | 1.1243e-08 | 0.00097009 | 1.1243e-08 | 0.0027813 | 3.4409e-07 | 0.010315 | 1.5839e-08
[120 empty] | 7.3.3.17.5 (Remote Grid) Updates to grid topology to minimize risk of ignition in HFTDs Remote GridWLDFRVegetation ContactAggregated | WLDFR | HFTD - Distribution - Tier 3 - 3QU CoRE ¦ 5QU LoRE | Red Flag Warning - Catastrophic Fires | Vegetation Contact | Aggregated | 2047 | 1.159e-05 | 134.3564 | 0.0015572 | 2047 | Mitigation | 0.95 | 45 | 0 | esc | 0.00097009 | 1.1243e-08 | 0.00097009 | 1.1243e-08 | 0.0027813 | 3.4409e-07 | 0.010315 | 1.5839e-08
[120 empty] | 7.3.3.17.5 (Remote Grid) Updates to grid topology to minimize risk of ignition in HFTDs Remote GridWLDFRVegetation ContactAggregated | WLDFR | HFTD - Distribution - Tier 3 - 3QU CoRE ¦ 5QU LoRE | Red Flag Warning - Catastrophic Fires | Vegetation Contact | Aggregated | 2048 | 1.159e-05 | 134.3564 | 0.0015572 | 2048 | Mitigation | 0.95 | 45 | 0 | esc | 0.00097009 | 1.1243e-08 | 0.00097009 | 1.1243e-08 | 0.0027813 | 3.4409e-07 | 0.010315 | 1.5839e-08
[120 empty] | 7.3.3.17.5 (Remote Grid) Updates to grid topology to minimize risk of ignition in HFTDs Remote GridWLDFRVegetation ContactAggregated | WLDFR | HFTD - Distribution - Tier 3 - 3QU CoRE ¦ 5QU LoRE | Red Flag Warning - Catastrophic Fires | Vegetation Contact | Aggregated | 2049 | 1.159e-05 | 134.3564 | 0.0015572 | 2049 | Mitigation | 0.95 | 45 | 0 | esc | 0.00097009 | 1.1243e-08 | 0.00097009 | 1.1243e-08 | 0.0027813 | 3.4409e-07 | 0.010315 | 1.5839e-08
[120 empty] | 7.3.3.17.5 (Remote Grid) Updates to grid topology to minimize risk of ignition in HFTDs Remote GridWLDFRVegetation ContactAggregated | WLDFR | HFTD - Distribution - Tier 3 - 3QU CoRE ¦ 5QU LoRE | Red Flag Warning - Catastrophic Fires | Vegetation Contact | Aggregated | 2050 | 1.159e-05 | 134.3564 | 0.0015572 | 2050 | Mitigation | 0.95 | 45 | 0 | esc | 0.00097009 | 1.1243e-08 | 0.00097009 | 1.1243e-08 | 0.0027813 | 3.4409e-07 | 0 | 0
[120 empty] | 7.3.3.17.5 (Remote Grid) Updates to grid topology to minimize risk of ignition in HFTDs Remote GridWLDFRVegetation ContactAggregated | WLDFR | HFTD - Distribution - Tier 3 - 3QU CoRE ¦ 5QU LoRE | Red Flag Warning - Catastrophic Fires | Vegetation Contact | Aggregated | 2051 | 1.159e-05 | 134.3564 | 0.0015572 | 2051 | Mitigation | 0.95 | 45 | 0 | esc | 0.00097009 | 1.1243e-08 | 0.00097009 | 1.1243e-08 | 0.0027813 | 3.4409e-07 | 0 | 0
[120 empty] | 7.3.3.17.5 (Remote Grid) Updates to grid topology to minimize risk of ignition in HFTDs Remote GridWLDFRVegetation ContactAggregated | WLDFR | HFTD - Distribution - Tier 3 - 3QU CoRE ¦ 5QU LoRE | Red Flag Warning - Catastrophic Fires | Vegetation Contact | Aggregated | 2052 | 1.159e-05 | 134.3564 | 0.0015572 | 2052 | Mitigation | 0.95 | 45 | 0 | esc | 0.00097009 | 1.1243e-08 | 0.00097009 | 1.1243e-08 | 0.0027813 | 3.4409e-07 | 0.013666 | 1.4993e-08
[120 empty] | 7.3.3.17.5 (Remote Grid) Updates to grid topology to minimize risk of ignition in HFTDs Remote GridWLDFRVegetation ContactAggregated | WLDFR | HFTD - Distribution - Tier 3 - 3QU CoRE ¦ 5QU LoRE | Red Flag Warning - Catastrophic Fires | Vegetation Contact | Aggregated | 2053 | 1.159e-05 | 134.3564 | 0.0015572 | 2053 | Mitigation | 0.95 | 45 | 0 | esc | 0.00097009 | 1.1243e-08 | 0.00097009 | 1.1243e-08 | 0.0027813 | 3.4409e-07 | 0.013666 | 1.4993e-08
[120 empty] | 7.3.3.17.5 (Remote Grid) Updates to grid topology to minimize risk of ignition in HFTDs Remote GridWLDFRVegetation ContactAggregated | WLDFR | HFTD - Distribution - Tier 3 - 3QU CoRE ¦ 5QU LoRE | Red Flag Warning - Catastrophic Fires | Vegetation Contact | Aggregated | 2054 | 1.159e-05 | 134.3564 | 0.0015572 | 2054 | Mitigation | 0.95 | 45 | 0 | esc | 0.00097009 | 1.1243e-08 | 0.00097009 | 1.1243e-08 | 0.0027813 | 3.4409e-07 | 0.013666 | 1.4993e-08
[120 empty] | 7.3.3.17.5 (Remote Grid) Updates to grid topology to minimize risk of ignition in HFTDs Remote GridWLDFRVegetation ContactAggregated | WLDFR | HFTD - Distribution - Tier 3 - 3QU CoRE ¦ 5QU LoRE | Red Flag Warning - Catastrophic Fires | Vegetation Contact | Aggregated | 2055 | 1.159e-05 | 134.3564 | 0.0015572 | 2055 | Mitigation | 0.95 | 45 | 0 | esc | 0.00097009 | 1.1243e-08 | 0.00097009 | 1.1243e-08 | 0.0027813 | 3.4409e-07 | 0.013666 | 1.4993e-08
[120 empty] | 7.3.3.17.5 (Remote Grid) Updates to grid topology to minimize risk of ignition in HFTDs Remote GridWLDFRVegetation ContactAggregated | WLDFR | HFTD - Distribution - Tier 3 - 3QU CoRE ¦ 5QU LoRE | Red Flag Warning - Catastrophic Fires | Vegetation Contact | Aggregated | 2056 | 1.159e-05 | 134.3564 | 0.0015572 | 2056 | Mitigation | 0.95 | 45 | 0 | esc | 0.00097009 | 1.1243e-08 | 0.00097009 | 1.1243e-08 | 0.0027813 | 3.4409e-07 | 0.013666 | 1.4993e-08
[120 empty] | 7.3.3.17.5 (Remote Grid) Updates to grid topology to minimize risk of ignition in HFTDs Remote GridWLDFRVegetation ContactAggregated | WLDFR | HFTD - Distribution - Tier 3 - 3QU CoRE ¦ 5QU LoRE | Red Flag Warning - Catastrophic Fires | Vegetation Contact | Aggregated | 2057 | 1.159e-05 | 134.3564 | 0.0015572 | 2057 | Mitigation | 0.95 | 45 | 0 | esc | 0.00097009 | 1.1243e-08 | 0.00097009 | 1.1243e-08 | 0.0027813 | 3.4409e-07 | 0.013666 | 1.4993e-08
[120 empty] | 7.3.3.17.5 (Remote Grid) Updates to grid topology to minimize risk of ignition in HFTDs Remote GridWLDFRVegetation ContactAggregated | WLDFR | HFTD - Distribution - Tier 3 - 3QU CoRE ¦ 5QU LoRE | Red Flag Warning - Catastrophic Fires | Vegetation Contact | Aggregated | 2058 | 1.159e-05 | 134.3564 | 0.0015572 | 2058 | Mitigation | 0.95 | 45 | 0 | esc | 0.00097009 | 1.1243e-08 | 0.00097009 | 1.1243e-08 | 0.0027813 | 3.4409e-07 | 0.013666 | 1.4993e-08
[120 empty] | 7.3.3.17.5 (Remote Grid) Updates to grid topology to minimize risk of ignition in HFTDs Remote GridWLDFRVegetation ContactAggregated | WLDFR | HFTD - Distribution - Tier 3 - 3QU CoRE ¦ 5QU LoRE | Red Flag Warning - Catastrophic Fires | Vegetation Contact | Aggregated | 2059 | 1.159e-05 | 134.3564 | 0.0015572 | 2059 | Mitigation | 0.95 | 45 | 0 | esc | 0.00097009 | 1.1243e-08 | 0.00097009 | 1.1243e-08 | 0.0027813 | 3.4409e-07 | 0.013666 | 1.4993e-08
[120 empty] | 7.3.3.17.5 (Remote Grid) Updates to grid topology to minimize risk of ignition in HFTDs Remote GridWLDFRVegetation ContactAggregated | WLDFR | HFTD - Distribution - Tier 3 - 3QU CoRE ¦ 5QU LoRE | Red Flag Warning - Catastrophic Fires | Vegetation Contact | Aggregated | 2060 | 1.159e-05 | 134.3564 | 0.0015572 | 2060 | Mitigation | 0.95 | 45 | 0 | esc | 0.00097009 | 1.1243e-08 | 0.00097009 | 1.1243e-08 | 0.0027813 | 3.4409e-07 | 0.013666 | 1.4993e-08
[120 empty] | 7.3.3.17.5 (Remote Grid) Updates to grid topology to minimize risk of ignition in HFTDs Remote GridWLDFRVegetation ContactAggregated | WLDFR | HFTD - Distribution - Tier 3 - 3QU CoRE ¦ 5QU LoRE | Red Flag Warning - Catastrophic Fires | Vegetation Contact | Aggregated | 2061 | 1.159e-05 | 134.3564 | 0.0015572 | 2061 | Mitigation | 0.95 | 45 | 0 | esc | 0.00097009 | 1.1243e-08 | 0.00097009 | 1.1243e-08 | 0.0027813 | 3.4409e-07 | 0.013666 | 1.4993e-08
[120 empty] | 7.3.3.17.5 (Remote Grid) Updates to grid topology to minimize risk of ignition in HFTDs Remote GridWLDFRVegetation ContactAggregated | WLDFR | HFTD - Distribution - Tier 3 - 3QU CoRE ¦ 5QU LoRE | Red Flag Warning - Catastrophic Fires | Vegetation Contact | Aggregated | 2062 | 1.159e-05 | 134.3564 | 0.0015572 | 2062 | Mitigation | 0.95 | 45 | 0 | esc | 0.00097009 | 1.1243e-08 | 0.00097009 | 1.1243e-08 | 0.0027813 | 3.4409e-07 | 0.013666 | 1.4993e-08
[120 empty] | 7.3.3.17.5 (Remote Grid) Updates to grid topology to minimize risk of ignition in HFTDs Remote GridWLDFRVegetation ContactAggregated | WLDFR | HFTD - Distribution - Tier 3 - 3QU CoRE ¦ 5QU LoRE | Red Flag Warning - Catastrophic Fires | Vegetation Contact | Aggregated | 2063 | 1.159e-05 | 134.3564 | 0.0015572 | 2063 | Mitigation | 0.95 | 45 | 0 | esc | 0.00097009 | 1.1243e-08 | 0.00097009 | 1.1243e-08 | 0.0027813 | 3.4409e-07 | 0.013666 | 1.4993e-08
[120 empty] | 7.3.3.17.5 (Remote Grid) Updates to grid topology to minimize risk of ignition in HFTDs Remote GridWLDFRVegetation ContactAggregated | WLDFR | HFTD - Distribution - Tier 3 - 3QU CoRE ¦ 5QU LoRE | Red Flag Warning - Catastrophic Fires | Vegetation Contact | Aggregated | 2064 | 1.159e-05 | 134.3564 | 0.0015572 | 2064 | Mitigation | 0.95 | 45 | 0 | esc | 0.00097009 | 1.1243e-08 | 0.00097009 | 1.1243e-08 | 0.0027813 | 3.4409e-07 | 0.013666 | 1.4993e-08
[120 empty] | 7.3.3.17.5 (Remote Grid) Updates to grid topology to minimize risk of ignition in HFTDs Remote GridWLDFRVegetation ContactAggregated | WLDFR | HFTD - Distribution - Tier 3 - 3QU CoRE ¦ 5QU LoRE | Red Flag Warning - Catastrophic Fires | Vegetation Contact | Aggregated | 2065 | 1.159e-05 | 134.3564 | 0.0015572 | 2065 | Mitigation | 0.95 | 45 | 0 | esc | 0.00097009 | 1.1243e-08 | 0.00097009 | 1.1243e-08 | 0.0027813 | 3.4409e-07 | 0.013666 | 1.4993e-08
[120 empty] | 7.3.3.17.5 (Remote Grid) Updates to grid topology to minimize risk of ignition in HFTDs Remote GridWLDFRVegetation ContactAggregated | WLDFR | HFTD - Distribution - Tier 3 - 3QU CoRE ¦ 5QU LoRE | Red Flag Warning - Catastrophic Fires | Vegetation Contact | Aggregated | 2066 | 1.159e-05 | 134.3564 | 0.0015572 | 2066 | Mitigation | 0.95 | 45 | 0 | esc | 0.00097009 | 1.1243e-08 | 0.00097009 | 1.1243e-08 | 0.0027813 | 3.4409e-07 | 0.013666 | 1.4993e-08
[120 empty] | 7.3.3.17.5 (Remote Grid) Updates to grid topology to minimize risk of ignition in HFTDs Remote GridWLDFRVegetation ContactAggregated | WLDFR | HFTD - Distribution - Tier 3 - 3QU CoRE ¦ 5QU LoRE | Red Flag Warning - Catastrophic Fires | Vegetation Contact | Aggregated | 2067 | 1.159e-05 | 134.3564 | 0.0015572 | 2067 | Mitigation | 0.95 | 45 | 0 | esc | 0 | 0 | 0.00097009 | 1.1243e-08 | 0.0027813 | 3.4409e-07 | 0.013666 | 1.4993e-08
[120 empty] | 7.3.3.17.5 (Remote Grid) Updates to grid topology to minimize risk of ignition in HFTDs Remote GridWLDFREquipment / facility failureAggregated | WLDFR | HFTD - Distribution - Tier 3 - 3QU CoRE ¦ 5QU LoRE | Red Flag Warning - Destructive Fires | Equipment / facility failure | Aggregated | 2022 | 5.5457e-07 | 134.3564 | 7.451e-05 | 2022 | Mitigation | 0.95 | 45 | 0 | esc | 0.00097009 | 5.3798e-10 | 0 | 0 | 0.0027813 | 3.4409e-07 | 0.013666 | 1.4993e-08
[120 empty] | 7.3.3.17.5 (Remote Grid) Updates to grid topology to minimize risk of ignition in HFTDs Remote GridWLDFREquipment / facility failureAggregated | WLDFR | HFTD - Distribution - Tier 3 - 3QU CoRE ¦ 5QU LoRE | Red Flag Warning - Destructive Fires | Equipment / facility failure | Aggregated | 2023 | 5.5457e-07 | 134.3564 | 7.451e-05 | 2023 | Mitigation | 0.95 | 45 | 0 | esc | 0.00097009 | 5.3798e-10 | 0.00097009 | 5.3798e-10 | 0.0027813 | 3.4409e-07 | 0.013666 | 1.4993e-08
[120 empty] | 7.3.3.17.5 (Remote Grid) Updates to grid topology to minimize risk of ignition in HFTDs Remote GridWLDFREquipment / facility failureAggregated | WLDFR | HFTD - Distribution - Tier 3 - 3QU CoRE ¦ 5QU LoRE | Red Flag Warning - Destructive Fires | Equipment / facility failure | Aggregated | 2024 | 5.5457e-07 | 134.3564 | 7.451e-05 | 2024 | Mitigation | 0.95 | 45 | 0 | esc | 0.00097009 | 5.3798e-10 | 0.00097009 | 5.3798e-10 | 0.0027813 | 3.4409e-07 | 0.013666 | 1.4993e-08
[120 empty] | 7.3.3.17.5 (Remote Grid) Updates to grid topology to minimize risk of ignition in HFTDs Remote GridWLDFREquipment / facility failureAggregated | WLDFR | HFTD - Distribution - Tier 3 - 3QU CoRE ¦ 5QU LoRE | Red Flag Warning - Destructive Fires | Equipment / facility failure | Aggregated | 2025 | 5.5457e-07 | 134.3564 | 7.451e-05 | 2025 | Mitigation | 0.95 | 45 | 0 | esc | 0.00097009 | 5.3798e-10 | 0.00097009 | 5.3798e-10 | 0.0027813 | 3.4409e-07 | 0.013666 | 1.4993e-08
[120 empty] | 7.3.3.17.5 (Remote Grid) Updates to grid topology to minimize risk of ignition in HFTDs Remote GridWLDFREquipment / facility failureAggregated | WLDFR | HFTD - Distribution - Tier 3 - 3QU CoRE ¦ 5QU LoRE | Red Flag Warning - Destructive Fires | Equipment / facility failure | Aggregated | 2026 | 5.5457e-07 | 134.3564 | 7.451e-05 | 2026 | Mitigation | 0.95 | 45 | 0 | esc | 0.00097009 | 5.3798e-10 | 0.00097009 | 5.3798e-10 | 0.0027813 | 3.4409e-07 | 0.013666 | 1.4993e-08
[120 empty] | 7.3.3.17.5 (Remote Grid) Updates to grid topology to minimize risk of ignition in HFTDs Remote GridWLDFREquipment / facility failureAggregated | WLDFR | HFTD - Distribution - Tier 3 - 3QU CoRE ¦ 5QU LoRE | Red Flag Warning - Destructive Fires | Equipment / facility failure | Aggregated | 2027 | 5.5457e-07 | 134.3564 | 7.451e-05 | 2027 | Mitigation | 0.95 | 45 | 0 | esc | 0.00097009 | 5.3798e-10 | 0.00097009 | 5.3798e-10 | 0.0027813 | 3.4409e-07 | 0.013666 | 1.4993e-08
[120 empty] | 7.3.3.17.5 (Remote Grid) Updates to grid topology to minimize risk of ignition in HFTDs Remote GridWLDFREquipment / facility failureAggregated | WLDFR | HFTD - Distribution - Tier 3 - 3QU CoRE ¦ 5QU LoRE | Red Flag Warning - Destructive Fires | Equipment / facility failure | Aggregated | 2028 | 5.5457e-07 | 134.3564 | 7.451e-05 | 2028 | Mitigation | 0.95 | 45 | 0 | esc | 0.00097009 | 5.3798e-10 | 0.00097009 | 5.3798e-10 | 0.0027813 | 3.4409e-07 | 0.013666 | 1.4993e-08
[120 empty] | 7.3.3.17.5 (Remote Grid) Updates to grid topology to minimize risk of ignition in HFTDs Remote GridWLDFREquipment / facility failureAggregated | WLDFR | HFTD - Distribution - Tier 3 - 3QU CoRE ¦ 5QU LoRE | Red Flag Warning - Destructive Fires | Equipment / facility failure | Aggregated | 2029 | 5.5457e-07 | 134.3564 | 7.451e-05 | 2029 | Mitigation | 0.95 | 45 | 0 | esc | 0.00097009 | 5.3798e-10 | 0.00097009 | 5.3798e-10 | 0.0027813 | 3.4409e-07 | 0.013666 | 1.4993e-08
[120 empty] | 7.3.3.17.5 (Remote Grid) Updates to grid topology to minimize risk of ignition in HFTDs Remote GridWLDFREquipment / facility failureAggregated | WLDFR | HFTD - Distribution - Tier 3 - 3QU CoRE ¦ 5QU LoRE | Red Flag Warning - Destructive Fires | Equipment / facility failure | Aggregated | 2030 | 5.5457e-07 | 134.3564 | 7.451e-05 | 2030 | Mitigation | 0.95 | 45 | 0 | esc | 0.00097009 | 5.3798e-10 | 0.00097009 | 5.3798e-10 | 0.0027813 | 3.4409e-07 | 0.013666 | 1.4993e-08
[120 empty] | 7.3.3.17.5 (Remote Grid) Updates to grid topology to minimize risk of ignition in HFTDs Remote GridWLDFREquipment / facility failureAggregated | WLDFR | HFTD - Distribution - Tier 3 - 3QU CoRE ¦ 5QU LoRE | Red Flag Warning - Destructive Fires | Equipment / facility failure | Aggregated | 2031 | 5.5457e-07 | 134.3564 | 7.451e-05 | 2031 | Mitigation | 0.95 | 45 | 0 | esc | 0.00097009 | 5.3798e-10 | 0.00097009 | 5.3798e-10 | 0.0027813 | 3.4409e-07 | 0.013666 | 1.4993e-08
[120 empty] | 7.3.3.17.5 (Remote Grid) Updates to grid topology to minimize risk of ignition in HFTDs Remote GridWLDFREquipment / facility failureAggregated | WLDFR | HFTD - Distribution - Tier 3 - 3QU CoRE ¦ 5QU LoRE | Red Flag Warning - Destructive Fires | Equipment / facility failure | Aggregated | 2032 | 5.5457e-07 | 134.3564 | 7.451e-05 | 2032 | Mitigation | 0.95 | 45 | 0 | esc | 0.00097009 | 5.3798e-10 | 0.00097009 | 5.3798e-10 | 0.0027813 | 3.4409e-07 | 0.013666 | 1.4993e-08
[120 empty] | 7.3.3.17.5 (Remote Grid) Updates to grid topology to minimize risk of ignition in HFTDs Remote GridWLDFREquipment / facility failureAggregated | WLDFR | HFTD - Distribution - Tier 3 - 3QU CoRE ¦ 5QU LoRE | Red Flag Warning - Destructive Fires | Equipment / facility failure | Aggregated | 2033 | 5.5457e-07 | 134.3564 | 7.451e-05 | 2033 | Mitigation | 0.95 | 45 | 0 | esc | 0.00097009 | 5.3798e-10 | 0.00097009 | 5.3798e-10 | 0.0027813 | 3.4409e-07 | 0.013666 | 1.4993e-08
[120 empty] | 7.3.3.17.5 (Remote Grid) Updates to grid topology to minimize risk of ignition in HFTDs Remote GridWLDFREquipment / facility failureAggregated | WLDFR | HFTD - Distribution - Tier 3 - 3QU CoRE ¦ 5QU LoRE | Red Flag Warning - Destructive Fires | Equipment / facility failure | Aggregated | 2034 | 5.5457e-07 | 134.3564 | 7.451e-05 | 2034 | Mitigation | 0.95 | 45 | 0 | esc | 0.00097009 | 5.3798e-10 | 0.00097009 | 5.3798e-10 | 0.0027813 | 3.4409e-07 | 0.013666 | 1.4993e-08
[120 empty] | 7.3.3.17.5 (Remote Grid) Updates to grid topology to minimize risk of ignition in HFTDs Remote GridWLDFREquipment / facility failureAggregated | WLDFR | HFTD - Distribution - Tier 3 - 3QU CoRE ¦ 5QU LoRE | Red Flag Warning - Destructive Fires | Equipment / facility failure | Aggregated | 2035 | 5.5457e-07 | 134.3564 | 7.451e-05 | 2035 | Mitigation | 0.95 | 45 | 0 | esc | 0.00097009 | 5.3798e-10 | 0.00097009 | 5.3798e-10 | 0.0027813 | 3.4409e-07 | 0.013666 | 1.4993e-08
[120 empty] | 7.3.3.17.5 (Remote Grid) Updates to grid topology to minimize risk of ignition in HFTDs Remote GridWLDFREquipment / facility failureAggregated | WLDFR | HFTD - Distribution - Tier 3 - 3QU CoRE ¦ 5QU LoRE | Red Flag Warning - Destructive Fires | Equipment / facility failure | Aggregated | 2036 | 5.5457e-07 | 134.3564 | 7.451e-05 | 2036 | Mitigation | 0.95 | 45 | 0 | esc | 0.00097009 | 5.3798e-10 | 0.00097009 | 5.3798e-10 | 0.0027813 | 3.4409e-07 | 0 | 0
[120 empty] | 7.3.3.17.5 (Remote Grid) Updates to grid topology to minimize risk of ignition in HFTDs Remote GridWLDFREquipment / facility failureAggregated | WLDFR | HFTD - Distribution - Tier 3 - 3QU CoRE ¦ 5QU LoRE | Red Flag Warning - Destructive Fires | Equipment / facility failure | Aggregated | 2037 | 5.5457e-07 | 134.3564 | 7.451e-05 | 2037 | Mitigation | 0.95 | 45 | 0 | esc | 0.00097009 | 5.3798e-10 | 0.00097009 | 5.3798e-10 | 0.0027813 | 3.4409e-07 | 0 | 0
[120 empty] | 7.3.3.17.5 (Remote Grid) Updates to grid topology to minimize risk of ignition in HFTDs Remote GridWLDFREquipment / facility failureAggregated | WLDFR | HFTD - Distribution - Tier 3 - 3QU CoRE ¦ 5QU LoRE | Red Flag Warning - Destructive Fires | Equipment / facility failure | Aggregated | 2038 | 5.5457e-07 | 134.3564 | 7.451e-05 | 2038 | Mitigation | 0.95 | 45 | 0 | esc | 0.00097009 | 5.3798e-10 | 0.00097009 | 5.3798e-10 | 0.0027813 | 3.4409e-07 | 0.0063316 | 4.4264e-10
[120 empty] | 7.3.3.17.5 (Remote Grid) Updates to grid topology to minimize risk of ignition in HFTDs Remote GridWLDFREquipment / facility failureAggregated | WLDFR | HFTD - Distribution - Tier 3 - 3QU CoRE ¦ 5QU LoRE | Red Flag Warning - Destructive Fires | Equipment / facility failure | Aggregated | 2039 | 5.5457e-07 | 134.3564 | 7.451e-05 | 2039 | Mitigation | 0.95 | 45 | 0 | esc | 0.00097009 | 5.3798e-10 | 0.00097009 | 5.3798e-10 | 0.0027813 | 3.4409e-07 | 0.0063316 | 4.4264e-10
[120 empty] | 7.3.3.17.5 (Remote Grid) Updates to grid topology to minimize risk of ignition in HFTDs Remote GridWLDFREquipment / facility failureAggregated | WLDFR | HFTD - Distribution - Tier 3 - 3QU CoRE ¦ 5QU LoRE | Red Flag Warning - Destructive Fires | Equipment / facility failure | Aggregated | 2040 | 5.5457e-07 | 134.3564 | 7.451e-05 | 2040 | Mitigation | 0.95 | 45 | 0 | esc | 0.00097009 | 5.3798e-10 | 0.00097009 | 5.3798e-10 | 0.0027813 | 3.4409e-07 | 0.0063316 | 4.4264e-10
[120 empty] | 7.3.3.17.5 (Remote Grid) Updates to grid topology to minimize risk of ignition in HFTDs Remote GridWLDFREquipment / facility failureAggregated | WLDFR | HFTD - Distribution - Tier 3 - 3QU CoRE ¦ 5QU LoRE | Red Flag Warning - Destructive Fires | Equipment / facility failure | Aggregated | 2041 | 5.5457e-07 | 134.3564 | 7.451e-05 | 2041 | Mitigation | 0.95 | 45 | 0 | esc | 0.00097009 | 5.3798e-10 | 0.00097009 | 5.3798e-10 | 0.0027813 | 3.4409e-07 | 0.0063316 | 4.4264e-10
[120 empty] | 7.3.3.17.5 (Remote Grid) Updates to grid topology to minimize risk of ignition in HFTDs Remote GridWLDFREquipment / facility failureAggregated | WLDFR | HFTD - Distribution - Tier 3 - 3QU CoRE ¦ 5QU LoRE | Red Flag Warning - Destructive Fires | Equipment / facility failure | Aggregated | 2042 | 5.5457e-07 | 134.3564 | 7.451e-05 | 2042 | Mitigation | 0.95 | 45 | 0 | esc | 0.00097009 | 5.3798e-10 | 0.00097009 | 5.3798e-10 | 0.0027813 | 3.4409e-07 | 0.0063316 | 4.4264e-10
[120 empty] | 7.3.3.17.5 (Remote Grid) Updates to grid topology to minimize risk of ignition in HFTDs Remote GridWLDFREquipment / facility failureAggregated | WLDFR | HFTD - Distribution - Tier 3 - 3QU CoRE ¦ 5QU LoRE | Red Flag Warning - Destructive Fires | Equipment / facility failure | Aggregated | 2043 | 5.5457e-07 | 134.3564 | 7.451e-05 | 2043 | Mitigation | 0.95 | 45 | 0 | esc | 0.00097009 | 5.3798e-10 | 0.00097009 | 5.3798e-10 | 0.0027813 | 3.4409e-07 | 0.0063316 | 4.4264e-10
[120 empty] | 7.3.3.17.5 (Remote Grid) Updates to grid topology to minimize risk of ignition in HFTDs Remote GridWLDFREquipment / facility failureAggregated | WLDFR | HFTD - Distribution - Tier 3 - 3QU CoRE ¦ 5QU LoRE | Red Flag Warning - Destructive Fires | Equipment / facility failure | Aggregated | 2044 | 5.5457e-07 | 134.3564 | 7.451e-05 | 2044 | Mitigation | 0.95 | 45 | 0 | esc | 0.00097009 | 5.3798e-10 | 0.00097009 | 5.3798e-10 | 0.0027813 | 3.4409e-07 | 0.0063316 | 4.4264e-10
[120 empty] | 7.3.3.17.5 (Remote Grid) Updates to grid topology to minimize risk of ignition in HFTDs Remote GridWLDFREquipment / facility failureAggregated | WLDFR | HFTD - Distribution - Tier 3 - 3QU CoRE ¦ 5QU LoRE | Red Flag Warning - Destructive Fires | Equipment / facility failure | Aggregated | 2045 | 5.5457e-07 | 134.3564 | 7.451e-05 | 2045 | Mitigation | 0.95 | 45 | 0 | esc | 0.00097009 | 5.3798e-10 | 0.00097009 | 5.3798e-10 | 0.0027813 | 3.4409e-07 | 0.0063316 | 4.4264e-10
[120 empty] | 7.3.3.17.5 (Remote Grid) Updates to grid topology to minimize risk of ignition in HFTDs Remote GridWLDFREquipment / facility failureAggregated | WLDFR | HFTD - Distribution - Tier 3 - 3QU CoRE ¦ 5QU LoRE | Red Flag Warning - Destructive Fires | Equipment / facility failure | Aggregated | 2046 | 5.5457e-07 | 134.3564 | 7.451e-05 | 2046 | Mitigation | 0.95 | 45 | 0 | esc | 0.00097009 | 5.3798e-10 | 0.00097009 | 5.3798e-10 | 0 | 0 | 0.0063316 | 4.4264e-10
[120 empty] | 7.3.3.17.5 (Remote Grid) Updates to grid topology to minimize risk of ignition in HFTDs Remote GridWLDFREquipment / facility failureAggregated | WLDFR | HFTD - Distribution - Tier 3 - 3QU CoRE ¦ 5QU LoRE | Red Flag Warning - Destructive Fires | Equipment / facility failure | Aggregated | 2047 | 5.5457e-07 | 134.3564 | 7.451e-05 | 2047 | Mitigation | 0.95 | 45 | 0 | esc | 0.00097009 | 5.3798e-10 | 0.00097009 | 5.3798e-10 | 0.0027813 | 9.8357e-11 | 0.0063316 | 4.4264e-10
[120 empty] | 7.3.3.17.5 (Remote Grid) Updates to grid topology to minimize risk of ignition in HFTDs Remote GridWLDFREquipment / facility failureAggregated | WLDFR | HFTD - Distribution - Tier 3 - 3QU CoRE ¦ 5QU LoRE | Red Flag Warning - Destructive Fires | Equipment / facility failure | Aggregated | 2048 | 5.5457e-07 | 134.3564 | 7.451e-05 | 2048 | Mitigation | 0.95 | 45 | 0 | esc | 0.00097009 | 5.3798e-10 | 0.00097009 | 5.3798e-10 | 0.0027813 | 9.8357e-11 | 0.0063316 | 4.4264e-10
[120 empty] | 7.3.3.17.5 (Remote Grid) Updates to grid topology to minimize risk of ignition in HFTDs Remote GridWLDFREquipment / facility failureAggregated | WLDFR | HFTD - Distribution - Tier 3 - 3QU CoRE ¦ 5QU LoRE | Red Flag Warning - Destructive Fires | Equipment / facility failure | Aggregated | 2049 | 5.5457e-07 | 134.3564 | 7.451e-05 | 2049 | Mitigation | 0.95 | 45 | 0 | esc | 0.00097009 | 5.3798e-10 | 0.00097009 | 5.3798e-10 | 0.0027813 | 9.8357e-11 | 0.0063316 | 4.4264e-10
[120 empty] | 7.3.3.17.5 (Remote Grid) Updates to grid topology to minimize risk of ignition in HFTDs Remote GridWLDFREquipment / facility failureAggregated | WLDFR | HFTD - Distribution - Tier 3 - 3QU CoRE ¦ 5QU LoRE | Red Flag Warning - Destructive Fires | Equipment / facility failure | Aggregated | 2050 | 5.5457e-07 | 134.3564 | 7.451e-05 | 2050 | Mitigation | 0.95 | 45 | 0 | esc | 0.00097009 | 5.3798e-10 | 0.00097009 | 5.3798e-10 | 0.0027813 | 9.8357e-11 | 0.0063316 | 4.4264e-10
[120 empty] | 7.3.3.17.5 (Remote Grid) Updates to grid topology to minimize risk of ignition in HFTDs Remote GridWLDFREquipment / facility failureAggregated | WLDFR | HFTD - Distribution - Tier 3 - 3QU CoRE ¦ 5QU LoRE | Red Flag Warning - Destructive Fires | Equipment / facility failure | Aggregated | 2051 | 5.5457e-07 | 134.3564 | 7.451e-05 | 2051 | Mitigation | 0.95 | 45 | 0 | esc | 0.00097009 | 5.3798e-10 | 0.00097009 | 5.3798e-10 | 0.0027813 | 9.8357e-11 | 0.0063316 | 4.4264e-10
[120 empty] | 7.3.3.17.5 (Remote Grid) Updates to grid topology to minimize risk of ignition in HFTDs Remote GridWLDFREquipment / facility failureAggregated | WLDFR | HFTD - Distribution - Tier 3 - 3QU CoRE ¦ 5QU LoRE | Red Flag Warning - Destructive Fires | Equipment / facility failure | Aggregated | 2052 | 5.5457e-07 | 134.3564 | 7.451e-05 | 2052 | Mitigation | 0.95 | 45 | 0 | esc | 0.00097009 | 5.3798e-10 | 0.00097009 | 5.3798e-10 | 0.0027813 | 9.8357e-11 | 0.0063316 | 4.4264e-10
[120 empty] | 7.3.3.17.5 (Remote Grid) Updates to grid topology to minimize risk of ignition in HFTDs Remote GridWLDFREquipment / facility failureAggregated | WLDFR | HFTD - Distribution - Tier 3 - 3QU CoRE ¦ 5QU LoRE | Red Flag Warning - Destructive Fires | Equipment / facility failure | Aggregated | 2053 | 5.5457e-07 | 134.3564 | 7.451e-05 | 2053 | Mitigation | 0.95 | 45 | 0 | esc | 0.00097009 | 5.3798e-10 | 0.00097009 | 5.3798e-10 | 0.0027813 | 9.8357e-11 | 0.0063316 | 4.4264e-10
[120 empty] | 7.3.3.17.5 (Remote Grid) Updates to grid topology to minimize risk of ignition in HFTDs Remote GridWLDFREquipment / facility failureAggregated | WLDFR | HFTD - Distribution - Tier 3 - 3QU CoRE ¦ 5QU LoRE | Red Flag Warning - Destructive Fires | Equipment / facility failure | Aggregated | 2054 | 5.5457e-07 | 134.3564 | 7.451e-05 | 2054 | Mitigation | 0.95 | 45 | 0 | esc | 0.00097009 | 5.3798e-10 | 0.00097009 | 5.3798e-10 | 0.0027813 | 9.8357e-11 | 0.0063316 | 4.4264e-10
[120 empty] | 7.3.3.17.5 (Remote Grid) Updates to grid topology to minimize risk of ignition in HFTDs Remote GridWLDFREquipment / facility failureAggregated | WLDFR | HFTD - Distribution - Tier 3 - 3QU CoRE ¦ 5QU LoRE | Red Flag Warning - Destructive Fires | Equipment / facility failure | Aggregated | 2055 | 5.5457e-07 | 134.3564 | 7.451e-05 | 2055 | Mitigation | 0.95 | 45 | 0 | esc | 0.00097009 | 5.3798e-10 | 0.00097009 | 5.3798e-10 | 0.0027813 | 9.8357e-11 | 0.0063316 | 4.4264e-10
[120 empty] | 7.3.3.17.5 (Remote Grid) Updates to grid topology to minimize risk of ignition in HFTDs Remote GridWLDFREquipment / facility failureAggregated | WLDFR | HFTD - Distribution - Tier 3 - 3QU CoRE ¦ 5QU LoRE | Red Flag Warning - Destructive Fires | Equipment / facility failure | Aggregated | 2056 | 5.5457e-07 | 134.3564 | 7.451e-05 | 2056 | Mitigation | 0.95 | 45 | 0 | esc | 0.00097009 | 5.3798e-10 | 0.00097009 | 5.3798e-10 | 0.0027813 | 9.8357e-11 | 0.0063316 | 4.4264e-10
[120 empty] | 7.3.3.17.5 (Remote Grid) Updates to grid topology to minimize risk of ignition in HFTDs Remote GridWLDFREquipment / facility failureAggregated | WLDFR | HFTD - Distribution - Tier 3 - 3QU CoRE ¦ 5QU LoRE | Red Flag Warning - Destructive Fires | Equipment / facility failure | Aggregated | 2057 | 5.5457e-07 | 134.3564 | 7.451e-05 | 2057 | Mitigation | 0.95 | 45 | 0 | esc | 0.00097009 | 5.3798e-10 | 0.00097009 | 5.3798e-10 | 0.0027813 | 9.8357e-11 | 0.0063316 | 4.4264e-10
[120 empty] | 7.3.3.17.5 (Remote Grid) Updates to grid topology to minimize risk of ignition in HFTDs Remote GridWLDFREquipment / facility failureAggregated | WLDFR | HFTD - Distribution - Tier 3 - 3QU CoRE ¦ 5QU LoRE | Red Flag Warning - Destructive Fires | Equipment / facility failure | Aggregated | 2058 | 5.5457e-07 | 134.3564 | 7.451e-05 | 2058 | Mitigation | 0.95 | 45 | 0 | esc | 0.00097009 | 5.3798e-10 | 0.00097009 | 5.3798e-10 | 0.0027813 | 9.8357e-11 | 0.0063316 | 4.4264e-10
[120 empty] | 7.3.3.17.5 (Remote Grid) Updates to grid topology to minimize risk of ignition in HFTDs Remote GridWLDFREquipment / facility failureAggregated | WLDFR | HFTD - Distribution - Tier 3 - 3QU CoRE ¦ 5QU LoRE | Red Flag Warning - Destructive Fires | Equipment / facility failure | Aggregated | 2059 | 5.5457e-07 | 134.3564 | 7.451e-05 | 2059 | Mitigation | 0.95 | 45 | 0 | esc | 0.00097009 | 5.3798e-10 | 0.00097009 | 5.3798e-10 | 0.0027813 | 9.8357e-11 | 0.0063316 | 4.4264e-10
[120 empty] | 7.3.3.17.5 (Remote Grid) Updates to grid topology to minimize risk of ignition in HFTDs Remote GridWLDFREquipment / facility failureAggregated | WLDFR | HFTD - Distribution - Tier 3 - 3QU CoRE ¦ 5QU LoRE | Red Flag Warning - Destructive Fires | Equipment / facility failure | Aggregated | 2060 | 5.5457e-07 | 134.3564 | 7.451e-05 | 2060 | Mitigation | 0.95 | 45 | 0 | esc | 0.00097009 | 5.3798e-10 | 0.00097009 | 5.3798e-10 | 0.0027813 | 9.8357e-11 | 0.0063316 | 4.4264e-10
[120 empty] | 7.3.3.17.5 (Remote Grid) Updates to grid topology to minimize risk of ignition in HFTDs Remote GridWLDFREquipment / facility failureAggregated | WLDFR | HFTD - Distribution - Tier 3 - 3QU CoRE ¦ 5QU LoRE | Red Flag Warning - Destructive Fires | Equipment / facility failure | Aggregated | 2061 | 5.5457e-07 | 134.3564 | 7.451e-05 | 2061 | Mitigation | 0.95 | 45 | 0 | esc | 0.00097009 | 5.3798e-10 | 0.00097009 | 5.3798e-10 | 0.0027813 | 9.8357e-11 | 0.0063316 | 4.4264e-10
[120 empty] | 7.3.3.17.5 (Remote Grid) Updates to grid topology to minimize risk of ignition in HFTDs Remote GridWLDFREquipment / facility failureAggregated | WLDFR | HFTD - Distribution - Tier 3 - 3QU CoRE ¦ 5QU LoRE | Red Flag Warning - Destructive Fires | Equipment / facility failure | Aggregated | 2062 | 5.5457e-07 | 134.3564 | 7.451e-05 | 2062 | Mitigation | 0.95 | 45 | 0 | esc | 0.00097009 | 5.3798e-10 | 0.00097009 | 5.3798e-10 | 0.0027813 | 9.8357e-11 | 0.0063316 | 4.4264e-10
[120 empty] | 7.3.3.17.5 (Remote Grid) Updates to grid topology to minimize risk of ignition in HFTDs Remote GridWLDFREquipment / facility failureAggregated | WLDFR | HFTD - Distribution - Tier 3 - 3QU CoRE ¦ 5QU LoRE | Red Flag Warning - Destructive Fires | Equipment / facility failure | Aggregated | 2063 | 5.5457e-07 | 134.3564 | 7.451e-05 | 2063 | Mitigation | 0.95 | 45 | 0 | esc | 0.00097009 | 5.3798e-10 | 0.00097009 | 5.3798e-10 | 0.0027813 | 9.8357e-11 | 0.0063316 | 4.4264e-10
[120 empty] | 7.3.3.17.5 (Remote Grid) Updates to grid topology to minimize risk of ignition in HFTDs Remote GridWLDFREquipment / facility failureAggregated | WLDFR | HFTD - Distribution - Tier 3 - 3QU CoRE ¦ 5QU LoRE | Red Flag Warning - Destructive Fires | Equipment / facility failure | Aggregated | 2064 | 5.5457e-07 | 134.3564 | 7.451e-05 | 2064 | Mitigation | 0.95 | 45 | 0 | esc | 0.00097009 | 5.3798e-10 | 0.00097009 | 5.3798e-10 | 0.0027813 | 9.8357e-11 | 0.0063316 | 4.4264e-10
[120 empty] | 7.3.3.17.5 (Remote Grid) Updates to grid topology to minimize risk of ignition in HFTDs Remote GridWLDFREquipment / facility failureAggregated | WLDFR | HFTD - Distribution - Tier 3 - 3QU CoRE ¦ 5QU LoRE | Red Flag Warning - Destructive Fires | Equipment / facility failure | Aggregated | 2065 | 5.5457e-07 | 134.3564 | 7.451e-05 | 2065 | Mitigation | 0.95 | 45 | 0 | esc | 0.00097009 | 5.3798e-10 | 0.00097009 | 5.3798e-10 | 0.0027813 | 9.8357e-11 | 0.0063316 | 4.4264e-10
[120 empty] | 7.3.3.17.5 (Remote Grid) Updates to grid topology to minimize risk of ignition in HFTDs Remote GridWLDFREquipment / facility failureAggregated | WLDFR | HFTD - Distribution - Tier 3 - 3QU CoRE ¦ 5QU LoRE | Red Flag Warning - Destructive Fires | Equipment / facility failure | Aggregated | 2066 | 5.5457e-07 | 134.3564 | 7.451e-05 | 2066 | Mitigation | 0.95 | 45 | 0 | esc | 0.00097009 | 5.3798e-10 | 0.00097009 | 5.3798e-10 | 0.0027813 | 9.8357e-11 | 0.0063316 | 4.4264e-10
[120 empty] | 7.3.3.17.5 (Remote Grid) Updates to grid topology to minimize risk of ignition in HFTDs Remote GridWLDFREquipment / facility failureAggregated | WLDFR | HFTD - Distribution - Tier 3 - 3QU CoRE ¦ 5QU LoRE | Red Flag Warning - Destructive Fires | Equipment / facility failure | Aggregated | 2067 | 5.5457e-07 | 134.3564 | 7.451e-05 | 2067 | Mitigation | 0.95 | 45 | 0 | esc | 0 | 0 | 0.00097009 | 5.3798e-10 | 0.0027813 | 9.8357e-11 | 0.0063316 | 4.4264e-10
[120 empty] | 7.3.3.17.5 (Remote Grid) Updates to grid topology to minimize risk of ignition in HFTDs Remote GridWLDFRVegetation ContactAggregated | WLDFR | HFTD - Distribution - Tier 3 - 3QU CoRE ¦ 5QU LoRE | Red Flag Warning - Destructive Fires | Vegetation Contact | Aggregated | 2022 | 1.5359e-06 | 134.3564 | 0.00020635 | 2022 | Mitigation | 0.95 | 45 | 0 | esc | 0.00097009 | 1.4899e-09 | 0 | 0 | 0.0027813 | 9.8357e-11 | 0 | 0
[120 empty] | 7.3.3.17.5 (Remote Grid) Updates to grid topology to minimize risk of ignition in HFTDs Remote GridWLDFRVegetation ContactAggregated | WLDFR | HFTD - Distribution - Tier 3 - 3QU CoRE ¦ 5QU LoRE | Red Flag Warning - Destructive Fires | Vegetation Contact | Aggregated | 2023 | 1.5359e-06 | 134.3564 | 0.00020635 | 2023 | Mitigation | 0.95 | 45 | 0 | esc | 0.00097009 | 1.4899e-09 | 0.00097009 | 1.4899e-09 | 0.0027813 | 9.8357e-11 | 0 | 0
[120 empty] | 7.3.3.17.5 (Remote Grid) Updates to grid topology to minimize risk of ignition in HFTDs Remote GridWLDFRVegetation ContactAggregated | WLDFR | HFTD - Distribution - Tier 3 - 3QU CoRE ¦ 5QU LoRE | Red Flag Warning - Destructive Fires | Vegetation Contact | Aggregated | 2024 | 1.5359e-06 | 134.3564 | 0.00020635 | 2024 | Mitigation | 0.95 | 45 | 0 | esc | 0.00097009 | 1.4899e-09 | 0.00097009 | 1.4899e-09 | 0.0027813 | 9.8357e-11 | 0.012004 | 3.6339e-09
[120 empty] | 7.3.3.17.5 (Remote Grid) Updates to grid topology to minimize risk of ignition in HFTDs Remote GridWLDFRVegetation ContactAggregated | WLDFR | HFTD - Distribution - Tier 3 - 3QU CoRE ¦ 5QU LoRE | Red Flag Warning - Destructive Fires | Vegetation Contact | Aggregated | 2025 | 1.5359e-06 | 134.3564 | 0.00020635 | 2025 | Mitigation | 0.95 | 45 | 0 | esc | 0.00097009 | 1.4899e-09 | 0.00097009 | 1.4899e-09 | 0.0027813 | 9.8357e-11 | 0.012004 | 3.6339e-09
[120 empty] | 7.3.3.17.5 (Remote Grid) Updates to grid topology to minimize risk of ignition in HFTDs Remote GridWLDFRVegetation ContactAggregated | WLDFR | HFTD - Distribution - Tier 3 - 3QU CoRE ¦ 5QU LoRE | Red Flag Warning - Destructive Fires | Vegetation Contact | Aggregated | 2026 | 1.5359e-06 | 134.3564 | 0.00020635 | 2026 | Mitigation | 0.95 | 45 | 0 | esc | 0.00097009 | 1.4899e-09 | 0.00097009 | 1.4899e-09 | 0.0027813 | 9.8357e-11 | 0.012004 | 3.6339e-09
[120 empty] | 7.3.3.17.5 (Remote Grid) Updates to grid topology to minimize risk of ignition in HFTDs Remote GridWLDFRVegetation ContactAggregated | WLDFR | HFTD - Distribution - Tier 3 - 3QU CoRE ¦ 5QU LoRE | Red Flag Warning - Destructive Fires | Vegetation Contact | Aggregated | 2027 | 1.5359e-06 | 134.3564 | 0.00020635 | 2027 | Mitigation | 0.95 | 45 | 0 | esc | 0.00097009 | 1.4899e-09 | 0.00097009 | 1.4899e-09 | 0.0027813 | 9.8357e-11 | 0.012004 | 3.6339e-09
[120 empty] | 7.3.3.17.5 (Remote Grid) Updates to grid topology to minimize risk of ignition in HFTDs Remote GridWLDFRVegetation ContactAggregated | WLDFR | HFTD - Distribution - Tier 3 - 3QU CoRE ¦ 5QU LoRE | Red Flag Warning - Destructive Fires | Vegetation Contact | Aggregated | 2028 | 1.5359e-06 | 134.3564 | 0.00020635 | 2028 | Mitigation | 0.95 | 45 | 0 | esc | 0.00097009 | 1.4899e-09 | 0.00097009 | 1.4899e-09 | 0.0027813 | 9.8357e-11 | 0.012004 | 3.6339e-09
[120 empty] | 7.3.3.17.5 (Remote Grid) Updates to grid topology to minimize risk of ignition in HFTDs Remote GridWLDFRVegetation ContactAggregated | WLDFR | HFTD - Distribution - Tier 3 - 3QU CoRE ¦ 5QU LoRE | Red Flag Warning - Destructive Fires | Vegetation Contact | Aggregated | 2029 | 1.5359e-06 | 134.3564 | 0.00020635 | 2029 | Mitigation | 0.95 | 45 | 0 | esc | 0.00097009 | 1.4899e-09 | 0.00097009 | 1.4899e-09 | 0.0027813 | 9.8357e-11 | 0.012004 | 3.6339e-09
[120 empty] | 7.3.3.17.5 (Remote Grid) Updates to grid topology to minimize risk of ignition in HFTDs Remote GridWLDFRVegetation ContactAggregated | WLDFR | HFTD - Distribution - Tier 3 - 3QU CoRE ¦ 5QU LoRE | Red Flag Warning - Destructive Fires | Vegetation Contact | Aggregated | 2030 | 1.5359e-06 | 134.3564 | 0.00020635 | 2030 | Mitigation | 0.95 | 45 | 0 | esc | 0.00097009 | 1.4899e-09 | 0.00097009 | 1.4899e-09 | 0.0027813 | 9.8357e-11 | 0.012004 | 3.6339e-09
[120 empty] | 7.3.3.17.5 (Remote Grid) Updates to grid topology to minimize risk of ignition in HFTDs Remote GridWLDFRVegetation ContactAggregated | WLDFR | HFTD - Distribution - Tier 3 - 3QU CoRE ¦ 5QU LoRE | Red Flag Warning - Destructive Fires | Vegetation Contact | Aggregated | 2031 | 1.5359e-06 | 134.3564 | 0.00020635 | 2031 | Mitigation | 0.95 | 45 | 0 | esc | 0.00097009 | 1.4899e-09 | 0.00097009 | 1.4899e-09 | 0.0027813 | 9.8357e-11 | 0.012004 | 3.6339e-09
[120 empty] | 7.3.3.17.5 (Remote Grid) Updates to grid topology to minimize risk of ignition in HFTDs Remote GridWLDFRVegetation ContactAggregated | WLDFR | HFTD - Distribution - Tier 3 - 3QU CoRE ¦ 5QU LoRE | Red Flag Warning - Destructive Fires | Vegetation Contact | Aggregated | 2032 | 1.5359e-06 | 134.3564 | 0.00020635 | 2032 | Mitigation | 0.95 | 45 | 0 | esc | 0.00097009 | 1.4899e-09 | 0.00097009 | 1.4899e-09 | 0.0027813 | 9.8357e-11 | 0.012004 | 3.6339e-09
[120 empty] | 7.3.3.17.5 (Remote Grid) Updates to grid topology to minimize risk of ignition in HFTDs Remote GridWLDFRVegetation ContactAggregated | WLDFR | HFTD - Distribution - Tier 3 - 3QU CoRE ¦ 5QU LoRE | Red Flag Warning - Destructive Fires | Vegetation Contact | Aggregated | 2033 | 1.5359e-06 | 134.3564 | 0.00020635 | 2033 | Mitigation | 0.95 | 45 | 0 | esc | 0.00097009 | 1.4899e-09 | 0.00097009 | 1.4899e-09 | 0.0027813 | 9.8357e-11 | 0.012004 | 3.6339e-09
[120 empty] | 7.3.3.17.5 (Remote Grid) Updates to grid topology to minimize risk of ignition in HFTDs Remote GridWLDFRVegetation ContactAggregated | WLDFR | HFTD - Distribution - Tier 3 - 3QU CoRE ¦ 5QU LoRE | Red Flag Warning - Destructive Fires | Vegetation Contact | Aggregated | 2034 | 1.5359e-06 | 134.3564 | 0.00020635 | 2034 | Mitigation | 0.95 | 45 | 0 | esc | 0.00097009 | 1.4899e-09 | 0.00097009 | 1.4899e-09 | 0.0027813 | 9.8357e-11 | 0.012004 | 3.6339e-09
[120 empty] | 7.3.3.17.5 (Remote Grid) Updates to grid topology to minimize risk of ignition in HFTDs Remote GridWLDFRVegetation ContactAggregated | WLDFR | HFTD - Distribution - Tier 3 - 3QU CoRE ¦ 5QU LoRE | Red Flag Warning - Destructive Fires | Vegetation Contact | Aggregated | 2035 | 1.5359e-06 | 134.3564 | 0.00020635 | 2035 | Mitigation | 0.95 | 45 | 0 | esc | 0.00097009 | 1.4899e-09 | 0.00097009 | 1.4899e-09 | 0.0027813 | 9.8357e-11 | 0.012004 | 3.6339e-09
[120 empty] | 7.3.3.17.5 (Remote Grid) Updates to grid topology to minimize risk of ignition in HFTDs Remote GridWLDFRVegetation ContactAggregated | WLDFR | HFTD - Distribution - Tier 3 - 3QU CoRE ¦ 5QU LoRE | Red Flag Warning - Destructive Fires | Vegetation Contact | Aggregated | 2036 | 1.5359e-06 | 134.3564 | 0.00020635 | 2036 | Mitigation | 0.95 | 45 | 0 | esc | 0.00097009 | 1.4899e-09 | 0.00097009 | 1.4899e-09 | 0.0027813 | 9.8357e-11 | 0.012004 | 3.6339e-09
[120 empty] | 7.3.3.17.5 (Remote Grid) Updates to grid topology to minimize risk of ignition in HFTDs Remote GridWLDFRVegetation ContactAggregated | WLDFR | HFTD - Distribution - Tier 3 - 3QU CoRE ¦ 5QU LoRE | Red Flag Warning - Destructive Fires | Vegetation Contact | Aggregated | 2037 | 1.5359e-06 | 134.3564 | 0.00020635 | 2037 | Mitigation | 0.95 | 45 | 0 | esc | 0.00097009 | 1.4899e-09 | 0.00097009 | 1.4899e-09 | 0.0027813 | 9.8357e-11 | 0.012004 | 3.6339e-09
[120 empty] | 7.3.3.17.5 (Remote Grid) Updates to grid topology to minimize risk of ignition in HFTDs Remote GridWLDFRVegetation ContactAggregated | WLDFR | HFTD - Distribution - Tier 3 - 3QU CoRE ¦ 5QU LoRE | Red Flag Warning - Destructive Fires | Vegetation Contact | Aggregated | 2038 | 1.5359e-06 | 134.3564 | 0.00020635 | 2038 | Mitigation | 0.95 | 45 | 0 | esc | 0.00097009 | 1.4899e-09 | 0.00097009 | 1.4899e-09 | 0.0027813 | 9.8357e-11 | 0.012004 | 3.6339e-09
[120 empty] | 7.3.3.17.5 (Remote Grid) Updates to grid topology to minimize risk of ignition in HFTDs Remote GridWLDFRVegetation ContactAggregated | WLDFR | HFTD - Distribution - Tier 3 - 3QU CoRE ¦ 5QU LoRE | Red Flag Warning - Destructive Fires | Vegetation Contact | Aggregated | 2039 | 1.5359e-06 | 134.3564 | 0.00020635 | 2039 | Mitigation | 0.95 | 45 | 0 | esc | 0.00097009 | 1.4899e-09 | 0.00097009 | 1.4899e-09 | 0.0027813 | 9.8357e-11 | 0.012004 | 3.6339e-09
[120 empty] | 7.3.3.17.5 (Remote Grid) Updates to grid topology to minimize risk of ignition in HFTDs Remote GridWLDFRVegetation ContactAggregated | WLDFR | HFTD - Distribution - Tier 3 - 3QU CoRE ¦ 5QU LoRE | Red Flag Warning - Destructive Fires | Vegetation Contact | Aggregated | 2040 | 1.5359e-06 | 134.3564 | 0.00020635 | 2040 | Mitigation | 0.95 | 45 | 0 | esc | 0.00097009 | 1.4899e-09 | 0.00097009 | 1.4899e-09 | 0.0027813 | 9.8357e-11 | 0.012004 | 3.6339e-09
[120 empty] | 7.3.3.17.5 (Remote Grid) Updates to grid topology to minimize risk of ignition in HFTDs Remote GridWLDFRVegetation ContactAggregated | WLDFR | HFTD - Distribution - Tier 3 - 3QU CoRE ¦ 5QU LoRE | Red Flag Warning - Destructive Fires | Vegetation Contact | Aggregated | 2041 | 1.5359e-06 | 134.3564 | 0.00020635 | 2041 | Mitigation | 0.95 | 45 | 0 | esc | 0.00097009 | 1.4899e-09 | 0.00097009 | 1.4899e-09 | 0.0027813 | 9.8357e-11 | 0.012004 | 3.6339e-09
[120 empty] | 7.3.3.17.5 (Remote Grid) Updates to grid topology to minimize risk of ignition in HFTDs Remote GridWLDFRVegetation ContactAggregated | WLDFR | HFTD - Distribution - Tier 3 - 3QU CoRE ¦ 5QU LoRE | Red Flag Warning - Destructive Fires | Vegetation Contact | Aggregated | 2042 | 1.5359e-06 | 134.3564 | 0.00020635 | 2042 | Mitigation | 0.95 | 45 | 0 | esc | 0.00097009 | 1.4899e-09 | 0.00097009 | 1.4899e-09 | 0.0027813 | 9.8357e-11 | 0.012004 | 3.6339e-09
[120 empty] | 7.3.3.17.5 (Remote Grid) Updates to grid topology to minimize risk of ignition in HFTDs Remote GridWLDFRVegetation ContactAggregated | WLDFR | HFTD - Distribution - Tier 3 - 3QU CoRE ¦ 5QU LoRE | Red Flag Warning - Destructive Fires | Vegetation Contact | Aggregated | 2043 | 1.5359e-06 | 134.3564 | 0.00020635 | 2043 | Mitigation | 0.95 | 45 | 0 | esc | 0.00097009 | 1.4899e-09 | 0.00097009 | 1.4899e-09 | 0.0027813 | 9.8357e-11 | 0.012004 | 3.6339e-09
[120 empty] | 7.3.3.17.5 (Remote Grid) Updates to grid topology to minimize risk of ignition in HFTDs Remote GridWLDFRVegetation ContactAggregated | WLDFR | HFTD - Distribution - Tier 3 - 3QU CoRE ¦ 5QU LoRE | Red Flag Warning - Destructive Fires | Vegetation Contact | Aggregated | 2044 | 1.5359e-06 | 134.3564 | 0.00020635 | 2044 | Mitigation | 0.95 | 45 | 0 | esc | 0.00097009 | 1.4899e-09 | 0.00097009 | 1.4899e-09 | 0.0027813 | 9.8357e-11 | 0.012004 | 3.6339e-09
[120 empty] | 7.3.3.17.5 (Remote Grid) Updates to grid topology to minimize risk of ignition in HFTDs Remote GridWLDFRVegetation ContactAggregated | WLDFR | HFTD - Distribution - Tier 3 - 3QU CoRE ¦ 5QU LoRE | Red Flag Warning - Destructive Fires | Vegetation Contact | Aggregated | 2045 | 1.5359e-06 | 134.3564 | 0.00020635 | 2045 | Mitigation | 0.95 | 45 | 0 | esc | 0.00097009 | 1.4899e-09 | 0.00097009 | 1.4899e-09 | 0.0027813 | 9.8357e-11 | 0.012004 | 3.6339e-09
[120 empty] | 7.3.3.17.5 (Remote Grid) Updates to grid topology to minimize risk of ignition in HFTDs Remote GridWLDFRVegetation ContactAggregated | WLDFR | HFTD - Distribution - Tier 3 - 3QU CoRE ¦ 5QU LoRE | Red Flag Warning - Destructive Fires | Vegetation Contact | Aggregated | 2046 | 1.5359e-06 | 134.3564 | 0.00020635 | 2046 | Mitigation | 0.95 | 45 | 0 | esc | 0.00097009 | 1.4899e-09 | 0.00097009 | 1.4899e-09 | 0.0027813 | 9.8357e-11 | 0.012004 | 3.6339e-09
[120 empty] | 7.3.3.17.5 (Remote Grid) Updates to grid topology to minimize risk of ignition in HFTDs Remote GridWLDFRVegetation ContactAggregated | WLDFR | HFTD - Distribution - Tier 3 - 3QU CoRE ¦ 5QU LoRE | Red Flag Warning - Destructive Fires | Vegetation Contact | Aggregated | 2047 | 1.5359e-06 | 134.3564 | 0.00020635 | 2047 | Mitigation | 0.95 | 45 | 0 | esc | 0.00097009 | 1.4899e-09 | 0.00097009 | 1.4899e-09 | 0.0027813 | 9.8357e-11 | 0.012004 | 3.6339e-09
[120 empty] | 7.3.3.17.5 (Remote Grid) Updates to grid topology to minimize risk of ignition in HFTDs Remote GridWLDFRVegetation ContactAggregated | WLDFR | HFTD - Distribution - Tier 3 - 3QU CoRE ¦ 5QU LoRE | Red Flag Warning - Destructive Fires | Vegetation Contact | Aggregated | 2048 | 1.5359e-06 | 134.3564 | 0.00020635 | 2048 | Mitigation | 0.95 | 45 | 0 | esc | 0.00097009 | 1.4899e-09 | 0.00097009 | 1.4899e-09 | 0.0027813 | 9.8357e-11 | 0.012004 | 3.6339e-09
[120 empty] | 7.3.3.17.5 (Remote Grid) Updates to grid topology to minimize risk of ignition in HFTDs Remote GridWLDFRVegetation ContactAggregated | WLDFR | HFTD - Distribution - Tier 3 - 3QU CoRE ¦ 5QU LoRE | Red Flag Warning - Destructive Fires | Vegetation Contact | Aggregated | 2049 | 1.5359e-06 | 134.3564 | 0.00020635 | 2049 | Mitigation | 0.95 | 45 | 0 | esc | 0.00097009 | 1.4899e-09 | 0.00097009 | 1.4899e-09 | 0.0027813 | 9.8357e-11 | 0.012004 | 3.6339e-09
[120 empty] | 7.3.3.17.5 (Remote Grid) Updates to grid topology to minimize risk of ignition in HFTDs Remote GridWLDFRVegetation ContactAggregated | WLDFR | HFTD - Distribution - Tier 3 - 3QU CoRE ¦ 5QU LoRE | Red Flag Warning - Destructive Fires | Vegetation Contact | Aggregated | 2050 | 1.5359e-06 | 134.3564 | 0.00020635 | 2050 | Mitigation | 0.95 | 45 | 0 | esc | 0.00097009 | 1.4899e-09 | 0.00097009 | 1.4899e-09 | 0 | 0 | 0.012004 | 3.6339e-09
[120 empty] | 7.3.3.17.5 (Remote Grid) Updates to grid topology to minimize risk of ignition in HFTDs Remote GridWLDFRVegetation ContactAggregated | WLDFR | HFTD - Distribution - Tier 3 - 3QU CoRE ¦ 5QU LoRE | Red Flag Warning - Destructive Fires | Vegetation Contact | Aggregated | 2051 | 1.5359e-06 | 134.3564 | 0.00020635 | 2051 | Mitigation | 0.95 | 45 | 0 | esc | 0.00097009 | 1.4899e-09 | 0.00097009 | 1.4899e-09 | 0.0027813 | 1.8487e-06 | 0.012004 | 3.6339e-09
[120 empty] | 7.3.3.17.5 (Remote Grid) Updates to grid topology to minimize risk of ignition in HFTDs Remote GridWLDFRVegetation ContactAggregated | WLDFR | HFTD - Distribution - Tier 3 - 3QU CoRE ¦ 5QU LoRE | Red Flag Warning - Destructive Fires | Vegetation Contact | Aggregated | 2052 | 1.5359e-06 | 134.3564 | 0.00020635 | 2052 | Mitigation | 0.95 | 45 | 0 | esc | 0.00097009 | 1.4899e-09 | 0.00097009 | 1.4899e-09 | 0.0027813 | 1.8487e-06 | 0.012004 | 3.6339e-09
[120 empty] | 7.3.3.17.5 (Remote Grid) Updates to grid topology to minimize risk of ignition in HFTDs Remote GridWLDFRVegetation ContactAggregated | WLDFR | HFTD - Distribution - Tier 3 - 3QU CoRE ¦ 5QU LoRE | Red Flag Warning - Destructive Fires | Vegetation Contact | Aggregated | 2053 | 1.5359e-06 | 134.3564 | 0.00020635 | 2053 | Mitigation | 0.95 | 45 | 0 | esc | 0.00097009 | 1.4899e-09 | 0.00097009 | 1.4899e-09 | 0.0027813 | 1.8487e-06 | 0.012004 | 3.6339e-09
[120 empty] | 7.3.3.17.5 (Remote Grid) Updates to grid topology to minimize risk of ignition in HFTDs Remote GridWLDFRVegetation ContactAggregated | WLDFR | HFTD - Distribution - Tier 3 - 3QU CoRE ¦ 5QU LoRE | Red Flag Warning - Destructive Fires | Vegetation Contact | Aggregated | 2054 | 1.5359e-06 | 134.3564 | 0.00020635 | 2054 | Mitigation | 0.95 | 45 | 0 | esc | 0.00097009 | 1.4899e-09 | 0.00097009 | 1.4899e-09 | 0.0027813 | 1.8487e-06 | 0 | 0
[120 empty] | 7.3.3.17.5 (Remote Grid) Updates to grid topology to minimize risk of ignition in HFTDs Remote GridWLDFRVegetation ContactAggregated | WLDFR | HFTD - Distribution - Tier 3 - 3QU CoRE ¦ 5QU LoRE | Red Flag Warning - Destructive Fires | Vegetation Contact | Aggregated | 2055 | 1.5359e-06 | 134.3564 | 0.00020635 | 2055 | Mitigation | 0.95 | 45 | 0 | esc | 0.00097009 | 1.4899e-09 | 0.00097009 | 1.4899e-09 | 0.0027813 | 1.8487e-06 | 0 | 0
[120 empty] | 7.3.3.17.5 (Remote Grid) Updates to grid topology to minimize risk of ignition in HFTDs Remote GridWLDFRVegetation ContactAggregated | WLDFR | HFTD - Distribution - Tier 3 - 3QU CoRE ¦ 5QU LoRE | Red Flag Warning - Destructive Fires | Vegetation Contact | Aggregated | 2056 | 1.5359e-06 | 134.3564 | 0.00020635 | 2056 | Mitigation | 0.95 | 45 | 0 | esc | 0.00097009 | 1.4899e-09 | 0.00097009 | 1.4899e-09 | 0.0027813 | 1.8487e-06 | 0.010025 | 5.1118e-09
[120 empty] | 7.3.3.17.5 (Remote Grid) Updates to grid topology to minimize risk of ignition in HFTDs Remote GridWLDFRVegetation ContactAggregated | WLDFR | HFTD - Distribution - Tier 3 - 3QU CoRE ¦ 5QU LoRE | Red Flag Warning - Destructive Fires | Vegetation Contact | Aggregated | 2057 | 1.5359e-06 | 134.3564 | 0.00020635 | 2057 | Mitigation | 0.95 | 45 | 0 | esc | 0.00097009 | 1.4899e-09 | 0.00097009 | 1.4899e-09 | 0.0027813 | 1.8487e-06 | 0.010025 | 5.1118e-09
[120 empty] | 7.3.3.17.5 (Remote Grid) Updates to grid topology to minimize risk of ignition in HFTDs Remote GridWLDFRVegetation ContactAggregated | WLDFR | HFTD - Distribution - Tier 3 - 3QU CoRE ¦ 5QU LoRE | Red Flag Warning - Destructive Fires | Vegetation Contact | Aggregated | 2058 | 1.5359e-06 | 134.3564 | 0.00020635 | 2058 | Mitigation | 0.95 | 45 | 0 | esc | 0.00097009 | 1.4899e-09 | 0.00097009 | 1.4899e-09 | 0.0027813 | 1.8487e-06 | 0.010025 | 5.1118e-09
[120 empty] | 7.3.3.17.5 (Remote Grid) Updates to grid topology to minimize risk of ignition in HFTDs Remote GridWLDFRVegetation ContactAggregated | WLDFR | HFTD - Distribution - Tier 3 - 3QU CoRE ¦ 5QU LoRE | Red Flag Warning - Destructive Fires | Vegetation Contact | Aggregated | 2059 | 1.5359e-06 | 134.3564 | 0.00020635 | 2059 | Mitigation | 0.95 | 45 | 0 | esc | 0.00097009 | 1.4899e-09 | 0.00097009 | 1.4899e-09 | 0.0027813 | 1.8487e-06 | 0.010025 | 5.1118e-09
[120 empty] | 7.3.3.17.5 (Remote Grid) Updates to grid topology to minimize risk of ignition in HFTDs Remote GridWLDFRVegetation ContactAggregated | WLDFR | HFTD - Distribution - Tier 3 - 3QU CoRE ¦ 5QU LoRE | Red Flag Warning - Destructive Fires | Vegetation Contact | Aggregated | 2060 | 1.5359e-06 | 134.3564 | 0.00020635 | 2060 | Mitigation | 0.95 | 45 | 0 | esc | 0.00097009 | 1.4899e-09 | 0.00097009 | 1.4899e-09 | 0.0027813 | 1.8487e-06 | 0.010025 | 5.1118e-09
[120 empty] | 7.3.3.17.5 (Remote Grid) Updates to grid topology to minimize risk of ignition in HFTDs Remote GridWLDFRVegetation ContactAggregated | WLDFR | HFTD - Distribution - Tier 3 - 3QU CoRE ¦ 5QU LoRE | Red Flag Warning - Destructive Fires | Vegetation Contact | Aggregated | 2061 | 1.5359e-06 | 134.3564 | 0.00020635 | 2061 | Mitigation | 0.95 | 45 | 0 | esc | 0.00097009 | 1.4899e-09 | 0.00097009 | 1.4899e-09 | 0.0027813 | 1.8487e-06 | 0.010025 | 5.1118e-09
[120 empty] | 7.3.3.17.5 (Remote Grid) Updates to grid topology to minimize risk of ignition in HFTDs Remote GridWLDFRVegetation ContactAggregated | WLDFR | HFTD - Distribution - Tier 3 - 3QU CoRE ¦ 5QU LoRE | Red Flag Warning - Destructive Fires | Vegetation Contact | Aggregated | 2062 | 1.5359e-06 | 134.3564 | 0.00020635 | 2062 | Mitigation | 0.95 | 45 | 0 | esc | 0.00097009 | 1.4899e-09 | 0.00097009 | 1.4899e-09 | 0.0027813 | 1.8487e-06 | 0.010025 | 5.1118e-09
[120 empty] | 7.3.3.17.5 (Remote Grid) Updates to grid topology to minimize risk of ignition in HFTDs Remote GridWLDFRVegetation ContactAggregated | WLDFR | HFTD - Distribution - Tier 3 - 3QU CoRE ¦ 5QU LoRE | Red Flag Warning - Destructive Fires | Vegetation Contact | Aggregated | 2063 | 1.5359e-06 | 134.3564 | 0.00020635 | 2063 | Mitigation | 0.95 | 45 | 0 | esc | 0.00097009 | 1.4899e-09 | 0.00097009 | 1.4899e-09 | 0.0027813 | 1.8487e-06 | 0.010025 | 5.1118e-09
[120 empty] | 7.3.3.17.5 (Remote Grid) Updates to grid topology to minimize risk of ignition in HFTDs Remote GridWLDFRVegetation ContactAggregated | WLDFR | HFTD - Distribution - Tier 3 - 3QU CoRE ¦ 5QU LoRE | Red Flag Warning - Destructive Fires | Vegetation Contact | Aggregated | 2064 | 1.5359e-06 | 134.3564 | 0.00020635 | 2064 | Mitigation | 0.95 | 45 | 0 | esc | 0.00097009 | 1.4899e-09 | 0.00097009 | 1.4899e-09 | 0.0027813 | 1.8487e-06 | 0.010025 | 5.1118e-09
[120 empty] | 7.3.3.17.5 (Remote Grid) Updates to grid topology to minimize risk of ignition in HFTDs Remote GridWLDFRVegetation ContactAggregated | WLDFR | HFTD - Distribution - Tier 3 - 3QU CoRE ¦ 5QU LoRE | Red Flag Warning - Destructive Fires | Vegetation Contact | Aggregated | 2065 | 1.5359e-06 | 134.3564 | 0.00020635 | 2065 | Mitigation | 0.95 | 45 | 0 | esc | 0.00097009 | 1.4899e-09 | 0.00097009 | 1.4899e-09 | 0.0027813 | 1.8487e-06 | 0.010025 | 5.1118e-09
[120 empty] | 7.3.3.17.5 (Remote Grid) Updates to grid topology to minimize risk of ignition in HFTDs Remote GridWLDFRVegetation ContactAggregated | WLDFR | HFTD - Distribution - Tier 3 - 3QU CoRE ¦ 5QU LoRE | Red Flag Warning - Destructive Fires | Vegetation Contact | Aggregated | 2066 | 1.5359e-06 | 134.3564 | 0.00020635 | 2066 | Mitigation | 0.95 | 45 | 0 | esc | 0.00097009 | 1.4899e-09 | 0.00097009 | 1.4899e-09 | 0.0027813 | 1.8487e-06 | 0.010025 | 5.1118e-09
[120 empty] | 7.3.3.17.5 (Remote Grid) Updates to grid topology to minimize risk of ignition in HFTDs Remote GridWLDFRVegetation ContactAggregated | WLDFR | HFTD - Distribution - Tier 3 - 3QU CoRE ¦ 5QU LoRE | Red Flag Warning - Destructive Fires | Vegetation Contact | Aggregated | 2067 | 1.5359e-06 | 134.3564 | 0.00020635 | 2067 | Mitigation | 0.95 | 45 | 0 | esc | 0 | 0 | 0.00097009 | 1.4899e-09 | 0.0027813 | 1.8487e-06 | 0.010025 | 5.1118e-09
[120 empty] | 7.3.3.17.5 (Remote Grid) Updates to grid topology to minimize risk of ignition in HFTDs Remote GridWLDFREquipment / facility failureAggregated | WLDFR | HFTD - Distribution - Tier 3 - 3QU CoRE ¦ 5QU LoRE | Red Flag Warning - Large Fires | Equipment / facility failure | Aggregated | 2022 | 3.6844e-06 | 134.3564 | 0.00049502 | 2022 | Mitigation | 0.95 | 45 | 0 | esc | 0.00097009 | 3.5742e-09 | 0 | 0 | 0.0027813 | 1.8487e-06 | 0.010025 | 5.1118e-09
[120 empty] | 7.3.3.17.5 (Remote Grid) Updates to grid topology to minimize risk of ignition in HFTDs Remote GridWLDFREquipment / facility failureAggregated | WLDFR | HFTD - Distribution - Tier 3 - 3QU CoRE ¦ 5QU LoRE | Red Flag Warning - Large Fires | Equipment / facility failure | Aggregated | 2023 | 3.6844e-06 | 134.3564 | 0.00049502 | 2023 | Mitigation | 0.95 | 45 | 0 | esc | 0.00097009 | 3.5742e-09 | 0.00097009 | 3.5742e-09 | 0.0027813 | 1.8487e-06 | 0.010025 | 5.1118e-09
[120 empty] | 7.3.3.17.5 (Remote Grid) Updates to grid topology to minimize risk of ignition in HFTDs Remote GridWLDFREquipment / facility failureAggregated | WLDFR | HFTD - Distribution - Tier 3 - 3QU CoRE ¦ 5QU LoRE | Red Flag Warning - Large Fires | Equipment / facility failure | Aggregated | 2024 | 3.6844e-06 | 134.3564 | 0.00049502 | 2024 | Mitigation | 0.95 | 45 | 0 | esc | 0.00097009 | 3.5742e-09 | 0.00097009 | 3.5742e-09 | 0.0027813 | 1.8487e-06 | 0.010025 | 5.1118e-09
[120 empty] | 7.3.3.17.5 (Remote Grid) Updates to grid topology to minimize risk of ignition in HFTDs Remote GridWLDFREquipment / facility failureAggregated | WLDFR | HFTD - Distribution - Tier 3 - 3QU CoRE ¦ 5QU LoRE | Red Flag Warning - Large Fires | Equipment / facility failure | Aggregated | 2025 | 3.6844e-06 | 134.3564 | 0.00049502 | 2025 | Mitigation | 0.95 | 45 | 0 | esc | 0.00097009 | 3.5742e-09 | 0.00097009 | 3.5742e-09 | 0.0027813 | 1.8487e-06 | 0.010025 | 5.1118e-09
[120 empty] | 7.3.3.17.5 (Remote Grid) Updates to grid topology to minimize risk of ignition in HFTDs Remote GridWLDFREquipment / facility failureAggregated | WLDFR | HFTD - Distribution - Tier 3 - 3QU CoRE ¦ 5QU LoRE | Red Flag Warning - Large Fires | Equipment / facility failure | Aggregated | 2026 | 3.6844e-06 | 134.3564 | 0.00049502 | 2026 | Mitigation | 0.95 | 45 | 0 | esc | 0.00097009 | 3.5742e-09 | 0.00097009 | 3.5742e-09 | 0.0027813 | 1.8487e-06 | 0.010025 | 5.1118e-09
[120 empty] | 7.3.3.17.5 (Remote Grid) Updates to grid topology to minimize risk of ignition in HFTDs Remote GridWLDFREquipment / facility failureAggregated | WLDFR | HFTD - Distribution - Tier 3 - 3QU CoRE ¦ 5QU LoRE | Red Flag Warning - Large Fires | Equipment / facility failure | Aggregated | 2027 | 3.6844e-06 | 134.3564 | 0.00049502 | 2027 | Mitigation | 0.95 | 45 | 0 | esc | 0.00097009 | 3.5742e-09 | 0.00097009 | 3.5742e-09 | 0.0027813 | 1.8487e-06 | 0.010025 | 5.1118e-09
[120 empty] | 7.3.3.17.5 (Remote Grid) Updates to grid topology to minimize risk of ignition in HFTDs Remote GridWLDFREquipment / facility failureAggregated | WLDFR | HFTD - Distribution - Tier 3 - 3QU CoRE ¦ 5QU LoRE | Red Flag Warning - Large Fires | Equipment / facility failure | Aggregated | 2028 | 3.6844e-06 | 134.3564 | 0.00049502 | 2028 | Mitigation | 0.95 | 45 | 0 | esc | 0.00097009 | 3.5742e-09 | 0.00097009 | 3.5742e-09 | 0.0027813 | 1.8487e-06 | 0.010025 | 5.1118e-09
[120 empty] | 7.3.3.17.5 (Remote Grid) Updates to grid topology to minimize risk of ignition in HFTDs Remote GridWLDFREquipment / facility failureAggregated | WLDFR | HFTD - Distribution - Tier 3 - 3QU CoRE ¦ 5QU LoRE | Red Flag Warning - Large Fires | Equipment / facility failure | Aggregated | 2029 | 3.6844e-06 | 134.3564 | 0.00049502 | 2029 | Mitigation | 0.95 | 45 | 0 | esc | 0.00097009 | 3.5742e-09 | 0.00097009 | 3.5742e-09 | 0.0027813 | 1.8487e-06 | 0.010025 | 5.1118e-09
[120 empty] | 7.3.3.17.5 (Remote Grid) Updates to grid topology to minimize risk of ignition in HFTDs Remote GridWLDFREquipment / facility failureAggregated | WLDFR | HFTD - Distribution - Tier 3 - 3QU CoRE ¦ 5QU LoRE | Red Flag Warning - Large Fires | Equipment / facility failure | Aggregated | 2030 | 3.6844e-06 | 134.3564 | 0.00049502 | 2030 | Mitigation | 0.95 | 45 | 0 | esc | 0.00097009 | 3.5742e-09 | 0.00097009 | 3.5742e-09 | 0.0027813 | 1.8487e-06 | 0.010025 | 5.1118e-09
[120 empty] | 7.3.3.17.5 (Remote Grid) Updates to grid topology to minimize risk of ignition in HFTDs Remote GridWLDFREquipment / facility failureAggregated | WLDFR | HFTD - Distribution - Tier 3 - 3QU CoRE ¦ 5QU LoRE | Red Flag Warning - Large Fires | Equipment / facility failure | Aggregated | 2031 | 3.6844e-06 | 134.3564 | 0.00049502 | 2031 | Mitigation | 0.95 | 45 | 0 | esc | 0.00097009 | 3.5742e-09 | 0.00097009 | 3.5742e-09 | 0.0027813 | 1.8487e-06 | 0.010025 | 5.1118e-09
[120 empty] | 7.3.3.17.5 (Remote Grid) Updates to grid topology to minimize risk of ignition in HFTDs Remote GridWLDFREquipment / facility failureAggregated | WLDFR | HFTD - Distribution - Tier 3 - 3QU CoRE ¦ 5QU LoRE | Red Flag Warning - Large Fires | Equipment / facility failure | Aggregated | 2032 | 3.6844e-06 | 134.3564 | 0.00049502 | 2032 | Mitigation | 0.95 | 45 | 0 | esc | 0.00097009 | 3.5742e-09 | 0.00097009 | 3.5742e-09 | 0.0027813 | 1.8487e-06 | 0.010025 | 5.1118e-09
[120 empty] | 7.3.3.17.5 (Remote Grid) Updates to grid topology to minimize risk of ignition in HFTDs Remote GridWLDFREquipment / facility failureAggregated | WLDFR | HFTD - Distribution - Tier 3 - 3QU CoRE ¦ 5QU LoRE | Red Flag Warning - Large Fires | Equipment / facility failure | Aggregated | 2033 | 3.6844e-06 | 134.3564 | 0.00049502 | 2033 | Mitigation | 0.95 | 45 | 0 | esc | 0.00097009 | 3.5742e-09 | 0.00097009 | 3.5742e-09 | 0.0027813 | 1.8487e-06 | 0.010025 | 5.1118e-09
[120 empty] | 7.3.3.17.5 (Remote Grid) Updates to grid topology to minimize risk of ignition in HFTDs Remote GridWLDFREquipment / facility failureAggregated | WLDFR | HFTD - Distribution - Tier 3 - 3QU CoRE ¦ 5QU LoRE | Red Flag Warning - Large Fires | Equipment / facility failure | Aggregated | 2034 | 3.6844e-06 | 134.3564 | 0.00049502 | 2034 | Mitigation | 0.95 | 45 | 0 | esc | 0.00097009 | 3.5742e-09 | 0.00097009 | 3.5742e-09 | 0.0027813 | 1.8487e-06 | 0.010025 | 5.1118e-09
[120 empty] | 7.3.3.17.5 (Remote Grid) Updates to grid topology to minimize risk of ignition in HFTDs Remote GridWLDFREquipment / facility failureAggregated | WLDFR | HFTD - Distribution - Tier 3 - 3QU CoRE ¦ 5QU LoRE | Red Flag Warning - Large Fires | Equipment / facility failure | Aggregated | 2035 | 3.6844e-06 | 134.3564 | 0.00049502 | 2035 | Mitigation | 0.95 | 45 | 0 | esc | 0.00097009 | 3.5742e-09 | 0.00097009 | 3.5742e-09 | 0.0027813 | 1.8487e-06 | 0.010025 | 5.1118e-09
[120 empty] | 7.3.3.17.5 (Remote Grid) Updates to grid topology to minimize risk of ignition in HFTDs Remote GridWLDFREquipment / facility failureAggregated | WLDFR | HFTD - Distribution - Tier 3 - 3QU CoRE ¦ 5QU LoRE | Red Flag Warning - Large Fires | Equipment / facility failure | Aggregated | 2036 | 3.6844e-06 | 134.3564 | 0.00049502 | 2036 | Mitigation | 0.95 | 45 | 0 | esc | 0.00097009 | 3.5742e-09 | 0.00097009 | 3.5742e-09 | 0.0027813 | 1.8487e-06 | 0.010025 | 5.1118e-09
[120 empty] | 7.3.3.17.5 (Remote Grid) Updates to grid topology to minimize risk of ignition in HFTDs Remote GridWLDFREquipment / facility failureAggregated | WLDFR | HFTD - Distribution - Tier 3 - 3QU CoRE ¦ 5QU LoRE | Red Flag Warning - Large Fires | Equipment / facility failure | Aggregated | 2037 | 3.6844e-06 | 134.3564 | 0.00049502 | 2037 | Mitigation | 0.95 | 45 | 0 | esc | 0.00097009 | 3.5742e-09 | 0.00097009 | 3.5742e-09 | 0.0027813 | 1.8487e-06 | 0.010025 | 5.1118e-09
[120 empty] | 7.3.3.17.5 (Remote Grid) Updates to grid topology to minimize risk of ignition in HFTDs Remote GridWLDFREquipment / facility failureAggregated | WLDFR | HFTD - Distribution - Tier 3 - 3QU CoRE ¦ 5QU LoRE | Red Flag Warning - Large Fires | Equipment / facility failure | Aggregated | 2038 | 3.6844e-06 | 134.3564 | 0.00049502 | 2038 | Mitigation | 0.95 | 45 | 0 | esc | 0.00097009 | 3.5742e-09 | 0.00097009 | 3.5742e-09 | 0.0027813 | 1.8487e-06 | 0.010025 | 5.1118e-09
[120 empty] | 7.3.3.17.5 (Remote Grid) Updates to grid topology to minimize risk of ignition in HFTDs Remote GridWLDFREquipment / facility failureAggregated | WLDFR | HFTD - Distribution - Tier 3 - 3QU CoRE ¦ 5QU LoRE | Red Flag Warning - Large Fires | Equipment / facility failure | Aggregated | 2039 | 3.6844e-06 | 134.3564 | 0.00049502 | 2039 | Mitigation | 0.95 | 45 | 0 | esc | 0.00097009 | 3.5742e-09 | 0.00097009 | 3.5742e-09 | 0.0027813 | 1.8487e-06 | 0.010025 | 5.1118e-09
[120 empty] | 7.3.3.17.5 (Remote Grid) Updates to grid topology to minimize risk of ignition in HFTDs Remote GridWLDFREquipment / facility failureAggregated | WLDFR | HFTD - Distribution - Tier 3 - 3QU CoRE ¦ 5QU LoRE | Red Flag Warning - Large Fires | Equipment / facility failure | Aggregated | 2040 | 3.6844e-06 | 134.3564 | 0.00049502 | 2040 | Mitigation | 0.95 | 45 | 0 | esc | 0.00097009 | 3.5742e-09 | 0.00097009 | 3.5742e-09 | 0.0027813 | 1.8487e-06 | 0 | 0
[120 empty] | 7.3.3.17.5 (Remote Grid) Updates to grid topology to minimize risk of ignition in HFTDs Remote GridWLDFREquipment / facility failureAggregated | WLDFR | HFTD - Distribution - Tier 3 - 3QU CoRE ¦ 5QU LoRE | Red Flag Warning - Large Fires | Equipment / facility failure | Aggregated | 2041 | 3.6844e-06 | 134.3564 | 0.00049502 | 2041 | Mitigation | 0.95 | 45 | 0 | esc | 0.00097009 | 3.5742e-09 | 0.00097009 | 3.5742e-09 | 0.0027813 | 1.8487e-06 | 0 | 0
[120 empty] | 7.3.3.17.5 (Remote Grid) Updates to grid topology to minimize risk of ignition in HFTDs Remote GridWLDFREquipment / facility failureAggregated | WLDFR | HFTD - Distribution - Tier 3 - 3QU CoRE ¦ 5QU LoRE | Red Flag Warning - Large Fires | Equipment / facility failure | Aggregated | 2042 | 3.6844e-06 | 134.3564 | 0.00049502 | 2042 | Mitigation | 0.95 | 45 | 0 | esc | 0.00097009 | 3.5742e-09 | 0.00097009 | 3.5742e-09 | 0.0027813 | 1.8487e-06 | 0.0094681 | 2.3335e-08
[120 empty] | 7.3.3.17.5 (Remote Grid) Updates to grid topology to minimize risk of ignition in HFTDs Remote GridWLDFREquipment / facility failureAggregated | WLDFR | HFTD - Distribution - Tier 3 - 3QU CoRE ¦ 5QU LoRE | Red Flag Warning - Large Fires | Equipment / facility failure | Aggregated | 2043 | 3.6844e-06 | 134.3564 | 0.00049502 | 2043 | Mitigation | 0.95 | 45 | 0 | esc | 0.00097009 | 3.5742e-09 | 0.00097009 | 3.5742e-09 | 0.0027813 | 1.8487e-06 | 0.0094681 | 2.3335e-08
[120 empty] | 7.3.3.17.5 (Remote Grid) Updates to grid topology to minimize risk of ignition in HFTDs Remote GridWLDFREquipment / facility failureAggregated | WLDFR | HFTD - Distribution - Tier 3 - 3QU CoRE ¦ 5QU LoRE | Red Flag Warning - Large Fires | Equipment / facility failure | Aggregated | 2044 | 3.6844e-06 | 134.3564 | 0.00049502 | 2044 | Mitigation | 0.95 | 45 | 0 | esc | 0.00097009 | 3.5742e-09 | 0.00097009 | 3.5742e-09 | 0.0027813 | 1.8487e-06 | 0.0094681 | 2.3335e-08
[120 empty] | 7.3.3.17.5 (Remote Grid) Updates to grid topology to minimize risk of ignition in HFTDs Remote GridWLDFREquipment / facility failureAggregated | WLDFR | HFTD - Distribution - Tier 3 - 3QU CoRE ¦ 5QU LoRE | Red Flag Warning - Large Fires | Equipment / facility failure | Aggregated | 2045 | 3.6844e-06 | 134.3564 | 0.00049502 | 2045 | Mitigation | 0.95 | 45 | 0 | esc | 0.00097009 | 3.5742e-09 | 0.00097009 | 3.5742e-09 | 0.0027813 | 1.8487e-06 | 0.0094681 | 2.3335e-08
[120 empty] | 7.3.3.17.5 (Remote Grid) Updates to grid topology to minimize risk of ignition in HFTDs Remote GridWLDFREquipment / facility failureAggregated | WLDFR | HFTD - Distribution - Tier 3 - 3QU CoRE ¦ 5QU LoRE | Red Flag Warning - Large Fires | Equipment / facility failure | Aggregated | 2046 | 3.6844e-06 | 134.3564 | 0.00049502 | 2046 | Mitigation | 0.95 | 45 | 0 | esc | 0.00097009 | 3.5742e-09 | 0.00097009 | 3.5742e-09 | 0.0027813 | 1.8487e-06 | 0.0094681 | 2.3335e-08
[120 empty] | 7.3.3.17.5 (Remote Grid) Updates to grid topology to minimize risk of ignition in HFTDs Remote GridWLDFREquipment / facility failureAggregated | WLDFR | HFTD - Distribution - Tier 3 - 3QU CoRE ¦ 5QU LoRE | Red Flag Warning - Large Fires | Equipment / facility failure | Aggregated | 2047 | 3.6844e-06 | 134.3564 | 0.00049502 | 2047 | Mitigation | 0.95 | 45 | 0 | esc | 0.00097009 | 3.5742e-09 | 0.00097009 | 3.5742e-09 | 0.0027813 | 1.8487e-06 | 0.0094681 | 2.3335e-08
[120 empty] | 7.3.3.17.5 (Remote Grid) Updates to grid topology to minimize risk of ignition in HFTDs Remote GridWLDFREquipment / facility failureAggregated | WLDFR | HFTD - Distribution - Tier 3 - 3QU CoRE ¦ 5QU LoRE | Red Flag Warning - Large Fires | Equipment / facility failure | Aggregated | 2048 | 3.6844e-06 | 134.3564 | 0.00049502 | 2048 | Mitigation | 0.95 | 45 | 0 | esc | 0.00097009 | 3.5742e-09 | 0.00097009 | 3.5742e-09 | 0.0027813 | 1.8487e-06 | 0.0094681 | 2.3335e-08
[120 empty] | 7.3.3.17.5 (Remote Grid) Updates to grid topology to minimize risk of ignition in HFTDs Remote GridWLDFREquipment / facility failureAggregated | WLDFR | HFTD - Distribution - Tier 3 - 3QU CoRE ¦ 5QU LoRE | Red Flag Warning - Large Fires | Equipment / facility failure | Aggregated | 2049 | 3.6844e-06 | 134.3564 | 0.00049502 | 2049 | Mitigation | 0.95 | 45 | 0 | esc | 0.00097009 | 3.5742e-09 | 0.00097009 | 3.5742e-09 | 0.0027813 | 1.8487e-06 | 0.0094681 | 2.3335e-08
[120 empty] | 7.3.3.17.5 (Remote Grid) Updates to grid topology to minimize risk of ignition in HFTDs Remote GridWLDFREquipment / facility failureAggregated | WLDFR | HFTD - Distribution - Tier 3 - 3QU CoRE ¦ 5QU LoRE | Red Flag Warning - Large Fires | Equipment / facility failure | Aggregated | 2050 | 3.6844e-06 | 134.3564 | 0.00049502 | 2050 | Mitigation | 0.95 | 45 | 0 | esc | 0.00097009 | 3.5742e-09 | 0.00097009 | 3.5742e-09 | 0.0027813 | 1.8487e-06 | 0.0094681 | 2.3335e-08
[120 empty] | 7.3.3.17.5 (Remote Grid) Updates to grid topology to minimize risk of ignition in HFTDs Remote GridWLDFREquipment / facility failureAggregated | WLDFR | HFTD - Distribution - Tier 3 - 3QU CoRE ¦ 5QU LoRE | Red Flag Warning - Large Fires | Equipment / facility failure | Aggregated | 2051 | 3.6844e-06 | 134.3564 | 0.00049502 | 2051 | Mitigation | 0.95 | 45 | 0 | esc | 0.00097009 | 3.5742e-09 | 0.00097009 | 3.5742e-09 | 0.0027813 | 1.8487e-06 | 0.0094681 | 2.3335e-08
[120 empty] | 7.3.3.17.5 (Remote Grid) Updates to grid topology to minimize risk of ignition in HFTDs Remote GridWLDFREquipment / facility failureAggregated | WLDFR | HFTD - Distribution - Tier 3 - 3QU CoRE ¦ 5QU LoRE | Red Flag Warning - Large Fires | Equipment / facility failure | Aggregated | 2052 | 3.6844e-06 | 134.3564 | 0.00049502 | 2052 | Mitigation | 0.95 | 45 | 0 | esc | 0.00097009 | 3.5742e-09 | 0.00097009 | 3.5742e-09 | 0.0027813 | 1.8487e-06 | 0.0094681 | 2.3335e-08
[120 empty] | 7.3.3.17.5 (Remote Grid) Updates to grid topology to minimize risk of ignition in HFTDs Remote GridWLDFREquipment / facility failureAggregated | WLDFR | HFTD - Distribution - Tier 3 - 3QU CoRE ¦ 5QU LoRE | Red Flag Warning - Large Fires | Equipment / facility failure | Aggregated | 2053 | 3.6844e-06 | 134.3564 | 0.00049502 | 2053 | Mitigation | 0.95 | 45 | 0 | esc | 0.00097009 | 3.5742e-09 | 0.00097009 | 3.5742e-09 | 0.0027813 | 1.8487e-06 | 0.0094681 | 2.3335e-08
[120 empty] | 7.3.3.17.5 (Remote Grid) Updates to grid topology to minimize risk of ignition in HFTDs Remote GridWLDFREquipment / facility failureAggregated | WLDFR | HFTD - Distribution - Tier 3 - 3QU CoRE ¦ 5QU LoRE | Red Flag Warning - Large Fires | Equipment / facility failure | Aggregated | 2054 | 3.6844e-06 | 134.3564 | 0.00049502 | 2054 | Mitigation | 0.95 | 45 | 0 | esc | 0.00097009 | 3.5742e-09 | 0.00097009 | 3.5742e-09 | 0 | 0 | 0.0094681 | 2.3335e-08
[120 empty] | 7.3.3.17.5 (Remote Grid) Updates to grid topology to minimize risk of ignition in HFTDs Remote GridWLDFREquipment / facility failureAggregated | WLDFR | HFTD - Distribution - Tier 3 - 3QU CoRE ¦ 5QU LoRE | Red Flag Warning - Large Fires | Equipment / facility failure | Aggregated | 2055 | 3.6844e-06 | 134.3564 | 0.00049502 | 2055 | Mitigation | 0.95 | 45 | 0 | esc | 0.00097009 | 3.5742e-09 | 0.00097009 | 3.5742e-09 | 0.0027813 | 4.4318e-07 | 0.0094681 | 2.3335e-08
[120 empty] | 7.3.3.17.5 (Remote Grid) Updates to grid topology to minimize risk of ignition in HFTDs Remote GridWLDFREquipment / facility failureAggregated | WLDFR | HFTD - Distribution - Tier 3 - 3QU CoRE ¦ 5QU LoRE | Red Flag Warning - Large Fires | Equipment / facility failure | Aggregated | 2056 | 3.6844e-06 | 134.3564 | 0.00049502 | 2056 | Mitigation | 0.95 | 45 | 0 | esc | 0.00097009 | 3.5742e-09 | 0.00097009 | 3.5742e-09 | 0.0027813 | 4.4318e-07 | 0.0094681 | 2.3335e-08
[120 empty] | 7.3.3.17.5 (Remote Grid) Updates to grid topology to minimize risk of ignition in HFTDs Remote GridWLDFREquipment / facility failureAggregated | WLDFR | HFTD - Distribution - Tier 3 - 3QU CoRE ¦ 5QU LoRE | Red Flag Warning - Large Fires | Equipment / facility failure | Aggregated | 2057 | 3.6844e-06 | 134.3564 | 0.00049502 | 2057 | Mitigation | 0.95 | 45 | 0 | esc | 0.00097009 | 3.5742e-09 | 0.00097009 | 3.5742e-09 | 0.0027813 | 4.4318e-07 | 0.0094681 | 2.3335e-08
[120 empty] | 7.3.3.17.5 (Remote Grid) Updates to grid topology to minimize risk of ignition in HFTDs Remote GridWLDFREquipment / facility failureAggregated | WLDFR | HFTD - Distribution - Tier 3 - 3QU CoRE ¦ 5QU LoRE | Red Flag Warning - Large Fires | Equipment / facility failure | Aggregated | 2058 | 3.6844e-06 | 134.3564 | 0.00049502 | 2058 | Mitigation | 0.95 | 45 | 0 | esc | 0.00097009 | 3.5742e-09 | 0.00097009 | 3.5742e-09 | 0.0027813 | 4.4318e-07 | 0.0094681 | 2.3335e-08
[120 empty] | 7.3.3.17.5 (Remote Grid) Updates to grid topology to minimize risk of ignition in HFTDs Remote GridWLDFREquipment / facility failureAggregated | WLDFR | HFTD - Distribution - Tier 3 - 3QU CoRE ¦ 5QU LoRE | Red Flag Warning - Large Fires | Equipment / facility failure | Aggregated | 2059 | 3.6844e-06 | 134.3564 | 0.00049502 | 2059 | Mitigation | 0.95 | 45 | 0 | esc | 0.00097009 | 3.5742e-09 | 0.00097009 | 3.5742e-09 | 0.0027813 | 4.4318e-07 | 0.0094681 | 2.3335e-08
[120 empty] | 7.3.3.17.5 (Remote Grid) Updates to grid topology to minimize risk of ignition in HFTDs Remote GridWLDFREquipment / facility failureAggregated | WLDFR | HFTD - Distribution - Tier 3 - 3QU CoRE ¦ 5QU LoRE | Red Flag Warning - Large Fires | Equipment / facility failure | Aggregated | 2060 | 3.6844e-06 | 134.3564 | 0.00049502 | 2060 | Mitigation | 0.95 | 45 | 0 | esc | 0.00097009 | 3.5742e-09 | 0.00097009 | 3.5742e-09 | 0.0027813 | 4.4318e-07 | 0.0094681 | 2.3335e-08
[120 empty] | 7.3.3.17.5 (Remote Grid) Updates to grid topology to minimize risk of ignition in HFTDs Remote GridWLDFREquipment / facility failureAggregated | WLDFR | HFTD - Distribution - Tier 3 - 3QU CoRE ¦ 5QU LoRE | Red Flag Warning - Large Fires | Equipment / facility failure | Aggregated | 2061 | 3.6844e-06 | 134.3564 | 0.00049502 | 2061 | Mitigation | 0.95 | 45 | 0 | esc | 0.00097009 | 3.5742e-09 | 0.00097009 | 3.5742e-09 | 0.0027813 | 4.4318e-07 | 0.0094681 | 2.3335e-08
[120 empty] | 7.3.3.17.5 (Remote Grid) Updates to grid topology to minimize risk of ignition in HFTDs Remote GridWLDFREquipment / facility failureAggregated | WLDFR | HFTD - Distribution - Tier 3 - 3QU CoRE ¦ 5QU LoRE | Red Flag Warning - Large Fires | Equipment / facility failure | Aggregated | 2062 | 3.6844e-06 | 134.3564 | 0.00049502 | 2062 | Mitigation | 0.95 | 45 | 0 | esc | 0.00097009 | 3.5742e-09 | 0.00097009 | 3.5742e-09 | 0.0027813 | 4.4318e-07 | 0.0094681 | 2.3335e-08
[120 empty] | 7.3.3.17.5 (Remote Grid) Updates to grid topology to minimize risk of ignition in HFTDs Remote GridWLDFREquipment / facility failureAggregated | WLDFR | HFTD - Distribution - Tier 3 - 3QU CoRE ¦ 5QU LoRE | Red Flag Warning - Large Fires | Equipment / facility failure | Aggregated | 2063 | 3.6844e-06 | 134.3564 | 0.00049502 | 2063 | Mitigation | 0.95 | 45 | 0 | esc | 0.00097009 | 3.5742e-09 | 0.00097009 | 3.5742e-09 | 0.0027813 | 4.4318e-07 | 0.0094681 | 2.3335e-08
[120 empty] | 7.3.3.17.5 (Remote Grid) Updates to grid topology to minimize risk of ignition in HFTDs Remote GridWLDFREquipment / facility failureAggregated | WLDFR | HFTD - Distribution - Tier 3 - 3QU CoRE ¦ 5QU LoRE | Red Flag Warning - Large Fires | Equipment / facility failure | Aggregated | 2064 | 3.6844e-06 | 134.3564 | 0.00049502 | 2064 | Mitigation | 0.95 | 45 | 0 | esc | 0.00097009 | 3.5742e-09 | 0.00097009 | 3.5742e-09 | 0.0027813 | 4.4318e-07 | 0.0094681 | 2.3335e-08
[120 empty] | 7.3.3.17.5 (Remote Grid) Updates to grid topology to minimize risk of ignition in HFTDs Remote GridWLDFREquipment / facility failureAggregated | WLDFR | HFTD - Distribution - Tier 3 - 3QU CoRE ¦ 5QU LoRE | Red Flag Warning - Large Fires | Equipment / facility failure | Aggregated | 2065 | 3.6844e-06 | 134.3564 | 0.00049502 | 2065 | Mitigation | 0.95 | 45 | 0 | esc | 0.00097009 | 3.5742e-09 | 0.00097009 | 3.5742e-09 | 0.0027813 | 4.4318e-07 | 0.0094681 | 2.3335e-08
[120 empty] | 7.3.3.17.5 (Remote Grid) Updates to grid topology to minimize risk of ignition in HFTDs Remote GridWLDFREquipment / facility failureAggregated | WLDFR | HFTD - Distribution - Tier 3 - 3QU CoRE ¦ 5QU LoRE | Red Flag Warning - Large Fires | Equipment / facility failure | Aggregated | 2066 | 3.6844e-06 | 134.3564 | 0.00049502 | 2066 | Mitigation | 0.95 | 45 | 0 | esc | 0.00097009 | 3.5742e-09 | 0.00097009 | 3.5742e-09 | 0.0027813 | 4.4318e-07 | 0.0094681 | 2.3335e-08
[120 empty] | 7.3.3.17.5 (Remote Grid) Updates to grid topology to minimize risk of ignition in HFTDs Remote GridWLDFREquipment / facility failureAggregated | WLDFR | HFTD - Distribution - Tier 3 - 3QU CoRE ¦ 5QU LoRE | Red Flag Warning - Large Fires | Equipment / facility failure | Aggregated | 2067 | 3.6844e-06 | 134.3564 | 0.00049502 | 2067 | Mitigation | 0.95 | 45 | 0 | esc | 0 | 0 | 0.00097009 | 3.5742e-09 | 0.0027813 | 4.4318e-07 | 0.0094681 | 2.3335e-08
[120 empty] | 7.3.3.17.5 (Remote Grid) Updates to grid topology to minimize risk of ignition in HFTDs Remote GridWLDFRVegetation ContactAggregated | WLDFR | HFTD - Distribution - Tier 3 - 3QU CoRE ¦ 5QU LoRE | Red Flag Warning - Large Fires | Vegetation Contact | Aggregated | 2022 | 1.1301e-05 | 134.3564 | 0.0015183 | 2022 | Mitigation | 0.95 | 45 | 0 | esc | 0.00097009 | 1.0963e-08 | 0 | 0 | 0.0027813 | 4.4318e-07 | 0.0094681 | 2.3335e-08
[120 empty] | 7.3.3.17.5 (Remote Grid) Updates to grid topology to minimize risk of ignition in HFTDs Remote GridWLDFRVegetation ContactAggregated | WLDFR | HFTD - Distribution - Tier 3 - 3QU CoRE ¦ 5QU LoRE | Red Flag Warning - Large Fires | Vegetation Contact | Aggregated | 2023 | 1.1301e-05 | 134.3564 | 0.0015183 | 2023 | Mitigation | 0.95 | 45 | 0 | esc | 0.00097009 | 1.0963e-08 | 0.00097009 | 1.0963e-08 | 0.0027813 | 4.4318e-07 | 0.0094681 | 2.3335e-08
[120 empty] | 7.3.3.17.5 (Remote Grid) Updates to grid topology to minimize risk of ignition in HFTDs Remote GridWLDFRVegetation ContactAggregated | WLDFR | HFTD - Distribution - Tier 3 - 3QU CoRE ¦ 5QU LoRE | Red Flag Warning - Large Fires | Vegetation Contact | Aggregated | 2024 | 1.1301e-05 | 134.3564 | 0.0015183 | 2024 | Mitigation | 0.95 | 45 | 0 | esc | 0.00097009 | 1.0963e-08 | 0.00097009 | 1.0963e-08 | 0.0027813 | 4.4318e-07 | 0.0094681 | 2.3335e-08
[120 empty] | 7.3.3.17.5 (Remote Grid) Updates to grid topology to minimize risk of ignition in HFTDs Remote GridWLDFRVegetation ContactAggregated | WLDFR | HFTD - Distribution - Tier 3 - 3QU CoRE ¦ 5QU LoRE | Red Flag Warning - Large Fires | Vegetation Contact | Aggregated | 2025 | 1.1301e-05 | 134.3564 | 0.0015183 | 2025 | Mitigation | 0.95 | 45 | 0 | esc | 0.00097009 | 1.0963e-08 | 0.00097009 | 1.0963e-08 | 0.0027813 | 4.4318e-07 | 0.0094681 | 2.3335e-08
[120 empty] | 7.3.3.17.5 (Remote Grid) Updates to grid topology to minimize risk of ignition in HFTDs Remote GridWLDFRVegetation ContactAggregated | WLDFR | HFTD - Distribution - Tier 3 - 3QU CoRE ¦ 5QU LoRE | Red Flag Warning - Large Fires | Vegetation Contact | Aggregated | 2026 | 1.1301e-05 | 134.3564 | 0.0015183 | 2026 | Mitigation | 0.95 | 45 | 0 | esc | 0.00097009 | 1.0963e-08 | 0.00097009 | 1.0963e-08 | 0.0027813 | 4.4318e-07 | 0 | 0
[120 empty] | 7.3.3.17.5 (Remote Grid) Updates to grid topology to minimize risk of ignition in HFTDs Remote GridWLDFRVegetation ContactAggregated | WLDFR | HFTD - Distribution - Tier 3 - 3QU CoRE ¦ 5QU LoRE | Red Flag Warning - Large Fires | Vegetation Contact | Aggregated | 2027 | 1.1301e-05 | 134.3564 | 0.0015183 | 2027 | Mitigation | 0.95 | 45 | 0 | esc | 0.00097009 | 1.0963e-08 | 0.00097009 | 1.0963e-08 | 0.0027813 | 4.4318e-07 | 0 | 0
[120 empty] | 7.3.3.17.5 (Remote Grid) Updates to grid topology to minimize risk of ignition in HFTDs Remote GridWLDFRVegetation ContactAggregated | WLDFR | HFTD - Distribution - Tier 3 - 3QU CoRE ¦ 5QU LoRE | Red Flag Warning - Large Fires | Vegetation Contact | Aggregated | 2028 | 1.1301e-05 | 134.3564 | 0.0015183 | 2028 | Mitigation | 0.95 | 45 | 0 | esc | 0.00097009 | 1.0963e-08 | 0.00097009 | 1.0963e-08 | 0.0027813 | 4.4318e-07 | 0.010598 | 7.1665e-10
[120 empty] | 7.3.3.17.5 (Remote Grid) Updates to grid topology to minimize risk of ignition in HFTDs Remote GridWLDFRVegetation ContactAggregated | WLDFR | HFTD - Distribution - Tier 3 - 3QU CoRE ¦ 5QU LoRE | Red Flag Warning - Large Fires | Vegetation Contact | Aggregated | 2029 | 1.1301e-05 | 134.3564 | 0.0015183 | 2029 | Mitigation | 0.95 | 45 | 0 | esc | 0.00097009 | 1.0963e-08 | 0.00097009 | 1.0963e-08 | 0.0027813 | 4.4318e-07 | 0.010598 | 7.1665e-10
[120 empty] | 7.3.3.17.5 (Remote Grid) Updates to grid topology to minimize risk of ignition in HFTDs Remote GridWLDFRVegetation ContactAggregated | WLDFR | HFTD - Distribution - Tier 3 - 3QU CoRE ¦ 5QU LoRE | Red Flag Warning - Large Fires | Vegetation Contact | Aggregated | 2030 | 1.1301e-05 | 134.3564 | 0.0015183 | 2030 | Mitigation | 0.95 | 45 | 0 | esc | 0.00097009 | 1.0963e-08 | 0.00097009 | 1.0963e-08 | 0.0027813 | 4.4318e-07 | 0.010598 | 7.1665e-10
[120 empty] | 7.3.3.17.5 (Remote Grid) Updates to grid topology to minimize risk of ignition in HFTDs Remote GridWLDFRVegetation ContactAggregated | WLDFR | HFTD - Distribution - Tier 3 - 3QU CoRE ¦ 5QU LoRE | Red Flag Warning - Large Fires | Vegetation Contact | Aggregated | 2031 | 1.1301e-05 | 134.3564 | 0.0015183 | 2031 | Mitigation | 0.95 | 45 | 0 | esc | 0.00097009 | 1.0963e-08 | 0.00097009 | 1.0963e-08 | 0.0027813 | 4.4318e-07 | 0.010598 | 7.1665e-10
[120 empty] | 7.3.3.17.5 (Remote Grid) Updates to grid topology to minimize risk of ignition in HFTDs Remote GridWLDFRVegetation ContactAggregated | WLDFR | HFTD - Distribution - Tier 3 - 3QU CoRE ¦ 5QU LoRE | Red Flag Warning - Large Fires | Vegetation Contact | Aggregated | 2032 | 1.1301e-05 | 134.3564 | 0.0015183 | 2032 | Mitigation | 0.95 | 45 | 0 | esc | 0.00097009 | 1.0963e-08 | 0.00097009 | 1.0963e-08 | 0.0027813 | 4.4318e-07 | 0.010598 | 7.1665e-10
[120 empty] | 7.3.3.17.5 (Remote Grid) Updates to grid topology to minimize risk of ignition in HFTDs Remote GridWLDFRVegetation ContactAggregated | WLDFR | HFTD - Distribution - Tier 3 - 3QU CoRE ¦ 5QU LoRE | Red Flag Warning - Large Fires | Vegetation Contact | Aggregated | 2033 | 1.1301e-05 | 134.3564 | 0.0015183 | 2033 | Mitigation | 0.95 | 45 | 0 | esc | 0.00097009 | 1.0963e-08 | 0.00097009 | 1.0963e-08 | 0.0027813 | 4.4318e-07 | 0.010598 | 7.1665e-10
[120 empty] | 7.3.3.17.5 (Remote Grid) Updates to grid topology to minimize risk of ignition in HFTDs Remote GridWLDFRVegetation ContactAggregated | WLDFR | HFTD - Distribution - Tier 3 - 3QU CoRE ¦ 5QU LoRE | Red Flag Warning - Large Fires | Vegetation Contact | Aggregated | 2034 | 1.1301e-05 | 134.3564 | 0.0015183 | 2034 | Mitigation | 0.95 | 45 | 0 | esc | 0.00097009 | 1.0963e-08 | 0.00097009 | 1.0963e-08 | 0.0027813 | 4.4318e-07 | 0.010598 | 7.1665e-10
[120 empty] | 7.3.3.17.5 (Remote Grid) Updates to grid topology to minimize risk of ignition in HFTDs Remote GridWLDFRVegetation ContactAggregated | WLDFR | HFTD - Distribution - Tier 3 - 3QU CoRE ¦ 5QU LoRE | Red Flag Warning - Large Fires | Vegetation Contact | Aggregated | 2035 | 1.1301e-05 | 134.3564 | 0.0015183 | 2035 | Mitigation | 0.95 | 45 | 0 | esc | 0.00097009 | 1.0963e-08 | 0.00097009 | 1.0963e-08 | 0.0027813 | 4.4318e-07 | 0.010598 | 7.1665e-10
[120 empty] | 7.3.3.17.5 (Remote Grid) Updates to grid topology to minimize risk of ignition in HFTDs Remote GridWLDFRVegetation ContactAggregated | WLDFR | HFTD - Distribution - Tier 3 - 3QU CoRE ¦ 5QU LoRE | Red Flag Warning - Large Fires | Vegetation Contact | Aggregated | 2036 | 1.1301e-05 | 134.3564 | 0.0015183 | 2036 | Mitigation | 0.95 | 45 | 0 | esc | 0.00097009 | 1.0963e-08 | 0.00097009 | 1.0963e-08 | 0.0027813 | 4.4318e-07 | 0.010598 | 7.1665e-10
[120 empty] | 7.3.3.17.5 (Remote Grid) Updates to grid topology to minimize risk of ignition in HFTDs Remote GridWLDFRVegetation ContactAggregated | WLDFR | HFTD - Distribution - Tier 3 - 3QU CoRE ¦ 5QU LoRE | Red Flag Warning - Large Fires | Vegetation Contact | Aggregated | 2037 | 1.1301e-05 | 134.3564 | 0.0015183 | 2037 | Mitigation | 0.95 | 45 | 0 | esc | 0.00097009 | 1.0963e-08 | 0.00097009 | 1.0963e-08 | 0.0027813 | 4.4318e-07 | 0.010598 | 7.1665e-10
[120 empty] | 7.3.3.17.5 (Remote Grid) Updates to grid topology to minimize risk of ignition in HFTDs Remote GridWLDFRVegetation ContactAggregated | WLDFR | HFTD - Distribution - Tier 3 - 3QU CoRE ¦ 5QU LoRE | Red Flag Warning - Large Fires | Vegetation Contact | Aggregated | 2038 | 1.1301e-05 | 134.3564 | 0.0015183 | 2038 | Mitigation | 0.95 | 45 | 0 | esc | 0.00097009 | 1.0963e-08 | 0.00097009 | 1.0963e-08 | 0.0027813 | 4.4318e-07 | 0.010598 | 7.1665e-10
[120 empty] | 7.3.3.17.5 (Remote Grid) Updates to grid topology to minimize risk of ignition in HFTDs Remote GridWLDFRVegetation ContactAggregated | WLDFR | HFTD - Distribution - Tier 3 - 3QU CoRE ¦ 5QU LoRE | Red Flag Warning - Large Fires | Vegetation Contact | Aggregated | 2039 | 1.1301e-05 | 134.3564 | 0.0015183 | 2039 | Mitigation | 0.95 | 45 | 0 | esc | 0.00097009 | 1.0963e-08 | 0.00097009 | 1.0963e-08 | 0.0027813 | 4.4318e-07 | 0.010598 | 7.1665e-10
[120 empty] | 7.3.3.17.5 (Remote Grid) Updates to grid topology to minimize risk of ignition in HFTDs Remote GridWLDFRVegetation ContactAggregated | WLDFR | HFTD - Distribution - Tier 3 - 3QU CoRE ¦ 5QU LoRE | Red Flag Warning - Large Fires | Vegetation Contact | Aggregated | 2040 | 1.1301e-05 | 134.3564 | 0.0015183 | 2040 | Mitigation | 0.95 | 45 | 0 | esc | 0.00097009 | 1.0963e-08 | 0.00097009 | 1.0963e-08 | 0.0027813 | 4.4318e-07 | 0.010598 | 7.1665e-10
[120 empty] | 7.3.3.17.5 (Remote Grid) Updates to grid topology to minimize risk of ignition in HFTDs Remote GridWLDFRVegetation ContactAggregated | WLDFR | HFTD - Distribution - Tier 3 - 3QU CoRE ¦ 5QU LoRE | Red Flag Warning - Large Fires | Vegetation Contact | Aggregated | 2041 | 1.1301e-05 | 134.3564 | 0.0015183 | 2041 | Mitigation | 0.95 | 45 | 0 | esc | 0.00097009 | 1.0963e-08 | 0.00097009 | 1.0963e-08 | 0.0027813 | 4.4318e-07 | 0.010598 | 7.1665e-10
[120 empty] | 7.3.3.17.5 (Remote Grid) Updates to grid topology to minimize risk of ignition in HFTDs Remote GridWLDFRVegetation ContactAggregated | WLDFR | HFTD - Distribution - Tier 3 - 3QU CoRE ¦ 5QU LoRE | Red Flag Warning - Large Fires | Vegetation Contact | Aggregated | 2042 | 1.1301e-05 | 134.3564 | 0.0015183 | 2042 | Mitigation | 0.95 | 45 | 0 | esc | 0.00097009 | 1.0963e-08 | 0.00097009 | 1.0963e-08 | 0.0027813 | 4.4318e-07 | 0.010598 | 7.1665e-10
[120 empty] | 7.3.3.17.5 (Remote Grid) Updates to grid topology to minimize risk of ignition in HFTDs Remote GridWLDFRVegetation ContactAggregated | WLDFR | HFTD - Distribution - Tier 3 - 3QU CoRE ¦ 5QU LoRE | Red Flag Warning - Large Fires | Vegetation Contact | Aggregated | 2043 | 1.1301e-05 | 134.3564 | 0.0015183 | 2043 | Mitigation | 0.95 | 45 | 0 | esc | 0.00097009 | 1.0963e-08 | 0.00097009 | 1.0963e-08 | 0.0027813 | 4.4318e-07 | 0.010598 | 7.1665e-10
[120 empty] | 7.3.3.17.5 (Remote Grid) Updates to grid topology to minimize risk of ignition in HFTDs Remote GridWLDFRVegetation ContactAggregated | WLDFR | HFTD - Distribution - Tier 3 - 3QU CoRE ¦ 5QU LoRE | Red Flag Warning - Large Fires | Vegetation Contact | Aggregated | 2044 | 1.1301e-05 | 134.3564 | 0.0015183 | 2044 | Mitigation | 0.95 | 45 | 0 | esc | 0.00097009 | 1.0963e-08 | 0.00097009 | 1.0963e-08 | 0.0027813 | 4.4318e-07 | 0.010598 | 7.1665e-10
[120 empty] | 7.3.3.17.5 (Remote Grid) Updates to grid topology to minimize risk of ignition in HFTDs Remote GridWLDFRVegetation ContactAggregated | WLDFR | HFTD - Distribution - Tier 3 - 3QU CoRE ¦ 5QU LoRE | Red Flag Warning - Large Fires | Vegetation Contact | Aggregated | 2045 | 1.1301e-05 | 134.3564 | 0.0015183 | 2045 | Mitigation | 0.95 | 45 | 0 | esc | 0.00097009 | 1.0963e-08 | 0.00097009 | 1.0963e-08 | 0.0027813 | 4.4318e-07 | 0.010598 | 7.1665e-10
[120 empty] | 7.3.3.17.5 (Remote Grid) Updates to grid topology to minimize risk of ignition in HFTDs Remote GridWLDFRVegetation ContactAggregated | WLDFR | HFTD - Distribution - Tier 3 - 3QU CoRE ¦ 5QU LoRE | Red Flag Warning - Large Fires | Vegetation Contact | Aggregated | 2046 | 1.1301e-05 | 134.3564 | 0.0015183 | 2046 | Mitigation | 0.95 | 45 | 0 | esc | 0.00097009 | 1.0963e-08 | 0.00097009 | 1.0963e-08 | 0.0027813 | 4.4318e-07 | 0.010598 | 7.1665e-10
[120 empty] | 7.3.3.17.5 (Remote Grid) Updates to grid topology to minimize risk of ignition in HFTDs Remote GridWLDFRVegetation ContactAggregated | WLDFR | HFTD - Distribution - Tier 3 - 3QU CoRE ¦ 5QU LoRE | Red Flag Warning - Large Fires | Vegetation Contact | Aggregated | 2047 | 1.1301e-05 | 134.3564 | 0.0015183 | 2047 | Mitigation | 0.95 | 45 | 0 | esc | 0.00097009 | 1.0963e-08 | 0.00097009 | 1.0963e-08 | 0.0027813 | 4.4318e-07 | 0.010598 | 7.1665e-10
[120 empty] | 7.3.3.17.5 (Remote Grid) Updates to grid topology to minimize risk of ignition in HFTDs Remote GridWLDFRVegetation ContactAggregated | WLDFR | HFTD - Distribution - Tier 3 - 3QU CoRE ¦ 5QU LoRE | Red Flag Warning - Large Fires | Vegetation Contact | Aggregated | 2048 | 1.1301e-05 | 134.3564 | 0.0015183 | 2048 | Mitigation | 0.95 | 45 | 0 | esc | 0.00097009 | 1.0963e-08 | 0.00097009 | 1.0963e-08 | 0.0027813 | 4.4318e-07 | 0.010598 | 7.1665e-10
[120 empty] | 7.3.3.17.5 (Remote Grid) Updates to grid topology to minimize risk of ignition in HFTDs Remote GridWLDFRVegetation ContactAggregated | WLDFR | HFTD - Distribution - Tier 3 - 3QU CoRE ¦ 5QU LoRE | Red Flag Warning - Large Fires | Vegetation Contact | Aggregated | 2049 | 1.1301e-05 | 134.3564 | 0.0015183 | 2049 | Mitigation | 0.95 | 45 | 0 | esc | 0.00097009 | 1.0963e-08 | 0.00097009 | 1.0963e-08 | 0.0027813 | 4.4318e-07 | 0.010598 | 7.1665e-10
[120 empty] | 7.3.3.17.5 (Remote Grid) Updates to grid topology to minimize risk of ignition in HFTDs Remote GridWLDFRVegetation ContactAggregated | WLDFR | HFTD - Distribution - Tier 3 - 3QU CoRE ¦ 5QU LoRE | Red Flag Warning - Large Fires | Vegetation Contact | Aggregated | 2050 | 1.1301e-05 | 134.3564 | 0.0015183 | 2050 | Mitigation | 0.95 | 45 | 0 | esc | 0.00097009 | 1.0963e-08 | 0.00097009 | 1.0963e-08 | 0.0027813 | 4.4318e-07 | 0.010598 | 7.1665e-10
[120 empty] | 7.3.3.17.5 (Remote Grid) Updates to grid topology to minimize risk of ignition in HFTDs Remote GridWLDFRVegetation ContactAggregated | WLDFR | HFTD - Distribution - Tier 3 - 3QU CoRE ¦ 5QU LoRE | Red Flag Warning - Large Fires | Vegetation Contact | Aggregated | 2051 | 1.1301e-05 | 134.3564 | 0.0015183 | 2051 | Mitigation | 0.95 | 45 | 0 | esc | 0.00097009 | 1.0963e-08 | 0.00097009 | 1.0963e-08 | 0.0027813 | 4.4318e-07 | 0.010598 | 7.1665e-10
[120 empty] | 7.3.3.17.5 (Remote Grid) Updates to grid topology to minimize risk of ignition in HFTDs Remote GridWLDFRVegetation ContactAggregated | WLDFR | HFTD - Distribution - Tier 3 - 3QU CoRE ¦ 5QU LoRE | Red Flag Warning - Large Fires | Vegetation Contact | Aggregated | 2052 | 1.1301e-05 | 134.3564 | 0.0015183 | 2052 | Mitigation | 0.95 | 45 | 0 | esc | 0.00097009 | 1.0963e-08 | 0.00097009 | 1.0963e-08 | 0.0027813 | 4.4318e-07 | 0.010598 | 7.1665e-10
[120 empty] | 7.3.3.17.5 (Remote Grid) Updates to grid topology to minimize risk of ignition in HFTDs Remote GridWLDFRVegetation ContactAggregated | WLDFR | HFTD - Distribution - Tier 3 - 3QU CoRE ¦ 5QU LoRE | Red Flag Warning - Large Fires | Vegetation Contact | Aggregated | 2053 | 1.1301e-05 | 134.3564 | 0.0015183 | 2053 | Mitigation | 0.95 | 45 | 0 | esc | 0.00097009 | 1.0963e-08 | 0.00097009 | 1.0963e-08 | 0.0027813 | 4.4318e-07 | 0.010598 | 7.1665e-10
[120 empty] | 7.3.3.17.5 (Remote Grid) Updates to grid topology to minimize risk of ignition in HFTDs Remote GridWLDFRVegetation ContactAggregated | WLDFR | HFTD - Distribution - Tier 3 - 3QU CoRE ¦ 5QU LoRE | Red Flag Warning - Large Fires | Vegetation Contact | Aggregated | 2054 | 1.1301e-05 | 134.3564 | 0.0015183 | 2054 | Mitigation | 0.95 | 45 | 0 | esc | 0.00097009 | 1.0963e-08 | 0.00097009 | 1.0963e-08 | 0.0027813 | 4.4318e-07 | 0.010598 | 7.1665e-10
[120 empty] | 7.3.3.17.5 (Remote Grid) Updates to grid topology to minimize risk of ignition in HFTDs Remote GridWLDFRVegetation ContactAggregated | WLDFR | HFTD - Distribution - Tier 3 - 3QU CoRE ¦ 5QU LoRE | Red Flag Warning - Large Fires | Vegetation Contact | Aggregated | 2055 | 1.1301e-05 | 134.3564 | 0.0015183 | 2055 | Mitigation | 0.95 | 45 | 0 | esc | 0.00097009 | 1.0963e-08 | 0.00097009 | 1.0963e-08 | 0.0027813 | 4.4318e-07 | 0.010598 | 7.1665e-10
[120 empty] | 7.3.3.17.5 (Remote Grid) Updates to grid topology to minimize risk of ignition in HFTDs Remote GridWLDFRVegetation ContactAggregated | WLDFR | HFTD - Distribution - Tier 3 - 3QU CoRE ¦ 5QU LoRE | Red Flag Warning - Large Fires | Vegetation Contact | Aggregated | 2056 | 1.1301e-05 | 134.3564 | 0.0015183 | 2056 | Mitigation | 0.95 | 45 | 0 | esc | 0.00097009 | 1.0963e-08 | 0.00097009 | 1.0963e-08 | 0.0027813 | 4.4318e-07 | 0.010598 | 7.1665e-10
[120 empty] | 7.3.3.17.5 (Remote Grid) Updates to grid topology to minimize risk of ignition in HFTDs Remote GridWLDFRVegetation ContactAggregated | WLDFR | HFTD - Distribution - Tier 3 - 3QU CoRE ¦ 5QU LoRE | Red Flag Warning - Large Fires | Vegetation Contact | Aggregated | 2057 | 1.1301e-05 | 134.3564 | 0.0015183 | 2057 | Mitigation | 0.95 | 45 | 0 | esc | 0.00097009 | 1.0963e-08 | 0.00097009 | 1.0963e-08 | 0.0027813 | 4.4318e-07 | 0.010598 | 7.1665e-10
[120 empty] | 7.3.3.17.5 (Remote Grid) Updates to grid topology to minimize risk of ignition in HFTDs Remote GridWLDFRVegetation ContactAggregated | WLDFR | HFTD - Distribution - Tier 3 - 3QU CoRE ¦ 5QU LoRE | Red Flag Warning - Large Fires | Vegetation Contact | Aggregated | 2058 | 1.1301e-05 | 134.3564 | 0.0015183 | 2058 | Mitigation | 0.95 | 45 | 0 | esc | 0.00097009 | 1.0963e-08 | 0.00097009 | 1.0963e-08 | 0 | 0 | 0 | 0
[120 empty] | 7.3.3.17.5 (Remote Grid) Updates to grid topology to minimize risk of ignition in HFTDs Remote GridWLDFRVegetation ContactAggregated | WLDFR | HFTD - Distribution - Tier 3 - 3QU CoRE ¦ 5QU LoRE | Red Flag Warning - Large Fires | Vegetation Contact | Aggregated | 2059 | 1.1301e-05 | 134.3564 | 0.0015183 | 2059 | Mitigation | 0.95 | 45 | 0 | esc | 0.00097009 | 1.0963e-08 | 0.00097009 | 1.0963e-08 | 0.0027813 | 8.204e-10 | 0 | 0
[120 empty] | 7.3.3.17.5 (Remote Grid) Updates to grid topology to minimize risk of ignition in HFTDs Remote GridWLDFRVegetation ContactAggregated | WLDFR | HFTD - Distribution - Tier 3 - 3QU CoRE ¦ 5QU LoRE | Red Flag Warning - Large Fires | Vegetation Contact | Aggregated | 2060 | 1.1301e-05 | 134.3564 | 0.0015183 | 2060 | Mitigation | 0.95 | 45 | 0 | esc | 0.00097009 | 1.0963e-08 | 0.00097009 | 1.0963e-08 | 0.0027813 | 8.204e-10 | 0.0087991 | 3.5105e-08
[120 empty] | 7.3.3.17.5 (Remote Grid) Updates to grid topology to minimize risk of ignition in HFTDs Remote GridWLDFRVegetation ContactAggregated | WLDFR | HFTD - Distribution - Tier 3 - 3QU CoRE ¦ 5QU LoRE | Red Flag Warning - Large Fires | Vegetation Contact | Aggregated | 2061 | 1.1301e-05 | 134.3564 | 0.0015183 | 2061 | Mitigation | 0.95 | 45 | 0 | esc | 0.00097009 | 1.0963e-08 | 0.00097009 | 1.0963e-08 | 0.0027813 | 8.204e-10 | 0.0087991 | 3.5105e-08
[120 empty] | 7.3.3.17.5 (Remote Grid) Updates to grid topology to minimize risk of ignition in HFTDs Remote GridWLDFRVegetation ContactAggregated | WLDFR | HFTD - Distribution - Tier 3 - 3QU CoRE ¦ 5QU LoRE | Red Flag Warning - Large Fires | Vegetation Contact | Aggregated | 2062 | 1.1301e-05 | 134.3564 | 0.0015183 | 2062 | Mitigation | 0.95 | 45 | 0 | esc | 0.00097009 | 1.0963e-08 | 0.00097009 | 1.0963e-08 | 0.0027813 | 8.204e-10 | 0.0087991 | 3.5105e-08
[120 empty] | 7.3.3.17.5 (Remote Grid) Updates to grid topology to minimize risk of ignition in HFTDs Remote GridWLDFRVegetation ContactAggregated | WLDFR | HFTD - Distribution - Tier 3 - 3QU CoRE ¦ 5QU LoRE | Red Flag Warning - Large Fires | Vegetation Contact | Aggregated | 2063 | 1.1301e-05 | 134.3564 | 0.0015183 | 2063 | Mitigation | 0.95 | 45 | 0 | esc | 0.00097009 | 1.0963e-08 | 0.00097009 | 1.0963e-08 | 0.0027813 | 8.204e-10 | 0.0087991 | 3.5105e-08
[120 empty] | 7.3.3.17.5 (Remote Grid) Updates to grid topology to minimize risk of ignition in HFTDs Remote GridWLDFRVegetation ContactAggregated | WLDFR | HFTD - Distribution - Tier 3 - 3QU CoRE ¦ 5QU LoRE | Red Flag Warning - Large Fires | Vegetation Contact | Aggregated | 2064 | 1.1301e-05 | 134.3564 | 0.0015183 | 2064 | Mitigation | 0.95 | 45 | 0 | esc | 0.00097009 | 1.0963e-08 | 0.00097009 | 1.0963e-08 | 0.0027813 | 8.204e-10 | 0.0087991 | 3.5105e-08
[120 empty] | 7.3.3.17.5 (Remote Grid) Updates to grid topology to minimize risk of ignition in HFTDs Remote GridWLDFRVegetation ContactAggregated | WLDFR | HFTD - Distribution - Tier 3 - 3QU CoRE ¦ 5QU LoRE | Red Flag Warning - Large Fires | Vegetation Contact | Aggregated | 2065 | 1.1301e-05 | 134.3564 | 0.0015183 | 2065 | Mitigation | 0.95 | 45 | 0 | esc | 0.00097009 | 1.0963e-08 | 0.00097009 | 1.0963e-08 | 0.0027813 | 8.204e-10 | 0.0087991 | 3.5105e-08
[120 empty] | 7.3.3.17.5 (Remote Grid) Updates to grid topology to minimize risk of ignition in HFTDs Remote GridWLDFRVegetation ContactAggregated | WLDFR | HFTD - Distribution - Tier 3 - 3QU CoRE ¦ 5QU LoRE | Red Flag Warning - Large Fires | Vegetation Contact | Aggregated | 2066 | 1.1301e-05 | 134.3564 | 0.0015183 | 2066 | Mitigation | 0.95 | 45 | 0 | esc | 0.00097009 | 1.0963e-08 | 0.00097009 | 1.0963e-08 | 0.0027813 | 8.204e-10 | 0.0087991 | 3.5105e-08
[120 empty] | 7.3.3.17.5 (Remote Grid) Updates to grid topology to minimize risk of ignition in HFTDs Remote GridWLDFRVegetation ContactAggregated | WLDFR | HFTD - Distribution - Tier 3 - 3QU CoRE ¦ 5QU LoRE | Red Flag Warning - Large Fires | Vegetation Contact | Aggregated | 2067 | 1.1301e-05 | 134.3564 | 0.0015183 | 2067 | Mitigation | 0.95 | 45 | 0 | esc | 0 | 0 | 0.00097009 | 1.0963e-08 | 0.0027813 | 8.204e-10 | 0.0087991 | 3.5105e-08
[120 empty] | 7.3.3.17.5 (Remote Grid) Updates to grid topology to minimize risk of ignition in HFTDs Remote GridWLDFRContact from objectAggregated | WLDFR | HFTD - Distribution - Tier 3 - 3QU CoRE ¦ 5QU LoRE | Red Flag Warning - Small Fires | Contact from object | Aggregated | 2022 | 5.8166e-06 | 134.3564 | 0.00078149 | 2022 | Mitigation | 0.95 | 45 | 0 | esc | 0.00097009 | 5.6426e-09 | 0 | 0 | 0.0027813 | 8.204e-10 | 0.0087991 | 3.5105e-08
[120 empty] | 7.3.3.17.5 (Remote Grid) Updates to grid topology to minimize risk of ignition in HFTDs Remote GridWLDFRContact from objectAggregated | WLDFR | HFTD - Distribution - Tier 3 - 3QU CoRE ¦ 5QU LoRE | Red Flag Warning - Small Fires | Contact from object | Aggregated | 2023 | 5.8166e-06 | 134.3564 | 0.00078149 | 2023 | Mitigation | 0.95 | 45 | 0 | esc | 0.00097009 | 5.6426e-09 | 0.00097009 | 5.6426e-09 | 0.0027813 | 8.204e-10 | 0.0087991 | 3.5105e-08
[120 empty] | 7.3.3.17.5 (Remote Grid) Updates to grid topology to minimize risk of ignition in HFTDs Remote GridWLDFRContact from objectAggregated | WLDFR | HFTD - Distribution - Tier 3 - 3QU CoRE ¦ 5QU LoRE | Red Flag Warning - Small Fires | Contact from object | Aggregated | 2024 | 5.8166e-06 | 134.3564 | 0.00078149 | 2024 | Mitigation | 0.95 | 45 | 0 | esc | 0.00097009 | 5.6426e-09 | 0.00097009 | 5.6426e-09 | 0.0027813 | 8.204e-10 | 0.0087991 | 3.5105e-08
[120 empty] | 7.3.3.17.5 (Remote Grid) Updates to grid topology to minimize risk of ignition in HFTDs Remote GridWLDFRContact from objectAggregated | WLDFR | HFTD - Distribution - Tier 3 - 3QU CoRE ¦ 5QU LoRE | Red Flag Warning - Small Fires | Contact from object | Aggregated | 2025 | 5.8166e-06 | 134.3564 | 0.00078149 | 2025 | Mitigation | 0.95 | 45 | 0 | esc | 0.00097009 | 5.6426e-09 | 0.00097009 | 5.6426e-09 | 0.0027813 | 8.204e-10 | 0.0087991 | 3.5105e-08
[120 empty] | 7.3.3.17.5 (Remote Grid) Updates to grid topology to minimize risk of ignition in HFTDs Remote GridWLDFRContact from objectAggregated | WLDFR | HFTD - Distribution - Tier 3 - 3QU CoRE ¦ 5QU LoRE | Red Flag Warning - Small Fires | Contact from object | Aggregated | 2026 | 5.8166e-06 | 134.3564 | 0.00078149 | 2026 | Mitigation | 0.95 | 45 | 0 | esc | 0.00097009 | 5.6426e-09 | 0.00097009 | 5.6426e-09 | 0.0027813 | 8.204e-10 | 0.0087991 | 3.5105e-08
[120 empty] | 7.3.3.17.5 (Remote Grid) Updates to grid topology to minimize risk of ignition in HFTDs Remote GridWLDFRContact from objectAggregated | WLDFR | HFTD - Distribution - Tier 3 - 3QU CoRE ¦ 5QU LoRE | Red Flag Warning - Small Fires | Contact from object | Aggregated | 2027 | 5.8166e-06 | 134.3564 | 0.00078149 | 2027 | Mitigation | 0.95 | 45 | 0 | esc | 0.00097009 | 5.6426e-09 | 0.00097009 | 5.6426e-09 | 0.0027813 | 8.204e-10 | 0.0087991 | 3.5105e-08
[120 empty] | 7.3.3.17.5 (Remote Grid) Updates to grid topology to minimize risk of ignition in HFTDs Remote GridWLDFRContact from objectAggregated | WLDFR | HFTD - Distribution - Tier 3 - 3QU CoRE ¦ 5QU LoRE | Red Flag Warning - Small Fires | Contact from object | Aggregated | 2028 | 5.8166e-06 | 134.3564 | 0.00078149 | 2028 | Mitigation | 0.95 | 45 | 0 | esc | 0.00097009 | 5.6426e-09 | 0.00097009 | 5.6426e-09 | 0.0027813 | 8.204e-10 | 0.0087991 | 3.5105e-08
[120 empty] | 7.3.3.17.5 (Remote Grid) Updates to grid topology to minimize risk of ignition in HFTDs Remote GridWLDFRContact from objectAggregated | WLDFR | HFTD - Distribution - Tier 3 - 3QU CoRE ¦ 5QU LoRE | Red Flag Warning - Small Fires | Contact from object | Aggregated | 2029 | 5.8166e-06 | 134.3564 | 0.00078149 | 2029 | Mitigation | 0.95 | 45 | 0 | esc | 0.00097009 | 5.6426e-09 | 0.00097009 | 5.6426e-09 | 0.0027813 | 8.204e-10 | 0.0087991 | 3.5105e-08
[120 empty] | 7.3.3.17.5 (Remote Grid) Updates to grid topology to minimize risk of ignition in HFTDs Remote GridWLDFRContact from objectAggregated | WLDFR | HFTD - Distribution - Tier 3 - 3QU CoRE ¦ 5QU LoRE | Red Flag Warning - Small Fires | Contact from object | Aggregated | 2030 | 5.8166e-06 | 134.3564 | 0.00078149 | 2030 | Mitigation | 0.95 | 45 | 0 | esc | 0.00097009 | 5.6426e-09 | 0.00097009 | 5.6426e-09 | 0.0027813 | 8.204e-10 | 0.0087991 | 3.5105e-08
[120 empty] | 7.3.3.17.5 (Remote Grid) Updates to grid topology to minimize risk of ignition in HFTDs Remote GridWLDFRContact from objectAggregated | WLDFR | HFTD - Distribution - Tier 3 - 3QU CoRE ¦ 5QU LoRE | Red Flag Warning - Small Fires | Contact from object | Aggregated | 2031 | 5.8166e-06 | 134.3564 | 0.00078149 | 2031 | Mitigation | 0.95 | 45 | 0 | esc | 0.00097009 | 5.6426e-09 | 0.00097009 | 5.6426e-09 | 0.0027813 | 8.204e-10 | 0.0087991 | 3.5105e-08
[120 empty] | 7.3.3.17.5 (Remote Grid) Updates to grid topology to minimize risk of ignition in HFTDs Remote GridWLDFRContact from objectAggregated | WLDFR | HFTD - Distribution - Tier 3 - 3QU CoRE ¦ 5QU LoRE | Red Flag Warning - Small Fires | Contact from object | Aggregated | 2032 | 5.8166e-06 | 134.3564 | 0.00078149 | 2032 | Mitigation | 0.95 | 45 | 0 | esc | 0.00097009 | 5.6426e-09 | 0.00097009 | 5.6426e-09 | 0.0027813 | 8.204e-10 | 0.0087991 | 3.5105e-08
[120 empty] | 7.3.3.17.5 (Remote Grid) Updates to grid topology to minimize risk of ignition in HFTDs Remote GridWLDFRContact from objectAggregated | WLDFR | HFTD - Distribution - Tier 3 - 3QU CoRE ¦ 5QU LoRE | Red Flag Warning - Small Fires | Contact from object | Aggregated | 2033 | 5.8166e-06 | 134.3564 | 0.00078149 | 2033 | Mitigation | 0.95 | 45 | 0 | esc | 0.00097009 | 5.6426e-09 | 0.00097009 | 5.6426e-09 | 0.0027813 | 8.204e-10 | 0.0087991 | 3.5105e-08
[120 empty] | 7.3.3.17.5 (Remote Grid) Updates to grid topology to minimize risk of ignition in HFTDs Remote GridWLDFRContact from objectAggregated | WLDFR | HFTD - Distribution - Tier 3 - 3QU CoRE ¦ 5QU LoRE | Red Flag Warning - Small Fires | Contact from object | Aggregated | 2034 | 5.8166e-06 | 134.3564 | 0.00078149 | 2034 | Mitigation | 0.95 | 45 | 0 | esc | 0.00097009 | 5.6426e-09 | 0.00097009 | 5.6426e-09 | 0.0027813 | 8.204e-10 | 0.0087991 | 3.5105e-08
[120 empty] | 7.3.3.17.5 (Remote Grid) Updates to grid topology to minimize risk of ignition in HFTDs Remote GridWLDFRContact from objectAggregated | WLDFR | HFTD - Distribution - Tier 3 - 3QU CoRE ¦ 5QU LoRE | Red Flag Warning - Small Fires | Contact from object | Aggregated | 2035 | 5.8166e-06 | 134.3564 | 0.00078149 | 2035 | Mitigation | 0.95 | 45 | 0 | esc | 0.00097009 | 5.6426e-09 | 0.00097009 | 5.6426e-09 | 0.0027813 | 8.204e-10 | 0.0087991 | 3.5105e-08
[120 empty] | 7.3.3.17.5 (Remote Grid) Updates to grid topology to minimize risk of ignition in HFTDs Remote GridWLDFRContact from objectAggregated | WLDFR | HFTD - Distribution - Tier 3 - 3QU CoRE ¦ 5QU LoRE | Red Flag Warning - Small Fires | Contact from object | Aggregated | 2036 | 5.8166e-06 | 134.3564 | 0.00078149 | 2036 | Mitigation | 0.95 | 45 | 0 | esc | 0.00097009 | 5.6426e-09 | 0.00097009 | 5.6426e-09 | 0.0027813 | 8.204e-10 | 0.0087991 | 3.5105e-08
[120 empty] | 7.3.3.17.5 (Remote Grid) Updates to grid topology to minimize risk of ignition in HFTDs Remote GridWLDFRContact from objectAggregated | WLDFR | HFTD - Distribution - Tier 3 - 3QU CoRE ¦ 5QU LoRE | Red Flag Warning - Small Fires | Contact from object | Aggregated | 2037 | 5.8166e-06 | 134.3564 | 0.00078149 | 2037 | Mitigation | 0.95 | 45 | 0 | esc | 0.00097009 | 5.6426e-09 | 0.00097009 | 5.6426e-09 | 0.0027813 | 8.204e-10 | 0.0087991 | 3.5105e-08
[120 empty] | 7.3.3.17.5 (Remote Grid) Updates to grid topology to minimize risk of ignition in HFTDs Remote GridWLDFRContact from objectAggregated | WLDFR | HFTD - Distribution - Tier 3 - 3QU CoRE ¦ 5QU LoRE | Red Flag Warning - Small Fires | Contact from object | Aggregated | 2038 | 5.8166e-06 | 134.3564 | 0.00078149 | 2038 | Mitigation | 0.95 | 45 | 0 | esc | 0.00097009 | 5.6426e-09 | 0.00097009 | 5.6426e-09 | 0.0027813 | 8.204e-10 | 0.0087991 | 3.5105e-08
[120 empty] | 7.3.3.17.5 (Remote Grid) Updates to grid topology to minimize risk of ignition in HFTDs Remote GridWLDFRContact from objectAggregated | WLDFR | HFTD - Distribution - Tier 3 - 3QU CoRE ¦ 5QU LoRE | Red Flag Warning - Small Fires | Contact from object | Aggregated | 2039 | 5.8166e-06 | 134.3564 | 0.00078149 | 2039 | Mitigation | 0.95 | 45 | 0 | esc | 0.00097009 | 5.6426e-09 | 0.00097009 | 5.6426e-09 | 0.0027813 | 8.204e-10 | 0.0087991 | 3.5105e-08
[120 empty] | 7.3.3.17.5 (Remote Grid) Updates to grid topology to minimize risk of ignition in HFTDs Remote GridWLDFRContact from objectAggregated | WLDFR | HFTD - Distribution - Tier 3 - 3QU CoRE ¦ 5QU LoRE | Red Flag Warning - Small Fires | Contact from object | Aggregated | 2040 | 5.8166e-06 | 134.3564 | 0.00078149 | 2040 | Mitigation | 0.95 | 45 | 0 | esc | 0.00097009 | 5.6426e-09 | 0.00097009 | 5.6426e-09 | 0.0027813 | 8.204e-10 | 0.0087991 | 3.5105e-08
[120 empty] | 7.3.3.17.5 (Remote Grid) Updates to grid topology to minimize risk of ignition in HFTDs Remote GridWLDFRContact from objectAggregated | WLDFR | HFTD - Distribution - Tier 3 - 3QU CoRE ¦ 5QU LoRE | Red Flag Warning - Small Fires | Contact from object | Aggregated | 2041 | 5.8166e-06 | 134.3564 | 0.00078149 | 2041 | Mitigation | 0.95 | 45 | 0 | esc | 0.00097009 | 5.6426e-09 | 0.00097009 | 5.6426e-09 | 0.0027813 | 8.204e-10 | 0.0087991 | 3.5105e-08
[120 empty] | 7.3.3.17.5 (Remote Grid) Updates to grid topology to minimize risk of ignition in HFTDs Remote GridWLDFRContact from objectAggregated | WLDFR | HFTD - Distribution - Tier 3 - 3QU CoRE ¦ 5QU LoRE | Red Flag Warning - Small Fires | Contact from object | Aggregated | 2042 | 5.8166e-06 | 134.3564 | 0.00078149 | 2042 | Mitigation | 0.95 | 45 | 0 | esc | 0.00097009 | 5.6426e-09 | 0.00097009 | 5.6426e-09 | 0.0027813 | 8.204e-10 | 0.0087991 | 3.5105e-08
[120 empty] | 7.3.3.17.5 (Remote Grid) Updates to grid topology to minimize risk of ignition in HFTDs Remote GridWLDFRContact from objectAggregated | WLDFR | HFTD - Distribution - Tier 3 - 3QU CoRE ¦ 5QU LoRE | Red Flag Warning - Small Fires | Contact from object | Aggregated | 2043 | 5.8166e-06 | 134.3564 | 0.00078149 | 2043 | Mitigation | 0.95 | 45 | 0 | esc | 0.00097009 | 5.6426e-09 | 0.00097009 | 5.6426e-09 | 0.0027813 | 8.204e-10 | 0.0087991 | 3.5105e-08
[120 empty] | 7.3.3.17.5 (Remote Grid) Updates to grid topology to minimize risk of ignition in HFTDs Remote GridWLDFRContact from objectAggregated | WLDFR | HFTD - Distribution - Tier 3 - 3QU CoRE ¦ 5QU LoRE | Red Flag Warning - Small Fires | Contact from object | Aggregated | 2044 | 5.8166e-06 | 134.3564 | 0.00078149 | 2044 | Mitigation | 0.95 | 45 | 0 | esc | 0.00097009 | 5.6426e-09 | 0.00097009 | 5.6426e-09 | 0.0027813 | 8.204e-10 | 0 | 0
[120 empty] | 7.3.3.17.5 (Remote Grid) Updates to grid topology to minimize risk of ignition in HFTDs Remote GridWLDFRContact from objectAggregated | WLDFR | HFTD - Distribution - Tier 3 - 3QU CoRE ¦ 5QU LoRE | Red Flag Warning - Small Fires | Contact from object | Aggregated | 2045 | 5.8166e-06 | 134.3564 | 0.00078149 | 2045 | Mitigation | 0.95 | 45 | 0 | esc | 0.00097009 | 5.6426e-09 | 0.00097009 | 5.6426e-09 | 0.0027813 | 8.204e-10 | 0 | 0
[120 empty] | 7.3.3.17.5 (Remote Grid) Updates to grid topology to minimize risk of ignition in HFTDs Remote GridWLDFRContact from objectAggregated | WLDFR | HFTD - Distribution - Tier 3 - 3QU CoRE ¦ 5QU LoRE | Red Flag Warning - Small Fires | Contact from object | Aggregated | 2046 | 5.8166e-06 | 134.3564 | 0.00078149 | 2046 | Mitigation | 0.95 | 45 | 0 | esc | 0.00097009 | 5.6426e-09 | 0.00097009 | 5.6426e-09 | 0.0027813 | 8.204e-10 | 0.00988 | 1.8472e-08
[120 empty] | 7.3.3.17.5 (Remote Grid) Updates to grid topology to minimize risk of ignition in HFTDs Remote GridWLDFRContact from objectAggregated | WLDFR | HFTD - Distribution - Tier 3 - 3QU CoRE ¦ 5QU LoRE | Red Flag Warning - Small Fires | Contact from object | Aggregated | 2047 | 5.8166e-06 | 134.3564 | 0.00078149 | 2047 | Mitigation | 0.95 | 45 | 0 | esc | 0.00097009 | 5.6426e-09 | 0.00097009 | 5.6426e-09 | 0.0027813 | 8.204e-10 | 0.00988 | 1.8472e-08
[120 empty] | 7.3.3.17.5 (Remote Grid) Updates to grid topology to minimize risk of ignition in HFTDs Remote GridWLDFRContact from objectAggregated | WLDFR | HFTD - Distribution - Tier 3 - 3QU CoRE ¦ 5QU LoRE | Red Flag Warning - Small Fires | Contact from object | Aggregated | 2048 | 5.8166e-06 | 134.3564 | 0.00078149 | 2048 | Mitigation | 0.95 | 45 | 0 | esc | 0.00097009 | 5.6426e-09 | 0.00097009 | 5.6426e-09 | 0.0027813 | 8.204e-10 | 0.00988 | 1.8472e-08
[120 empty] | 7.3.3.17.5 (Remote Grid) Updates to grid topology to minimize risk of ignition in HFTDs Remote GridWLDFRContact from objectAggregated | WLDFR | HFTD - Distribution - Tier 3 - 3QU CoRE ¦ 5QU LoRE | Red Flag Warning - Small Fires | Contact from object | Aggregated | 2049 | 5.8166e-06 | 134.3564 | 0.00078149 | 2049 | Mitigation | 0.95 | 45 | 0 | esc | 0.00097009 | 5.6426e-09 | 0.00097009 | 5.6426e-09 | 0.0027813 | 8.204e-10 | 0.00988 | 1.8472e-08
[120 empty] | 7.3.3.17.5 (Remote Grid) Updates to grid topology to minimize risk of ignition in HFTDs Remote GridWLDFRContact from objectAggregated | WLDFR | HFTD - Distribution - Tier 3 - 3QU CoRE ¦ 5QU LoRE | Red Flag Warning - Small Fires | Contact from object | Aggregated | 2050 | 5.8166e-06 | 134.3564 | 0.00078149 | 2050 | Mitigation | 0.95 | 45 | 0 | esc | 0.00097009 | 5.6426e-09 | 0.00097009 | 5.6426e-09 | 0.0027813 | 8.204e-10 | 0.00988 | 1.8472e-08
[120 empty] | 7.3.3.17.5 (Remote Grid) Updates to grid topology to minimize risk of ignition in HFTDs Remote GridWLDFRContact from objectAggregated | WLDFR | HFTD - Distribution - Tier 3 - 3QU CoRE ¦ 5QU LoRE | Red Flag Warning - Small Fires | Contact from object | Aggregated | 2051 | 5.8166e-06 | 134.3564 | 0.00078149 | 2051 | Mitigation | 0.95 | 45 | 0 | esc | 0.00097009 | 5.6426e-09 | 0.00097009 | 5.6426e-09 | 0.0027813 | 8.204e-10 | 0.00988 | 1.8472e-08
[120 empty] | 7.3.3.17.5 (Remote Grid) Updates to grid topology to minimize risk of ignition in HFTDs Remote GridWLDFRContact from objectAggregated | WLDFR | HFTD - Distribution - Tier 3 - 3QU CoRE ¦ 5QU LoRE | Red Flag Warning - Small Fires | Contact from object | Aggregated | 2052 | 5.8166e-06 | 134.3564 | 0.00078149 | 2052 | Mitigation | 0.95 | 45 | 0 | esc | 0.00097009 | 5.6426e-09 | 0.00097009 | 5.6426e-09 | 0.0027813 | 8.204e-10 | 0.00988 | 1.8472e-08
[120 empty] | 7.3.3.17.5 (Remote Grid) Updates to grid topology to minimize risk of ignition in HFTDs Remote GridWLDFRContact from objectAggregated | WLDFR | HFTD - Distribution - Tier 3 - 3QU CoRE ¦ 5QU LoRE | Red Flag Warning - Small Fires | Contact from object | Aggregated | 2053 | 5.8166e-06 | 134.3564 | 0.00078149 | 2053 | Mitigation | 0.95 | 45 | 0 | esc | 0.00097009 | 5.6426e-09 | 0.00097009 | 5.6426e-09 | 0.0027813 | 8.204e-10 | 0.00988 | 1.8472e-08
[120 empty] | 7.3.3.17.5 (Remote Grid) Updates to grid topology to minimize risk of ignition in HFTDs Remote GridWLDFRContact from objectAggregated | WLDFR | HFTD - Distribution - Tier 3 - 3QU CoRE ¦ 5QU LoRE | Red Flag Warning - Small Fires | Contact from object | Aggregated | 2054 | 5.8166e-06 | 134.3564 | 0.00078149 | 2054 | Mitigation | 0.95 | 45 | 0 | esc | 0.00097009 | 5.6426e-09 | 0.00097009 | 5.6426e-09 | 0.0027813 | 8.204e-10 | 0.00988 | 1.8472e-08
[120 empty] | 7.3.3.17.5 (Remote Grid) Updates to grid topology to minimize risk of ignition in HFTDs Remote GridWLDFRContact from objectAggregated | WLDFR | HFTD - Distribution - Tier 3 - 3QU CoRE ¦ 5QU LoRE | Red Flag Warning - Small Fires | Contact from object | Aggregated | 2055 | 5.8166e-06 | 134.3564 | 0.00078149 | 2055 | Mitigation | 0.95 | 45 | 0 | esc | 0.00097009 | 5.6426e-09 | 0.00097009 | 5.6426e-09 | 0.0027813 | 8.204e-10 | 0.00988 | 1.8472e-08
[120 empty] | 7.3.3.17.5 (Remote Grid) Updates to grid topology to minimize risk of ignition in HFTDs Remote GridWLDFRContact from objectAggregated | WLDFR | HFTD - Distribution - Tier 3 - 3QU CoRE ¦ 5QU LoRE | Red Flag Warning - Small Fires | Contact from object | Aggregated | 2056 | 5.8166e-06 | 134.3564 | 0.00078149 | 2056 | Mitigation | 0.95 | 45 | 0 | esc | 0.00097009 | 5.6426e-09 | 0.00097009 | 5.6426e-09 | 0.0027813 | 8.204e-10 | 0.00988 | 1.8472e-08
[120 empty] | 7.3.3.17.5 (Remote Grid) Updates to grid topology to minimize risk of ignition in HFTDs Remote GridWLDFRContact from objectAggregated | WLDFR | HFTD - Distribution - Tier 3 - 3QU CoRE ¦ 5QU LoRE | Red Flag Warning - Small Fires | Contact from object | Aggregated | 2057 | 5.8166e-06 | 134.3564 | 0.00078149 | 2057 | Mitigation | 0.95 | 45 | 0 | esc | 0.00097009 | 5.6426e-09 | 0.00097009 | 5.6426e-09 | 0.0027813 | 8.204e-10 | 0.00988 | 1.8472e-08
[120 empty] | 7.3.3.17.5 (Remote Grid) Updates to grid topology to minimize risk of ignition in HFTDs Remote GridWLDFRContact from objectAggregated | WLDFR | HFTD - Distribution - Tier 3 - 3QU CoRE ¦ 5QU LoRE | Red Flag Warning - Small Fires | Contact from object | Aggregated | 2058 | 5.8166e-06 | 134.3564 | 0.00078149 | 2058 | Mitigation | 0.95 | 45 | 0 | esc | 0.00097009 | 5.6426e-09 | 0.00097009 | 5.6426e-09 | 0.0027813 | 8.204e-10 | 0.00988 | 1.8472e-08
[120 empty] | 7.3.3.17.5 (Remote Grid) Updates to grid topology to minimize risk of ignition in HFTDs Remote GridWLDFRContact from objectAggregated | WLDFR | HFTD - Distribution - Tier 3 - 3QU CoRE ¦ 5QU LoRE | Red Flag Warning - Small Fires | Contact from object | Aggregated | 2059 | 5.8166e-06 | 134.3564 | 0.00078149 | 2059 | Mitigation | 0.95 | 45 | 0 | esc | 0.00097009 | 5.6426e-09 | 0.00097009 | 5.6426e-09 | 0.0027813 | 8.204e-10 | 0.00988 | 1.8472e-08
[120 empty] | 7.3.3.17.5 (Remote Grid) Updates to grid topology to minimize risk of ignition in HFTDs Remote GridWLDFRContact from objectAggregated | WLDFR | HFTD - Distribution - Tier 3 - 3QU CoRE ¦ 5QU LoRE | Red Flag Warning - Small Fires | Contact from object | Aggregated | 2060 | 5.8166e-06 | 134.3564 | 0.00078149 | 2060 | Mitigation | 0.95 | 45 | 0 | esc | 0.00097009 | 5.6426e-09 | 0.00097009 | 5.6426e-09 | 0.0027813 | 8.204e-10 | 0.00988 | 1.8472e-08
[120 empty] | 7.3.3.17.5 (Remote Grid) Updates to grid topology to minimize risk of ignition in HFTDs Remote GridWLDFRContact from objectAggregated | WLDFR | HFTD - Distribution - Tier 3 - 3QU CoRE ¦ 5QU LoRE | Red Flag Warning - Small Fires | Contact from object | Aggregated | 2061 | 5.8166e-06 | 134.3564 | 0.00078149 | 2061 | Mitigation | 0.95 | 45 | 0 | esc | 0.00097009 | 5.6426e-09 | 0.00097009 | 5.6426e-09 | 0.0027813 | 8.204e-10 | 0.00988 | 1.8472e-08
[120 empty] | 7.3.3.17.5 (Remote Grid) Updates to grid topology to minimize risk of ignition in HFTDs Remote GridWLDFRContact from objectAggregated | WLDFR | HFTD - Distribution - Tier 3 - 3QU CoRE ¦ 5QU LoRE | Red Flag Warning - Small Fires | Contact from object | Aggregated | 2062 | 5.8166e-06 | 134.3564 | 0.00078149 | 2062 | Mitigation | 0.95 | 45 | 0 | esc | 0.00097009 | 5.6426e-09 | 0.00097009 | 5.6426e-09 | 0 | 0 | 0.00988 | 1.8472e-08
[120 empty] | 7.3.3.17.5 (Remote Grid) Updates to grid topology to minimize risk of ignition in HFTDs Remote GridWLDFRContact from objectAggregated | WLDFR | HFTD - Distribution - Tier 3 - 3QU CoRE ¦ 5QU LoRE | Red Flag Warning - Small Fires | Contact from object | Aggregated | 2063 | 5.8166e-06 | 134.3564 | 0.00078149 | 2063 | Mitigation | 0.95 | 45 | 0 | esc | 0.00097009 | 5.6426e-09 | 0.00097009 | 5.6426e-09 | 0.0027813 | 8.3646e-10 | 0.00988 | 1.8472e-08
[120 empty] | 7.3.3.17.5 (Remote Grid) Updates to grid topology to minimize risk of ignition in HFTDs Remote GridWLDFRContact from objectAggregated | WLDFR | HFTD - Distribution - Tier 3 - 3QU CoRE ¦ 5QU LoRE | Red Flag Warning - Small Fires | Contact from object | Aggregated | 2064 | 5.8166e-06 | 134.3564 | 0.00078149 | 2064 | Mitigation | 0.95 | 45 | 0 | esc | 0.00097009 | 5.6426e-09 | 0.00097009 | 5.6426e-09 | 0.0027813 | 8.3646e-10 | 0.00988 | 1.8472e-08
[120 empty] | 7.3.3.17.5 (Remote Grid) Updates to grid topology to minimize risk of ignition in HFTDs Remote GridWLDFRContact from objectAggregated | WLDFR | HFTD - Distribution - Tier 3 - 3QU CoRE ¦ 5QU LoRE | Red Flag Warning - Small Fires | Contact from object | Aggregated | 2065 | 5.8166e-06 | 134.3564 | 0.00078149 | 2065 | Mitigation | 0.95 | 45 | 0 | esc | 0.00097009 | 5.6426e-09 | 0.00097009 | 5.6426e-09 | 0.0027813 | 8.3646e-10 | 0.00988 | 1.8472e-08
[120 empty] | 7.3.3.17.5 (Remote Grid) Updates to grid topology to minimize risk of ignition in HFTDs Remote GridWLDFRContact from objectAggregated | WLDFR | HFTD - Distribution - Tier 3 - 3QU CoRE ¦ 5QU LoRE | Red Flag Warning - Small Fires | Contact from object | Aggregated | 2066 | 5.8166e-06 | 134.3564 | 0.00078149 | 2066 | Mitigation | 0.95 | 45 | 0 | esc | 0.00097009 | 5.6426e-09 | 0.00097009 | 5.6426e-09 | 0.0027813 | 8.3646e-10 | 0.00988 | 1.8472e-08
[120 empty] | 7.3.3.17.5 (Remote Grid) Updates to grid topology to minimize risk of ignition in HFTDs Remote GridWLDFRContact from objectAggregated | WLDFR | HFTD - Distribution - Tier 3 - 3QU CoRE ¦ 5QU LoRE | Red Flag Warning - Small Fires | Contact from object | Aggregated | 2067 | 5.8166e-06 | 134.3564 | 0.00078149 | 2067 | Mitigation | 0.95 | 45 | 0 | esc | 0 | 0 | 0.00097009 | 5.6426e-09 | 0.0027813 | 8.3646e-10 | 0.00988 | 1.8472e-08
[120 empty] | 7.3.3.17.5 (Remote Grid) Updates to grid topology to minimize risk of ignition in HFTDs Remote GridWLDFRContaminationAggregated | WLDFR | HFTD - Distribution - Tier 3 - 3QU CoRE ¦ 5QU LoRE | Red Flag Warning - Small Fires | Contamination | Aggregated | 2022 | 7.7955e-08 | 134.3564 | 1.0474e-05 | 2022 | Mitigation | 0.95 | 45 | 0 | esc | 0.00097009 | 7.5623e-11 | 0 | 0 | 0.0027813 | 8.3646e-10 | 0.00988 | 1.8472e-08
[120 empty] | 7.3.3.17.5 (Remote Grid) Updates to grid topology to minimize risk of ignition in HFTDs Remote GridWLDFRContaminationAggregated | WLDFR | HFTD - Distribution - Tier 3 - 3QU CoRE ¦ 5QU LoRE | Red Flag Warning - Small Fires | Contamination | Aggregated | 2023 | 7.7955e-08 | 134.3564 | 1.0474e-05 | 2023 | Mitigation | 0.95 | 45 | 0 | esc | 0.00097009 | 7.5623e-11 | 0.00097009 | 7.5623e-11 | 0.0027813 | 8.3646e-10 | 0.00988 | 1.8472e-08
[120 empty] | 7.3.3.17.5 (Remote Grid) Updates to grid topology to minimize risk of ignition in HFTDs Remote GridWLDFRContaminationAggregated | WLDFR | HFTD - Distribution - Tier 3 - 3QU CoRE ¦ 5QU LoRE | Red Flag Warning - Small Fires | Contamination | Aggregated | 2024 | 7.7955e-08 | 134.3564 | 1.0474e-05 | 2024 | Mitigation | 0.95 | 45 | 0 | esc | 0.00097009 | 7.5623e-11 | 0.00097009 | 7.5623e-11 | 0.0027813 | 8.3646e-10 | 0.00988 | 1.8472e-08
[120 empty] | 7.3.3.17.5 (Remote Grid) Updates to grid topology to minimize risk of ignition in HFTDs Remote GridWLDFRContaminationAggregated | WLDFR | HFTD - Distribution - Tier 3 - 3QU CoRE ¦ 5QU LoRE | Red Flag Warning - Small Fires | Contamination | Aggregated | 2025 | 7.7955e-08 | 134.3564 | 1.0474e-05 | 2025 | Mitigation | 0.95 | 45 | 0 | esc | 0.00097009 | 7.5623e-11 | 0.00097009 | 7.5623e-11 | 0.0027813 | 8.3646e-10 | 0.00988 | 1.8472e-08
[120 empty] | 7.3.3.17.5 (Remote Grid) Updates to grid topology to minimize risk of ignition in HFTDs Remote GridWLDFRContaminationAggregated | WLDFR | HFTD - Distribution - Tier 3 - 3QU CoRE ¦ 5QU LoRE | Red Flag Warning - Small Fires | Contamination | Aggregated | 2026 | 7.7955e-08 | 134.3564 | 1.0474e-05 | 2026 | Mitigation | 0.95 | 45 | 0 | esc | 0.00097009 | 7.5623e-11 | 0.00097009 | 7.5623e-11 | 0.0027813 | 8.3646e-10 | 0.00988 | 1.8472e-08
[120 empty] | 7.3.3.17.5 (Remote Grid) Updates to grid topology to minimize risk of ignition in HFTDs Remote GridWLDFRContaminationAggregated | WLDFR | HFTD - Distribution - Tier 3 - 3QU CoRE ¦ 5QU LoRE | Red Flag Warning - Small Fires | Contamination | Aggregated | 2027 | 7.7955e-08 | 134.3564 | 1.0474e-05 | 2027 | Mitigation | 0.95 | 45 | 0 | esc | 0.00097009 | 7.5623e-11 | 0.00097009 | 7.5623e-11 | 0.0027813 | 8.3646e-10 | 0.00988 | 1.8472e-08
[120 empty] | 7.3.3.17.5 (Remote Grid) Updates to grid topology to minimize risk of ignition in HFTDs Remote GridWLDFRContaminationAggregated | WLDFR | HFTD - Distribution - Tier 3 - 3QU CoRE ¦ 5QU LoRE | Red Flag Warning - Small Fires | Contamination | Aggregated | 2028 | 7.7955e-08 | 134.3564 | 1.0474e-05 | 2028 | Mitigation | 0.95 | 45 | 0 | esc | 0.00097009 | 7.5623e-11 | 0.00097009 | 7.5623e-11 | 0.0027813 | 8.3646e-10 | 0.00988 | 1.8472e-08
[120 empty] | 7.3.3.17.5 (Remote Grid) Updates to grid topology to minimize risk of ignition in HFTDs Remote GridWLDFRContaminationAggregated | WLDFR | HFTD - Distribution - Tier 3 - 3QU CoRE ¦ 5QU LoRE | Red Flag Warning - Small Fires | Contamination | Aggregated | 2029 | 7.7955e-08 | 134.3564 | 1.0474e-05 | 2029 | Mitigation | 0.95 | 45 | 0 | esc | 0.00097009 | 7.5623e-11 | 0.00097009 | 7.5623e-11 | 0.0027813 | 8.3646e-10 | 0.00988 | 1.8472e-08
[120 empty] | 7.3.3.17.5 (Remote Grid) Updates to grid topology to minimize risk of ignition in HFTDs Remote GridWLDFRContaminationAggregated | WLDFR | HFTD - Distribution - Tier 3 - 3QU CoRE ¦ 5QU LoRE | Red Flag Warning - Small Fires | Contamination | Aggregated | 2030 | 7.7955e-08 | 134.3564 | 1.0474e-05 | 2030 | Mitigation | 0.95 | 45 | 0 | esc | 0.00097009 | 7.5623e-11 | 0.00097009 | 7.5623e-11 | 0.0027813 | 8.3646e-10 | 0 | 0
[120 empty] | 7.3.3.17.5 (Remote Grid) Updates to grid topology to minimize risk of ignition in HFTDs Remote GridWLDFRContaminationAggregated | WLDFR | HFTD - Distribution - Tier 3 - 3QU CoRE ¦ 5QU LoRE | Red Flag Warning - Small Fires | Contamination | Aggregated | 2031 | 7.7955e-08 | 134.3564 | 1.0474e-05 | 2031 | Mitigation | 0.95 | 45 | 0 | esc | 0.00097009 | 7.5623e-11 | 0.00097009 | 7.5623e-11 | 0.0027813 | 8.3646e-10 | 0 | 0
[120 empty] | 7.3.3.17.5 (Remote Grid) Updates to grid topology to minimize risk of ignition in HFTDs Remote GridWLDFRContaminationAggregated | WLDFR | HFTD - Distribution - Tier 3 - 3QU CoRE ¦ 5QU LoRE | Red Flag Warning - Small Fires | Contamination | Aggregated | 2032 | 7.7955e-08 | 134.3564 | 1.0474e-05 | 2032 | Mitigation | 0.95 | 45 | 0 | esc | 0.00097009 | 7.5623e-11 | 0.00097009 | 7.5623e-11 | 0.0027813 | 8.3646e-10 | 0.0085129 | 1.3073e-08
[120 empty] | 7.3.3.17.5 (Remote Grid) Updates to grid topology to minimize risk of ignition in HFTDs Remote GridWLDFRContaminationAggregated | WLDFR | HFTD - Distribution - Tier 3 - 3QU CoRE ¦ 5QU LoRE | Red Flag Warning - Small Fires | Contamination | Aggregated | 2033 | 7.7955e-08 | 134.3564 | 1.0474e-05 | 2033 | Mitigation | 0.95 | 45 | 0 | esc | 0.00097009 | 7.5623e-11 | 0.00097009 | 7.5623e-11 | 0.0027813 | 8.3646e-10 | 0.0085129 | 1.3073e-08
[120 empty] | 7.3.3.17.5 (Remote Grid) Updates to grid topology to minimize risk of ignition in HFTDs Remote GridWLDFRContaminationAggregated | WLDFR | HFTD - Distribution - Tier 3 - 3QU CoRE ¦ 5QU LoRE | Red Flag Warning - Small Fires | Contamination | Aggregated | 2034 | 7.7955e-08 | 134.3564 | 1.0474e-05 | 2034 | Mitigation | 0.95 | 45 | 0 | esc | 0.00097009 | 7.5623e-11 | 0.00097009 | 7.5623e-11 | 0.0027813 | 8.3646e-10 | 0.0085129 | 1.3073e-08
[120 empty] | 7.3.3.17.5 (Remote Grid) Updates to grid topology to minimize risk of ignition in HFTDs Remote GridWLDFRContaminationAggregated | WLDFR | HFTD - Distribution - Tier 3 - 3QU CoRE ¦ 5QU LoRE | Red Flag Warning - Small Fires | Contamination | Aggregated | 2035 | 7.7955e-08 | 134.3564 | 1.0474e-05 | 2035 | Mitigation | 0.95 | 45 | 0 | esc | 0.00097009 | 7.5623e-11 | 0.00097009 | 7.5623e-11 | 0.0027813 | 8.3646e-10 | 0.0085129 | 1.3073e-08
[120 empty] | 7.3.3.17.5 (Remote Grid) Updates to grid topology to minimize risk of ignition in HFTDs Remote GridWLDFRContaminationAggregated | WLDFR | HFTD - Distribution - Tier 3 - 3QU CoRE ¦ 5QU LoRE | Red Flag Warning - Small Fires | Contamination | Aggregated | 2036 | 7.7955e-08 | 134.3564 | 1.0474e-05 | 2036 | Mitigation | 0.95 | 45 | 0 | esc | 0.00097009 | 7.5623e-11 | 0.00097009 | 7.5623e-11 | 0.0027813 | 8.3646e-10 | 0.0085129 | 1.3073e-08
[120 empty] | 7.3.3.17.5 (Remote Grid) Updates to grid topology to minimize risk of ignition in HFTDs Remote GridWLDFRContaminationAggregated | WLDFR | HFTD - Distribution - Tier 3 - 3QU CoRE ¦ 5QU LoRE | Red Flag Warning - Small Fires | Contamination | Aggregated | 2037 | 7.7955e-08 | 134.3564 | 1.0474e-05 | 2037 | Mitigation | 0.95 | 45 | 0 | esc | 0.00097009 | 7.5623e-11 | 0.00097009 | 7.5623e-11 | 0.0027813 | 8.3646e-10 | 0.0085129 | 1.3073e-08
[120 empty] | 7.3.3.17.5 (Remote Grid) Updates to grid topology to minimize risk of ignition in HFTDs Remote GridWLDFRContaminationAggregated | WLDFR | HFTD - Distribution - Tier 3 - 3QU CoRE ¦ 5QU LoRE | Red Flag Warning - Small Fires | Contamination | Aggregated | 2038 | 7.7955e-08 | 134.3564 | 1.0474e-05 | 2038 | Mitigation | 0.95 | 45 | 0 | esc | 0.00097009 | 7.5623e-11 | 0.00097009 | 7.5623e-11 | 0.0027813 | 8.3646e-10 | 0.0085129 | 1.3073e-08
[120 empty] | 7.3.3.17.5 (Remote Grid) Updates to grid topology to minimize risk of ignition in HFTDs Remote GridWLDFRContaminationAggregated | WLDFR | HFTD - Distribution - Tier 3 - 3QU CoRE ¦ 5QU LoRE | Red Flag Warning - Small Fires | Contamination | Aggregated | 2039 | 7.7955e-08 | 134.3564 | 1.0474e-05 | 2039 | Mitigation | 0.95 | 45 | 0 | esc | 0.00097009 | 7.5623e-11 | 0.00097009 | 7.5623e-11 | 0.0027813 | 8.3646e-10 | 0.0085129 | 1.3073e-08
[120 empty] | 7.3.3.17.5 (Remote Grid) Updates to grid topology to minimize risk of ignition in HFTDs Remote GridWLDFRContaminationAggregated | WLDFR | HFTD - Distribution - Tier 3 - 3QU CoRE ¦ 5QU LoRE | Red Flag Warning - Small Fires | Contamination | Aggregated | 2040 | 7.7955e-08 | 134.3564 | 1.0474e-05 | 2040 | Mitigation | 0.95 | 45 | 0 | esc | 0.00097009 | 7.5623e-11 | 0.00097009 | 7.5623e-11 | 0.0027813 | 8.3646e-10 | 0.0085129 | 1.3073e-08
[120 empty] | 7.3.3.17.5 (Remote Grid) Updates to grid topology to minimize risk of ignition in HFTDs Remote GridWLDFRContaminationAggregated | WLDFR | HFTD - Distribution - Tier 3 - 3QU CoRE ¦ 5QU LoRE | Red Flag Warning - Small Fires | Contamination | Aggregated | 2041 | 7.7955e-08 | 134.3564 | 1.0474e-05 | 2041 | Mitigation | 0.95 | 45 | 0 | esc | 0.00097009 | 7.5623e-11 | 0.00097009 | 7.5623e-11 | 0.0027813 | 8.3646e-10 | 0.0085129 | 1.3073e-08
[120 empty] | 7.3.3.17.5 (Remote Grid) Updates to grid topology to minimize risk of ignition in HFTDs Remote GridWLDFRContaminationAggregated | WLDFR | HFTD - Distribution - Tier 3 - 3QU CoRE ¦ 5QU LoRE | Red Flag Warning - Small Fires | Contamination | Aggregated | 2042 | 7.7955e-08 | 134.3564 | 1.0474e-05 | 2042 | Mitigation | 0.95 | 45 | 0 | esc | 0.00097009 | 7.5623e-11 | 0.00097009 | 7.5623e-11 | 0.0027813 | 8.3646e-10 | 0.0085129 | 1.3073e-08
[120 empty] | 7.3.3.17.5 (Remote Grid) Updates to grid topology to minimize risk of ignition in HFTDs Remote GridWLDFRContaminationAggregated | WLDFR | HFTD - Distribution - Tier 3 - 3QU CoRE ¦ 5QU LoRE | Red Flag Warning - Small Fires | Contamination | Aggregated | 2043 | 7.7955e-08 | 134.3564 | 1.0474e-05 | 2043 | Mitigation | 0.95 | 45 | 0 | esc | 0.00097009 | 7.5623e-11 | 0.00097009 | 7.5623e-11 | 0.0027813 | 8.3646e-10 | 0.0085129 | 1.3073e-08
[120 empty] | 7.3.3.17.5 (Remote Grid) Updates to grid topology to minimize risk of ignition in HFTDs Remote GridWLDFRContaminationAggregated | WLDFR | HFTD - Distribution - Tier 3 - 3QU CoRE ¦ 5QU LoRE | Red Flag Warning - Small Fires | Contamination | Aggregated | 2044 | 7.7955e-08 | 134.3564 | 1.0474e-05 | 2044 | Mitigation | 0.95 | 45 | 0 | esc | 0.00097009 | 7.5623e-11 | 0.00097009 | 7.5623e-11 | 0.0027813 | 8.3646e-10 | 0.0085129 | 1.3073e-08
[120 empty] | 7.3.3.17.5 (Remote Grid) Updates to grid topology to minimize risk of ignition in HFTDs Remote GridWLDFRContaminationAggregated | WLDFR | HFTD - Distribution - Tier 3 - 3QU CoRE ¦ 5QU LoRE | Red Flag Warning - Small Fires | Contamination | Aggregated | 2045 | 7.7955e-08 | 134.3564 | 1.0474e-05 | 2045 | Mitigation | 0.95 | 45 | 0 | esc | 0.00097009 | 7.5623e-11 | 0.00097009 | 7.5623e-11 | 0.0027813 | 8.3646e-10 | 0.0085129 | 1.3073e-08
[120 empty] | 7.3.3.17.5 (Remote Grid) Updates to grid topology to minimize risk of ignition in HFTDs Remote GridWLDFRContaminationAggregated | WLDFR | HFTD - Distribution - Tier 3 - 3QU CoRE ¦ 5QU LoRE | Red Flag Warning - Small Fires | Contamination | Aggregated | 2046 | 7.7955e-08 | 134.3564 | 1.0474e-05 | 2046 | Mitigation | 0.95 | 45 | 0 | esc | 0.00097009 | 7.5623e-11 | 0.00097009 | 7.5623e-11 | 0.0027813 | 8.3646e-10 | 0.0085129 | 1.3073e-08
[120 empty] | 7.3.3.17.5 (Remote Grid) Updates to grid topology to minimize risk of ignition in HFTDs Remote GridWLDFRContaminationAggregated | WLDFR | HFTD - Distribution - Tier 3 - 3QU CoRE ¦ 5QU LoRE | Red Flag Warning - Small Fires | Contamination | Aggregated | 2047 | 7.7955e-08 | 134.3564 | 1.0474e-05 | 2047 | Mitigation | 0.95 | 45 | 0 | esc | 0.00097009 | 7.5623e-11 | 0.00097009 | 7.5623e-11 | 0.0027813 | 8.3646e-10 | 0.0085129 | 1.3073e-08
[120 empty] | 7.3.3.17.5 (Remote Grid) Updates to grid topology to minimize risk of ignition in HFTDs Remote GridWLDFRContaminationAggregated | WLDFR | HFTD - Distribution - Tier 3 - 3QU CoRE ¦ 5QU LoRE | Red Flag Warning - Small Fires | Contamination | Aggregated | 2048 | 7.7955e-08 | 134.3564 | 1.0474e-05 | 2048 | Mitigation | 0.95 | 45 | 0 | esc | 0.00097009 | 7.5623e-11 | 0.00097009 | 7.5623e-11 | 0.0027813 | 8.3646e-10 | 0.0085129 | 1.3073e-08
[120 empty] | 7.3.3.17.5 (Remote Grid) Updates to grid topology to minimize risk of ignition in HFTDs Remote GridWLDFRContaminationAggregated | WLDFR | HFTD - Distribution - Tier 3 - 3QU CoRE ¦ 5QU LoRE | Red Flag Warning - Small Fires | Contamination | Aggregated | 2049 | 7.7955e-08 | 134.3564 | 1.0474e-05 | 2049 | Mitigation | 0.95 | 45 | 0 | esc | 0.00097009 | 7.5623e-11 | 0.00097009 | 7.5623e-11 | 0.0027813 | 8.3646e-10 | 0.0085129 | 1.3073e-08
[120 empty] | 7.3.3.17.5 (Remote Grid) Updates to grid topology to minimize risk of ignition in HFTDs Remote GridWLDFRContaminationAggregated | WLDFR | HFTD - Distribution - Tier 3 - 3QU CoRE ¦ 5QU LoRE | Red Flag Warning - Small Fires | Contamination | Aggregated | 2050 | 7.7955e-08 | 134.3564 | 1.0474e-05 | 2050 | Mitigation | 0.95 | 45 | 0 | esc | 0.00097009 | 7.5623e-11 | 0.00097009 | 7.5623e-11 | 0.0027813 | 8.3646e-10 | 0.0085129 | 1.3073e-08
[120 empty] | 7.3.3.17.5 (Remote Grid) Updates to grid topology to minimize risk of ignition in HFTDs Remote GridWLDFRContaminationAggregated | WLDFR | HFTD - Distribution - Tier 3 - 3QU CoRE ¦ 5QU LoRE | Red Flag Warning - Small Fires | Contamination | Aggregated | 2051 | 7.7955e-08 | 134.3564 | 1.0474e-05 | 2051 | Mitigation | 0.95 | 45 | 0 | esc | 0.00097009 | 7.5623e-11 | 0.00097009 | 7.5623e-11 | 0.0027813 | 8.3646e-10 | 0.0085129 | 1.3073e-08
[120 empty] | 7.3.3.17.5 (Remote Grid) Updates to grid topology to minimize risk of ignition in HFTDs Remote GridWLDFRContaminationAggregated | WLDFR | HFTD - Distribution - Tier 3 - 3QU CoRE ¦ 5QU LoRE | Red Flag Warning - Small Fires | Contamination | Aggregated | 2052 | 7.7955e-08 | 134.3564 | 1.0474e-05 | 2052 | Mitigation | 0.95 | 45 | 0 | esc | 0.00097009 | 7.5623e-11 | 0.00097009 | 7.5623e-11 | 0.0027813 | 8.3646e-10 | 0.0085129 | 1.3073e-08
[120 empty] | 7.3.3.17.5 (Remote Grid) Updates to grid topology to minimize risk of ignition in HFTDs Remote GridWLDFRContaminationAggregated | WLDFR | HFTD - Distribution - Tier 3 - 3QU CoRE ¦ 5QU LoRE | Red Flag Warning - Small Fires | Contamination | Aggregated | 2053 | 7.7955e-08 | 134.3564 | 1.0474e-05 | 2053 | Mitigation | 0.95 | 45 | 0 | esc | 0.00097009 | 7.5623e-11 | 0.00097009 | 7.5623e-11 | 0.0027813 | 8.3646e-10 | 0.0085129 | 1.3073e-08
[120 empty] | 7.3.3.17.5 (Remote Grid) Updates to grid topology to minimize risk of ignition in HFTDs Remote GridWLDFRContaminationAggregated | WLDFR | HFTD - Distribution - Tier 3 - 3QU CoRE ¦ 5QU LoRE | Red Flag Warning - Small Fires | Contamination | Aggregated | 2054 | 7.7955e-08 | 134.3564 | 1.0474e-05 | 2054 | Mitigation | 0.95 | 45 | 0 | esc | 0.00097009 | 7.5623e-11 | 0.00097009 | 7.5623e-11 | 0.0027813 | 8.3646e-10 | 0.0085129 | 1.3073e-08
[120 empty] | 7.3.3.17.5 (Remote Grid) Updates to grid topology to minimize risk of ignition in HFTDs Remote GridWLDFRContaminationAggregated | WLDFR | HFTD - Distribution - Tier 3 - 3QU CoRE ¦ 5QU LoRE | Red Flag Warning - Small Fires | Contamination | Aggregated | 2055 | 7.7955e-08 | 134.3564 | 1.0474e-05 | 2055 | Mitigation | 0.95 | 45 | 0 | esc | 0.00097009 | 7.5623e-11 | 0.00097009 | 7.5623e-11 | 0.0027813 | 8.3646e-10 | 0.0085129 | 1.3073e-08
[120 empty] | 7.3.3.17.5 (Remote Grid) Updates to grid topology to minimize risk of ignition in HFTDs Remote GridWLDFRContaminationAggregated | WLDFR | HFTD - Distribution - Tier 3 - 3QU CoRE ¦ 5QU LoRE | Red Flag Warning - Small Fires | Contamination | Aggregated | 2056 | 7.7955e-08 | 134.3564 | 1.0474e-05 | 2056 | Mitigation | 0.95 | 45 | 0 | esc | 0.00097009 | 7.5623e-11 | 0.00097009 | 7.5623e-11 | 0.0027813 | 8.3646e-10 | 0.0085129 | 1.3073e-08
[120 empty] | 7.3.3.17.5 (Remote Grid) Updates to grid topology to minimize risk of ignition in HFTDs Remote GridWLDFRContaminationAggregated | WLDFR | HFTD - Distribution - Tier 3 - 3QU CoRE ¦ 5QU LoRE | Red Flag Warning - Small Fires | Contamination | Aggregated | 2057 | 7.7955e-08 | 134.3564 | 1.0474e-05 | 2057 | Mitigation | 0.95 | 45 | 0 | esc | 0.00097009 | 7.5623e-11 | 0.00097009 | 7.5623e-11 | 0.0027813 | 8.3646e-10 | 0.0085129 | 1.3073e-08
[120 empty] | 7.3.3.17.5 (Remote Grid) Updates to grid topology to minimize risk of ignition in HFTDs Remote GridWLDFRContaminationAggregated | WLDFR | HFTD - Distribution - Tier 3 - 3QU CoRE ¦ 5QU LoRE | Red Flag Warning - Small Fires | Contamination | Aggregated | 2058 | 7.7955e-08 | 134.3564 | 1.0474e-05 | 2058 | Mitigation | 0.95 | 45 | 0 | esc | 0.00097009 | 7.5623e-11 | 0.00097009 | 7.5623e-11 | 0.0027813 | 8.3646e-10 | 0.0085129 | 1.3073e-08
[120 empty] | 7.3.3.17.5 (Remote Grid) Updates to grid topology to minimize risk of ignition in HFTDs Remote GridWLDFRContaminationAggregated | WLDFR | HFTD - Distribution - Tier 3 - 3QU CoRE ¦ 5QU LoRE | Red Flag Warning - Small Fires | Contamination | Aggregated | 2059 | 7.7955e-08 | 134.3564 | 1.0474e-05 | 2059 | Mitigation | 0.95 | 45 | 0 | esc | 0.00097009 | 7.5623e-11 | 0.00097009 | 7.5623e-11 | 0.0027813 | 8.3646e-10 | 0.0085129 | 1.3073e-08
[120 empty] | 7.3.3.17.5 (Remote Grid) Updates to grid topology to minimize risk of ignition in HFTDs Remote GridWLDFRContaminationAggregated | WLDFR | HFTD - Distribution - Tier 3 - 3QU CoRE ¦ 5QU LoRE | Red Flag Warning - Small Fires | Contamination | Aggregated | 2060 | 7.7955e-08 | 134.3564 | 1.0474e-05 | 2060 | Mitigation | 0.95 | 45 | 0 | esc | 0.00097009 | 7.5623e-11 | 0.00097009 | 7.5623e-11 | 0.0027813 | 8.3646e-10 | 0.0085129 | 1.3073e-08
[120 empty] | 7.3.3.17.5 (Remote Grid) Updates to grid topology to minimize risk of ignition in HFTDs Remote GridWLDFRContaminationAggregated | WLDFR | HFTD - Distribution - Tier 3 - 3QU CoRE ¦ 5QU LoRE | Red Flag Warning - Small Fires | Contamination | Aggregated | 2061 | 7.7955e-08 | 134.3564 | 1.0474e-05 | 2061 | Mitigation | 0.95 | 45 | 0 | esc | 0.00097009 | 7.5623e-11 | 0.00097009 | 7.5623e-11 | 0.0027813 | 8.3646e-10 | 0.0085129 | 1.3073e-08
[120 empty] | 7.3.3.17.5 (Remote Grid) Updates to grid topology to minimize risk of ignition in HFTDs Remote GridWLDFRContaminationAggregated | WLDFR | HFTD - Distribution - Tier 3 - 3QU CoRE ¦ 5QU LoRE | Red Flag Warning - Small Fires | Contamination | Aggregated | 2062 | 7.7955e-08 | 134.3564 | 1.0474e-05 | 2062 | Mitigation | 0.95 | 45 | 0 | esc | 0.00097009 | 7.5623e-11 | 0.00097009 | 7.5623e-11 | 0.0027813 | 8.3646e-10 | 0 | 0
[120 empty] | 7.3.3.17.5 (Remote Grid) Updates to grid topology to minimize risk of ignition in HFTDs Remote GridWLDFRContaminationAggregated | WLDFR | HFTD - Distribution - Tier 3 - 3QU CoRE ¦ 5QU LoRE | Red Flag Warning - Small Fires | Contamination | Aggregated | 2063 | 7.7955e-08 | 134.3564 | 1.0474e-05 | 2063 | Mitigation | 0.95 | 45 | 0 | esc | 0.00097009 | 7.5623e-11 | 0.00097009 | 7.5623e-11 | 0.0027813 | 8.3646e-10 | 0 | 0
[120 empty] | 7.3.3.17.5 (Remote Grid) Updates to grid topology to minimize risk of ignition in HFTDs Remote GridWLDFRContaminationAggregated | WLDFR | HFTD - Distribution - Tier 3 - 3QU CoRE ¦ 5QU LoRE | Red Flag Warning - Small Fires | Contamination | Aggregated | 2064 | 7.7955e-08 | 134.3564 | 1.0474e-05 | 2064 | Mitigation | 0.95 | 45 | 0 | esc | 0.00097009 | 7.5623e-11 | 0.00097009 | 7.5623e-11 | 0.0027813 | 8.3646e-10 | 0.0093087 | 5.8541e-08
[120 empty] | 7.3.3.17.5 (Remote Grid) Updates to grid topology to minimize risk of ignition in HFTDs Remote GridWLDFRContaminationAggregated | WLDFR | HFTD - Distribution - Tier 3 - 3QU CoRE ¦ 5QU LoRE | Red Flag Warning - Small Fires | Contamination | Aggregated | 2065 | 7.7955e-08 | 134.3564 | 1.0474e-05 | 2065 | Mitigation | 0.95 | 45 | 0 | esc | 0.00097009 | 7.5623e-11 | 0.00097009 | 7.5623e-11 | 0.0027813 | 8.3646e-10 | 0.0093087 | 5.8541e-08
[120 empty] | 7.3.3.17.5 (Remote Grid) Updates to grid topology to minimize risk of ignition in HFTDs Remote GridWLDFRContaminationAggregated | WLDFR | HFTD - Distribution - Tier 3 - 3QU CoRE ¦ 5QU LoRE | Red Flag Warning - Small Fires | Contamination | Aggregated | 2066 | 7.7955e-08 | 134.3564 | 1.0474e-05 | 2066 | Mitigation | 0.95 | 45 | 0 | esc | 0.00097009 | 7.5623e-11 | 0.00097009 | 7.5623e-11 | 0 | 0 | 0.0093087 | 5.8541e-08
[120 empty] | 7.3.3.17.5 (Remote Grid) Updates to grid topology to minimize risk of ignition in HFTDs Remote GridWLDFRContaminationAggregated | WLDFR | HFTD - Distribution - Tier 3 - 3QU CoRE ¦ 5QU LoRE | Red Flag Warning - Small Fires | Contamination | Aggregated | 2067 | 7.7955e-08 | 134.3564 | 1.0474e-05 | 2067 | Mitigation | 0.95 | 45 | 0 | esc | 0 | 0 | 0.00097009 | 7.5623e-11 | 0.0027813 | 1.7578e-10 | 0.0093087 | 5.8541e-08
[120 empty] | 7.3.3.17.5 (Remote Grid) Updates to grid topology to minimize risk of ignition in HFTDs Remote GridWLDFREquipment / facility failureAggregated | WLDFR | HFTD - Distribution - Tier 3 - 3QU CoRE ¦ 5QU LoRE | Red Flag Warning - Small Fires | Equipment / facility failure | Aggregated | 2022 | 3.3547e-05 | 134.3564 | 0.0045073 | 2022 | Mitigation | 0.95 | 45 | 0 | esc | 0.00097009 | 3.2544e-08 | 0 | 0 | 0.0027813 | 1.7578e-10 | 0.0093087 | 5.8541e-08
[120 empty] | 7.3.3.17.5 (Remote Grid) Updates to grid topology to minimize risk of ignition in HFTDs Remote GridWLDFREquipment / facility failureAggregated | WLDFR | HFTD - Distribution - Tier 3 - 3QU CoRE ¦ 5QU LoRE | Red Flag Warning - Small Fires | Equipment / facility failure | Aggregated | 2023 | 3.3547e-05 | 134.3564 | 0.0045073 | 2023 | Mitigation | 0.95 | 45 | 0 | esc | 0.00097009 | 3.2544e-08 | 0.00097009 | 3.2544e-08 | 0.0027813 | 1.7578e-10 | 0.0093087 | 5.8541e-08
[120 empty] | 7.3.3.17.5 (Remote Grid) Updates to grid topology to minimize risk of ignition in HFTDs Remote GridWLDFREquipment / facility failureAggregated | WLDFR | HFTD - Distribution - Tier 3 - 3QU CoRE ¦ 5QU LoRE | Red Flag Warning - Small Fires | Equipment / facility failure | Aggregated | 2024 | 3.3547e-05 | 134.3564 | 0.0045073 | 2024 | Mitigation | 0.95 | 45 | 0 | esc | 0.00097009 | 3.2544e-08 | 0.00097009 | 3.2544e-08 | 0.0027813 | 1.7578e-10 | 0.0093087 | 5.8541e-08
[120 empty] | 7.3.3.17.5 (Remote Grid) Updates to grid topology to minimize risk of ignition in HFTDs Remote GridWLDFREquipment / facility failureAggregated | WLDFR | HFTD - Distribution - Tier 3 - 3QU CoRE ¦ 5QU LoRE | Red Flag Warning - Small Fires | Equipment / facility failure | Aggregated | 2025 | 3.3547e-05 | 134.3564 | 0.0045073 | 2025 | Mitigation | 0.95 | 45 | 0 | esc | 0.00097009 | 3.2544e-08 | 0.00097009 | 3.2544e-08 | 0.0027813 | 1.7578e-10 | 0.0093087 | 5.8541e-08
[120 empty] | 7.3.3.17.5 (Remote Grid) Updates to grid topology to minimize risk of ignition in HFTDs Remote GridWLDFREquipment / facility failureAggregated | WLDFR | HFTD - Distribution - Tier 3 - 3QU CoRE ¦ 5QU LoRE | Red Flag Warning - Small Fires | Equipment / facility failure | Aggregated | 2026 | 3.3547e-05 | 134.3564 | 0.0045073 | 2026 | Mitigation | 0.95 | 45 | 0 | esc | 0.00097009 | 3.2544e-08 | 0.00097009 | 3.2544e-08 | 0.0027813 | 1.7578e-10 | 0.0093087 | 5.8541e-08
[120 empty] | 7.3.3.17.5 (Remote Grid) Updates to grid topology to minimize risk of ignition in HFTDs Remote GridWLDFREquipment / facility failureAggregated | WLDFR | HFTD - Distribution - Tier 3 - 3QU CoRE ¦ 5QU LoRE | Red Flag Warning - Small Fires | Equipment / facility failure | Aggregated | 2027 | 3.3547e-05 | 134.3564 | 0.0045073 | 2027 | Mitigation | 0.95 | 45 | 0 | esc | 0.00097009 | 3.2544e-08 | 0.00097009 | 3.2544e-08 | 0.0027813 | 1.7578e-10 | 0.0093087 | 5.8541e-08
[120 empty] | 7.3.3.17.5 (Remote Grid) Updates to grid topology to minimize risk of ignition in HFTDs Remote GridWLDFREquipment / facility failureAggregated | WLDFR | HFTD - Distribution - Tier 3 - 3QU CoRE ¦ 5QU LoRE | Red Flag Warning - Small Fires | Equipment / facility failure | Aggregated | 2028 | 3.3547e-05 | 134.3564 | 0.0045073 | 2028 | Mitigation | 0.95 | 45 | 0 | esc | 0.00097009 | 3.2544e-08 | 0.00097009 | 3.2544e-08 | 0.0027813 | 1.7578e-10 | 0.0093087 | 5.8541e-08
[120 empty] | 7.3.3.17.5 (Remote Grid) Updates to grid topology to minimize risk of ignition in HFTDs Remote GridWLDFREquipment / facility failureAggregated | WLDFR | HFTD - Distribution - Tier 3 - 3QU CoRE ¦ 5QU LoRE | Red Flag Warning - Small Fires | Equipment / facility failure | Aggregated | 2029 | 3.3547e-05 | 134.3564 | 0.0045073 | 2029 | Mitigation | 0.95 | 45 | 0 | esc | 0.00097009 | 3.2544e-08 | 0.00097009 | 3.2544e-08 | 0.0027813 | 1.7578e-10 | 0.0093087 | 5.8541e-08
[120 empty] | 7.3.3.17.5 (Remote Grid) Updates to grid topology to minimize risk of ignition in HFTDs Remote GridWLDFREquipment / facility failureAggregated | WLDFR | HFTD - Distribution - Tier 3 - 3QU CoRE ¦ 5QU LoRE | Red Flag Warning - Small Fires | Equipment / facility failure | Aggregated | 2030 | 3.3547e-05 | 134.3564 | 0.0045073 | 2030 | Mitigation | 0.95 | 45 | 0 | esc | 0.00097009 | 3.2544e-08 | 0.00097009 | 3.2544e-08 | 0.0027813 | 1.7578e-10 | 0.0093087 | 5.8541e-08
[120 empty] | 7.3.3.17.5 (Remote Grid) Updates to grid topology to minimize risk of ignition in HFTDs Remote GridWLDFREquipment / facility failureAggregated | WLDFR | HFTD - Distribution - Tier 3 - 3QU CoRE ¦ 5QU LoRE | Red Flag Warning - Small Fires | Equipment / facility failure | Aggregated | 2031 | 3.3547e-05 | 134.3564 | 0.0045073 | 2031 | Mitigation | 0.95 | 45 | 0 | esc | 0.00097009 | 3.2544e-08 | 0.00097009 | 3.2544e-08 | 0.0027813 | 1.7578e-10 | 0.0093087 | 5.8541e-08
[120 empty] | 7.3.3.17.5 (Remote Grid) Updates to grid topology to minimize risk of ignition in HFTDs Remote GridWLDFREquipment / facility failureAggregated | WLDFR | HFTD - Distribution - Tier 3 - 3QU CoRE ¦ 5QU LoRE | Red Flag Warning - Small Fires | Equipment / facility failure | Aggregated | 2032 | 3.3547e-05 | 134.3564 | 0.0045073 | 2032 | Mitigation | 0.95 | 45 | 0 | esc | 0.00097009 | 3.2544e-08 | 0.00097009 | 3.2544e-08 | 0.0027813 | 1.7578e-10 | 0.0093087 | 5.8541e-08
[120 empty] | 7.3.3.17.5 (Remote Grid) Updates to grid topology to minimize risk of ignition in HFTDs Remote GridWLDFREquipment / facility failureAggregated | WLDFR | HFTD - Distribution - Tier 3 - 3QU CoRE ¦ 5QU LoRE | Red Flag Warning - Small Fires | Equipment / facility failure | Aggregated | 2033 | 3.3547e-05 | 134.3564 | 0.0045073 | 2033 | Mitigation | 0.95 | 45 | 0 | esc | 0.00097009 | 3.2544e-08 | 0.00097009 | 3.2544e-08 | 0.0027813 | 1.7578e-10 | 0.0093087 | 5.8541e-08
[120 empty] | 7.3.3.17.5 (Remote Grid) Updates to grid topology to minimize risk of ignition in HFTDs Remote GridWLDFREquipment / facility failureAggregated | WLDFR | HFTD - Distribution - Tier 3 - 3QU CoRE ¦ 5QU LoRE | Red Flag Warning - Small Fires | Equipment / facility failure | Aggregated | 2034 | 3.3547e-05 | 134.3564 | 0.0045073 | 2034 | Mitigation | 0.95 | 45 | 0 | esc | 0.00097009 | 3.2544e-08 | 0.00097009 | 3.2544e-08 | 0.0027813 | 1.7578e-10 | 0.0093087 | 5.8541e-08
[120 empty] | 7.3.3.17.5 (Remote Grid) Updates to grid topology to minimize risk of ignition in HFTDs Remote GridWLDFREquipment / facility failureAggregated | WLDFR | HFTD - Distribution - Tier 3 - 3QU CoRE ¦ 5QU LoRE | Red Flag Warning - Small Fires | Equipment / facility failure | Aggregated | 2035 | 3.3547e-05 | 134.3564 | 0.0045073 | 2035 | Mitigation | 0.95 | 45 | 0 | esc | 0.00097009 | 3.2544e-08 | 0.00097009 | 3.2544e-08 | 0.0027813 | 1.7578e-10 | 0.0093087 | 5.8541e-08
[120 empty] | 7.3.3.17.5 (Remote Grid) Updates to grid topology to minimize risk of ignition in HFTDs Remote GridWLDFREquipment / facility failureAggregated | WLDFR | HFTD - Distribution - Tier 3 - 3QU CoRE ¦ 5QU LoRE | Red Flag Warning - Small Fires | Equipment / facility failure | Aggregated | 2036 | 3.3547e-05 | 134.3564 | 0.0045073 | 2036 | Mitigation | 0.95 | 45 | 0 | esc | 0.00097009 | 3.2544e-08 | 0.00097009 | 3.2544e-08 | 0.0027813 | 1.7578e-10 | 0.0093087 | 5.8541e-08
[120 empty] | 7.3.3.17.5 (Remote Grid) Updates to grid topology to minimize risk of ignition in HFTDs Remote GridWLDFREquipment / facility failureAggregated | WLDFR | HFTD - Distribution - Tier 3 - 3QU CoRE ¦ 5QU LoRE | Red Flag Warning - Small Fires | Equipment / facility failure | Aggregated | 2037 | 3.3547e-05 | 134.3564 | 0.0045073 | 2037 | Mitigation | 0.95 | 45 | 0 | esc | 0.00097009 | 3.2544e-08 | 0.00097009 | 3.2544e-08 | 0.0027813 | 1.7578e-10 | 0.0093087 | 5.8541e-08
[120 empty] | 7.3.3.17.5 (Remote Grid) Updates to grid topology to minimize risk of ignition in HFTDs Remote GridWLDFREquipment / facility failureAggregated | WLDFR | HFTD - Distribution - Tier 3 - 3QU CoRE ¦ 5QU LoRE | Red Flag Warning - Small Fires | Equipment / facility failure | Aggregated | 2038 | 3.3547e-05 | 134.3564 | 0.0045073 | 2038 | Mitigation | 0.95 | 45 | 0 | esc | 0.00097009 | 3.2544e-08 | 0.00097009 | 3.2544e-08 | 0.0027813 | 1.7578e-10 | 0.0093087 | 5.8541e-08
[120 empty] | 7.3.3.17.5 (Remote Grid) Updates to grid topology to minimize risk of ignition in HFTDs Remote GridWLDFREquipment / facility failureAggregated | WLDFR | HFTD - Distribution - Tier 3 - 3QU CoRE ¦ 5QU LoRE | Red Flag Warning - Small Fires | Equipment / facility failure | Aggregated | 2039 | 3.3547e-05 | 134.3564 | 0.0045073 | 2039 | Mitigation | 0.95 | 45 | 0 | esc | 0.00097009 | 3.2544e-08 | 0.00097009 | 3.2544e-08 | 0.0027813 | 1.7578e-10 | 0.0093087 | 5.8541e-08
[120 empty] | 7.3.3.17.5 (Remote Grid) Updates to grid topology to minimize risk of ignition in HFTDs Remote GridWLDFREquipment / facility failureAggregated | WLDFR | HFTD - Distribution - Tier 3 - 3QU CoRE ¦ 5QU LoRE | Red Flag Warning - Small Fires | Equipment / facility failure | Aggregated | 2040 | 3.3547e-05 | 134.3564 | 0.0045073 | 2040 | Mitigation | 0.95 | 45 | 0 | esc | 0.00097009 | 3.2544e-08 | 0.00097009 | 3.2544e-08 | 0.0027813 | 1.7578e-10 | 0.0093087 | 5.8541e-08
[120 empty] | 7.3.3.17.5 (Remote Grid) Updates to grid topology to minimize risk of ignition in HFTDs Remote GridWLDFREquipment / facility failureAggregated | WLDFR | HFTD - Distribution - Tier 3 - 3QU CoRE ¦ 5QU LoRE | Red Flag Warning - Small Fires | Equipment / facility failure | Aggregated | 2041 | 3.3547e-05 | 134.3564 | 0.0045073 | 2041 | Mitigation | 0.95 | 45 | 0 | esc | 0.00097009 | 3.2544e-08 | 0.00097009 | 3.2544e-08 | 0.0027813 | 1.7578e-10 | 0.0093087 | 5.8541e-08
[120 empty] | 7.3.3.17.5 (Remote Grid) Updates to grid topology to minimize risk of ignition in HFTDs Remote GridWLDFREquipment / facility failureAggregated | WLDFR | HFTD - Distribution - Tier 3 - 3QU CoRE ¦ 5QU LoRE | Red Flag Warning - Small Fires | Equipment / facility failure | Aggregated | 2042 | 3.3547e-05 | 134.3564 | 0.0045073 | 2042 | Mitigation | 0.95 | 45 | 0 | esc | 0.00097009 | 3.2544e-08 | 0.00097009 | 3.2544e-08 | 0.0027813 | 1.7578e-10 | 0.0093087 | 5.8541e-08
[120 empty] | 7.3.3.17.5 (Remote Grid) Updates to grid topology to minimize risk of ignition in HFTDs Remote GridWLDFREquipment / facility failureAggregated | WLDFR | HFTD - Distribution - Tier 3 - 3QU CoRE ¦ 5QU LoRE | Red Flag Warning - Small Fires | Equipment / facility failure | Aggregated | 2043 | 3.3547e-05 | 134.3564 | 0.0045073 | 2043 | Mitigation | 0.95 | 45 | 0 | esc | 0.00097009 | 3.2544e-08 | 0.00097009 | 3.2544e-08 | 0.0027813 | 1.7578e-10 | 0.0093087 | 5.8541e-08
[120 empty] | 7.3.3.17.5 (Remote Grid) Updates to grid topology to minimize risk of ignition in HFTDs Remote GridWLDFREquipment / facility failureAggregated | WLDFR | HFTD - Distribution - Tier 3 - 3QU CoRE ¦ 5QU LoRE | Red Flag Warning - Small Fires | Equipment / facility failure | Aggregated | 2044 | 3.3547e-05 | 134.3564 | 0.0045073 | 2044 | Mitigation | 0.95 | 45 | 0 | esc | 0.00097009 | 3.2544e-08 | 0.00097009 | 3.2544e-08 | 0.0027813 | 1.7578e-10 | 0.0093087 | 5.8541e-08
[120 empty] | 7.3.3.17.5 (Remote Grid) Updates to grid topology to minimize risk of ignition in HFTDs Remote GridWLDFREquipment / facility failureAggregated | WLDFR | HFTD - Distribution - Tier 3 - 3QU CoRE ¦ 5QU LoRE | Red Flag Warning - Small Fires | Equipment / facility failure | Aggregated | 2045 | 3.3547e-05 | 134.3564 | 0.0045073 | 2045 | Mitigation | 0.95 | 45 | 0 | esc | 0.00097009 | 3.2544e-08 | 0.00097009 | 3.2544e-08 | 0.0027813 | 1.7578e-10 | 0.0093087 | 5.8541e-08
[120 empty] | 7.3.3.17.5 (Remote Grid) Updates to grid topology to minimize risk of ignition in HFTDs Remote GridWLDFREquipment / facility failureAggregated | WLDFR | HFTD - Distribution - Tier 3 - 3QU CoRE ¦ 5QU LoRE | Red Flag Warning - Small Fires | Equipment / facility failure | Aggregated | 2046 | 3.3547e-05 | 134.3564 | 0.0045073 | 2046 | Mitigation | 0.95 | 45 | 0 | esc | 0.00097009 | 3.2544e-08 | 0.00097009 | 3.2544e-08 | 0.0027813 | 1.7578e-10 | 0.0093087 | 5.8541e-08
[120 empty] | 7.3.3.17.5 (Remote Grid) Updates to grid topology to minimize risk of ignition in HFTDs Remote GridWLDFREquipment / facility failureAggregated | WLDFR | HFTD - Distribution - Tier 3 - 3QU CoRE ¦ 5QU LoRE | Red Flag Warning - Small Fires | Equipment / facility failure | Aggregated | 2047 | 3.3547e-05 | 134.3564 | 0.0045073 | 2047 | Mitigation | 0.95 | 45 | 0 | esc | 0.00097009 | 3.2544e-08 | 0.00097009 | 3.2544e-08 | 0.0027813 | 1.7578e-10 | 0.0093087 | 5.8541e-08
[120 empty] | 7.3.3.17.5 (Remote Grid) Updates to grid topology to minimize risk of ignition in HFTDs Remote GridWLDFREquipment / facility failureAggregated | WLDFR | HFTD - Distribution - Tier 3 - 3QU CoRE ¦ 5QU LoRE | Red Flag Warning - Small Fires | Equipment / facility failure | Aggregated | 2048 | 3.3547e-05 | 134.3564 | 0.0045073 | 2048 | Mitigation | 0.95 | 45 | 0 | esc | 0.00097009 | 3.2544e-08 | 0.00097009 | 3.2544e-08 | 0.0027813 | 1.7578e-10 | 0 | 0
[120 empty] | 7.3.3.17.5 (Remote Grid) Updates to grid topology to minimize risk of ignition in HFTDs Remote GridWLDFREquipment / facility failureAggregated | WLDFR | HFTD - Distribution - Tier 3 - 3QU CoRE ¦ 5QU LoRE | Red Flag Warning - Small Fires | Equipment / facility failure | Aggregated | 2049 | 3.3547e-05 | 134.3564 | 0.0045073 | 2049 | Mitigation | 0.95 | 45 | 0 | esc | 0.00097009 | 3.2544e-08 | 0.00097009 | 3.2544e-08 | 0.0027813 | 1.7578e-10 | 0 | 0
[120 empty] | 7.3.3.17.5 (Remote Grid) Updates to grid topology to minimize risk of ignition in HFTDs Remote GridWLDFREquipment / facility failureAggregated | WLDFR | HFTD - Distribution - Tier 3 - 3QU CoRE ¦ 5QU LoRE | Red Flag Warning - Small Fires | Equipment / facility failure | Aggregated | 2050 | 3.3547e-05 | 134.3564 | 0.0045073 | 2050 | Mitigation | 0.95 | 45 | 0 | esc | 0.00097009 | 3.2544e-08 | 0.00097009 | 3.2544e-08 | 0.0027813 | 1.7578e-10 | 0.0083522 | 1.3825e-08
[120 empty] | 7.3.3.17.5 (Remote Grid) Updates to grid topology to minimize risk of ignition in HFTDs Remote GridWLDFREquipment / facility failureAggregated | WLDFR | HFTD - Distribution - Tier 3 - 3QU CoRE ¦ 5QU LoRE | Red Flag Warning - Small Fires | Equipment / facility failure | Aggregated | 2051 | 3.3547e-05 | 134.3564 | 0.0045073 | 2051 | Mitigation | 0.95 | 45 | 0 | esc | 0.00097009 | 3.2544e-08 | 0.00097009 | 3.2544e-08 | 0.0027813 | 1.7578e-10 | 0.0083522 | 1.3825e-08
[120 empty] | 7.3.3.17.5 (Remote Grid) Updates to grid topology to minimize risk of ignition in HFTDs Remote GridWLDFREquipment / facility failureAggregated | WLDFR | HFTD - Distribution - Tier 3 - 3QU CoRE ¦ 5QU LoRE | Red Flag Warning - Small Fires | Equipment / facility failure | Aggregated | 2052 | 3.3547e-05 | 134.3564 | 0.0045073 | 2052 | Mitigation | 0.95 | 45 | 0 | esc | 0.00097009 | 3.2544e-08 | 0.00097009 | 3.2544e-08 | 0.0027813 | 1.7578e-10 | 0.0083522 | 1.3825e-08
[120 empty] | 7.3.3.17.5 (Remote Grid) Updates to grid topology to minimize risk of ignition in HFTDs Remote GridWLDFREquipment / facility failureAggregated | WLDFR | HFTD - Distribution - Tier 3 - 3QU CoRE ¦ 5QU LoRE | Red Flag Warning - Small Fires | Equipment / facility failure | Aggregated | 2053 | 3.3547e-05 | 134.3564 | 0.0045073 | 2053 | Mitigation | 0.95 | 45 | 0 | esc | 0.00097009 | 3.2544e-08 | 0.00097009 | 3.2544e-08 | 0.0027813 | 1.7578e-10 | 0.0083522 | 1.3825e-08
[120 empty] | 7.3.3.17.5 (Remote Grid) Updates to grid topology to minimize risk of ignition in HFTDs Remote GridWLDFREquipment / facility failureAggregated | WLDFR | HFTD - Distribution - Tier 3 - 3QU CoRE ¦ 5QU LoRE | Red Flag Warning - Small Fires | Equipment / facility failure | Aggregated | 2054 | 3.3547e-05 | 134.3564 | 0.0045073 | 2054 | Mitigation | 0.95 | 45 | 0 | esc | 0.00097009 | 3.2544e-08 | 0.00097009 | 3.2544e-08 | 0.0027813 | 1.7578e-10 | 0.0083522 | 1.3825e-08
[120 empty] | 7.3.3.17.5 (Remote Grid) Updates to grid topology to minimize risk of ignition in HFTDs Remote GridWLDFREquipment / facility failureAggregated | WLDFR | HFTD - Distribution - Tier 3 - 3QU CoRE ¦ 5QU LoRE | Red Flag Warning - Small Fires | Equipment / facility failure | Aggregated | 2055 | 3.3547e-05 | 134.3564 | 0.0045073 | 2055 | Mitigation | 0.95 | 45 | 0 | esc | 0.00097009 | 3.2544e-08 | 0.00097009 | 3.2544e-08 | 0.0027813 | 1.7578e-10 | 0.0083522 | 1.3825e-08
[120 empty] | 7.3.3.17.5 (Remote Grid) Updates to grid topology to minimize risk of ignition in HFTDs Remote GridWLDFREquipment / facility failureAggregated | WLDFR | HFTD - Distribution - Tier 3 - 3QU CoRE ¦ 5QU LoRE | Red Flag Warning - Small Fires | Equipment / facility failure | Aggregated | 2056 | 3.3547e-05 | 134.3564 | 0.0045073 | 2056 | Mitigation | 0.95 | 45 | 0 | esc | 0.00097009 | 3.2544e-08 | 0.00097009 | 3.2544e-08 | 0.0027813 | 1.7578e-10 | 0.0083522 | 1.3825e-08
[120 empty] | 7.3.3.17.5 (Remote Grid) Updates to grid topology to minimize risk of ignition in HFTDs Remote GridWLDFREquipment / facility failureAggregated | WLDFR | HFTD - Distribution - Tier 3 - 3QU CoRE ¦ 5QU LoRE | Red Flag Warning - Small Fires | Equipment / facility failure | Aggregated | 2057 | 3.3547e-05 | 134.3564 | 0.0045073 | 2057 | Mitigation | 0.95 | 45 | 0 | esc | 0.00097009 | 3.2544e-08 | 0.00097009 | 3.2544e-08 | 0.0027813 | 1.7578e-10 | 0.0083522 | 1.3825e-08
[120 empty] | 7.3.3.17.5 (Remote Grid) Updates to grid topology to minimize risk of ignition in HFTDs Remote GridWLDFREquipment / facility failureAggregated | WLDFR | HFTD - Distribution - Tier 3 - 3QU CoRE ¦ 5QU LoRE | Red Flag Warning - Small Fires | Equipment / facility failure | Aggregated | 2058 | 3.3547e-05 | 134.3564 | 0.0045073 | 2058 | Mitigation | 0.95 | 45 | 0 | esc | 0.00097009 | 3.2544e-08 | 0.00097009 | 3.2544e-08 | 0.0027813 | 1.7578e-10 | 0.0083522 | 1.3825e-08
[120 empty] | 7.3.3.17.5 (Remote Grid) Updates to grid topology to minimize risk of ignition in HFTDs Remote GridWLDFREquipment / facility failureAggregated | WLDFR | HFTD - Distribution - Tier 3 - 3QU CoRE ¦ 5QU LoRE | Red Flag Warning - Small Fires | Equipment / facility failure | Aggregated | 2059 | 3.3547e-05 | 134.3564 | 0.0045073 | 2059 | Mitigation | 0.95 | 45 | 0 | esc | 0.00097009 | 3.2544e-08 | 0.00097009 | 3.2544e-08 | 0.0027813 | 1.7578e-10 | 0.0083522 | 1.3825e-08
[120 empty] | 7.3.3.17.5 (Remote Grid) Updates to grid topology to minimize risk of ignition in HFTDs Remote GridWLDFREquipment / facility failureAggregated | WLDFR | HFTD - Distribution - Tier 3 - 3QU CoRE ¦ 5QU LoRE | Red Flag Warning - Small Fires | Equipment / facility failure | Aggregated | 2060 | 3.3547e-05 | 134.3564 | 0.0045073 | 2060 | Mitigation | 0.95 | 45 | 0 | esc | 0.00097009 | 3.2544e-08 | 0.00097009 | 3.2544e-08 | 0.0027813 | 1.7578e-10 | 0.0083522 | 1.3825e-08
[120 empty] | 7.3.3.17.5 (Remote Grid) Updates to grid topology to minimize risk of ignition in HFTDs Remote GridWLDFREquipment / facility failureAggregated | WLDFR | HFTD - Distribution - Tier 3 - 3QU CoRE ¦ 5QU LoRE | Red Flag Warning - Small Fires | Equipment / facility failure | Aggregated | 2061 | 3.3547e-05 | 134.3564 | 0.0045073 | 2061 | Mitigation | 0.95 | 45 | 0 | esc | 0.00097009 | 3.2544e-08 | 0.00097009 | 3.2544e-08 | 0.0027813 | 1.7578e-10 | 0.0083522 | 1.3825e-08
[120 empty] | 7.3.3.17.5 (Remote Grid) Updates to grid topology to minimize risk of ignition in HFTDs Remote GridWLDFREquipment / facility failureAggregated | WLDFR | HFTD - Distribution - Tier 3 - 3QU CoRE ¦ 5QU LoRE | Red Flag Warning - Small Fires | Equipment / facility failure | Aggregated | 2062 | 3.3547e-05 | 134.3564 | 0.0045073 | 2062 | Mitigation | 0.95 | 45 | 0 | esc | 0.00097009 | 3.2544e-08 | 0.00097009 | 3.2544e-08 | 0.0027813 | 1.7578e-10 | 0.0083522 | 1.3825e-08
[120 empty] | 7.3.3.17.5 (Remote Grid) Updates to grid topology to minimize risk of ignition in HFTDs Remote GridWLDFREquipment / facility failureAggregated | WLDFR | HFTD - Distribution - Tier 3 - 3QU CoRE ¦ 5QU LoRE | Red Flag Warning - Small Fires | Equipment / facility failure | Aggregated | 2063 | 3.3547e-05 | 134.3564 | 0.0045073 | 2063 | Mitigation | 0.95 | 45 | 0 | esc | 0.00097009 | 3.2544e-08 | 0.00097009 | 3.2544e-08 | 0.0027813 | 1.7578e-10 | 0.0083522 | 1.3825e-08
[120 empty] | 7.3.3.17.5 (Remote Grid) Updates to grid topology to minimize risk of ignition in HFTDs Remote GridWLDFREquipment / facility failureAggregated | WLDFR | HFTD - Distribution - Tier 3 - 3QU CoRE ¦ 5QU LoRE | Red Flag Warning - Small Fires | Equipment / facility failure | Aggregated | 2064 | 3.3547e-05 | 134.3564 | 0.0045073 | 2064 | Mitigation | 0.95 | 45 | 0 | esc | 0.00097009 | 3.2544e-08 | 0.00097009 | 3.2544e-08 | 0.0027813 | 1.7578e-10 | 0.0083522 | 1.3825e-08
[120 empty] | 7.3.3.17.5 (Remote Grid) Updates to grid topology to minimize risk of ignition in HFTDs Remote GridWLDFREquipment / facility failureAggregated | WLDFR | HFTD - Distribution - Tier 3 - 3QU CoRE ¦ 5QU LoRE | Red Flag Warning - Small Fires | Equipment / facility failure | Aggregated | 2065 | 3.3547e-05 | 134.3564 | 0.0045073 | 2065 | Mitigation | 0.95 | 45 | 0 | esc | 0.00097009 | 3.2544e-08 | 0.00097009 | 3.2544e-08 | 0.0027813 | 1.7578e-10 | 0.0083522 | 1.3825e-08
[120 empty] | 7.3.3.17.5 (Remote Grid) Updates to grid topology to minimize risk of ignition in HFTDs Remote GridWLDFREquipment / facility failureAggregated | WLDFR | HFTD - Distribution - Tier 3 - 3QU CoRE ¦ 5QU LoRE | Red Flag Warning - Small Fires | Equipment / facility failure | Aggregated | 2066 | 3.3547e-05 | 134.3564 | 0.0045073 | 2066 | Mitigation | 0.95 | 45 | 0 | esc | 0.00097009 | 3.2544e-08 | 0.00097009 | 3.2544e-08 | 0.0027813 | 1.7578e-10 | 0.0083522 | 1.3825e-08
[120 empty] | 7.3.3.17.5 (Remote Grid) Updates to grid topology to minimize risk of ignition in HFTDs Remote GridWLDFREquipment / facility failureAggregated | WLDFR | HFTD - Distribution - Tier 3 - 3QU CoRE ¦ 5QU LoRE | Red Flag Warning - Small Fires | Equipment / facility failure | Aggregated | 2067 | 3.3547e-05 | 134.3564 | 0.0045073 | 2067 | Mitigation | 0.95 | 45 | 0 | esc | 0 | 0 | 0.00097009 | 3.2544e-08 | 0.0027813 | 1.7578e-10 | 0.0083522 | 1.3825e-08
[120 empty] | 7.3.3.17.5 (Remote Grid) Updates to grid topology to minimize risk of ignition in HFTDs Remote GridWLDFRVegetation ContactAggregated | WLDFR | HFTD - Distribution - Tier 3 - 3QU CoRE ¦ 5QU LoRE | Red Flag Warning - Small Fires | Vegetation Contact | Aggregated | 2022 | 0.0003018 | 134.3564 | 0.040549 | 2022 | Mitigation | 0.95 | 45 | 0 | esc | 0.00097009 | 2.9277e-07 | 0 | 0 | 0.0027813 | 1.7578e-10 | 0.0083522 | 1.3825e-08
[120 empty] | 7.3.3.17.5 (Remote Grid) Updates to grid topology to minimize risk of ignition in HFTDs Remote GridWLDFRVegetation ContactAggregated | WLDFR | HFTD - Distribution - Tier 3 - 3QU CoRE ¦ 5QU LoRE | Red Flag Warning - Small Fires | Vegetation Contact | Aggregated | 2023 | 0.0003018 | 134.3564 | 0.040549 | 2023 | Mitigation | 0.95 | 45 | 0 | esc | 0.00097009 | 2.9277e-07 | 0.00097009 | 2.9277e-07 | 0.0027813 | 1.7578e-10 | 0.0083522 | 1.3825e-08
[120 empty] | 7.3.3.17.5 (Remote Grid) Updates to grid topology to minimize risk of ignition in HFTDs Remote GridWLDFRVegetation ContactAggregated | WLDFR | HFTD - Distribution - Tier 3 - 3QU CoRE ¦ 5QU LoRE | Red Flag Warning - Small Fires | Vegetation Contact | Aggregated | 2024 | 0.0003018 | 134.3564 | 0.040549 | 2024 | Mitigation | 0.95 | 45 | 0 | esc | 0.00097009 | 2.9277e-07 | 0.00097009 | 2.9277e-07 | 0 | 0 | 0.0083522 | 1.3825e-08
[120 empty] | 7.3.3.17.5 (Remote Grid) Updates to grid topology to minimize risk of ignition in HFTDs Remote GridWLDFRVegetation ContactAggregated | WLDFR | HFTD - Distribution - Tier 3 - 3QU CoRE ¦ 5QU LoRE | Red Flag Warning - Small Fires | Vegetation Contact | Aggregated | 2025 | 0.0003018 | 134.3564 | 0.040549 | 2025 | Mitigation | 0.95 | 45 | 0 | esc | 0.00097009 | 2.9277e-07 | 0.00097009 | 2.9277e-07 | 0.0027813 | 1.2644e-10 | 0.0083522 | 1.3825e-08
[120 empty] | 7.3.3.17.5 (Remote Grid) Updates to grid topology to minimize risk of ignition in HFTDs Remote GridWLDFRVegetation ContactAggregated | WLDFR | HFTD - Distribution - Tier 3 - 3QU CoRE ¦ 5QU LoRE | Red Flag Warning - Small Fires | Vegetation Contact | Aggregated | 2026 | 0.0003018 | 134.3564 | 0.040549 | 2026 | Mitigation | 0.95 | 45 | 0 | esc | 0.00097009 | 2.9277e-07 | 0.00097009 | 2.9277e-07 | 0.0027813 | 1.2644e-10 | 0.0083522 | 1.3825e-08
[120 empty] | 7.3.3.17.5 (Remote Grid) Updates to grid topology to minimize risk of ignition in HFTDs Remote GridWLDFRVegetation ContactAggregated | WLDFR | HFTD - Distribution - Tier 3 - 3QU CoRE ¦ 5QU LoRE | Red Flag Warning - Small Fires | Vegetation Contact | Aggregated | 2027 | 0.0003018 | 134.3564 | 0.040549 | 2027 | Mitigation | 0.95 | 45 | 0 | esc | 0.00097009 | 2.9277e-07 | 0.00097009 | 2.9277e-07 | 0.0027813 | 1.2644e-10 | 0.0083522 | 1.3825e-08
[120 empty] | 7.3.3.17.5 (Remote Grid) Updates to grid topology to minimize risk of ignition in HFTDs Remote GridWLDFRVegetation ContactAggregated | WLDFR | HFTD - Distribution - Tier 3 - 3QU CoRE ¦ 5QU LoRE | Red Flag Warning - Small Fires | Vegetation Contact | Aggregated | 2028 | 0.0003018 | 134.3564 | 0.040549 | 2028 | Mitigation | 0.95 | 45 | 0 | esc | 0.00097009 | 2.9277e-07 | 0.00097009 | 2.9277e-07 | 0.0027813 | 1.2644e-10 | 0.0083522 | 1.3825e-08
[120 empty] | 7.3.3.17.5 (Remote Grid) Updates to grid topology to minimize risk of ignition in HFTDs Remote GridWLDFRVegetation ContactAggregated | WLDFR | HFTD - Distribution - Tier 3 - 3QU CoRE ¦ 5QU LoRE | Red Flag Warning - Small Fires | Vegetation Contact | Aggregated | 2029 | 0.0003018 | 134.3564 | 0.040549 | 2029 | Mitigation | 0.95 | 45 | 0 | esc | 0.00097009 | 2.9277e-07 | 0.00097009 | 2.9277e-07 | 0.0027813 | 1.2644e-10 | 0.0083522 | 1.3825e-08
[120 empty] | 7.3.3.17.5 (Remote Grid) Updates to grid topology to minimize risk of ignition in HFTDs Remote GridWLDFRVegetation ContactAggregated | WLDFR | HFTD - Distribution - Tier 3 - 3QU CoRE ¦ 5QU LoRE | Red Flag Warning - Small Fires | Vegetation Contact | Aggregated | 2030 | 0.0003018 | 134.3564 | 0.040549 | 2030 | Mitigation | 0.95 | 45 | 0 | esc | 0.00097009 | 2.9277e-07 | 0.00097009 | 2.9277e-07 | 0.0027813 | 1.2644e-10 | 0.0083522 | 1.3825e-08
[120 empty] | 7.3.3.17.5 (Remote Grid) Updates to grid topology to minimize risk of ignition in HFTDs Remote GridWLDFRVegetation ContactAggregated | WLDFR | HFTD - Distribution - Tier 3 - 3QU CoRE ¦ 5QU LoRE | Red Flag Warning - Small Fires | Vegetation Contact | Aggregated | 2031 | 0.0003018 | 134.3564 | 0.040549 | 2031 | Mitigation | 0.95 | 45 | 0 | esc | 0.00097009 | 2.9277e-07 | 0.00097009 | 2.9277e-07 | 0.0027813 | 1.2644e-10 | 0.0083522 | 1.3825e-08
[120 empty] | 7.3.3.17.5 (Remote Grid) Updates to grid topology to minimize risk of ignition in HFTDs Remote GridWLDFRVegetation ContactAggregated | WLDFR | HFTD - Distribution - Tier 3 - 3QU CoRE ¦ 5QU LoRE | Red Flag Warning - Small Fires | Vegetation Contact | Aggregated | 2032 | 0.0003018 | 134.3564 | 0.040549 | 2032 | Mitigation | 0.95 | 45 | 0 | esc | 0.00097009 | 2.9277e-07 | 0.00097009 | 2.9277e-07 | 0.0027813 | 1.2644e-10 | 0.0083522 | 1.3825e-08
[120 empty] | 7.3.3.17.5 (Remote Grid) Updates to grid topology to minimize risk of ignition in HFTDs Remote GridWLDFRVegetation ContactAggregated | WLDFR | HFTD - Distribution - Tier 3 - 3QU CoRE ¦ 5QU LoRE | Red Flag Warning - Small Fires | Vegetation Contact | Aggregated | 2033 | 0.0003018 | 134.3564 | 0.040549 | 2033 | Mitigation | 0.95 | 45 | 0 | esc | 0.00097009 | 2.9277e-07 | 0.00097009 | 2.9277e-07 | 0.0027813 | 1.2644e-10 | 0.0083522 | 1.3825e-08
[120 empty] | 7.3.3.17.5 (Remote Grid) Updates to grid topology to minimize risk of ignition in HFTDs Remote GridWLDFRVegetation ContactAggregated | WLDFR | HFTD - Distribution - Tier 3 - 3QU CoRE ¦ 5QU LoRE | Red Flag Warning - Small Fires | Vegetation Contact | Aggregated | 2034 | 0.0003018 | 134.3564 | 0.040549 | 2034 | Mitigation | 0.95 | 45 | 0 | esc | 0.00097009 | 2.9277e-07 | 0.00097009 | 2.9277e-07 | 0.0027813 | 1.2644e-10 | 0 | 0
[120 empty] | 7.3.3.17.5 (Remote Grid) Updates to grid topology to minimize risk of ignition in HFTDs Remote GridWLDFRVegetation ContactAggregated | WLDFR | HFTD - Distribution - Tier 3 - 3QU CoRE ¦ 5QU LoRE | Red Flag Warning - Small Fires | Vegetation Contact | Aggregated | 2035 | 0.0003018 | 134.3564 | 0.040549 | 2035 | Mitigation | 0.95 | 45 | 0 | esc | 0.00097009 | 2.9277e-07 | 0.00097009 | 2.9277e-07 | 0.0027813 | 1.2644e-10 | 0 | 0
[120 empty] | 7.3.3.17.5 (Remote Grid) Updates to grid topology to minimize risk of ignition in HFTDs Remote GridWLDFRVegetation ContactAggregated | WLDFR | HFTD - Distribution - Tier 3 - 3QU CoRE ¦ 5QU LoRE | Red Flag Warning - Small Fires | Vegetation Contact | Aggregated | 2036 | 0.0003018 | 134.3564 | 0.040549 | 2036 | Mitigation | 0.95 | 45 | 0 | esc | 0.00097009 | 2.9277e-07 | 0.00097009 | 2.9277e-07 | 0.0027813 | 1.2644e-10 | 0.0092336 | 1.6088e-09
[120 empty] | 7.3.3.17.5 (Remote Grid) Updates to grid topology to minimize risk of ignition in HFTDs Remote GridWLDFRVegetation ContactAggregated | WLDFR | HFTD - Distribution - Tier 3 - 3QU CoRE ¦ 5QU LoRE | Red Flag Warning - Small Fires | Vegetation Contact | Aggregated | 2037 | 0.0003018 | 134.3564 | 0.040549 | 2037 | Mitigation | 0.95 | 45 | 0 | esc | 0.00097009 | 2.9277e-07 | 0.00097009 | 2.9277e-07 | 0.0027813 | 1.2644e-10 | 0.0092336 | 1.6088e-09
[120 empty] | 7.3.3.17.5 (Remote Grid) Updates to grid topology to minimize risk of ignition in HFTDs Remote GridWLDFRVegetation ContactAggregated | WLDFR | HFTD - Distribution - Tier 3 - 3QU CoRE ¦ 5QU LoRE | Red Flag Warning - Small Fires | Vegetation Contact | Aggregated | 2038 | 0.0003018 | 134.3564 | 0.040549 | 2038 | Mitigation | 0.95 | 45 | 0 | esc | 0.00097009 | 2.9277e-07 | 0.00097009 | 2.9277e-07 | 0.0027813 | 1.2644e-10 | 0.0092336 | 1.6088e-09
[120 empty] | 7.3.3.17.5 (Remote Grid) Updates to grid topology to minimize risk of ignition in HFTDs Remote GridWLDFRVegetation ContactAggregated | WLDFR | HFTD - Distribution - Tier 3 - 3QU CoRE ¦ 5QU LoRE | Red Flag Warning - Small Fires | Vegetation Contact | Aggregated | 2039 | 0.0003018 | 134.3564 | 0.040549 | 2039 | Mitigation | 0.95 | 45 | 0 | esc | 0.00097009 | 2.9277e-07 | 0.00097009 | 2.9277e-07 | 0.0027813 | 1.2644e-10 | 0.0092336 | 1.6088e-09
[120 empty] | 7.3.3.17.5 (Remote Grid) Updates to grid topology to minimize risk of ignition in HFTDs Remote GridWLDFRVegetation ContactAggregated | WLDFR | HFTD - Distribution - Tier 3 - 3QU CoRE ¦ 5QU LoRE | Red Flag Warning - Small Fires | Vegetation Contact | Aggregated | 2040 | 0.0003018 | 134.3564 | 0.040549 | 2040 | Mitigation | 0.95 | 45 | 0 | esc | 0.00097009 | 2.9277e-07 | 0.00097009 | 2.9277e-07 | 0.0027813 | 1.2644e-10 | 0.0092336 | 1.6088e-09
[120 empty] | 7.3.3.17.5 (Remote Grid) Updates to grid topology to minimize risk of ignition in HFTDs Remote GridWLDFRVegetation ContactAggregated | WLDFR | HFTD - Distribution - Tier 3 - 3QU CoRE ¦ 5QU LoRE | Red Flag Warning - Small Fires | Vegetation Contact | Aggregated | 2041 | 0.0003018 | 134.3564 | 0.040549 | 2041 | Mitigation | 0.95 | 45 | 0 | esc | 0.00097009 | 2.9277e-07 | 0.00097009 | 2.9277e-07 | 0.0027813 | 1.2644e-10 | 0.0092336 | 1.6088e-09
[120 empty] | 7.3.3.17.5 (Remote Grid) Updates to grid topology to minimize risk of ignition in HFTDs Remote GridWLDFRVegetation ContactAggregated | WLDFR | HFTD - Distribution - Tier 3 - 3QU CoRE ¦ 5QU LoRE | Red Flag Warning - Small Fires | Vegetation Contact | Aggregated | 2042 | 0.0003018 | 134.3564 | 0.040549 | 2042 | Mitigation | 0.95 | 45 | 0 | esc | 0.00097009 | 2.9277e-07 | 0.00097009 | 2.9277e-07 | 0.0027813 | 1.2644e-10 | 0.0092336 | 1.6088e-09
[120 empty] | 7.3.3.17.5 (Remote Grid) Updates to grid topology to minimize risk of ignition in HFTDs Remote GridWLDFRVegetation ContactAggregated | WLDFR | HFTD - Distribution - Tier 3 - 3QU CoRE ¦ 5QU LoRE | Red Flag Warning - Small Fires | Vegetation Contact | Aggregated | 2043 | 0.0003018 | 134.3564 | 0.040549 | 2043 | Mitigation | 0.95 | 45 | 0 | esc | 0.00097009 | 2.9277e-07 | 0.00097009 | 2.9277e-07 | 0.0027813 | 1.2644e-10 | 0.0092336 | 1.6088e-09
[120 empty] | 7.3.3.17.5 (Remote Grid) Updates to grid topology to minimize risk of ignition in HFTDs Remote GridWLDFRVegetation ContactAggregated | WLDFR | HFTD - Distribution - Tier 3 - 3QU CoRE ¦ 5QU LoRE | Red Flag Warning - Small Fires | Vegetation Contact | Aggregated | 2044 | 0.0003018 | 134.3564 | 0.040549 | 2044 | Mitigation | 0.95 | 45 | 0 | esc | 0.00097009 | 2.9277e-07 | 0.00097009 | 2.9277e-07 | 0.0027813 | 1.2644e-10 | 0.0092336 | 1.6088e-09
[120 empty] | 7.3.3.17.5 (Remote Grid) Updates to grid topology to minimize risk of ignition in HFTDs Remote GridWLDFRVegetation ContactAggregated | WLDFR | HFTD - Distribution - Tier 3 - 3QU CoRE ¦ 5QU LoRE | Red Flag Warning - Small Fires | Vegetation Contact | Aggregated | 2045 | 0.0003018 | 134.3564 | 0.040549 | 2045 | Mitigation | 0.95 | 45 | 0 | esc | 0.00097009 | 2.9277e-07 | 0.00097009 | 2.9277e-07 | 0.0027813 | 1.2644e-10 | 0.0092336 | 1.6088e-09
[120 empty] | 7.3.3.17.5 (Remote Grid) Updates to grid topology to minimize risk of ignition in HFTDs Remote GridWLDFRVegetation ContactAggregated | WLDFR | HFTD - Distribution - Tier 3 - 3QU CoRE ¦ 5QU LoRE | Red Flag Warning - Small Fires | Vegetation Contact | Aggregated | 2046 | 0.0003018 | 134.3564 | 0.040549 | 2046 | Mitigation | 0.95 | 45 | 0 | esc | 0.00097009 | 2.9277e-07 | 0.00097009 | 2.9277e-07 | 0.0027813 | 1.2644e-10 | 0.0092336 | 1.6088e-09
[120 empty] | 7.3.3.17.5 (Remote Grid) Updates to grid topology to minimize risk of ignition in HFTDs Remote GridWLDFRVegetation ContactAggregated | WLDFR | HFTD - Distribution - Tier 3 - 3QU CoRE ¦ 5QU LoRE | Red Flag Warning - Small Fires | Vegetation Contact | Aggregated | 2047 | 0.0003018 | 134.3564 | 0.040549 | 2047 | Mitigation | 0.95 | 45 | 0 | esc | 0.00097009 | 2.9277e-07 | 0.00097009 | 2.9277e-07 | 0.0027813 | 1.2644e-10 | 0.0092336 | 1.6088e-09
[120 empty] | 7.3.3.17.5 (Remote Grid) Updates to grid topology to minimize risk of ignition in HFTDs Remote GridWLDFRVegetation ContactAggregated | WLDFR | HFTD - Distribution - Tier 3 - 3QU CoRE ¦ 5QU LoRE | Red Flag Warning - Small Fires | Vegetation Contact | Aggregated | 2048 | 0.0003018 | 134.3564 | 0.040549 | 2048 | Mitigation | 0.95 | 45 | 0 | esc | 0.00097009 | 2.9277e-07 | 0.00097009 | 2.9277e-07 | 0.0027813 | 1.2644e-10 | 0.0092336 | 1.6088e-09
[120 empty] | 7.3.3.17.5 (Remote Grid) Updates to grid topology to minimize risk of ignition in HFTDs Remote GridWLDFRVegetation ContactAggregated | WLDFR | HFTD - Distribution - Tier 3 - 3QU CoRE ¦ 5QU LoRE | Red Flag Warning - Small Fires | Vegetation Contact | Aggregated | 2049 | 0.0003018 | 134.3564 | 0.040549 | 2049 | Mitigation | 0.95 | 45 | 0 | esc | 0.00097009 | 2.9277e-07 | 0.00097009 | 2.9277e-07 | 0.0027813 | 1.2644e-10 | 0.0092336 | 1.6088e-09
[120 empty] | 7.3.3.17.5 (Remote Grid) Updates to grid topology to minimize risk of ignition in HFTDs Remote GridWLDFRVegetation ContactAggregated | WLDFR | HFTD - Distribution - Tier 3 - 3QU CoRE ¦ 5QU LoRE | Red Flag Warning - Small Fires | Vegetation Contact | Aggregated | 2050 | 0.0003018 | 134.3564 | 0.040549 | 2050 | Mitigation | 0.95 | 45 | 0 | esc | 0.00097009 | 2.9277e-07 | 0.00097009 | 2.9277e-07 | 0.0027813 | 1.2644e-10 | 0.0092336 | 1.6088e-09
[120 empty] | 7.3.3.17.5 (Remote Grid) Updates to grid topology to minimize risk of ignition in HFTDs Remote GridWLDFRVegetation ContactAggregated | WLDFR | HFTD - Distribution - Tier 3 - 3QU CoRE ¦ 5QU LoRE | Red Flag Warning - Small Fires | Vegetation Contact | Aggregated | 2051 | 0.0003018 | 134.3564 | 0.040549 | 2051 | Mitigation | 0.95 | 45 | 0 | esc | 0.00097009 | 2.9277e-07 | 0.00097009 | 2.9277e-07 | 0.0027813 | 1.2644e-10 | 0.0092336 | 1.6088e-09
[120 empty] | 7.3.3.17.5 (Remote Grid) Updates to grid topology to minimize risk of ignition in HFTDs Remote GridWLDFRVegetation ContactAggregated | WLDFR | HFTD - Distribution - Tier 3 - 3QU CoRE ¦ 5QU LoRE | Red Flag Warning - Small Fires | Vegetation Contact | Aggregated | 2052 | 0.0003018 | 134.3564 | 0.040549 | 2052 | Mitigation | 0.95 | 45 | 0 | esc | 0.00097009 | 2.9277e-07 | 0.00097009 | 2.9277e-07 | 0.0027813 | 1.2644e-10 | 0.0092336 | 1.6088e-09
[120 empty] | 7.3.3.17.5 (Remote Grid) Updates to grid topology to minimize risk of ignition in HFTDs Remote GridWLDFRVegetation ContactAggregated | WLDFR | HFTD - Distribution - Tier 3 - 3QU CoRE ¦ 5QU LoRE | Red Flag Warning - Small Fires | Vegetation Contact | Aggregated | 2053 | 0.0003018 | 134.3564 | 0.040549 | 2053 | Mitigation | 0.95 | 45 | 0 | esc | 0.00097009 | 2.9277e-07 | 0.00097009 | 2.9277e-07 | 0.0027813 | 1.2644e-10 | 0.0092336 | 1.6088e-09
[120 empty] | 7.3.3.17.5 (Remote Grid) Updates to grid topology to minimize risk of ignition in HFTDs Remote GridWLDFRVegetation ContactAggregated | WLDFR | HFTD - Distribution - Tier 3 - 3QU CoRE ¦ 5QU LoRE | Red Flag Warning - Small Fires | Vegetation Contact | Aggregated | 2054 | 0.0003018 | 134.3564 | 0.040549 | 2054 | Mitigation | 0.95 | 45 | 0 | esc | 0.00097009 | 2.9277e-07 | 0.00097009 | 2.9277e-07 | 0.0027813 | 1.2644e-10 | 0.0092336 | 1.6088e-09
[120 empty] | 7.3.3.17.5 (Remote Grid) Updates to grid topology to minimize risk of ignition in HFTDs Remote GridWLDFRVegetation ContactAggregated | WLDFR | HFTD - Distribution - Tier 3 - 3QU CoRE ¦ 5QU LoRE | Red Flag Warning - Small Fires | Vegetation Contact | Aggregated | 2055 | 0.0003018 | 134.3564 | 0.040549 | 2055 | Mitigation | 0.95 | 45 | 0 | esc | 0.00097009 | 2.9277e-07 | 0.00097009 | 2.9277e-07 | 0.0027813 | 1.2644e-10 | 0.0092336 | 1.6088e-09
[120 empty] | 7.3.3.17.5 (Remote Grid) Updates to grid topology to minimize risk of ignition in HFTDs Remote GridWLDFRVegetation ContactAggregated | WLDFR | HFTD - Distribution - Tier 3 - 3QU CoRE ¦ 5QU LoRE | Red Flag Warning - Small Fires | Vegetation Contact | Aggregated | 2056 | 0.0003018 | 134.3564 | 0.040549 | 2056 | Mitigation | 0.95 | 45 | 0 | esc | 0.00097009 | 2.9277e-07 | 0.00097009 | 2.9277e-07 | 0.0027813 | 1.2644e-10 | 0.0092336 | 1.6088e-09
[120 empty] | 7.3.3.17.5 (Remote Grid) Updates to grid topology to minimize risk of ignition in HFTDs Remote GridWLDFRVegetation ContactAggregated | WLDFR | HFTD - Distribution - Tier 3 - 3QU CoRE ¦ 5QU LoRE | Red Flag Warning - Small Fires | Vegetation Contact | Aggregated | 2057 | 0.0003018 | 134.3564 | 0.040549 | 2057 | Mitigation | 0.95 | 45 | 0 | esc | 0.00097009 | 2.9277e-07 | 0.00097009 | 2.9277e-07 | 0.0027813 | 1.2644e-10 | 0.0092336 | 1.6088e-09
[120 empty] | 7.3.3.17.5 (Remote Grid) Updates to grid topology to minimize risk of ignition in HFTDs Remote GridWLDFRVegetation ContactAggregated | WLDFR | HFTD - Distribution - Tier 3 - 3QU CoRE ¦ 5QU LoRE | Red Flag Warning - Small Fires | Vegetation Contact | Aggregated | 2058 | 0.0003018 | 134.3564 | 0.040549 | 2058 | Mitigation | 0.95 | 45 | 0 | esc | 0.00097009 | 2.9277e-07 | 0.00097009 | 2.9277e-07 | 0.0027813 | 1.2644e-10 | 0.0092336 | 1.6088e-09
[120 empty] | 7.3.3.17.5 (Remote Grid) Updates to grid topology to minimize risk of ignition in HFTDs Remote GridWLDFRVegetation ContactAggregated | WLDFR | HFTD - Distribution - Tier 3 - 3QU CoRE ¦ 5QU LoRE | Red Flag Warning - Small Fires | Vegetation Contact | Aggregated | 2059 | 0.0003018 | 134.3564 | 0.040549 | 2059 | Mitigation | 0.95 | 45 | 0 | esc | 0.00097009 | 2.9277e-07 | 0.00097009 | 2.9277e-07 | 0.0027813 | 1.2644e-10 | 0.0092336 | 1.6088e-09
[120 empty] | 7.3.3.17.5 (Remote Grid) Updates to grid topology to minimize risk of ignition in HFTDs Remote GridWLDFRVegetation ContactAggregated | WLDFR | HFTD - Distribution - Tier 3 - 3QU CoRE ¦ 5QU LoRE | Red Flag Warning - Small Fires | Vegetation Contact | Aggregated | 2060 | 0.0003018 | 134.3564 | 0.040549 | 2060 | Mitigation | 0.95 | 45 | 0 | esc | 0.00097009 | 2.9277e-07 | 0.00097009 | 2.9277e-07 | 0.0027813 | 1.2644e-10 | 0.0092336 | 1.6088e-09
[120 empty] | 7.3.3.17.5 (Remote Grid) Updates to grid topology to minimize risk of ignition in HFTDs Remote GridWLDFRVegetation ContactAggregated | WLDFR | HFTD - Distribution - Tier 3 - 3QU CoRE ¦ 5QU LoRE | Red Flag Warning - Small Fires | Vegetation Contact | Aggregated | 2061 | 0.0003018 | 134.3564 | 0.040549 | 2061 | Mitigation | 0.95 | 45 | 0 | esc | 0.00097009 | 2.9277e-07 | 0.00097009 | 2.9277e-07 | 0.0027813 | 1.2644e-10 | 0.0092336 | 1.6088e-09
[120 empty] | 7.3.3.17.5 (Remote Grid) Updates to grid topology to minimize risk of ignition in HFTDs Remote GridWLDFRVegetation ContactAggregated | WLDFR | HFTD - Distribution - Tier 3 - 3QU CoRE ¦ 5QU LoRE | Red Flag Warning - Small Fires | Vegetation Contact | Aggregated | 2062 | 0.0003018 | 134.3564 | 0.040549 | 2062 | Mitigation | 0.95 | 45 | 0 | esc | 0.00097009 | 2.9277e-07 | 0.00097009 | 2.9277e-07 | 0.0027813 | 1.2644e-10 | 0.0092336 | 1.6088e-09
[120 empty] | 7.3.3.17.5 (Remote Grid) Updates to grid topology to minimize risk of ignition in HFTDs Remote GridWLDFRVegetation ContactAggregated | WLDFR | HFTD - Distribution - Tier 3 - 3QU CoRE ¦ 5QU LoRE | Red Flag Warning - Small Fires | Vegetation Contact | Aggregated | 2063 | 0.0003018 | 134.3564 | 0.040549 | 2063 | Mitigation | 0.95 | 45 | 0 | esc | 0.00097009 | 2.9277e-07 | 0.00097009 | 2.9277e-07 | 0.0027813 | 1.2644e-10 | 0.0092336 | 1.6088e-09
[120 empty] | 7.3.3.17.5 (Remote Grid) Updates to grid topology to minimize risk of ignition in HFTDs Remote GridWLDFRVegetation ContactAggregated | WLDFR | HFTD - Distribution - Tier 3 - 3QU CoRE ¦ 5QU LoRE | Red Flag Warning - Small Fires | Vegetation Contact | Aggregated | 2064 | 0.0003018 | 134.3564 | 0.040549 | 2064 | Mitigation | 0.95 | 45 | 0 | esc | 0.00097009 | 2.9277e-07 | 0.00097009 | 2.9277e-07 | 0.0027813 | 1.2644e-10 | 0.0092336 | 1.6088e-09
[120 empty] | 7.3.3.17.5 (Remote Grid) Updates to grid topology to minimize risk of ignition in HFTDs Remote GridWLDFRVegetation ContactAggregated | WLDFR | HFTD - Distribution - Tier 3 - 3QU CoRE ¦ 5QU LoRE | Red Flag Warning - Small Fires | Vegetation Contact | Aggregated | 2065 | 0.0003018 | 134.3564 | 0.040549 | 2065 | Mitigation | 0.95 | 45 | 0 | esc | 0.00097009 | 2.9277e-07 | 0.00097009 | 2.9277e-07 | 0.0027813 | 1.2644e-10 | 0.0092336 | 1.6088e-09
[120 empty] | 7.3.3.17.5 (Remote Grid) Updates to grid topology to minimize risk of ignition in HFTDs Remote GridWLDFRVegetation ContactAggregated | WLDFR | HFTD - Distribution - Tier 3 - 3QU CoRE ¦ 5QU LoRE | Red Flag Warning - Small Fires | Vegetation Contact | Aggregated | 2066 | 0.0003018 | 134.3564 | 0.040549 | 2066 | Mitigation | 0.95 | 45 | 0 | esc | 0.00097009 | 2.9277e-07 | 0.00097009 | 2.9277e-07 | 0.0027813 | 1.2644e-10 | 0 | 0
[120 empty] | 7.3.3.17.5 (Remote Grid) Updates to grid topology to minimize risk of ignition in HFTDs Remote GridWLDFRVegetation ContactAggregated | WLDFR | HFTD - Distribution - Tier 3 - 3QU CoRE ¦ 5QU LoRE | Red Flag Warning - Small Fires | Vegetation Contact | Aggregated | 2067 | 0.0003018 | 134.3564 | 0.040549 | 2067 | Mitigation | 0.95 | 45 | 0 | esc | 0 | 0 | 0.00097009 | 2.9277e-07 | 0.0027813 | 1.2644e-10 | 0 | 0
[120 empty] | 7.3.3.17.5 (Remote Grid) Updates to grid topology to minimize risk of ignition in HFTDs Remote GridWLDFRWire-to-wire contactAggregated | WLDFR | HFTD - Distribution - Tier 3 - 3QU CoRE ¦ 5QU LoRE | Red Flag Warning - Small Fires | Wire-to-wire contact | Aggregated | 2022 | 2.8186e-06 | 134.3564 | 0.0003787 | 2022 | Mitigation | 0.95 | 45 | 0 | esc | 0.00097009 | 2.7343e-09 | 0 | 0 | 0.0027813 | 1.2644e-10 | 0.0033164 | 2.8184e-08
[120 empty] | 7.3.3.17.5 (Remote Grid) Updates to grid topology to minimize risk of ignition in HFTDs Remote GridWLDFRWire-to-wire contactAggregated | WLDFR | HFTD - Distribution - Tier 3 - 3QU CoRE ¦ 5QU LoRE | Red Flag Warning - Small Fires | Wire-to-wire contact | Aggregated | 2023 | 2.8186e-06 | 134.3564 | 0.0003787 | 2023 | Mitigation | 0.95 | 45 | 0 | esc | 0.00097009 | 2.7343e-09 | 0.00097009 | 2.7343e-09 | 0.0027813 | 1.2644e-10 | 0.0033164 | 2.8184e-08
[120 empty] | 7.3.3.17.5 (Remote Grid) Updates to grid topology to minimize risk of ignition in HFTDs Remote GridWLDFRWire-to-wire contactAggregated | WLDFR | HFTD - Distribution - Tier 3 - 3QU CoRE ¦ 5QU LoRE | Red Flag Warning - Small Fires | Wire-to-wire contact | Aggregated | 2024 | 2.8186e-06 | 134.3564 | 0.0003787 | 2024 | Mitigation | 0.95 | 45 | 0 | esc | 0.00097009 | 2.7343e-09 | 0.00097009 | 2.7343e-09 | 0.0027813 | 1.2644e-10 | 0.0033164 | 2.8184e-08
[120 empty] | 7.3.3.17.5 (Remote Grid) Updates to grid topology to minimize risk of ignition in HFTDs Remote GridWLDFRWire-to-wire contactAggregated | WLDFR | HFTD - Distribution - Tier 3 - 3QU CoRE ¦ 5QU LoRE | Red Flag Warning - Small Fires | Wire-to-wire contact | Aggregated | 2025 | 2.8186e-06 | 134.3564 | 0.0003787 | 2025 | Mitigation | 0.95 | 45 | 0 | esc | 0.00097009 | 2.7343e-09 | 0.00097009 | 2.7343e-09 | 0.0027813 | 1.2644e-10 | 0.0033164 | 2.8184e-08
[120 empty] | 7.3.3.17.5 (Remote Grid) Updates to grid topology to minimize risk of ignition in HFTDs Remote GridWLDFRWire-to-wire contactAggregated | WLDFR | HFTD - Distribution - Tier 3 - 3QU CoRE ¦ 5QU LoRE | Red Flag Warning - Small Fires | Wire-to-wire contact | Aggregated | 2026 | 2.8186e-06 | 134.3564 | 0.0003787 | 2026 | Mitigation | 0.95 | 45 | 0 | esc | 0.00097009 | 2.7343e-09 | 0.00097009 | 2.7343e-09 | 0.0027813 | 1.2644e-10 | 0.0033164 | 2.8184e-08
[120 empty] | 7.3.3.17.5 (Remote Grid) Updates to grid topology to minimize risk of ignition in HFTDs Remote GridWLDFRWire-to-wire contactAggregated | WLDFR | HFTD - Distribution - Tier 3 - 3QU CoRE ¦ 5QU LoRE | Red Flag Warning - Small Fires | Wire-to-wire contact | Aggregated | 2027 | 2.8186e-06 | 134.3564 | 0.0003787 | 2027 | Mitigation | 0.95 | 45 | 0 | esc | 0.00097009 | 2.7343e-09 | 0.00097009 | 2.7343e-09 | 0.0027813 | 1.2644e-10 | 0.0033164 | 2.8184e-08
[120 empty] | 7.3.3.17.5 (Remote Grid) Updates to grid topology to minimize risk of ignition in HFTDs Remote GridWLDFRWire-to-wire contactAggregated | WLDFR | HFTD - Distribution - Tier 3 - 3QU CoRE ¦ 5QU LoRE | Red Flag Warning - Small Fires | Wire-to-wire contact | Aggregated | 2028 | 2.8186e-06 | 134.3564 | 0.0003787 | 2028 | Mitigation | 0.95 | 45 | 0 | esc | 0.00097009 | 2.7343e-09 | 0.00097009 | 2.7343e-09 | 0 | 0 | 0.0033164 | 2.8184e-08
[120 empty] | 7.3.3.17.5 (Remote Grid) Updates to grid topology to minimize risk of ignition in HFTDs Remote GridWLDFRWire-to-wire contactAggregated | WLDFR | HFTD - Distribution - Tier 3 - 3QU CoRE ¦ 5QU LoRE | Red Flag Warning - Small Fires | Wire-to-wire contact | Aggregated | 2029 | 2.8186e-06 | 134.3564 | 0.0003787 | 2029 | Mitigation | 0.95 | 45 | 0 | esc | 0.00097009 | 2.7343e-09 | 0.00097009 | 2.7343e-09 | 0.0027813 | 1.6271e-08 | 0.0033164 | 2.8184e-08
[120 empty] | 7.3.3.17.5 (Remote Grid) Updates to grid topology to minimize risk of ignition in HFTDs Remote GridWLDFRWire-to-wire contactAggregated | WLDFR | HFTD - Distribution - Tier 3 - 3QU CoRE ¦ 5QU LoRE | Red Flag Warning - Small Fires | Wire-to-wire contact | Aggregated | 2030 | 2.8186e-06 | 134.3564 | 0.0003787 | 2030 | Mitigation | 0.95 | 45 | 0 | esc | 0.00097009 | 2.7343e-09 | 0.00097009 | 2.7343e-09 | 0.0027813 | 1.6271e-08 | 0.0033164 | 2.8184e-08
[120 empty] | 7.3.3.17.5 (Remote Grid) Updates to grid topology to minimize risk of ignition in HFTDs Remote GridWLDFRWire-to-wire contactAggregated | WLDFR | HFTD - Distribution - Tier 3 - 3QU CoRE ¦ 5QU LoRE | Red Flag Warning - Small Fires | Wire-to-wire contact | Aggregated | 2031 | 2.8186e-06 | 134.3564 | 0.0003787 | 2031 | Mitigation | 0.95 | 45 | 0 | esc | 0.00097009 | 2.7343e-09 | 0.00097009 | 2.7343e-09 | 0.0027813 | 1.6271e-08 | 0.0033164 | 2.8184e-08
[120 empty] | 7.3.3.17.5 (Remote Grid) Updates to grid topology to minimize risk of ignition in HFTDs Remote GridWLDFRWire-to-wire contactAggregated | WLDFR | HFTD - Distribution - Tier 3 - 3QU CoRE ¦ 5QU LoRE | Red Flag Warning - Small Fires | Wire-to-wire contact | Aggregated | 2032 | 2.8186e-06 | 134.3564 | 0.0003787 | 2032 | Mitigation | 0.95 | 45 | 0 | esc | 0.00097009 | 2.7343e-09 | 0.00097009 | 2.7343e-09 | 0.0027813 | 1.6271e-08 | 0.0033164 | 2.8184e-08
[120 empty] | 7.3.3.17.5 (Remote Grid) Updates to grid topology to minimize risk of ignition in HFTDs Remote GridWLDFRWire-to-wire contactAggregated | WLDFR | HFTD - Distribution - Tier 3 - 3QU CoRE ¦ 5QU LoRE | Red Flag Warning - Small Fires | Wire-to-wire contact | Aggregated | 2033 | 2.8186e-06 | 134.3564 | 0.0003787 | 2033 | Mitigation | 0.95 | 45 | 0 | esc | 0.00097009 | 2.7343e-09 | 0.00097009 | 2.7343e-09 | 0.0027813 | 1.6271e-08 | 0.0033164 | 2.8184e-08
[120 empty] | 7.3.3.17.5 (Remote Grid) Updates to grid topology to minimize risk of ignition in HFTDs Remote GridWLDFRWire-to-wire contactAggregated | WLDFR | HFTD - Distribution - Tier 3 - 3QU CoRE ¦ 5QU LoRE | Red Flag Warning - Small Fires | Wire-to-wire contact | Aggregated | 2034 | 2.8186e-06 | 134.3564 | 0.0003787 | 2034 | Mitigation | 0.95 | 45 | 0 | esc | 0.00097009 | 2.7343e-09 | 0.00097009 | 2.7343e-09 | 0.0027813 | 1.6271e-08 | 0.0033164 | 2.8184e-08
[120 empty] | 7.3.3.17.5 (Remote Grid) Updates to grid topology to minimize risk of ignition in HFTDs Remote GridWLDFRWire-to-wire contactAggregated | WLDFR | HFTD - Distribution - Tier 3 - 3QU CoRE ¦ 5QU LoRE | Red Flag Warning - Small Fires | Wire-to-wire contact | Aggregated | 2035 | 2.8186e-06 | 134.3564 | 0.0003787 | 2035 | Mitigation | 0.95 | 45 | 0 | esc | 0.00097009 | 2.7343e-09 | 0.00097009 | 2.7343e-09 | 0.0027813 | 1.6271e-08 | 0.0033164 | 2.8184e-08
[120 empty] | 7.3.3.17.5 (Remote Grid) Updates to grid topology to minimize risk of ignition in HFTDs Remote GridWLDFRWire-to-wire contactAggregated | WLDFR | HFTD - Distribution - Tier 3 - 3QU CoRE ¦ 5QU LoRE | Red Flag Warning - Small Fires | Wire-to-wire contact | Aggregated | 2036 | 2.8186e-06 | 134.3564 | 0.0003787 | 2036 | Mitigation | 0.95 | 45 | 0 | esc | 0.00097009 | 2.7343e-09 | 0.00097009 | 2.7343e-09 | 0.0027813 | 1.6271e-08 | 0.0033164 | 2.8184e-08
[120 empty] | 7.3.3.17.5 (Remote Grid) Updates to grid topology to minimize risk of ignition in HFTDs Remote GridWLDFRWire-to-wire contactAggregated | WLDFR | HFTD - Distribution - Tier 3 - 3QU CoRE ¦ 5QU LoRE | Red Flag Warning - Small Fires | Wire-to-wire contact | Aggregated | 2037 | 2.8186e-06 | 134.3564 | 0.0003787 | 2037 | Mitigation | 0.95 | 45 | 0 | esc | 0.00097009 | 2.7343e-09 | 0.00097009 | 2.7343e-09 | 0.0027813 | 1.6271e-08 | 0.0033164 | 2.8184e-08
[120 empty] | 7.3.3.17.5 (Remote Grid) Updates to grid topology to minimize risk of ignition in HFTDs Remote GridWLDFRWire-to-wire contactAggregated | WLDFR | HFTD - Distribution - Tier 3 - 3QU CoRE ¦ 5QU LoRE | Red Flag Warning - Small Fires | Wire-to-wire contact | Aggregated | 2038 | 2.8186e-06 | 134.3564 | 0.0003787 | 2038 | Mitigation | 0.95 | 45 | 0 | esc | 0.00097009 | 2.7343e-09 | 0.00097009 | 2.7343e-09 | 0.0027813 | 1.6271e-08 | 0.0033164 | 2.8184e-08
[120 empty] | 7.3.3.17.5 (Remote Grid) Updates to grid topology to minimize risk of ignition in HFTDs Remote GridWLDFRWire-to-wire contactAggregated | WLDFR | HFTD - Distribution - Tier 3 - 3QU CoRE ¦ 5QU LoRE | Red Flag Warning - Small Fires | Wire-to-wire contact | Aggregated | 2039 | 2.8186e-06 | 134.3564 | 0.0003787 | 2039 | Mitigation | 0.95 | 45 | 0 | esc | 0.00097009 | 2.7343e-09 | 0.00097009 | 2.7343e-09 | 0.0027813 | 1.6271e-08 | 0.0033164 | 2.8184e-08
[120 empty] | 7.3.3.17.5 (Remote Grid) Updates to grid topology to minimize risk of ignition in HFTDs Remote GridWLDFRWire-to-wire contactAggregated | WLDFR | HFTD - Distribution - Tier 3 - 3QU CoRE ¦ 5QU LoRE | Red Flag Warning - Small Fires | Wire-to-wire contact | Aggregated | 2040 | 2.8186e-06 | 134.3564 | 0.0003787 | 2040 | Mitigation | 0.95 | 45 | 0 | esc | 0.00097009 | 2.7343e-09 | 0.00097009 | 2.7343e-09 | 0.0027813 | 1.6271e-08 | 0.0033164 | 2.8184e-08
[120 empty] | 7.3.3.17.5 (Remote Grid) Updates to grid topology to minimize risk of ignition in HFTDs Remote GridWLDFRWire-to-wire contactAggregated | WLDFR | HFTD - Distribution - Tier 3 - 3QU CoRE ¦ 5QU LoRE | Red Flag Warning - Small Fires | Wire-to-wire contact | Aggregated | 2041 | 2.8186e-06 | 134.3564 | 0.0003787 | 2041 | Mitigation | 0.95 | 45 | 0 | esc | 0.00097009 | 2.7343e-09 | 0.00097009 | 2.7343e-09 | 0.0027813 | 1.6271e-08 | 0.0033164 | 2.8184e-08
[120 empty] | 7.3.3.17.5 (Remote Grid) Updates to grid topology to minimize risk of ignition in HFTDs Remote GridWLDFRWire-to-wire contactAggregated | WLDFR | HFTD - Distribution - Tier 3 - 3QU CoRE ¦ 5QU LoRE | Red Flag Warning - Small Fires | Wire-to-wire contact | Aggregated | 2042 | 2.8186e-06 | 134.3564 | 0.0003787 | 2042 | Mitigation | 0.95 | 45 | 0 | esc | 0.00097009 | 2.7343e-09 | 0.00097009 | 2.7343e-09 | 0.0027813 | 1.6271e-08 | 0.0033164 | 2.8184e-08
[120 empty] | 7.3.3.17.5 (Remote Grid) Updates to grid topology to minimize risk of ignition in HFTDs Remote GridWLDFRWire-to-wire contactAggregated | WLDFR | HFTD - Distribution - Tier 3 - 3QU CoRE ¦ 5QU LoRE | Red Flag Warning - Small Fires | Wire-to-wire contact | Aggregated | 2043 | 2.8186e-06 | 134.3564 | 0.0003787 | 2043 | Mitigation | 0.95 | 45 | 0 | esc | 0.00097009 | 2.7343e-09 | 0.00097009 | 2.7343e-09 | 0.0027813 | 1.6271e-08 | 0.0033164 | 2.8184e-08
[120 empty] | 7.3.3.17.5 (Remote Grid) Updates to grid topology to minimize risk of ignition in HFTDs Remote GridWLDFRWire-to-wire contactAggregated | WLDFR | HFTD - Distribution - Tier 3 - 3QU CoRE ¦ 5QU LoRE | Red Flag Warning - Small Fires | Wire-to-wire contact | Aggregated | 2044 | 2.8186e-06 | 134.3564 | 0.0003787 | 2044 | Mitigation | 0.95 | 45 | 0 | esc | 0.00097009 | 2.7343e-09 | 0.00097009 | 2.7343e-09 | 0.0027813 | 1.6271e-08 | 0.0033164 | 2.8184e-08
[120 empty] | 7.3.3.17.5 (Remote Grid) Updates to grid topology to minimize risk of ignition in HFTDs Remote GridWLDFRWire-to-wire contactAggregated | WLDFR | HFTD - Distribution - Tier 3 - 3QU CoRE ¦ 5QU LoRE | Red Flag Warning - Small Fires | Wire-to-wire contact | Aggregated | 2045 | 2.8186e-06 | 134.3564 | 0.0003787 | 2045 | Mitigation | 0.95 | 45 | 0 | esc | 0.00097009 | 2.7343e-09 | 0.00097009 | 2.7343e-09 | 0.0027813 | 1.6271e-08 | 0.0033164 | 2.8184e-08
[120 empty] | 7.3.3.17.5 (Remote Grid) Updates to grid topology to minimize risk of ignition in HFTDs Remote GridWLDFRWire-to-wire contactAggregated | WLDFR | HFTD - Distribution - Tier 3 - 3QU CoRE ¦ 5QU LoRE | Red Flag Warning - Small Fires | Wire-to-wire contact | Aggregated | 2046 | 2.8186e-06 | 134.3564 | 0.0003787 | 2046 | Mitigation | 0.95 | 45 | 0 | esc | 0.00097009 | 2.7343e-09 | 0.00097009 | 2.7343e-09 | 0.0027813 | 1.6271e-08 | 0.0033164 | 2.8184e-08
[120 empty] | 7.3.3.17.5 (Remote Grid) Updates to grid topology to minimize risk of ignition in HFTDs Remote GridWLDFRWire-to-wire contactAggregated | WLDFR | HFTD - Distribution - Tier 3 - 3QU CoRE ¦ 5QU LoRE | Red Flag Warning - Small Fires | Wire-to-wire contact | Aggregated | 2047 | 2.8186e-06 | 134.3564 | 0.0003787 | 2047 | Mitigation | 0.95 | 45 | 0 | esc | 0.00097009 | 2.7343e-09 | 0.00097009 | 2.7343e-09 | 0.0027813 | 1.6271e-08 | 0.0033164 | 2.8184e-08
[120 empty] | 7.3.3.17.5 (Remote Grid) Updates to grid topology to minimize risk of ignition in HFTDs Remote GridWLDFRWire-to-wire contactAggregated | WLDFR | HFTD - Distribution - Tier 3 - 3QU CoRE ¦ 5QU LoRE | Red Flag Warning - Small Fires | Wire-to-wire contact | Aggregated | 2048 | 2.8186e-06 | 134.3564 | 0.0003787 | 2048 | Mitigation | 0.95 | 45 | 0 | esc | 0.00097009 | 2.7343e-09 | 0.00097009 | 2.7343e-09 | 0.0027813 | 1.6271e-08 | 0.0033164 | 2.8184e-08
[120 empty] | 7.3.3.17.5 (Remote Grid) Updates to grid topology to minimize risk of ignition in HFTDs Remote GridWLDFRWire-to-wire contactAggregated | WLDFR | HFTD - Distribution - Tier 3 - 3QU CoRE ¦ 5QU LoRE | Red Flag Warning - Small Fires | Wire-to-wire contact | Aggregated | 2049 | 2.8186e-06 | 134.3564 | 0.0003787 | 2049 | Mitigation | 0.95 | 45 | 0 | esc | 0.00097009 | 2.7343e-09 | 0.00097009 | 2.7343e-09 | 0.0027813 | 1.6271e-08 | 0.0033164 | 2.8184e-08
[120 empty] | 7.3.3.17.5 (Remote Grid) Updates to grid topology to minimize risk of ignition in HFTDs Remote GridWLDFRWire-to-wire contactAggregated | WLDFR | HFTD - Distribution - Tier 3 - 3QU CoRE ¦ 5QU LoRE | Red Flag Warning - Small Fires | Wire-to-wire contact | Aggregated | 2050 | 2.8186e-06 | 134.3564 | 0.0003787 | 2050 | Mitigation | 0.95 | 45 | 0 | esc | 0.00097009 | 2.7343e-09 | 0.00097009 | 2.7343e-09 | 0.0027813 | 1.6271e-08 | 0.0033164 | 2.8184e-08
[120 empty] | 7.3.3.17.5 (Remote Grid) Updates to grid topology to minimize risk of ignition in HFTDs Remote GridWLDFRWire-to-wire contactAggregated | WLDFR | HFTD - Distribution - Tier 3 - 3QU CoRE ¦ 5QU LoRE | Red Flag Warning - Small Fires | Wire-to-wire contact | Aggregated | 2051 | 2.8186e-06 | 134.3564 | 0.0003787 | 2051 | Mitigation | 0.95 | 45 | 0 | esc | 0.00097009 | 2.7343e-09 | 0.00097009 | 2.7343e-09 | 0.0027813 | 1.6271e-08 | 0.0033164 | 2.8184e-08
[120 empty] | 7.3.3.17.5 (Remote Grid) Updates to grid topology to minimize risk of ignition in HFTDs Remote GridWLDFRWire-to-wire contactAggregated | WLDFR | HFTD - Distribution - Tier 3 - 3QU CoRE ¦ 5QU LoRE | Red Flag Warning - Small Fires | Wire-to-wire contact | Aggregated | 2052 | 2.8186e-06 | 134.3564 | 0.0003787 | 2052 | Mitigation | 0.95 | 45 | 0 | esc | 0.00097009 | 2.7343e-09 | 0.00097009 | 2.7343e-09 | 0.0027813 | 1.6271e-08 | 0 | 0
[120 empty] | 7.3.3.17.5 (Remote Grid) Updates to grid topology to minimize risk of ignition in HFTDs Remote GridWLDFRWire-to-wire contactAggregated | WLDFR | HFTD - Distribution - Tier 3 - 3QU CoRE ¦ 5QU LoRE | Red Flag Warning - Small Fires | Wire-to-wire contact | Aggregated | 2053 | 2.8186e-06 | 134.3564 | 0.0003787 | 2053 | Mitigation | 0.95 | 45 | 0 | esc | 0.00097009 | 2.7343e-09 | 0.00097009 | 2.7343e-09 | 0.0027813 | 1.6271e-08 | 0 | 0
[120 empty] | 7.3.3.17.5 (Remote Grid) Updates to grid topology to minimize risk of ignition in HFTDs Remote GridWLDFRWire-to-wire contactAggregated | WLDFR | HFTD - Distribution - Tier 3 - 3QU CoRE ¦ 5QU LoRE | Red Flag Warning - Small Fires | Wire-to-wire contact | Aggregated | 2054 | 2.8186e-06 | 134.3564 | 0.0003787 | 2054 | Mitigation | 0.95 | 45 | 0 | esc | 0.00097009 | 2.7343e-09 | 0.00097009 | 2.7343e-09 | 0.0027813 | 1.6271e-08 | 0.012804 | 5.4428e-08
[120 empty] | 7.3.3.17.5 (Remote Grid) Updates to grid topology to minimize risk of ignition in HFTDs Remote GridWLDFRWire-to-wire contactAggregated | WLDFR | HFTD - Distribution - Tier 3 - 3QU CoRE ¦ 5QU LoRE | Red Flag Warning - Small Fires | Wire-to-wire contact | Aggregated | 2055 | 2.8186e-06 | 134.3564 | 0.0003787 | 2055 | Mitigation | 0.95 | 45 | 0 | esc | 0.00097009 | 2.7343e-09 | 0.00097009 | 2.7343e-09 | 0.0027813 | 1.6271e-08 | 0.012804 | 5.4428e-08
[120 empty] | 7.3.3.17.5 (Remote Grid) Updates to grid topology to minimize risk of ignition in HFTDs Remote GridWLDFRWire-to-wire contactAggregated | WLDFR | HFTD - Distribution - Tier 3 - 3QU CoRE ¦ 5QU LoRE | Red Flag Warning - Small Fires | Wire-to-wire contact | Aggregated | 2056 | 2.8186e-06 | 134.3564 | 0.0003787 | 2056 | Mitigation | 0.95 | 45 | 0 | esc | 0.00097009 | 2.7343e-09 | 0.00097009 | 2.7343e-09 | 0.0027813 | 1.6271e-08 | 0.012804 | 5.4428e-08
[120 empty] | 7.3.3.17.5 (Remote Grid) Updates to grid topology to minimize risk of ignition in HFTDs Remote GridWLDFRWire-to-wire contactAggregated | WLDFR | HFTD - Distribution - Tier 3 - 3QU CoRE ¦ 5QU LoRE | Red Flag Warning - Small Fires | Wire-to-wire contact | Aggregated | 2057 | 2.8186e-06 | 134.3564 | 0.0003787 | 2057 | Mitigation | 0.95 | 45 | 0 | esc | 0.00097009 | 2.7343e-09 | 0.00097009 | 2.7343e-09 | 0.0027813 | 1.6271e-08 | 0.012804 | 5.4428e-08
[120 empty] | 7.3.3.17.5 (Remote Grid) Updates to grid topology to minimize risk of ignition in HFTDs Remote GridWLDFRWire-to-wire contactAggregated | WLDFR | HFTD - Distribution - Tier 3 - 3QU CoRE ¦ 5QU LoRE | Red Flag Warning - Small Fires | Wire-to-wire contact | Aggregated | 2058 | 2.8186e-06 | 134.3564 | 0.0003787 | 2058 | Mitigation | 0.95 | 45 | 0 | esc | 0.00097009 | 2.7343e-09 | 0.00097009 | 2.7343e-09 | 0.0027813 | 1.6271e-08 | 0.012804 | 5.4428e-08
[120 empty] | 7.3.3.17.5 (Remote Grid) Updates to grid topology to minimize risk of ignition in HFTDs Remote GridWLDFRWire-to-wire contactAggregated | WLDFR | HFTD - Distribution - Tier 3 - 3QU CoRE ¦ 5QU LoRE | Red Flag Warning - Small Fires | Wire-to-wire contact | Aggregated | 2059 | 2.8186e-06 | 134.3564 | 0.0003787 | 2059 | Mitigation | 0.95 | 45 | 0 | esc | 0.00097009 | 2.7343e-09 | 0.00097009 | 2.7343e-09 | 0.0027813 | 1.6271e-08 | 0.012804 | 5.4428e-08
[120 empty] | 7.3.3.17.5 (Remote Grid) Updates to grid topology to minimize risk of ignition in HFTDs Remote GridWLDFRWire-to-wire contactAggregated | WLDFR | HFTD - Distribution - Tier 3 - 3QU CoRE ¦ 5QU LoRE | Red Flag Warning - Small Fires | Wire-to-wire contact | Aggregated | 2060 | 2.8186e-06 | 134.3564 | 0.0003787 | 2060 | Mitigation | 0.95 | 45 | 0 | esc | 0.00097009 | 2.7343e-09 | 0.00097009 | 2.7343e-09 | 0.0027813 | 1.6271e-08 | 0.012804 | 5.4428e-08
[120 empty] | 7.3.3.17.5 (Remote Grid) Updates to grid topology to minimize risk of ignition in HFTDs Remote GridWLDFRWire-to-wire contactAggregated | WLDFR | HFTD - Distribution - Tier 3 - 3QU CoRE ¦ 5QU LoRE | Red Flag Warning - Small Fires | Wire-to-wire contact | Aggregated | 2061 | 2.8186e-06 | 134.3564 | 0.0003787 | 2061 | Mitigation | 0.95 | 45 | 0 | esc | 0.00097009 | 2.7343e-09 | 0.00097009 | 2.7343e-09 | 0.0027813 | 1.6271e-08 | 0.012804 | 5.4428e-08
[120 empty] | 7.3.3.17.5 (Remote Grid) Updates to grid topology to minimize risk of ignition in HFTDs Remote GridWLDFRWire-to-wire contactAggregated | WLDFR | HFTD - Distribution - Tier 3 - 3QU CoRE ¦ 5QU LoRE | Red Flag Warning - Small Fires | Wire-to-wire contact | Aggregated | 2062 | 2.8186e-06 | 134.3564 | 0.0003787 | 2062 | Mitigation | 0.95 | 45 | 0 | esc | 0.00097009 | 2.7343e-09 | 0.00097009 | 2.7343e-09 | 0.0027813 | 1.6271e-08 | 0.012804 | 5.4428e-08
[120 empty] | 7.3.3.17.5 (Remote Grid) Updates to grid topology to minimize risk of ignition in HFTDs Remote GridWLDFRWire-to-wire contactAggregated | WLDFR | HFTD - Distribution - Tier 3 - 3QU CoRE ¦ 5QU LoRE | Red Flag Warning - Small Fires | Wire-to-wire contact | Aggregated | 2063 | 2.8186e-06 | 134.3564 | 0.0003787 | 2063 | Mitigation | 0.95 | 45 | 0 | esc | 0.00097009 | 2.7343e-09 | 0.00097009 | 2.7343e-09 | 0.0027813 | 1.6271e-08 | 0.012804 | 5.4428e-08
[120 empty] | 7.3.3.17.5 (Remote Grid) Updates to grid topology to minimize risk of ignition in HFTDs Remote GridWLDFRWire-to-wire contactAggregated | WLDFR | HFTD - Distribution - Tier 3 - 3QU CoRE ¦ 5QU LoRE | Red Flag Warning - Small Fires | Wire-to-wire contact | Aggregated | 2064 | 2.8186e-06 | 134.3564 | 0.0003787 | 2064 | Mitigation | 0.95 | 45 | 0 | esc | 0.00097009 | 2.7343e-09 | 0.00097009 | 2.7343e-09 | 0.0027813 | 1.6271e-08 | 0.012804 | 5.4428e-08
[120 empty] | 7.3.3.17.5 (Remote Grid) Updates to grid topology to minimize risk of ignition in HFTDs Remote GridWLDFRWire-to-wire contactAggregated | WLDFR | HFTD - Distribution - Tier 3 - 3QU CoRE ¦ 5QU LoRE | Red Flag Warning - Small Fires | Wire-to-wire contact | Aggregated | 2065 | 2.8186e-06 | 134.3564 | 0.0003787 | 2065 | Mitigation | 0.95 | 45 | 0 | esc | 0.00097009 | 2.7343e-09 | 0.00097009 | 2.7343e-09 | 0.0027813 | 1.6271e-08 | 0.012804 | 5.4428e-08
[120 empty] | 7.3.3.17.5 (Remote Grid) Updates to grid topology to minimize risk of ignition in HFTDs Remote GridWLDFRWire-to-wire contactAggregated | WLDFR | HFTD - Distribution - Tier 3 - 3QU CoRE ¦ 5QU LoRE | Red Flag Warning - Small Fires | Wire-to-wire contact | Aggregated | 2066 | 2.8186e-06 | 134.3564 | 0.0003787 | 2066 | Mitigation | 0.95 | 45 | 0 | esc | 0.00097009 | 2.7343e-09 | 0.00097009 | 2.7343e-09 | 0.0027813 | 1.6271e-08 | 0.012804 | 5.4428e-08
[120 empty] | 7.3.3.17.5 (Remote Grid) Updates to grid topology to minimize risk of ignition in HFTDs Remote GridWLDFRWire-to-wire contactAggregated | WLDFR | HFTD - Distribution - Tier 3 - 3QU CoRE ¦ 5QU LoRE | Red Flag Warning - Small Fires | Wire-to-wire contact | Aggregated | 2067 | 2.8186e-06 | 134.3564 | 0.0003787 | 2067 | Mitigation | 0.95 | 45 | 0 | esc | 0 | 0 | 0.00097009 | 2.7343e-09 | 0.0027813 | 1.6271e-08 | 0.012804 | 5.4428e-08
[120 empty] | 7.3.3.17.5 (Remote Grid) Updates to grid topology to minimize risk of ignition in HFTDs Remote GridWLDFRContact from objectAggregated | WLDFR | HFTD - Distribution - Tier 3 - 4QU CoRE ¦ 1QU LoRE | Non-Red Flag Warning - Catastrophic Fires | Contact from object | Aggregated | 2022 | 3.9105e-07 | 607.6134 | 0.0002376 | 2022 | Mitigation | 0.95 | 45 | 0 | esc | 0.00097009 | 3.7935e-10 | 0 | 0 | 0.0027813 | 1.6271e-08 | 0.012804 | 5.4428e-08
[120 empty] | 7.3.3.17.5 (Remote Grid) Updates to grid topology to minimize risk of ignition in HFTDs Remote GridWLDFRContact from objectAggregated | WLDFR | HFTD - Distribution - Tier 3 - 4QU CoRE ¦ 1QU LoRE | Non-Red Flag Warning - Catastrophic Fires | Contact from object | Aggregated | 2023 | 3.9105e-07 | 607.6134 | 0.0002376 | 2023 | Mitigation | 0.95 | 45 | 0 | esc | 0.00097009 | 3.7935e-10 | 0.00097009 | 3.7935e-10 | 0.0027813 | 1.6271e-08 | 0.012804 | 5.4428e-08
[120 empty] | 7.3.3.17.5 (Remote Grid) Updates to grid topology to minimize risk of ignition in HFTDs Remote GridWLDFRContact from objectAggregated | WLDFR | HFTD - Distribution - Tier 3 - 4QU CoRE ¦ 1QU LoRE | Non-Red Flag Warning - Catastrophic Fires | Contact from object | Aggregated | 2024 | 3.9105e-07 | 607.6134 | 0.0002376 | 2024 | Mitigation | 0.95 | 45 | 0 | esc | 0.00097009 | 3.7935e-10 | 0.00097009 | 3.7935e-10 | 0.0027813 | 1.6271e-08 | 0.012804 | 5.4428e-08
[120 empty] | 7.3.3.17.5 (Remote Grid) Updates to grid topology to minimize risk of ignition in HFTDs Remote GridWLDFRContact from objectAggregated | WLDFR | HFTD - Distribution - Tier 3 - 4QU CoRE ¦ 1QU LoRE | Non-Red Flag Warning - Catastrophic Fires | Contact from object | Aggregated | 2025 | 3.9105e-07 | 607.6134 | 0.0002376 | 2025 | Mitigation | 0.95 | 45 | 0 | esc | 0.00097009 | 3.7935e-10 | 0.00097009 | 3.7935e-10 | 0.0027813 | 1.6271e-08 | 0.012804 | 5.4428e-08
[120 empty] | 7.3.3.17.5 (Remote Grid) Updates to grid topology to minimize risk of ignition in HFTDs Remote GridWLDFRContact from objectAggregated | WLDFR | HFTD - Distribution - Tier 3 - 4QU CoRE ¦ 1QU LoRE | Non-Red Flag Warning - Catastrophic Fires | Contact from object | Aggregated | 2026 | 3.9105e-07 | 607.6134 | 0.0002376 | 2026 | Mitigation | 0.95 | 45 | 0 | esc | 0.00097009 | 3.7935e-10 | 0.00097009 | 3.7935e-10 | 0.0027813 | 1.6271e-08 | 0.012804 | 5.4428e-08
[120 empty] | 7.3.3.17.5 (Remote Grid) Updates to grid topology to minimize risk of ignition in HFTDs Remote GridWLDFRContact from objectAggregated | WLDFR | HFTD - Distribution - Tier 3 - 4QU CoRE ¦ 1QU LoRE | Non-Red Flag Warning - Catastrophic Fires | Contact from object | Aggregated | 2027 | 3.9105e-07 | 607.6134 | 0.0002376 | 2027 | Mitigation | 0.95 | 45 | 0 | esc | 0.00097009 | 3.7935e-10 | 0.00097009 | 3.7935e-10 | 0.0027813 | 1.6271e-08 | 0.012804 | 5.4428e-08
[120 empty] | 7.3.3.17.5 (Remote Grid) Updates to grid topology to minimize risk of ignition in HFTDs Remote GridWLDFRContact from objectAggregated | WLDFR | HFTD - Distribution - Tier 3 - 4QU CoRE ¦ 1QU LoRE | Non-Red Flag Warning - Catastrophic Fires | Contact from object | Aggregated | 2028 | 3.9105e-07 | 607.6134 | 0.0002376 | 2028 | Mitigation | 0.95 | 45 | 0 | esc | 0.00097009 | 3.7935e-10 | 0.00097009 | 3.7935e-10 | 0.0027813 | 1.6271e-08 | 0.012804 | 5.4428e-08
[120 empty] | 7.3.3.17.5 (Remote Grid) Updates to grid topology to minimize risk of ignition in HFTDs Remote GridWLDFRContact from objectAggregated | WLDFR | HFTD - Distribution - Tier 3 - 4QU CoRE ¦ 1QU LoRE | Non-Red Flag Warning - Catastrophic Fires | Contact from object | Aggregated | 2029 | 3.9105e-07 | 607.6134 | 0.0002376 | 2029 | Mitigation | 0.95 | 45 | 0 | esc | 0.00097009 | 3.7935e-10 | 0.00097009 | 3.7935e-10 | 0.0027813 | 1.6271e-08 | 0.012804 | 5.4428e-08
[120 empty] | 7.3.3.17.5 (Remote Grid) Updates to grid topology to minimize risk of ignition in HFTDs Remote GridWLDFRContact from objectAggregated | WLDFR | HFTD - Distribution - Tier 3 - 4QU CoRE ¦ 1QU LoRE | Non-Red Flag Warning - Catastrophic Fires | Contact from object | Aggregated | 2030 | 3.9105e-07 | 607.6134 | 0.0002376 | 2030 | Mitigation | 0.95 | 45 | 0 | esc | 0.00097009 | 3.7935e-10 | 0.00097009 | 3.7935e-10 | 0.0027813 | 1.6271e-08 | 0.012804 | 5.4428e-08
[120 empty] | 7.3.3.17.5 (Remote Grid) Updates to grid topology to minimize risk of ignition in HFTDs Remote GridWLDFRContact from objectAggregated | WLDFR | HFTD - Distribution - Tier 3 - 4QU CoRE ¦ 1QU LoRE | Non-Red Flag Warning - Catastrophic Fires | Contact from object | Aggregated | 2031 | 3.9105e-07 | 607.6134 | 0.0002376 | 2031 | Mitigation | 0.95 | 45 | 0 | esc | 0.00097009 | 3.7935e-10 | 0.00097009 | 3.7935e-10 | 0.0027813 | 1.6271e-08 | 0.012804 | 5.4428e-08
[120 empty] | 7.3.3.17.5 (Remote Grid) Updates to grid topology to minimize risk of ignition in HFTDs Remote GridWLDFRContact from objectAggregated | WLDFR | HFTD - Distribution - Tier 3 - 4QU CoRE ¦ 1QU LoRE | Non-Red Flag Warning - Catastrophic Fires | Contact from object | Aggregated | 2032 | 3.9105e-07 | 607.6134 | 0.0002376 | 2032 | Mitigation | 0.95 | 45 | 0 | esc | 0.00097009 | 3.7935e-10 | 0.00097009 | 3.7935e-10 | 0 | 0 | 0.012804 | 5.4428e-08
[120 empty] | 7.3.3.17.5 (Remote Grid) Updates to grid topology to minimize risk of ignition in HFTDs Remote GridWLDFRContact from objectAggregated | WLDFR | HFTD - Distribution - Tier 3 - 4QU CoRE ¦ 1QU LoRE | Non-Red Flag Warning - Catastrophic Fires | Contact from object | Aggregated | 2033 | 3.9105e-07 | 607.6134 | 0.0002376 | 2033 | Mitigation | 0.95 | 45 | 0 | esc | 0.00097009 | 3.7935e-10 | 0.00097009 | 3.7935e-10 | 0.0027813 | 1.0239e-08 | 0.012804 | 5.4428e-08
[120 empty] | 7.3.3.17.5 (Remote Grid) Updates to grid topology to minimize risk of ignition in HFTDs Remote GridWLDFRContact from objectAggregated | WLDFR | HFTD - Distribution - Tier 3 - 4QU CoRE ¦ 1QU LoRE | Non-Red Flag Warning - Catastrophic Fires | Contact from object | Aggregated | 2034 | 3.9105e-07 | 607.6134 | 0.0002376 | 2034 | Mitigation | 0.95 | 45 | 0 | esc | 0.00097009 | 3.7935e-10 | 0.00097009 | 3.7935e-10 | 0.0027813 | 1.0239e-08 | 0.012804 | 5.4428e-08
[120 empty] | 7.3.3.17.5 (Remote Grid) Updates to grid topology to minimize risk of ignition in HFTDs Remote GridWLDFRContact from objectAggregated | WLDFR | HFTD - Distribution - Tier 3 - 4QU CoRE ¦ 1QU LoRE | Non-Red Flag Warning - Catastrophic Fires | Contact from object | Aggregated | 2035 | 3.9105e-07 | 607.6134 | 0.0002376 | 2035 | Mitigation | 0.95 | 45 | 0 | esc | 0.00097009 | 3.7935e-10 | 0.00097009 | 3.7935e-10 | 0.0027813 | 1.0239e-08 | 0.012804 | 5.4428e-08
[120 empty] | 7.3.3.17.5 (Remote Grid) Updates to grid topology to minimize risk of ignition in HFTDs Remote GridWLDFRContact from objectAggregated | WLDFR | HFTD - Distribution - Tier 3 - 4QU CoRE ¦ 1QU LoRE | Non-Red Flag Warning - Catastrophic Fires | Contact from object | Aggregated | 2036 | 3.9105e-07 | 607.6134 | 0.0002376 | 2036 | Mitigation | 0.95 | 45 | 0 | esc | 0.00097009 | 3.7935e-10 | 0.00097009 | 3.7935e-10 | 0.0027813 | 1.0239e-08 | 0.012804 | 5.4428e-08
[120 empty] | 7.3.3.17.5 (Remote Grid) Updates to grid topology to minimize risk of ignition in HFTDs Remote GridWLDFRContact from objectAggregated | WLDFR | HFTD - Distribution - Tier 3 - 4QU CoRE ¦ 1QU LoRE | Non-Red Flag Warning - Catastrophic Fires | Contact from object | Aggregated | 2037 | 3.9105e-07 | 607.6134 | 0.0002376 | 2037 | Mitigation | 0.95 | 45 | 0 | esc | 0.00097009 | 3.7935e-10 | 0.00097009 | 3.7935e-10 | 0.0027813 | 1.0239e-08 | 0.012804 | 5.4428e-08
[120 empty] | 7.3.3.17.5 (Remote Grid) Updates to grid topology to minimize risk of ignition in HFTDs Remote GridWLDFRContact from objectAggregated | WLDFR | HFTD - Distribution - Tier 3 - 4QU CoRE ¦ 1QU LoRE | Non-Red Flag Warning - Catastrophic Fires | Contact from object | Aggregated | 2038 | 3.9105e-07 | 607.6134 | 0.0002376 | 2038 | Mitigation | 0.95 | 45 | 0 | esc | 0.00097009 | 3.7935e-10 | 0.00097009 | 3.7935e-10 | 0.0027813 | 1.0239e-08 | 0 | 0
[120 empty] | 7.3.3.17.5 (Remote Grid) Updates to grid topology to minimize risk of ignition in HFTDs Remote GridWLDFRContact from objectAggregated | WLDFR | HFTD - Distribution - Tier 3 - 4QU CoRE ¦ 1QU LoRE | Non-Red Flag Warning - Catastrophic Fires | Contact from object | Aggregated | 2039 | 3.9105e-07 | 607.6134 | 0.0002376 | 2039 | Mitigation | 0.95 | 45 | 0 | esc | 0.00097009 | 3.7935e-10 | 0.00097009 | 3.7935e-10 | 0.0027813 | 1.0239e-08 | 0 | 0
[120 empty] | 7.3.3.17.5 (Remote Grid) Updates to grid topology to minimize risk of ignition in HFTDs Remote GridWLDFRContact from objectAggregated | WLDFR | HFTD - Distribution - Tier 3 - 4QU CoRE ¦ 1QU LoRE | Non-Red Flag Warning - Catastrophic Fires | Contact from object | Aggregated | 2040 | 3.9105e-07 | 607.6134 | 0.0002376 | 2040 | Mitigation | 0.95 | 45 | 0 | esc | 0.00097009 | 3.7935e-10 | 0.00097009 | 3.7935e-10 | 0.0027813 | 1.0239e-08 | 0.014899 | 7.0575e-09
[120 empty] | 7.3.3.17.5 (Remote Grid) Updates to grid topology to minimize risk of ignition in HFTDs Remote GridWLDFRContact from objectAggregated | WLDFR | HFTD - Distribution - Tier 3 - 4QU CoRE ¦ 1QU LoRE | Non-Red Flag Warning - Catastrophic Fires | Contact from object | Aggregated | 2041 | 3.9105e-07 | 607.6134 | 0.0002376 | 2041 | Mitigation | 0.95 | 45 | 0 | esc | 0.00097009 | 3.7935e-10 | 0.00097009 | 3.7935e-10 | 0.0027813 | 1.0239e-08 | 0.014899 | 7.0575e-09
[120 empty] | 7.3.3.17.5 (Remote Grid) Updates to grid topology to minimize risk of ignition in HFTDs Remote GridWLDFRContact from objectAggregated | WLDFR | HFTD - Distribution - Tier 3 - 4QU CoRE ¦ 1QU LoRE | Non-Red Flag Warning - Catastrophic Fires | Contact from object | Aggregated | 2042 | 3.9105e-07 | 607.6134 | 0.0002376 | 2042 | Mitigation | 0.95 | 45 | 0 | esc | 0.00097009 | 3.7935e-10 | 0.00097009 | 3.7935e-10 | 0.0027813 | 1.0239e-08 | 0.014899 | 7.0575e-09
[120 empty] | 7.3.3.17.5 (Remote Grid) Updates to grid topology to minimize risk of ignition in HFTDs Remote GridWLDFRContact from objectAggregated | WLDFR | HFTD - Distribution - Tier 3 - 4QU CoRE ¦ 1QU LoRE | Non-Red Flag Warning - Catastrophic Fires | Contact from object | Aggregated | 2043 | 3.9105e-07 | 607.6134 | 0.0002376 | 2043 | Mitigation | 0.95 | 45 | 0 | esc | 0.00097009 | 3.7935e-10 | 0.00097009 | 3.7935e-10 | 0.0027813 | 1.0239e-08 | 0.014899 | 7.0575e-09
[120 empty] | 7.3.3.17.5 (Remote Grid) Updates to grid topology to minimize risk of ignition in HFTDs Remote GridWLDFRContact from objectAggregated | WLDFR | HFTD - Distribution - Tier 3 - 4QU CoRE ¦ 1QU LoRE | Non-Red Flag Warning - Catastrophic Fires | Contact from object | Aggregated | 2044 | 3.9105e-07 | 607.6134 | 0.0002376 | 2044 | Mitigation | 0.95 | 45 | 0 | esc | 0.00097009 | 3.7935e-10 | 0.00097009 | 3.7935e-10 | 0.0027813 | 1.0239e-08 | 0.014899 | 7.0575e-09
[120 empty] | 7.3.3.17.5 (Remote Grid) Updates to grid topology to minimize risk of ignition in HFTDs Remote GridWLDFRContact from objectAggregated | WLDFR | HFTD - Distribution - Tier 3 - 4QU CoRE ¦ 1QU LoRE | Non-Red Flag Warning - Catastrophic Fires | Contact from object | Aggregated | 2045 | 3.9105e-07 | 607.6134 | 0.0002376 | 2045 | Mitigation | 0.95 | 45 | 0 | esc | 0.00097009 | 3.7935e-10 | 0.00097009 | 3.7935e-10 | 0.0027813 | 1.0239e-08 | 0.014899 | 7.0575e-09
[120 empty] | 7.3.3.17.5 (Remote Grid) Updates to grid topology to minimize risk of ignition in HFTDs Remote GridWLDFRContact from objectAggregated | WLDFR | HFTD - Distribution - Tier 3 - 4QU CoRE ¦ 1QU LoRE | Non-Red Flag Warning - Catastrophic Fires | Contact from object | Aggregated | 2046 | 3.9105e-07 | 607.6134 | 0.0002376 | 2046 | Mitigation | 0.95 | 45 | 0 | esc | 0.00097009 | 3.7935e-10 | 0.00097009 | 3.7935e-10 | 0.0027813 | 1.0239e-08 | 0.014899 | 7.0575e-09
[120 empty] | 7.3.3.17.5 (Remote Grid) Updates to grid topology to minimize risk of ignition in HFTDs Remote GridWLDFRContact from objectAggregated | WLDFR | HFTD - Distribution - Tier 3 - 4QU CoRE ¦ 1QU LoRE | Non-Red Flag Warning - Catastrophic Fires | Contact from object | Aggregated | 2047 | 3.9105e-07 | 607.6134 | 0.0002376 | 2047 | Mitigation | 0.95 | 45 | 0 | esc | 0.00097009 | 3.7935e-10 | 0.00097009 | 3.7935e-10 | 0.0027813 | 1.0239e-08 | 0.014899 | 7.0575e-09
[120 empty] | 7.3.3.17.5 (Remote Grid) Updates to grid topology to minimize risk of ignition in HFTDs Remote GridWLDFRContact from objectAggregated | WLDFR | HFTD - Distribution - Tier 3 - 4QU CoRE ¦ 1QU LoRE | Non-Red Flag Warning - Catastrophic Fires | Contact from object | Aggregated | 2048 | 3.9105e-07 | 607.6134 | 0.0002376 | 2048 | Mitigation | 0.95 | 45 | 0 | esc | 0.00097009 | 3.7935e-10 | 0.00097009 | 3.7935e-10 | 0.0027813 | 1.0239e-08 | 0.014899 | 7.0575e-09
[120 empty] | 7.3.3.17.5 (Remote Grid) Updates to grid topology to minimize risk of ignition in HFTDs Remote GridWLDFRContact from objectAggregated | WLDFR | HFTD - Distribution - Tier 3 - 4QU CoRE ¦ 1QU LoRE | Non-Red Flag Warning - Catastrophic Fires | Contact from object | Aggregated | 2049 | 3.9105e-07 | 607.6134 | 0.0002376 | 2049 | Mitigation | 0.95 | 45 | 0 | esc | 0.00097009 | 3.7935e-10 | 0.00097009 | 3.7935e-10 | 0.0027813 | 1.0239e-08 | 0.014899 | 7.0575e-09
[120 empty] | 7.3.3.17.5 (Remote Grid) Updates to grid topology to minimize risk of ignition in HFTDs Remote GridWLDFRContact from objectAggregated | WLDFR | HFTD - Distribution - Tier 3 - 4QU CoRE ¦ 1QU LoRE | Non-Red Flag Warning - Catastrophic Fires | Contact from object | Aggregated | 2050 | 3.9105e-07 | 607.6134 | 0.0002376 | 2050 | Mitigation | 0.95 | 45 | 0 | esc | 0.00097009 | 3.7935e-10 | 0.00097009 | 3.7935e-10 | 0.0027813 | 1.0239e-08 | 0.014899 | 7.0575e-09
[120 empty] | 7.3.3.17.5 (Remote Grid) Updates to grid topology to minimize risk of ignition in HFTDs Remote GridWLDFRContact from objectAggregated | WLDFR | HFTD - Distribution - Tier 3 - 4QU CoRE ¦ 1QU LoRE | Non-Red Flag Warning - Catastrophic Fires | Contact from object | Aggregated | 2051 | 3.9105e-07 | 607.6134 | 0.0002376 | 2051 | Mitigation | 0.95 | 45 | 0 | esc | 0.00097009 | 3.7935e-10 | 0.00097009 | 3.7935e-10 | 0.0027813 | 1.0239e-08 | 0.014899 | 7.0575e-09
[120 empty] | 7.3.3.17.5 (Remote Grid) Updates to grid topology to minimize risk of ignition in HFTDs Remote GridWLDFRContact from objectAggregated | WLDFR | HFTD - Distribution - Tier 3 - 4QU CoRE ¦ 1QU LoRE | Non-Red Flag Warning - Catastrophic Fires | Contact from object | Aggregated | 2052 | 3.9105e-07 | 607.6134 | 0.0002376 | 2052 | Mitigation | 0.95 | 45 | 0 | esc | 0.00097009 | 3.7935e-10 | 0.00097009 | 3.7935e-10 | 0.0027813 | 1.0239e-08 | 0.014899 | 7.0575e-09
[120 empty] | 7.3.3.17.5 (Remote Grid) Updates to grid topology to minimize risk of ignition in HFTDs Remote GridWLDFRContact from objectAggregated | WLDFR | HFTD - Distribution - Tier 3 - 4QU CoRE ¦ 1QU LoRE | Non-Red Flag Warning - Catastrophic Fires | Contact from object | Aggregated | 2053 | 3.9105e-07 | 607.6134 | 0.0002376 | 2053 | Mitigation | 0.95 | 45 | 0 | esc | 0.00097009 | 3.7935e-10 | 0.00097009 | 3.7935e-10 | 0.0027813 | 1.0239e-08 | 0.014899 | 7.0575e-09
[120 empty] | 7.3.3.17.5 (Remote Grid) Updates to grid topology to minimize risk of ignition in HFTDs Remote GridWLDFRContact from objectAggregated | WLDFR | HFTD - Distribution - Tier 3 - 4QU CoRE ¦ 1QU LoRE | Non-Red Flag Warning - Catastrophic Fires | Contact from object | Aggregated | 2054 | 3.9105e-07 | 607.6134 | 0.0002376 | 2054 | Mitigation | 0.95 | 45 | 0 | esc | 0.00097009 | 3.7935e-10 | 0.00097009 | 3.7935e-10 | 0.0027813 | 1.0239e-08 | 0.014899 | 7.0575e-09
[120 empty] | 7.3.3.17.5 (Remote Grid) Updates to grid topology to minimize risk of ignition in HFTDs Remote GridWLDFRContact from objectAggregated | WLDFR | HFTD - Distribution - Tier 3 - 4QU CoRE ¦ 1QU LoRE | Non-Red Flag Warning - Catastrophic Fires | Contact from object | Aggregated | 2055 | 3.9105e-07 | 607.6134 | 0.0002376 | 2055 | Mitigation | 0.95 | 45 | 0 | esc | 0.00097009 | 3.7935e-10 | 0.00097009 | 3.7935e-10 | 0.0027813 | 1.0239e-08 | 0.014899 | 7.0575e-09
[120 empty] | 7.3.3.17.5 (Remote Grid) Updates to grid topology to minimize risk of ignition in HFTDs Remote GridWLDFRContact from objectAggregated | WLDFR | HFTD - Distribution - Tier 3 - 4QU CoRE ¦ 1QU LoRE | Non-Red Flag Warning - Catastrophic Fires | Contact from object | Aggregated | 2056 | 3.9105e-07 | 607.6134 | 0.0002376 | 2056 | Mitigation | 0.95 | 45 | 0 | esc | 0.00097009 | 3.7935e-10 | 0.00097009 | 3.7935e-10 | 0.0027813 | 1.0239e-08 | 0.014899 | 7.0575e-09
[120 empty] | 7.3.3.17.5 (Remote Grid) Updates to grid topology to minimize risk of ignition in HFTDs Remote GridWLDFRContact from objectAggregated | WLDFR | HFTD - Distribution - Tier 3 - 4QU CoRE ¦ 1QU LoRE | Non-Red Flag Warning - Catastrophic Fires | Contact from object | Aggregated | 2057 | 3.9105e-07 | 607.6134 | 0.0002376 | 2057 | Mitigation | 0.95 | 45 | 0 | esc | 0.00097009 | 3.7935e-10 | 0.00097009 | 3.7935e-10 | 0.0027813 | 1.0239e-08 | 0.014899 | 7.0575e-09
[120 empty] | 7.3.3.17.5 (Remote Grid) Updates to grid topology to minimize risk of ignition in HFTDs Remote GridWLDFRContact from objectAggregated | WLDFR | HFTD - Distribution - Tier 3 - 4QU CoRE ¦ 1QU LoRE | Non-Red Flag Warning - Catastrophic Fires | Contact from object | Aggregated | 2058 | 3.9105e-07 | 607.6134 | 0.0002376 | 2058 | Mitigation | 0.95 | 45 | 0 | esc | 0.00097009 | 3.7935e-10 | 0.00097009 | 3.7935e-10 | 0.0027813 | 1.0239e-08 | 0.014899 | 7.0575e-09
[120 empty] | 7.3.3.17.5 (Remote Grid) Updates to grid topology to minimize risk of ignition in HFTDs Remote GridWLDFRContact from objectAggregated | WLDFR | HFTD - Distribution - Tier 3 - 4QU CoRE ¦ 1QU LoRE | Non-Red Flag Warning - Catastrophic Fires | Contact from object | Aggregated | 2059 | 3.9105e-07 | 607.6134 | 0.0002376 | 2059 | Mitigation | 0.95 | 45 | 0 | esc | 0.00097009 | 3.7935e-10 | 0.00097009 | 3.7935e-10 | 0.0027813 | 1.0239e-08 | 0.014899 | 7.0575e-09
[120 empty] | 7.3.3.17.5 (Remote Grid) Updates to grid topology to minimize risk of ignition in HFTDs Remote GridWLDFRContact from objectAggregated | WLDFR | HFTD - Distribution - Tier 3 - 4QU CoRE ¦ 1QU LoRE | Non-Red Flag Warning - Catastrophic Fires | Contact from object | Aggregated | 2060 | 3.9105e-07 | 607.6134 | 0.0002376 | 2060 | Mitigation | 0.95 | 45 | 0 | esc | 0.00097009 | 3.7935e-10 | 0.00097009 | 3.7935e-10 | 0.0027813 | 1.0239e-08 | 0.014899 | 7.0575e-09
[120 empty] | 7.3.3.17.5 (Remote Grid) Updates to grid topology to minimize risk of ignition in HFTDs Remote GridWLDFRContact from objectAggregated | WLDFR | HFTD - Distribution - Tier 3 - 4QU CoRE ¦ 1QU LoRE | Non-Red Flag Warning - Catastrophic Fires | Contact from object | Aggregated | 2061 | 3.9105e-07 | 607.6134 | 0.0002376 | 2061 | Mitigation | 0.95 | 45 | 0 | esc | 0.00097009 | 3.7935e-10 | 0.00097009 | 3.7935e-10 | 0.0027813 | 1.0239e-08 | 0.014899 | 7.0575e-09
[120 empty] | 7.3.3.17.5 (Remote Grid) Updates to grid topology to minimize risk of ignition in HFTDs Remote GridWLDFRContact from objectAggregated | WLDFR | HFTD - Distribution - Tier 3 - 4QU CoRE ¦ 1QU LoRE | Non-Red Flag Warning - Catastrophic Fires | Contact from object | Aggregated | 2062 | 3.9105e-07 | 607.6134 | 0.0002376 | 2062 | Mitigation | 0.95 | 45 | 0 | esc | 0.00097009 | 3.7935e-10 | 0.00097009 | 3.7935e-10 | 0.0027813 | 1.0239e-08 | 0.014899 | 7.0575e-09
[120 empty] | 7.3.3.17.5 (Remote Grid) Updates to grid topology to minimize risk of ignition in HFTDs Remote GridWLDFRContact from objectAggregated | WLDFR | HFTD - Distribution - Tier 3 - 4QU CoRE ¦ 1QU LoRE | Non-Red Flag Warning - Catastrophic Fires | Contact from object | Aggregated | 2063 | 3.9105e-07 | 607.6134 | 0.0002376 | 2063 | Mitigation | 0.95 | 45 | 0 | esc | 0.00097009 | 3.7935e-10 | 0.00097009 | 3.7935e-10 | 0.0027813 | 1.0239e-08 | 0.014899 | 7.0575e-09
[120 empty] | 7.3.3.17.5 (Remote Grid) Updates to grid topology to minimize risk of ignition in HFTDs Remote GridWLDFRContact from objectAggregated | WLDFR | HFTD - Distribution - Tier 3 - 4QU CoRE ¦ 1QU LoRE | Non-Red Flag Warning - Catastrophic Fires | Contact from object | Aggregated | 2064 | 3.9105e-07 | 607.6134 | 0.0002376 | 2064 | Mitigation | 0.95 | 45 | 0 | esc | 0.00097009 | 3.7935e-10 | 0.00097009 | 3.7935e-10 | 0.0027813 | 1.0239e-08 | 0.014899 | 7.0575e-09
[120 empty] | 7.3.3.17.5 (Remote Grid) Updates to grid topology to minimize risk of ignition in HFTDs Remote GridWLDFRContact from objectAggregated | WLDFR | HFTD - Distribution - Tier 3 - 4QU CoRE ¦ 1QU LoRE | Non-Red Flag Warning - Catastrophic Fires | Contact from object | Aggregated | 2065 | 3.9105e-07 | 607.6134 | 0.0002376 | 2065 | Mitigation | 0.95 | 45 | 0 | esc | 0.00097009 | 3.7935e-10 | 0.00097009 | 3.7935e-10 | 0.0027813 | 1.0239e-08 | 0.014899 | 7.0575e-09
[120 empty] | 7.3.3.17.5 (Remote Grid) Updates to grid topology to minimize risk of ignition in HFTDs Remote GridWLDFRContact from objectAggregated | WLDFR | HFTD - Distribution - Tier 3 - 4QU CoRE ¦ 1QU LoRE | Non-Red Flag Warning - Catastrophic Fires | Contact from object | Aggregated | 2066 | 3.9105e-07 | 607.6134 | 0.0002376 | 2066 | Mitigation | 0.95 | 45 | 0 | esc | 0.00097009 | 3.7935e-10 | 0.00097009 | 3.7935e-10 | 0.0027813 | 1.0239e-08 | 0.014899 | 7.0575e-09